{"text_format":"1","workbook":"xlsx","n_sheets":8,"sheets":["Historical scenario - input","Historical scenario - output","Cost scenario - input","Cost scenario - output","Lives scenario - input","Lives scenario - output","Combined scenario - input","Combined scenario - output"],"not_rendered":{"charts":0,"images":0,"macros":1,"external_links":0,"defined_names":1,"comments":0,"pivot_tables":0},"unopened":[],"bounds":{"document_bytes":16777216,"sheet_cells":100000,"rows_first":2000,"rows_last":500,"rows_between":2000,"halvings":0,"cell_chars":16384,"cell_head_chars":4096},"cells_cut":0,"cells_raw":0,"read":"whole","date_system":"1900"}

{"sheet":"Historical scenario - input","index":0,"n_rows":190,"n_cols":190,"rows_kept":190,"cut":false,"hidden":false,"merged":[[2,3,3,3],[2,4,3,5],[2,6,3,6]]}
[null,"Unit cost - historical","Calibration period: Calendar Year 2016 to 2019"]
[null,"Replacement lives - calibrated"," Reference to 2020 refers to calendar year 2020"]
[null,null,"All expenditure values are in $2020-21","Unit cost","Replacement \nlife",null,"Method","Volume",null,null,null,null,null,null,null,null,null,null,null,null,null,null,null,null,null,null,null,null,null,null,null,null,null,null,null,null,null,null,null,null,null,null,null,null,null,null,null,null,null,null,null,null,null,null,null,null,null,null,null,null,null,null,null,null,null,null,null,null,null,null,null,null,null,null,null,null,null,null,null,null,null,null,null,null,null,null,null,null,null,null,null,null,null,null,null,null,null,null,null,"Replacement Cost (NOT depreciated)"]
[null,null,null,null,null,null,null,"Installation date",null,null,null,null,null,null,null,null,null,null,null,null,null,null,null,null,null,null,null,null,null,null,null,null,null,null,null,null,null,null,null,null,null,null,null,null,null,null,null,null,null,null,null,null,null,null,null,null,null,null,null,null,null,null,null,null,null,null,null,null,null,null,null,null,null,null,null,null,null,null,null,null,null,null,null,null,null,null,null,null,null,null,null,null,null,null,null,null,null,null,null,"Installation date"]
["ID","Asset group","Asset category","$ ('000)","μ","σ","#",2019,2018,2017,2016,2015,2014,2013,2012,2011,2010,2009,2008,2007,2006,2005,2004,2003,2002,2001,2000,1999,1998,1997,1996,1995,1994,1993,1992,1991,1990,1989,1988,1987,1986,1985,1984,1983,1982,1981,1980,1979,1978,1977,1976,1975,1974,1973,1972,1971,1970,1969,1968,1967,1966,1965,1964,1963,1962,1961,1960,1959,1958,1957,1956,1955,1954,1953,1952,1951,1950,1949,1948,1947,1946,1945,1944,1943,1942,1941,1940,1939,1938,1937,1936,1935,1934,1933,1932,1931,1930,1929,null,2019,2018,2017,2016,2015,2014,2013,2012,2011,2010,2009,2008,2007,2006,2005,2004,2003,2002,2001,2000,1999,1998,1997,1996,1995,1994,1993,1992,1991,1990,1989,1988,1987,1986,1985,1984,1983,1982,1981,1980,1979,1978,1977,1976,1975,1974,1973,1972,1971,1970,1969,1968,1967,1966,1965,1964,1963,1962,1961,1960,1959,1958,1957,1956,1955,1954,1953,1952,1951,1950,1949,1948,1947,1946,1945,1944,1943,1942,1941,1940,1939,1938,1937,1936,1935,1934,1933,1932,1931,1930,1929]
[1,"OVERHEAD CONDUCTORS","˂ = 1 kv",110.33479468323898,107.82376162986255,10.383822110854103,2,9.1999999999999993,5.5,9.5,11.4,12,14.4,25.4,11,12,12.2,14.9,13.2,6.6,8.3000000000000007,13,7.3,12.7,15.4,9,9.1999999999999993,9.5,6.9,3,6.4,13.5,9,16.600000000000001,14.4,6.9,16.3,28.5,45.9,20.5,38.5,31.5,23.2,15.8,37.799999999999997,31.3,26.7,34.5,30,18.8,19.100000000000001,16.8,15.8,32.9,61,63.3,44,52.4,69.3,62.1,48,35.9,39.1,31,33.200000000000003,35.799999999999997,27.1,19.2,18.2,5.2,8.5,4.8,4.2,6.2,2.1,0.9,4.5,0.6,1.5,2.4,1.9,1,1,2.5,6.7,9.9,20.3,16.7,14,11.7,14.8,18.399999999999999,17.5,11,5.8,0.7,0.6,0,null,1015.0801110857985,606.84137075781439,1048.1805494907703,1257.8166593889243,1324.0175361988677,1588.8210434386415,2802.50378495427,1213.6827415156288,1324.0175361988677,1346.0844951355155,1643.9884407802608,1456.4192898187546,728.20964490937729,915.77879587088364,1434.3523308821068,805.44400118764452,1401.251892477135,1699.1558381218804,993.01315214915087,1015.0801110857985,1048.1805494907703,761.31008331434907,331.00438404971692,706.14268597272951,1489.5197282237264,993.01315214915087,1831.5575917417673,1588.8210434386415,761.31008331434907,1798.4571533367955,3144.541648472311,5064.3670759606694,2261.8632910063993,4247.8895953047004,3475.5460325220279,2559.7672366511442,1743.2897559951759,4170.6552390264333,3453.4790735853803,2945.9390180424807,3806.5504165717448,3310.0438404971696,2074.2941400448931,2107.3945784498646,1853.6245506784151,1743.2897559951759,3630.0147450785626,6730.4224756775775,6984.1925034490268,4854.7309660625151,5781.5432414017223,7646.2012715484616,6851.7907498291406,5296.0701447954707,3961.0191291282795,4314.0904721146444,3420.3786351804083,3663.1151834835346,3949.9856496599555,2990.0729359157767,2118.4280579181882,2008.0932632349493,573.74093235284272,937.84575480753131,529.60701447954705,463.40613766960377,684.07572703608173,231.70306883480188,99.301315214915093,496.50657607457543,66.200876809943381,165.50219202485846,264.80350723977352,209.63610989815405,110.33479468323898,110.33479468323898,275.83698670809747,739.24312437770118,1092.3144673640659,2239.7963320697513,1842.5910712100908,1544.6871255653457,1290.9170977938961,1632.954961311937,2030.1602221715971,1930.8589069566822,1213.6827415156288,639.94180916278606,77.234356278267285,66.200876809943381,0]
[1,"OVERHEAD CONDUCTORS","˃ 11 kv & < = 22 kv ; multiple-phase",110.33479468323898,107.82376162986255,10.383822110854103,2,0,0,0,0,0,0,0,0,0,0,0.1,0.1,0,0.1,0.1,0.1,0.1,0.1,0.1,0.1,0.1,0.1,0,0.1,0,0.1,0.1,0,0.1,0.1,0.1,0.2,0.1,0.3,0.3,0.2,0.1,0.2,0.1,0.2,0.2,0.2,0.1,0.1,0.1,0.1,0.1,0.1,0.1,0.1,0.2,0.2,0.3,0.1,0.2,0.1,0.1,0.1,0.1,0.1,0.1,0.1,0,0,0,0,0,0,0,0,0,0,0,0,0,0,0,0,0,0.1,0.1,0,0,0.1,0,0.1,0.1,0,0,0,0,null,0,0,0,0,0,0,0,0,0,0,11.033479468323899,11.033479468323899,0,11.033479468323899,11.033479468323899,11.033479468323899,11.033479468323899,11.033479468323899,11.033479468323899,11.033479468323899,11.033479468323899,11.033479468323899,0,11.033479468323899,0,11.033479468323899,11.033479468323899,0,11.033479468323899,11.033479468323899,11.033479468323899,22.066958936647797,11.033479468323899,33.10043840497169,33.10043840497169,22.066958936647797,11.033479468323899,22.066958936647797,11.033479468323899,22.066958936647797,22.066958936647797,22.066958936647797,11.033479468323899,11.033479468323899,11.033479468323899,11.033479468323899,11.033479468323899,11.033479468323899,11.033479468323899,11.033479468323899,22.066958936647797,22.066958936647797,33.10043840497169,11.033479468323899,22.066958936647797,11.033479468323899,11.033479468323899,11.033479468323899,11.033479468323899,11.033479468323899,11.033479468323899,11.033479468323899,0,0,0,0,0,0,0,0,0,0,0,0,0,0,0,0,0,11.033479468323899,11.033479468323899,0,0,11.033479468323899,0,11.033479468323899,11.033479468323899,0,0,0,0]
[1,"OVERHEAD CONDUCTORS","> 1 kv & < = 11 kv",110.33479468323898,107.82376162986255,10.383822110854103,2,2.1,0.5,1,0.6,0.9,0.7,3,1.2,2.1,1,5.5,4.5,2.7,5.8,4.0999999999999996,4.5999999999999996,4.7,5,8,10.3,7.1,4.0999999999999996,2.2999999999999998,4.2,2.2999999999999998,4.7,3.6,1,4.9000000000000004,8,7.5,10.3,7.9,15.5,12.8,13.7,9.8000000000000007,12.5,8,11.7,14.6,12.5,3.7,6.1,4.5,4.0999999999999996,6,10.3,5.7,6.7,11.9,14.2,21.5,13.7,20.3,9.6,10.6,10.6,8.1,6,4.9000000000000004,3.7,2.2000000000000002,0.9,1.1000000000000001,1.6,1,1,0.2,0.9,0.7,0.2,0.4,0.2,0.2,0.2,0.4,1.3,2.5,4.4000000000000004,3.7,2,1.6,3.2,2.2999999999999998,3.2,3.8,1.1000000000000001,0.3,0.8,0,null,231.70306883480188,55.167397341619491,110.33479468323898,66.200876809943381,99.301315214915093,77.234356278267285,331.00438404971692,132.40175361988676,231.70306883480188,110.33479468323898,606.84137075781439,496.50657607457543,297.90394564474525,639.94180916278606,452.37265820127976,507.54005554289927,518.57353501122327,551.67397341619494,882.67835746591186,1136.4483852373617,783.37704225099674,452.37265820127976,253.77002777144963,463.40613766960377,253.77002777144963,518.57353501122327,397.20526085966037,110.33479468323898,540.64049394787105,882.67835746591186,827.51096012429241,1136.4483852373617,871.64487799758797,1710.1893175902042,1412.285371945459,1511.5866871603739,1081.2809878957421,1379.1849335404872,882.67835746591186,1290.9170977938961,1610.888002375289,1379.1849335404872,408.23874032798426,673.04224756775773,496.50657607457543,452.37265820127976,662.00876809943384,1136.4483852373617,628.90832969446217,739.24312437770118,1312.9840567305439,1566.7540845019935,2372.198085689638,1511.5866871603739,2239.7963320697513,1059.2140289590941,1169.5488236423332,1169.5488236423332,893.71183693423575,662.00876809943384,540.64049394787105,408.23874032798426,242.73654830312577,99.301315214915093,121.36827415156289,176.53567149318238,110.33479468323898,110.33479468323898,22.066958936647797,99.301315214915093,77.234356278267285,22.066958936647797,44.133917873295594,22.066958936647797,22.066958936647797,22.066958936647797,44.133917873295594,143.43523308821068,275.83698670809747,485.47309660625154,408.23874032798426,220.66958936647796,176.53567149318238,353.07134298636475,253.77002777144963,353.07134298636475,419.27221979630809,121.36827415156289,33.10043840497169,88.267835746591189,0]
[1,"OVERHEAD CONDUCTORS","> 22 kv & < = 66 kv",110.33479468323898,107.82376162986255,10.383822110854103,2,0.7,0.2,0,0.1,0.2,0.2,0,0,0,0,0.9,0.6,0.9,1.6,0.6,0.8,1.6,0.4,0.5,0.4,2.7,0.4,2.6,3,1.6,1.8,3.2,0.5,2.9,3.8,3.6,1.7,0.9,4,4.8,6.2,1.5,2.9,2.2999999999999998,2.1,3.4,1,0.8,1.1000000000000001,0.3,0.7,0.6,0.7,3.4,2.9,2.2000000000000002,4.7,12.1,7.9,14.7,6.4,3.4,3.5,1.3,0.4,0.1,0.9,1.4,0.5,0.3,0.3,0.1,0.6,0.2,0.4,0,0,0,0,0,0,0.1,0.8,0.6,0.1,0.4,1.9,0,0,0.4,0,0.2,0,0,0,0,null,77.234356278267285,22.066958936647797,0,11.033479468323899,22.066958936647797,22.066958936647797,0,0,0,0,99.301315214915093,66.200876809943381,99.301315214915093,176.53567149318238,66.200876809943381,88.267835746591189,176.53567149318238,44.133917873295594,55.167397341619491,44.133917873295594,297.90394564474525,44.133917873295594,286.87046617642136,331.00438404971692,176.53567149318238,198.60263042983019,353.07134298636475,55.167397341619491,319.97090458139303,419.27221979630809,397.20526085966037,187.56915096150627,99.301315214915093,441.33917873295593,529.60701447954705,684.07572703608173,165.50219202485846,319.97090458139303,253.77002777144963,231.70306883480188,375.13830192301253,110.33479468323898,88.267835746591189,121.36827415156289,33.10043840497169,77.234356278267285,66.200876809943381,77.234356278267285,375.13830192301253,319.97090458139303,242.73654830312577,518.57353501122327,1335.0510156671917,871.64487799758797,1621.921481843613,706.14268597272951,375.13830192301253,386.17178139133642,143.43523308821068,44.133917873295594,11.033479468323899,99.301315214915093,154.46871255653457,55.167397341619491,33.10043840497169,33.10043840497169,11.033479468323899,66.200876809943381,22.066958936647797,44.133917873295594,0,0,0,0,0,0,11.033479468323899,88.267835746591189,66.200876809943381,11.033479468323899,44.133917873295594,209.63610989815405,0,0,44.133917873295594,0,22.066958936647797,0,0,0,0]
[2,"POLES","˂ = 1 kv ; concrete",22.587863669956128,61.926635298888883,7.8693478318656673,2,3,2,7,7,7,0,3,5,3,11,2,11,8,5,15,37,45,97,72,49,102,85,63,105,131,120,245,172,55,110,290,458,126,109,128,35,33,14,22,17,0,16,10,5,1,4,261,84,1,0,0,0,0,0,0,0,0,0,0,0,0,0,0,0,0,0,0,0,0,0,0,0,0,0,0,0,0,0,0,0,0,0,0,0,0,0,0,0,0,0,0,null,67.763591009868378,45.175727339912257,158.11504568969289,158.11504568969289,158.11504568969289,0,67.763591009868378,112.93931834978065,67.763591009868378,248.46650036951741,45.175727339912257,248.46650036951741,180.70290935964903,112.93931834978065,338.81795504934195,835.7509557883767,1016.4538651480258,2191.0227759857444,1626.3261842368413,1106.8053198278503,2303.9620943355253,1919.9684119462709,1423.0354112072362,2371.7256853453937,2959.0101407642528,2710.5436403947356,5534.0265991392516,3885.1125512324543,1242.3325018475871,2484.6650036951742,6550.4804642872768,10345.241560839906,2846.0708224144723,2462.0771400252179,2891.2465497543844,790.57522844846449,745.39950110855227,316.23009137938578,496.93300073903481,383.99368238925416,0,361.40581871929805,225.8786366995613,112.93931834978065,22.587863669956128,90.351454679824514,5895.4324178585493,1897.3805482763148,22.587863669956128,0,0,0,0,0,0,0,0,0,0,0,0,0,0,0,0,0,0,0,0,0,0,0,0,0,0,0,0,0,0,0,0,0,0,0,0,0,0,0,0,0,0]
[2,"POLES","˂ = 1 kv ; steel",16.405626526266136,79.210185563780342,8.9000104249253749,2,4,12,13,6,24,25,36,50,50,65,23,161,109,87,65,44,55,47,55,50,115,72,50,57,75,48,76,81,51,67,68,64,86,63,77,47,108,54,70,76,100,90,81,66,84,45,66,67,84,139,131,67,57,98,37,17,25,15,9,27,9,4,2,3,0,0,0,0,0,2,0,0,0,0,0,0,0,0,2,0,2,0,0,2,2,0,0,0,0,0,0,null,65.622506105064545,196.86751831519365,213.27314484145978,98.433759157596825,393.7350366303873,410.14066315665343,590.60255494558089,820.28132631330686,820.28132631330686,1066.3657242072989,377.32941010412111,2641.3058707288478,1788.2132913630089,1427.2895077851538,1066.3657242072989,721.84756715570995,902.30945894463753,771.06444673450835,902.30945894463753,820.28132631330686,1886.6470505206057,1181.2051098911618,820.28132631330686,935.12071199716979,1230.4219894699602,787.4700732607746,1246.8276159962263,1328.855748627557,836.686952839573,1099.1769772598311,1115.5826037860973,1049.9600976810327,1410.8838812588876,1033.5544711547666,1263.2332425224924,771.06444673450835,1771.8076648367428,885.90383241837139,1148.3938568386295,1246.8276159962263,1640.5626526266137,1476.5063873639522,1328.855748627557,1082.771350733565,1378.0726282063554,738.25319368197609,1082.771350733565,1099.1769772598311,1378.0726282063554,2280.3820871509929,2149.1370749408638,1099.1769772598311,935.12071199716979,1607.7513995740815,607.00818147184702,278.89565094652431,410.14066315665343,246.08439789399205,147.65063873639522,442.9519162091857,147.65063873639522,65.622506105064545,32.811253052532273,49.216879578798412,0,0,0,0,0,32.811253052532273,0,0,0,0,0,0,0,0,32.811253052532273,0,32.811253052532273,0,0,32.811253052532273,32.811253052532273,0,0,0,0,0,0]
[2,"POLES","˂ = 1 kv ; wood",7.4756010846802274,87.457262560935604,9.351858775715959,2,43,79,176,192,164,158,189,199,135,116,166,132,75,88,124,43,91,121,40,22,79,12,7,13,39,21,12,77,59,140,226,303,201,517,332,363,240,545,458,368,542,462,294,310,224,222,248,844,925,599,750,980,919,677,587,668,514,540,577,418,361,329,120,153,113,107,135,79,64,93,51,65,85,53,40,60,98,126,180,331,275,211,191,236,280,285,169,76,10,12,0,null,321.45084664124977,590.57248568973796,1315.7057909037201,1435.3154082586036,1225.9985778875573,1181.1449713794759,1412.888605004563,1487.6446158513652,1009.2061464318307,867.16972582290634,1240.9497800569177,986.77934317779,560.67008135101707,657.85289545186004,926.97453450034823,321.45084664124977,680.27969870590073,904.54773124630754,299.02404338720908,164.46322386296501,590.57248568973796,89.707213016162726,52.329207592761591,97.182814100842961,291.54844230252888,156.98762277828479,89.707213016162726,575.62128352037746,441.06046399613342,1046.5841518552318,1689.4858451377313,2265.1071286581091,1502.5958180207258,3864.8857607796776,2481.8995601138354,2713.6431937389225,1794.1442603232547,4074.2025911507239,3423.8252967835442,2751.0211991623237,4051.7757878966831,3453.727701122265,2197.8267188959867,2317.4363362508707,1674.5346429683709,1659.5834407990105,1853.9490690006965,6309.4073154701118,6914.9310033292104,4477.8850497234562,5606.7008135101705,7326.0890629866226,6870.0773968211288,5060.9819343285144,4388.1778367072939,4993.7015245663915,3842.4589575256368,4036.8245857273228,4313.4218258604915,3124.8012533963351,2698.6919915695621,2459.472756859795,897.07213016162734,1143.7669659560747,844.74292256886565,799.88931606078438,1009.2061464318307,590.57248568973796,478.43846941953456,695.23090087526111,381.25565531869159,485.91407050421481,635.42609219781934,396.20685748805204,299.02404338720908,448.53606508081367,732.6089062986623,941.92573666970861,1345.6081952424408,2474.4239590291554,2055.7902982870623,1577.351828867528,1427.8398071739234,1764.2418559845337,2093.1683037104635,2130.5463091338647,1263.3765833109585,568.14568243569727,74.756010846802269,89.707213016162726,0]
[2,"POLES","˃ 11 kv & < = 22 kv ; concrete",22.587863669956128,61.926635298888883,7.8693478318656673,2,0,0,0,0,0,0,0,0,0,0,0,0,0,0,0,0,0,0,0,0,0,3,0,3,0,0,2,0,3,0,0,0,0,0,0,0,0,0,0,0,0,0,0,0,0,0,0,0,0,2,0,0,0,0,0,0,0,0,0,0,0,0,0,0,0,0,0,0,0,0,0,0,0,0,0,0,0,0,0,0,0,0,0,0,0,0,0,0,0,0,0,null,0,0,0,0,0,0,0,0,0,0,0,0,0,0,0,0,0,0,0,0,0,67.763591009868378,0,67.763591009868378,0,0,45.175727339912257,0,67.763591009868378,0,0,0,0,0,0,0,0,0,0,0,0,0,0,0,0,0,0,0,0,45.175727339912257,0,0,0,0,0,0,0,0,0,0,0,0,0,0,0,0,0,0,0,0,0,0,0,0,0,0,0,0,0,0,0,0,0,0,0,0,0,0,0,0,0]
[2,"POLES","˃ 11 kv & < = 22 kv ; steel",16.405626526266136,79.210185563780342,8.9000104249253749,2,0,0,0,0,0,0,0,0,0,0,0,0,0,0,0,0,0,0,0,2,0,2,0,0,0,0,0,0,0,0,0,0,0,0,0,0,0,0,0,1,0,0,0,0,0,0,0,0,0,0,0,0,0,0,0,0,0,0,0,0,0,0,0,0,0,0,0,0,0,0,0,0,0,0,0,0,0,0,0,0,0,0,0,0,0,0,0,0,0,0,0,null,0,0,0,0,0,0,0,0,0,0,0,0,0,0,0,0,0,0,0,32.811253052532273,0,32.811253052532273,0,0,0,0,0,0,0,0,0,0,0,0,0,0,0,0,0,16.405626526266136,0,0,0,0,0,0,0,0,0,0,0,0,0,0,0,0,0,0,0,0,0,0,0,0,0,0,0,0,0,0,0,0,0,0,0,0,0,0,0,0,0,0,0,0,0,0,0,0,0,0,0]
[2,"POLES","˃ 11 kv & < = 22 kv ; wood",32.295546505762729,91.570076584103958,9.5692254955196852,2,6,11,8,10,18,9,21,8,12,6,3,6,4,2,9,7,15,9,7,2,11,3,14,15,25,2,9,3,14,12,37,8,10,12,10,15,9,27,12,11,10,9,21,13,5,5,18,7,5,11,17,7,13,9,19,24,11,42,7,7,4,9,11,6,5,2,2,5,3,2,3,1,2,0,2,0,4,9,7,7,5,3,2,6,2,7,3,2,0,0,0,null,193.77327903457638,355.25101156339002,258.36437204610183,322.95546505762729,581.31983710372913,290.65991855186456,678.20647662101737,258.36437204610183,387.54655806915275,193.77327903457638,96.886639517288188,193.77327903457638,129.18218602305092,64.591093011525459,290.65991855186456,226.06882554033911,484.43319758644094,290.65991855186456,226.06882554033911,64.591093011525459,355.25101156339002,96.886639517288188,452.13765108067821,484.43319758644094,807.38866264406829,64.591093011525459,290.65991855186456,96.886639517288188,452.13765108067821,387.54655806915275,1194.935220713221,258.36437204610183,322.95546505762729,387.54655806915275,322.95546505762729,484.43319758644094,290.65991855186456,871.97975565559364,387.54655806915275,355.25101156339002,322.95546505762729,290.65991855186456,678.20647662101737,419.84210457491548,161.47773252881365,161.47773252881365,581.31983710372913,226.06882554033911,161.47773252881365,355.25101156339002,549.02429059796646,226.06882554033911,419.84210457491548,290.65991855186456,613.6153836094918,775.0931161383055,355.25101156339002,1356.4129532420347,226.06882554033911,226.06882554033911,129.18218602305092,290.65991855186456,355.25101156339002,193.77327903457638,161.47773252881365,64.591093011525459,64.591093011525459,161.47773252881365,96.886639517288188,64.591093011525459,96.886639517288188,32.295546505762729,64.591093011525459,0,64.591093011525459,0,129.18218602305092,290.65991855186456,226.06882554033911,226.06882554033911,161.47773252881365,96.886639517288188,64.591093011525459,193.77327903457638,64.591093011525459,226.06882554033911,96.886639517288188,64.591093011525459,0,0,0]
[2,"POLES","> 1 kv & < = 11 kv ; concrete",25.460786897337975,58.956536901399524,7.6783160198965188,2,10,18,10,17,16,16,18,13,3,24,6,20,14,23,9,3,5,10,13,22,31,14,5,10,8,24,32,7,32,65,12,83,21,16,37,76,35,10,16,16,0,18,0,0,0,0,0,3,0,0,2,2,0,0,0,0,0,0,0,0,0,0,0,0,0,0,0,0,0,0,0,0,0,0,0,0,0,0,0,0,0,0,0,0,0,0,0,0,0,0,0,null,254.60786897337977,458.29416415208357,254.60786897337977,432.83337725474559,407.3725903574076,407.3725903574076,458.29416415208357,330.99022966539366,76.382360692013918,611.05888553611135,152.76472138402784,509.21573794675953,356.45101656273164,585.59809863877342,229.14708207604178,76.382360692013918,127.30393448668988,254.60786897337977,330.99022966539366,560.1373117414355,789.28439381747728,356.45101656273164,127.30393448668988,254.60786897337977,203.6862951787038,611.05888553611135,814.74518071481521,178.22550828136582,814.74518071481521,1654.9511483269685,305.52944276805567,2113.2453124790518,534.67652484409746,407.3725903574076,942.04911520150506,1935.0198041976862,891.1275414068291,254.60786897337977,407.3725903574076,407.3725903574076,0,458.29416415208357,0,0,0,0,0,76.382360692013918,0,0,50.92157379467595,50.92157379467595,0,0,0,0,0,0,0,0,0,0,0,0,0,0,0,0,0,0,0,0,0,0,0,0,0,0,0,0,0,0,0,0,0,0,0,0,0,0,0]
[2,"POLES","> 1 kv & < = 11 kv ; steel",16.405626526266136,79.210185563780342,8.9000104249253749,2,1,0,0,0,0,1,0,0,0,0,0,0,0,1,0,0,0,0,0,1,2,1,0,0,0,2,0,0,0,0,0,0,0,0,1,3,0,0,0,1,0,0,1,0,0,0,1,0,0,0,0,1,0,0,0,0,0,0,0,0,0,0,0,0,0,0,0,0,0,0,0,0,0,0,0,0,0,0,0,0,0,0,0,0,0,0,0,0,0,0,0,null,16.405626526266136,0,0,0,0,16.405626526266136,0,0,0,0,0,0,0,16.405626526266136,0,0,0,0,0,16.405626526266136,32.811253052532273,16.405626526266136,0,0,0,32.811253052532273,0,0,0,0,0,0,0,0,16.405626526266136,49.216879578798412,0,0,0,16.405626526266136,0,0,16.405626526266136,0,0,0,16.405626526266136,0,0,0,0,16.405626526266136,0,0,0,0,0,0,0,0,0,0,0,0,0,0,0,0,0,0,0,0,0,0,0,0,0,0,0,0,0,0,0,0,0,0,0,0,0,0,0]
[2,"POLES","> 1 kv & < = 11 kv ; wood",6.3040907376247537,83.477916733688843,9.1366250187741009,2,33,50,92,89,99,101,133,78,98,74,60,79,39,66,66,33,55,69,90,25,67,30,27,46,17,41,54,17,79,112,143,145,148,315,243,221,198,251,150,250,319,270,92,116,85,106,133,252,116,146,239,314,492,316,438,199,234,206,201,141,113,90,48,30,49,48,52,45,31,39,37,22,23,20,21,18,24,41,72,90,77,47,30,72,63,76,88,37,6,14,0,null,208.03499434161688,315.20453688123769,579.97634786147739,561.06407564860308,624.10498302485064,636.71316450010011,838.44406810409225,491.71907753473079,617.80089228722591,466.5027145842318,378.24544425748525,498.02316827235552,245.85953876736539,416.06998868323376,416.06998868323376,208.03499434161688,346.72499056936147,434.98226089610802,567.36816638622781,157.60226844061884,422.37407942085849,189.12272212874262,170.21044991586834,289.9881739307387,107.16954253962081,258.46772024261492,340.42089983173668,107.16954253962081,498.02316827235552,706.0581626139724,901.48497548033981,914.09315695558928,933.00542916846359,1985.7885823517975,1531.8940492428151,1393.2040530150705,1248.2099660497013,1582.3267751438132,945.61361064371306,1576.0226844061883,2011.0049453022964,1702.1044991586834,579.97634786147739,731.27452556447145,535.84771269810403,668.23361818822389,838.44406810409225,1588.630865881438,731.27452556447145,920.39724769321401,1506.6776862923161,1979.4844916141726,3101.6126429113788,1992.0926730894221,2761.191743079642,1254.5140567873259,1475.1572326041924,1298.6426919506994,1267.1222382625756,888.87679400509023,712.36225335159713,567.36816638622781,302.59635540598816,189.12272212874262,308.90044614361295,302.59635540598816,327.81271835648721,283.68408319311391,195.42681286636736,245.85953876736539,233.2513572921159,138.68999622774459,144.99408696536935,126.08181475249508,132.38590549011982,113.47363327724557,151.29817770299408,258.46772024261492,453.89453310898227,567.36816638622781,485.41498679710605,296.29226466836343,189.12272212874262,453.89453310898227,397.1577164703595,479.11089605948126,554.75998491097835,233.2513572921159,37.82454442574852,88.25727032674655,0]
[2,"POLES","> 22 kv & < = 66 kv ; concrete",25.460786897337975,58.956536901399524,7.6783160198965188,2,1,0,2,0,2,0,1,0,0,4,0,0,1,5,1,2,2,0,1,1,0,2,1,10,0,2,3,2,1,0,1,0,1,1,12,25,1,0,9,3,0,1,0,0,0,0,0,0,0,1,0,0,0,0,0,0,0,0,0,0,0,0,0,0,0,0,0,0,0,0,0,0,0,0,0,0,0,0,0,0,0,0,0,0,0,0,0,0,0,0,0,null,25.460786897337975,0,50.92157379467595,0,50.92157379467595,0,25.460786897337975,0,0,101.8431475893519,0,0,25.460786897337975,127.30393448668988,25.460786897337975,50.92157379467595,50.92157379467595,0,25.460786897337975,25.460786897337975,0,50.92157379467595,25.460786897337975,254.60786897337977,0,50.92157379467595,76.382360692013918,50.92157379467595,25.460786897337975,0,25.460786897337975,0,25.460786897337975,25.460786897337975,305.52944276805567,636.51967243344939,25.460786897337975,0,229.14708207604178,76.382360692013918,0,25.460786897337975,0,0,0,0,0,0,0,25.460786897337975,0,0,0,0,0,0,0,0,0,0,0,0,0,0,0,0,0,0,0,0,0,0,0,0,0,0,0,0,0,0,0,0,0,0,0,0,0,0,0,0,0]
[2,"POLES","> 22 kv & < = 66 kv ; steel",16.405626526266136,79.210185563780342,8.9000104249253749,2,0,0,0,0,0,2,0,2,1,0,0,0,0,1,0,0,0,2,2,0,16,1,1,0,0,0,2,1,0,1,0,0,0,0,0,4,0,0,3,0,3,1,0,0,2,0,0,0,0,0,0,0,0,0,0,0,0,0,0,0,0,0,0,0,0,0,0,0,0,0,0,0,0,0,0,0,0,0,0,0,0,0,0,0,0,0,0,0,0,0,0,null,0,0,0,0,0,32.811253052532273,0,32.811253052532273,16.405626526266136,0,0,0,0,16.405626526266136,0,0,0,32.811253052532273,32.811253052532273,0,262.49002442025818,16.405626526266136,16.405626526266136,0,0,0,32.811253052532273,16.405626526266136,0,16.405626526266136,0,0,0,0,0,65.622506105064545,0,0,49.216879578798412,0,49.216879578798412,16.405626526266136,0,0,32.811253052532273,0,0,0,0,0,0,0,0,0,0,0,0,0,0,0,0,0,0,0,0,0,0,0,0,0,0,0,0,0,0,0,0,0,0,0,0,0,0,0,0,0,0,0,0,0,0]
[2,"POLES","> 22 kv & < = 66 kv ; wood",7.9189796428310428,75.403155012326906,8.6834990074466472,2,24,11,14,16,79,57,27,28,10,14,10,21,15,22,5,10,21,6,9,2,7,3,15,29,20,28,39,8,44,135,28,27,10,54,65,68,19,29,27,20,50,13,9,6,9,8,12,11,52,51,33,78,196,141,239,84,46,24,18,7,4,14,10,11,8,9,3,7,4,9,0,3,0,2,2,5,0,7,7,0,5,18,2,0,7,0,4,0,0,0,0,null,190.05551142794502,87.108776071141477,110.8657149996346,126.70367428529669,625.59939178365244,451.38183964136942,213.81245035643815,221.73142999926921,79.18979642831043,110.8657149996346,79.18979642831043,166.29857249945189,118.78469464246564,174.21755214228295,39.594898214155215,79.18979642831043,166.29857249945189,47.513877856986255,71.270816785479383,15.837959285662086,55.432857499817302,23.756938928493128,118.78469464246564,229.65040964210024,158.37959285662086,221.73142999926921,308.84020607041066,63.351837142648343,348.43510428456591,1069.0622517821907,221.73142999926921,213.81245035643815,79.18979642831043,427.6249007128763,514.7336767840178,538.49061571251093,150.46061321378983,229.65040964210024,213.81245035643815,158.37959285662086,395.94898214155216,102.94673535680356,71.270816785479383,47.513877856986255,71.270816785479383,63.351837142648343,95.02775571397251,87.108776071141477,411.78694142721423,403.86796178438317,261.3263282134244,617.68041214082132,1552.1200099948844,1116.576129639177,1892.6361346366193,665.19428999780757,364.27306357022798,190.05551142794502,142.54163357095877,55.432857499817302,31.675918571324171,110.8657149996346,79.18979642831043,87.108776071141477,63.351837142648343,71.270816785479383,23.756938928493128,55.432857499817302,31.675918571324171,71.270816785479383,0,23.756938928493128,0,15.837959285662086,15.837959285662086,39.594898214155215,0,55.432857499817302,55.432857499817302,0,39.594898214155215,142.54163357095877,15.837959285662086,0,55.432857499817302,0,31.675918571324171,0,0,0,0]
[2,"POLES","staking of a wooden pole",18.157748986976976,33.36082006346826,5.7758826220300099,2,15,64,203,231,239,602,477,378,268,290,298,254,139,94,236,164,172,241,103,116,143,114,131,255,85,16,22,12,96,68,0,0,0,0,0,0,0,0,0,0,0,0,0,0,0,0,0,0,0,0,0,0,0,0,0,0,0,0,0,0,0,0,0,0,0,0,0,0,0,0,0,0,0,0,0,0,0,0,0,0,0,0,0,0,0,0,0,0,0,0,0,null,272.36623480465465,1162.0959351665265,3686.0230443563264,4194.4400159916813,4339.7020078874975,10930.964890160139,8661.2462667880172,6863.6291170772975,4866.2767285098298,5265.7472062233228,5411.009198119139,4612.0682426921521,2523.9271091897999,1706.8284047758357,4285.2287609265668,2977.8708338642241,3123.1328257600399,4376.0175058614514,1870.2481456586286,2106.2988824893291,2596.5581051377076,2069.9833845153753,2378.6651172939837,4630.225991679129,1543.408663893043,290.52398379163162,399.47047771349349,217.89298784372372,1743.1439027497897,1234.7269311144344,0,0,0,0,0,0,0,0,0,0,0,0,0,0,0,0,0,0,0,0,0,0,0,0,0,0,0,0,0,0,0,0,0,0,0,0,0,0,0,0,0,0,0,0,0,0,0,0,0,0,0,0,0,0,0,0,0,0,0,0,0]
[4,"SWITCHGEAR","˂ = 11 kv ; circuit breaker",167.6968333550532,97.029687374685167,9.8503648345980146,2,0,3,3,3,0,7,24,1,2,24,35,0,5,26,7,0,29,15,0,0,0,0,0,0,0,0,0,0,0,0,6,47,0,0,0,0,0,20,4,0,0,0,0,61,0,0,0,1,64,3,102,78,72,0,94,36,103,21,20,0,0,4,0,0,0,36,2,49,0,0,0,0,0,0,0,0,0,0,0,17,0,14,1,0,0,0,0,0,0,0,0,null,0,503.09050006515963,503.09050006515963,503.09050006515963,0,1173.8778334853723,4024.724000521277,167.6968333550532,335.3936667101064,4024.724000521277,5869.3891674268616,0,838.48416677526598,4360.1176672313832,1173.8778334853723,0,4863.2081672965433,2515.4525003257982,0,0,0,0,0,0,0,0,0,0,0,0,1006.1810001303193,7881.7511676875001,0,0,0,0,0,3353.9366671010639,670.7873334202128,0,0,0,0,10229.506834658245,0,0,0,167.6968333550532,10732.597334723405,503.09050006515963,17105.077002215425,13080.353001694149,12074.172001563831,0,15763.502335375,6037.0860007819156,17272.773835570479,3521.6335004561174,3353.9366671010639,0,0,670.7873334202128,0,0,0,6037.0860007819156,335.3936667101064,8217.1448343976062,0,0,0,0,0,0,0,0,0,0,0,2850.8461670359043,0,2347.7556669707446,167.6968333550532,0,0,0,0,0,0,0,0]
[4,"SWITCHGEAR","˂ = 11 kv ; switch",31.237252248625989,85.629875471494842,9.2536412007109305,2,299,241,193,252,261,252,311,217,257,220,186,358,289,258,196,3,9,30,33,63,10,16,8,8,8,13,8,8,8,8,392,8,8,8,8,8,8,160,288,8,8,8,8,464,8,8,8,8,472,248,744,608,584,8,696,280,784,160,176,8,8,8,8,8,8,376,32,312,8,8,8,8,8,8,8,8,8,8,8,128,8,112,8,8,8,8,8,8,8,8,136,null,9339.9384223391698,7528.1777919188635,6028.7896839848163,7871.7875666537493,8152.9228368913828,7871.7875666537493,9714.7854493226823,6778.4837379518394,8027.9738278968789,6872.1954946977175,5810.1289182444343,11182.936305008105,9027.5658998529107,8059.2110801455055,6122.5014407306935,93.711756745877963,281.1352702376339,937.11756745877972,1030.8293242046577,1967.9468916634373,312.37252248625987,499.79603597801582,249.89801798900791,249.89801798900791,249.89801798900791,406.08427923213787,249.89801798900791,249.89801798900791,249.89801798900791,249.89801798900791,12245.002881461387,249.89801798900791,249.89801798900791,249.89801798900791,249.89801798900791,249.89801798900791,249.89801798900791,4997.9603597801579,8996.3286476042849,249.89801798900791,249.89801798900791,249.89801798900791,249.89801798900791,14494.085043362458,249.89801798900791,249.89801798900791,249.89801798900791,249.89801798900791,14743.983061351466,7746.8385576592455,23240.515672977737,18992.249367164601,18242.555313197576,249.89801798900791,21741.127565043687,8746.4306296152772,24490.005762922774,4997.9603597801579,5497.7563957581742,249.89801798900791,249.89801798900791,249.89801798900791,249.89801798900791,249.89801798900791,249.89801798900791,11745.206845483372,999.59207195603165,9746.0227015713081,249.89801798900791,249.89801798900791,249.89801798900791,249.89801798900791,249.89801798900791,249.89801798900791,249.89801798900791,249.89801798900791,249.89801798900791,249.89801798900791,249.89801798900791,3998.3682878241266,249.89801798900791,3498.5722518461107,249.89801798900791,249.89801798900791,249.89801798900791,249.89801798900791,249.89801798900791,249.89801798900791,249.89801798900791,249.89801798900791,4248.2663058131347]
[4,"SWITCHGEAR","> 11 kv & < = 22 kv ; circuit breaker",143.0427791319039,58.486706746349988,7.6476602138399157,2,0,0,1,0,0,0,0,0,1,1,0,0,0,0,0,0,0,0,0,0,0,0,0,0,0,0,0,0,0,0,0,0,0,0,0,0,0,0,0,0,0,0,0,0,0,0,0,0,0,0,4,0,0,0,0,0,0,0,0,0,0,0,0,0,0,23,2,2,0,0,0,0,0,0,0,0,0,0,0,0,0,0,0,0,0,0,0,0,0,0,0,null,0,0,143.0427791319039,0,0,0,0,0,143.0427791319039,143.0427791319039,0,0,0,0,0,0,0,0,0,0,0,0,0,0,0,0,0,0,0,0,0,0,0,0,0,0,0,0,0,0,0,0,0,0,0,0,0,0,0,0,572.1711165276156,0,0,0,0,0,0,0,0,0,0,0,0,0,0,3289.9839200337897,286.0855582638078,286.0855582638078,0,0,0,0,0,0,0,0,0,0,0,0,0,0,0,0,0,0,0,0,0,0,0]
[4,"SWITCHGEAR","> 11 kv & < = 22 kv ; switch",31.237252248625989,25.374441410845591,5.0373049749688166,2,0,0,7,0,0,0,0,0,0,0,0,31,18,0,0,0,0,0,0,0,0,0,0,0,0,0,0,0,0,0,0,0,0,0,0,0,0,0,0,0,0,0,0,0,0,0,0,0,0,0,0,0,0,0,0,0,1,0,0,0,0,0,0,0,0,0,0,0,0,0,0,0,0,0,0,0,0,0,0,0,0,0,0,0,0,0,0,0,0,0,0,null,0,0,218.66076574038192,0,0,0,0,0,0,0,0,968.35481970740568,562.27054047526781,0,0,0,0,0,0,0,0,0,0,0,0,0,0,0,0,0,0,0,0,0,0,0,0,0,0,0,0,0,0,0,0,0,0,0,0,0,0,0,0,0,0,0,31.237252248625989,0,0,0,0,0,0,0,0,0,0,0,0,0,0,0,0,0,0,0,0,0,0,0,0,0,0,0,0,0,0,0,0,0,0]
[4,"SWITCHGEAR","> 33 kv & < = 66 kv ; circuit breaker",143.0427791319039,58.486706746349988,7.6476602138399157,2,0,0,1,1,0,1,1,1,0,31,8,0,1,1,0,2,1,2,0,0,0,0,0,0,0,0,0,0,0,0,0,2,0,0,0,0,0,0,0,0,0,0,0,0,0,0,0,0,0,0,4,7,2,1,2,0,1,1,0,1,0,1,0,0,0,0,0,0,0,0,0,0,0,0,0,0,0,0,0,0,0,0,0,0,0,0,0,0,0,0,0,null,0,0,143.0427791319039,143.0427791319039,0,143.0427791319039,143.0427791319039,143.0427791319039,0,4434.3261530890213,1144.3422330552312,0,143.0427791319039,143.0427791319039,0,286.0855582638078,143.0427791319039,286.0855582638078,0,0,0,0,0,0,0,0,0,0,0,0,0,286.0855582638078,0,0,0,0,0,0,0,0,0,0,0,0,0,0,0,0,0,0,572.1711165276156,1001.2994539233273,286.0855582638078,143.0427791319039,286.0855582638078,0,143.0427791319039,143.0427791319039,0,143.0427791319039,0,143.0427791319039,0,0,0,0,0,0,0,0,0,0,0,0,0,0,0,0,0,0,0,0,0,0,0,0,0,0,0,0,0]
[4,"SWITCHGEAR","> 33 kv & < = 66 kv ; switch",31.237252248625989,85.629875471494842,9.2536412007109305,2,0,2,11,0,0,4,1,5,0,0,0,0,1,0,0,5,0,0,0,0,0,0,0,0,0,0,0,0,0,0,0,0,0,0,0,0,0,1,0,0,0,0,0,0,0,0,0,0,0,0,0,0,0,0,0,1,0,0,0,0,0,0,0,0,0,0,0,0,0,0,0,0,0,0,0,0,0,0,0,0,0,0,0,0,0,0,0,0,0,0,0,null,0,62.474504497251978,343.60977473488589,0,0,124.94900899450396,31.237252248625989,156.18626124312993,0,0,0,0,31.237252248625989,0,0,156.18626124312993,0,0,0,0,0,0,0,0,0,0,0,0,0,0,0,0,0,0,0,0,0,31.237252248625989,0,0,0,0,0,0,0,0,0,0,0,0,0,0,0,0,0,31.237252248625989,0,0,0,0,0,0,0,0,0,0,0,0,0,0,0,0,0,0,0,0,0,0,0,0,0,0,0,0,0,0,0,0,0,0,0]
[null,"TRANSFORMERS","ground outdoor / indoor chamber mounted ; ˂ 22 kv ; < = 60 kva ; multiple phase",null,null,"",2,0,0,0,0,0,0,0,0,0,0,0,0,0,0,0,0,0,0,0,0,0,0,0,0,0,0,0,0,0,0,0,0,0,0,0,0,0,0,0,1,0,0,0,0,0,0,0,0,0,1,0,0,0,1,0,0,0,0,0,0,0,0,0,0,0,0,0,0,0,0,0,0,0,0,0,0,0,0,0,0,0,0,0,0,0,0,0,0,0,0,0,null,0,0,0,0,0,0,0,0,0,0,0,0,0,0,0,0,0,0,0,0,0,0,0,0,0,0,0,0,0,0,0,0,0,0,0,0,0,0,0,0,0,0,0,0,0,0,0,0,0,0,0,0,0,0,0,0,0,0,0,0,0,0,0,0,0,0,0,0,0,0,0,0,0,0,0,0,0,0,0,0,0,0,0,0,0,0,0,0,0,0,0]
[5,"TRANSFORMERS","ground outdoor / indoor chamber mounted ; ˂ 22 kv ; > 60 kva and < = 600 kva ; multiple phase",109.58180638024618,80.319482137318403,8.9621137092383734,2,22,22,23,26,28,23,26,24,39,33,36,38,38,37,37,31,30,26,21,27,17,10,9,10,18,16,6,23,12,9,9,7,17,9,28,6,6,1,13,59,31,14,4,6,14,6,22,26,6,50,20,33,41,45,42,22,5,3,1,1,0,1,0,0,0,0,0,0,0,1,0,0,0,0,1,0,0,0,0,0,0,0,0,0,1,0,0,0,0,0,0,null,2410.7997403654158,2410.7997403654158,2520.381546745662,2849.1269658864007,3068.2905786468928,2520.381546745662,2849.1269658864007,2629.9633531259083,4273.6904488296013,3616.1996105481239,3944.9450296888626,4164.1086424493551,4164.1086424493551,4054.5268360691084,4054.5268360691084,3397.0359977876315,3287.4541914073852,2849.1269658864007,2301.2179339851696,2958.708772266647,1862.8907084641851,1095.8180638024619,986.23625742221566,1095.8180638024619,1972.4725148444313,1753.3089020839388,657.49083828147707,2520.381546745662,1314.9816765629541,986.23625742221566,986.23625742221566,767.07264466172319,1862.8907084641851,986.23625742221566,3068.2905786468928,657.49083828147707,657.49083828147707,109.58180638024618,1424.5634829432004,6465.3265764345242,3397.0359977876315,1534.1452893234464,438.32722552098471,657.49083828147707,1534.1452893234464,657.49083828147707,2410.7997403654158,2849.1269658864007,657.49083828147707,5479.090319012309,2191.6361276049238,3616.1996105481239,4492.8540615900929,4931.1812871110778,4602.4358679703391,2410.7997403654158,547.90903190123095,328.74541914073853,109.58180638024618,109.58180638024618,0,109.58180638024618,0,0,0,0,0,0,0,109.58180638024618,0,0,0,0,109.58180638024618,0,0,0,0,0,0,0,0,0,109.58180638024618,0,0,0,0,0,0]
[5,"TRANSFORMERS","ground outdoor / indoor chamber mounted ; ˂ 22 kv ; > 600 kva ; multiple phase",57.214336353620737,71.646755394200397,8.4644406427241492,2,63,41,42,49,52,43,49,44,73,61,67,71,70,69,69,58,55,49,40,51,32,18,16,19,33,29,11,42,22,17,17,14,32,17,51,11,11,2,23,110,58,26,8,10,26,10,42,48,11,92,37,61,77,83,78,42,9,5,1,1,0,2,0,0,0,0,0,0,0,1,0,0,0,0,1,0,0,0,0,0,0,0,0,0,1,0,0,0,0,0,0,null,3604.5031902781066,2345.7877904984502,2403.0021268520709,2803.5024813274163,2975.1454903882782,2460.2164632056915,2803.5024813274163,2517.4307995593126,4176.6465538143138,3490.0745175708648,3833.3605356925896,4062.2178811070726,4005.0035447534515,3947.7892083998308,3947.7892083998308,3318.4315085100029,3146.7884994491405,2803.5024813274163,2288.5734541448296,2917.9311540346575,1830.8587633158636,1029.8580543651733,915.4293816579318,1087.0723907187939,1888.0730996694842,1659.2157542550015,629.35769988982815,2403.0021268520709,1258.7153997796563,972.64371801155255,972.64371801155255,801.0007089506903,1830.8587633158636,972.64371801155255,2917.9311540346575,629.35769988982815,629.35769988982815,114.42867270724147,1315.9297361332769,6293.5769988982811,3318.4315085100029,1487.5727451941391,457.7146908289659,572.1433635362074,1487.5727451941391,572.1433635362074,2403.0021268520709,2746.2881449737952,629.35769988982815,5263.7189445331078,2116.9304450839672,3490.0745175708648,4405.5038992287964,4748.7899173505211,4462.7182355824179,2403.0021268520709,514.92902718258665,286.0716817681037,57.214336353620737,57.214336353620737,0,114.42867270724147,0,0,0,0,0,0,0,57.214336353620737,0,0,0,0,57.214336353620737,0,0,0,0,0,0,0,0,0,57.214336353620737,0,0,0,0,0,0]
[5,"TRANSFORMERS","ground outdoor / indoor chamber mounted ; > = 22 kv & < = 33 kv ; < = 15 mva",1500,71.646755394200397,8.4644406427241492,2,0,0,0,0,0,0,0,0,1,0,0,1,0,0,0,0,0,0,0,0,0,0,0,0,0,0,0,0,0,0,0,0,0,0,0,0,0,0,0,1,0,0,0,0,1,0,0,0,1,0,1,1,0,0,1,0,1,1,1,2,0,0,1,0,0,2,0,3,1,2,0,0,0,0,0,0,0,0,0,1,0,2,0,0,0,0,0,0,0,0,0,null,0,0,0,0,0,0,0,0,1500,0,0,1500,0,0,0,0,0,0,0,0,0,0,0,0,0,0,0,0,0,0,0,0,0,0,0,0,0,0,0,1500,0,0,0,0,1500,0,0,0,1500,0,1500,1500,0,0,1500,0,1500,1500,1500,3000,0,0,1500,0,0,3000,0,4500,1500,3000,0,0,0,0,0,0,0,0,0,1500,0,3000,0,0,0,0,0,0,0,0,0]
[5,"TRANSFORMERS","ground outdoor / indoor chamber mounted ; > 33 kv & < = 66 kv ; < = 15 mva",1500,71.646755394200397,8.4644406427241492,2,0,0,0,0,0,0,0,0,0,0,0,0,0,0,0,0,0,0,0,0,0,0,0,0,0,0,0,0,0,0,0,0,0,0,0,0,0,0,0,0,0,0,0,0,0,0,0,0,0,0,0,0,0,0,0,0,0,0,1,2,0,0,0,0,0,0,0,0,0,0,0,0,0,0,0,0,0,0,0,0,0,0,0,0,0,0,0,0,0,0,0,null,0,0,0,0,0,0,0,0,0,0,0,0,0,0,0,0,0,0,0,0,0,0,0,0,0,0,0,0,0,0,0,0,0,0,0,0,0,0,0,0,0,0,0,0,0,0,0,0,0,0,0,0,0,0,0,0,0,0,1500,3000,0,0,0,0,0,0,0,0,0,0,0,0,0,0,0,0,0,0,0,0,0,0,0,0,0,0,0,0,0,0,0]
[5,"TRANSFORMERS","ground outdoor / indoor chamber mounted ; > 33 kv & < = 66 kv ; > 15 mva and < = 40 mva",1500,71.646755394200397,8.4644406427241492,2,0,0,0,0,0,1,0,0,0,0,0,0,1,1,0,0,4,0,0,1,0,0,0,0,0,0,0,0,1,0,0,1,0,0,0,0,0,0,1,1,0,0,0,1,0,0,3,0,0,2,4,10,4,4,5,2,6,1,0,0,0,2,0,0,0,0,0,0,0,0,0,0,0,0,0,0,0,0,0,0,0,0,0,0,0,0,0,0,0,0,0,null,0,0,0,0,0,1500,0,0,0,0,0,0,1500,1500,0,0,6000,0,0,1500,0,0,0,0,0,0,0,0,1500,0,0,1500,0,0,0,0,0,0,1500,1500,0,0,0,1500,0,0,4500,0,0,3000,6000,15000,6000,6000,7500,3000,9000,1500,0,0,0,3000,0,0,0,0,0,0,0,0,0,0,0,0,0,0,0,0,0,0,0,0,0,0,0,0,0,0,0,0,0]
[null,"TRANSFORMERS","ground outdoor / indoor chamber mounted ; > 33 kv & < = 66 kv ; > 40 mva",null,71.646755394200397,8.4644406427241492,2,0,0,0,0,0,0,0,1,1,0,2,0,0,0,1,0,0,0,0,0,0,0,0,0,0,1,0,0,0,0,0,2,0,0,0,0,0,0,0,0,0,2,1,0,0,0,0,0,2,0,0,0,0,0,0,0,0,0,0,0,0,0,0,0,0,0,0,0,0,0,0,0,0,0,0,0,0,0,0,0,0,0,0,0,0,0,0,0,0,0,0,null,0,0,0,0,0,0,0,0,0,0,0,0,0,0,0,0,0,0,0,0,0,0,0,0,0,0,0,0,0,0,0,0,0,0,0,0,0,0,0,0,0,0,0,0,0,0,0,0,0,0,0,0,0,0,0,0,0,0,0,0,0,0,0,0,0,0,0,0,0,0,0,0,0,0,0,0,0,0,0,0,0,0,0,0,0,0,0,0,0,0,0]
[null,"TRANSFORMERS","kiosk mounted ; < = 22 kv ; < = 60 kva ; multiple phase",null,62.581399140267244,7.9108406089534657,2,0,0,0,0,0,0,0,0,0,0,0,0,0,0,0,0,0,0,0,0,0,0,0,0,0,0,0,0,0,0,0,0,0,0,0,0,0,0,0,1,0,0,0,0,0,0,0,0,0,0,0,0,0,0,0,0,0,0,0,0,0,0,0,0,0,0,0,0,0,0,0,0,0,0,0,0,0,0,0,0,0,0,0,0,0,0,0,0,0,0,0,null,0,0,0,0,0,0,0,0,0,0,0,0,0,0,0,0,0,0,0,0,0,0,0,0,0,0,0,0,0,0,0,0,0,0,0,0,0,0,0,0,0,0,0,0,0,0,0,0,0,0,0,0,0,0,0,0,0,0,0,0,0,0,0,0,0,0,0,0,0,0,0,0,0,0,0,0,0,0,0,0,0,0,0,0,0,0,0,0,0,0,0]
[5,"TRANSFORMERS","kiosk mounted ; < = 22 kv ; > 60 kva and < = 600 kva ; multiple phase",226.68277993223148,62.581399140267244,7.9108406089534657,2,4,4,4,5,5,4,5,4,7,6,7,7,6,7,7,6,5,5,4,5,3,2,2,2,3,3,1,4,2,2,2,1,3,2,5,1,1,0,2,11,6,3,1,1,3,1,4,5,1,9,4,6,8,8,8,4,1,1,0,0,0,0,0,0,0,0,0,0,0,0,0,0,0,0,0,0,0,0,0,0,0,0,0,0,0,0,0,0,0,0,0,null,906.73111972892593,906.73111972892593,906.73111972892593,1133.4138996611573,1133.4138996611573,906.73111972892593,1133.4138996611573,906.73111972892593,1586.7794595256205,1360.0966795933889,1586.7794595256205,1586.7794595256205,1360.0966795933889,1586.7794595256205,1586.7794595256205,1360.0966795933889,1133.4138996611573,1133.4138996611573,906.73111972892593,1133.4138996611573,680.04833979669445,453.36555986446297,453.36555986446297,453.36555986446297,680.04833979669445,680.04833979669445,226.68277993223148,906.73111972892593,453.36555986446297,453.36555986446297,453.36555986446297,226.68277993223148,680.04833979669445,453.36555986446297,1133.4138996611573,226.68277993223148,226.68277993223148,0,453.36555986446297,2493.5105792545464,1360.0966795933889,680.04833979669445,226.68277993223148,226.68277993223148,680.04833979669445,226.68277993223148,906.73111972892593,1133.4138996611573,226.68277993223148,2040.1450193900832,906.73111972892593,1360.0966795933889,1813.4622394578519,1813.4622394578519,1813.4622394578519,906.73111972892593,226.68277993223148,226.68277993223148,0,0,0,0,0,0,0,0,0,0,0,0,0,0,0,0,0,0,0,0,0,0,0,0,0,0,0,0,0,0,0,0,0]
[5,"TRANSFORMERS","kiosk mounted ; < = 22 kv ; > 600 kva ; multiple phase",226.68277993223148,62.581399140267244,7.9108406089534657,2,8,4,4,4,4,4,4,4,6,5,6,6,6,6,6,5,5,4,3,4,3,2,1,2,3,3,1,4,2,1,1,1,3,1,4,1,1,0,2,10,5,2,1,1,2,1,4,4,1,8,3,5,7,7,7,4,1,0,0,0,0,0,0,0,0,0,0,0,0,0,0,0,0,0,0,0,0,0,0,0,0,0,0,0,0,0,0,0,0,0,0,null,1813.4622394578519,906.73111972892593,906.73111972892593,906.73111972892593,906.73111972892593,906.73111972892593,906.73111972892593,906.73111972892593,1360.0966795933889,1133.4138996611573,1360.0966795933889,1360.0966795933889,1360.0966795933889,1360.0966795933889,1360.0966795933889,1133.4138996611573,1133.4138996611573,906.73111972892593,680.04833979669445,906.73111972892593,680.04833979669445,453.36555986446297,226.68277993223148,453.36555986446297,680.04833979669445,680.04833979669445,226.68277993223148,906.73111972892593,453.36555986446297,226.68277993223148,226.68277993223148,226.68277993223148,680.04833979669445,226.68277993223148,906.73111972892593,226.68277993223148,226.68277993223148,0,453.36555986446297,2266.8277993223146,1133.4138996611573,453.36555986446297,226.68277993223148,226.68277993223148,453.36555986446297,226.68277993223148,906.73111972892593,906.73111972892593,226.68277993223148,1813.4622394578519,680.04833979669445,1133.4138996611573,1586.7794595256205,1586.7794595256205,1586.7794595256205,906.73111972892593,226.68277993223148,0,0,0,0,0,0,0,0,0,0,0,0,0,0,0,0,0,0,0,0,0,0,0,0,0,0,0,0,0,0,0,0,0,0]
[5,"TRANSFORMERS","pole mounted ; < = 22 kv ; < = 60 kva ; multiple phase",94.6479053041855,62.414085426572825,7.900258567070626,2,0,0,0,0,0,0,0,0,0,0,0,0,0,0,0,0,0,0,0,0,0,0,0,0,0,0,0,0,0,0,0,0,0,0,0,0,0,0,0,1,0,0,0,0,0,0,0,0,0,1,0,0,0,0,0,0,0,0,0,0,0,0,0,0,0,0,0,0,0,0,0,0,0,0,0,0,0,0,0,0,0,0,0,0,0,0,0,0,0,0,0,null,0,0,0,0,0,0,0,0,0,0,0,0,0,0,0,0,0,0,0,0,0,0,0,0,0,0,0,0,0,0,0,0,0,0,0,0,0,0,0,94.6479053041855,0,0,0,0,0,0,0,0,0,94.6479053041855,0,0,0,0,0,0,0,0,0,0,0,0,0,0,0,0,0,0,0,0,0,0,0,0,0,0,0,0,0,0,0,0,0,0,0,0,0,0,0,0,0]
[5,"TRANSFORMERS","pole mounted ; < = 22 kv ; > 60 kva and < = 600 kva ; multiple phase",94.6479053041855,62.414085426572825,7.900258567070626,2,30,14,15,17,18,16,18,16,26,21,23,24,25,24,23,21,20,16,13,17,11,6,5,6,11,10,4,14,7,6,6,5,11,6,17,4,4,1,8,37,20,9,3,4,9,4,14,16,4,32,12,21,26,28,26,14,3,2,0,0,0,1,0,0,0,0,0,0,0,0,0,0,0,0,0,0,0,0,0,0,0,0,0,0,0,0,0,0,0,0,0,null,2839.4371591255649,1325.0706742585969,1419.7185795627825,1609.0143901711535,1703.6622954753391,1514.366484866968,1703.6622954753391,1514.366484866968,2460.8455379088232,1987.6060113878955,2176.9018219962663,2271.5497273004521,2366.1976326046374,2271.5497273004521,2176.9018219962663,1987.6060113878955,1892.9581060837099,1514.366484866968,1230.4227689544116,1609.0143901711535,1041.1269583460405,567.88743182511303,473.23952652092748,567.88743182511303,1041.1269583460405,946.47905304185497,378.591621216742,1325.0706742585969,662.53533712929845,567.88743182511303,567.88743182511303,473.23952652092748,1041.1269583460405,567.88743182511303,1609.0143901711535,378.591621216742,378.591621216742,94.6479053041855,757.183242433484,3501.9724962548635,1892.9581060837099,851.83114773766954,283.94371591255651,378.591621216742,851.83114773766954,378.591621216742,1325.0706742585969,1514.366484866968,378.591621216742,3028.732969733936,1135.7748636502261,1987.6060113878955,2460.8455379088232,2650.1413485171938,2460.8455379088232,1325.0706742585969,283.94371591255651,189.295810608371,0,0,0,94.6479053041855,0,0,0,0,0,0,0,0,0,0,0,0,0,0,0,0,0,0,0,0,0,0,0,0,0,0,0,0,0]
[6,"UNDERGROUND CABLES","˂ = 1 kv",90.942110081700392,94.701218118982624,9.7314550874462054,2,7.08,5.8,5.7,5.4,6.3,7.3,11.2,4.2,7.2,8.3000000000000007,2.8,0.9,1,0.8,1.8,2.9,1.9,3.3,3.8,5.4,2,2.1,2.2000000000000002,1.9,2.9,1.2,2.2000000000000002,3.1,0.7,5,6.9,10.1,10.3,10.3,21.2,16.100000000000001,15.5,12.9,18.100000000000001,11.1,18.100000000000001,21.7,17.8,7.2,10.3,6.4,6.8,9.1,19.2,7.6,9.8000000000000007,16.2,19.399999999999999,33.5,19.7,30.3,13,14.4,14.5,12.4,9.3000000000000007,7.3,5.6,3.3,2.2999999999999998,2,3,1.8,2.2000000000000002,0.4,1.3,1.1000000000000001,0.3,0.7,0.6,0.6,0.3,0.5,2,4.0999999999999996,7.3,6,4,3.4,6.5,5.7,6,7.3,3.1,0.4,5.3000000000000007,null,643.87013937843881,527.46423847386222,518.37002746569226,491.08739444118214,572.9352935147125,663.87740359641282,1018.5516329150444,381.95686234314167,654.78319258824285,754.81951367811337,254.63790822876109,81.847899073530357,90.942110081700392,72.753688065360322,163.69579814706071,263.73211923693111,172.79000915523073,300.10896326961125,345.58001831046147,491.08739444118214,181.88422016340078,190.97843117157083,200.07264217974088,172.79000915523073,263.73211923693111,109.13053209804046,200.07264217974088,281.92054125327121,63.659477057190273,454.71055040850194,627.50055956373274,918.51531182517397,936.70373384151412,936.70373384151412,1927.9727337320483,1464.1679723153763,1409.6027062663561,1173.153220053935,1646.0521924787772,1009.4574219068743,1646.0521924787772,1973.4437887728984,1618.769559454267,654.78319258824285,936.70373384151412,582.02950452288258,618.40634855556266,827.57320174347353,1746.0885135686474,691.16003662092294,891.23267880066385,1473.2621833235462,1764.2769355849875,3046.5606877369632,1791.5595686094975,2755.5459354755221,1182.2474310621051,1309.5663851764857,1318.6605961846558,1127.6821650130848,845.76162375981369,663.87740359641282,509.27581645752218,300.10896326961125,209.16685318791087,181.88422016340078,272.82633024510119,163.69579814706071,200.07264217974088,36.376844032680161,118.22474310621051,100.03632108987044,27.282633024510115,63.659477057190273,54.565266049020231,54.565266049020231,27.282633024510115,45.471055040850196,181.88422016340078,372.86265133497159,663.87740359641282,545.65266049020238,363.76844032680157,309.20317427778133,591.12371553105254,518.37002746569226,545.65266049020238,663.87740359641282,281.92054125327121,36.376844032680161,481.99318343301212]
[6,"UNDERGROUND CABLES","> 1 kv & < = 11 kv",274.52371278627351,93.398891588579986,9.6643101972453263,2,26.54,23.6,18.3,20.2,24.9,24.4,28.1,3.9,6.5,5.4,6.2,1.8,2.1,1.7,3.8,6.1,4.0999999999999996,6.8,7.9,11.3,4.2,4.4000000000000004,4.5,4,6,2.6,4.5999999999999996,6.4,1.4,10.6,14.4,21.1,21.6,21.6,44.5,34.1,32.700000000000003,27.2,38.1,23.3,38.1,45.6,37.5,15.1,21.7,13.5,14.2,19.100000000000001,40.4,15.9,20.6,34.200000000000003,40.9,70.5,41.4,63.7,27.4,30.4,30.6,26.3,19.399999999999999,15.4,11.8,6.8,4.7,4.3,6.3,3.8,4.5999999999999996,0.9,2.8,2.2999999999999998,0.6,1.4,1.3,1.3,0.6,1,4.2,8.6999999999999993,15.3,12.6,8.4,7,13.6,12.1,12.7,15.3,6.4,0.9,10.4,null,7285.8593373476988,6478.7596217560549,5023.7839439888057,5545.3789982827248,6835.6404483782098,6698.3785919850734,7714.1163292942856,1070.6424798664666,1784.4041331107778,1482.4280490458771,1702.0470192748958,494.14268301529233,576.49979685117444,466.69031173666497,1043.1901085878392,1674.5946479962683,1125.5472224237212,1866.7612469466599,2168.7373310115609,3102.117954484891,1152.9995937023489,1207.9043362596035,1235.3567075382307,1098.094851145094,1647.1422767176409,713.76165324431111,1262.8090788168581,1756.9517618321506,384.33319790078286,2909.9513555344993,3953.1414641223387,5792.4503397903718,5929.7121961835082,5929.7121961835082,12216.305218989171,9361.2586060119265,8976.9254081111449,7467.0449877866395,10459.353457157022,6396.4025079201729,10459.353457157022,12518.281303054073,10294.639229485256,4145.30806307273,5957.164567462135,3706.0701226146925,3898.2367215650834,5243.4029142178242,11090.75799656545,4364.9270333017485,5655.1884833972344,9388.7109772905551,11228.019852958587,19353.921751432281,11365.281709351722,17487.160504485622,7521.9497303438939,8345.5208687027134,8400.4256112599705,7219.9736462789933,5325.7600280537054,4227.665176908612,3239.3798108780275,1866.7612469466599,1290.2614500954855,1180.4519649809761,1729.499390553523,1043.1901085878392,1262.8090788168581,247.07134150764617,768.66639580156573,631.40453940842906,164.71422767176409,384.33319790078286,356.88082662215555,356.88082662215555,164.71422767176409,274.52371278627351,1152.9995937023489,2388.3563012405793,4200.2128056299853,3458.9987811070459,2305.9991874046978,1921.6659895039145,3733.5224938933197,3321.7369247139095,3486.4511523856731,4200.2128056299853,1756.9517618321506,247.07134150764617,2855.0466129772444]
[6,"UNDERGROUND CABLES","> 11 kv & < = 22 kv",33.089262910074581,89.171690568094562,9.4430763296763924,2,0.16,2.2000000000000002,1.1000000000000001,0,0.8,0.1,0.8,4.8,9.1999999999999993,6.6,11.2,12.1,0,0,0,0,0,0,0,6.4,0,0,5.8,0,0,0,0,0,0,0,0,0,0,0,0,0,0,0,0,0,0,0,0,0,0,2,0,0,0,0,0,8.9,0,0,0,0,0,0,0,0,0,0,0,0,0,0,0,0,0,0,0,6.3,0,0,13.6,0,0,0,0,15.9,0,3.4,0,0,20,0,0,0,0,0,3.1,null,5.2942820656119327,72.796378402164081,36.39818920108204,0,26.471410328059665,3.3089262910074582,26.471410328059665,158.82846196835797,304.42121877268613,218.38913520649223,370.59974459283529,400.38008121190239,0,0,0,0,0,0,0,211.77128262447732,0,0,191.91772487843255,0,0,0,0,0,0,0,0,0,0,0,0,0,0,0,0,0,0,0,0,0,0,66.178525820149162,0,0,0,0,0,294.4944398996638,0,0,0,0,0,0,0,0,0,0,0,0,0,0,0,0,0,0,0,208.46235633346984,0,0,450.01397557701426,0,0,0,0,526.11928027018587,0,112.50349389425357,0,0,661.78525820149162,0,0,0,0,0,102.57671502123121]
[6,"UNDERGROUND CABLES","> 33 kv & < = 66 kv",33.089262910074581,61.964667672126609,7.87176394921282,2,0,1.4,0,6.4,1.4,2.5,1.3,2.7,5.4,3.8,0,0,0,0,2.9,0,0,0,0.3,0,0,0,0,0,0.9,0,0.3,0,0,3.3,0,0,0,0,1,0,0,0,0,0,0,0,0,0,22,0,0,0,0,14.6,0,0,0,0,0,0,0,0,0,0,0,0,0,0,0,0,0,0,0,0,0,0,0,0,0,0,0,0,0,0,0,0,0,0,0,0,0,0,0,0,0,null,0,46.324968074104412,0,211.77128262447732,46.324968074104412,82.723157275186452,43.016041783096959,89.341009857201371,178.68201971440274,125.7391990582834,0,0,0,0,95.958862439216276,0,0,0,9.9267788730223732,0,0,0,0,0,29.780336619067125,0,9.9267788730223732,0,0,109.19456760324611,0,0,0,0,33.089262910074581,0,0,0,0,0,0,0,0,0,727.96378402164078,0,0,0,0,483.10323848708884,0,0,0,0,0,0,0,0,0,0,0,0,0,0,0,0,0,0,0,0,0,0,0,0,0,0,0,0,0,0,0,0,0,0,0,0,0,0,0,0,0]
[3,"SERVICE LINES","˂ = 11 kv ; residential ; simple type",1.5101648196493549,79.794907710502386,8.9327995449636273,2,2612,2584,2132,2243,4223,3158,4216,4831,4610,2517,1123,543,671,1023,638,1084,1247,832,598,1028,691,366,622,1138,831,1126,1032,505,1109,2273,3567,1779,3118,2611,2460,1698,3211,2613,2484,2774,2735,2057,1907,1165,1104,2227,4322,4591,3584,3788,5128,4849,3864,3554,3204,3040,2507,2766,2114,1552,1344,314,467,256,192,335,173,113,243,25,83,91,53,63,57,97,127,241,556,569,650,530,549,561,669,518,258,311,129,18,218,null,3944.5505089241151,3902.2658939739331,3219.6713954924248,3387.2996904735032,6377.4260333792254,4769.1005004526623,6366.8548796416799,7295.6062437260334,6961.8598185835262,3801.0848510574265,1695.9150924662256,820.01949706959965,1013.3205939847171,1544.89861050129,963.48515493628838,1637.0186644999008,1883.1755301027456,1256.4571299482632,903.07856215031427,1552.4494345995367,1043.5238903777042,552.72032399166392,939.32251782189871,1718.567564760966,1254.946965128614,1700.4455869251735,1558.4900938781343,762.63323392292421,1674.7727849911346,3432.6046350629836,5386.7579116892493,2686.5832141562023,4708.6939076666886,3943.0403441044655,3715.0054563374129,2564.2598637646047,4849.1392358940784,3946.0606737437643,3751.2494120089978,4189.1972097073103,4130.3007817409853,3106.4090340187231,2879.8843110713196,1759.3420148914984,1667.2219608928879,3363.1370533591135,6526.932350524512,6933.1666870101881,5412.4307136232883,5720.5043368317565,7744.1251951618915,7322.789210479722,5835.2768631251074,5367.125769033807,4838.5680821565329,4590.9010517340384,3785.9832028609326,4177.1158911501152,3192.4884287387363,2343.7758000957988,2029.661517608733,474.19175336989741,705.24697077624876,386.60219383023485,289.95164537267613,505.90521458253392,261.2585137993384,170.64862462037709,366.97005117479324,37.75412049123387,125.34368003089645,137.42499858809128,80.03873544141581,95.140383637909352,86.079394720013227,146.48598750598742,191.79093209546807,363.94972153549452,839.65163972504138,859.28378238048299,981.60713277208072,800.38735441415804,829.08048598749588,847.2024638232881,1010.3002643454184,782.26537657836582,389.62252346953358,469.66125891094936,194.81126173476679,27.182966753688387,329.21593068355935]
["",null,null,null,null,null,null,null,null,null,null,null,null,null,null,null,null,null,null,null,null,null,null,null,null,null,null,null,null,null,null,null,null,null,null,null,null,null,null,null,null,null,null,null,null,null,null,null,null,null,null,null,null,null,null,null,null,null,null,null,null,null,null,null,null,null,null,null,null,null,null,null,null,null,null,null,null,null,null,null,null,null,null,null,null,null,null,null,null,null,null,null,null,null,null,null,null,null,null,0,0,0,0,0,0,0,0,0,0,0,0,0,0,0,0,0,0,0,0,0,0,0,0,0,0,0,0,0,0,0,0,0,0,0,0,0,0,0,0,0,0,0,0,0,0,0,0,0,0,0,0,0,0,0,0,0,0,0,0,0,0,0,0,0,0,0,0,0,0,0,0,0,0,0,0,0,0,0,0,0,0,0,0,0,0,0,0,0,0,0]
["",null,null,null,null,null,null,null,null,null,null,null,null,null,null,null,null,null,null,null,null,null,null,null,null,null,null,null,null,null,null,null,null,null,null,null,null,null,null,null,null,null,null,null,null,null,null,null,null,null,null,null,null,null,null,null,null,null,null,null,null,null,null,null,null,null,null,null,null,null,null,null,null,null,null,null,null,null,null,null,null,null,null,null,null,null,null,null,null,null,null,null,null,null,null,null,null,null,null,0,0,0,0,0,0,0,0,0,0,0,0,0,0,0,0,0,0,0,0,0,0,0,0,0,0,0,0,0,0,0,0,0,0,0,0,0,0,0,0,0,0,0,0,0,0,0,0,0,0,0,0,0,0,0,0,0,0,0,0,0,0,0,0,0,0,0,0,0,0,0,0,0,0,0,0,0,0,0,0,0,0,0,0,0,0,0,0,0,0,0]
["",null,null,null,null,null,null,null,null,null,null,null,null,null,null,null,null,null,null,null,null,null,null,null,null,null,null,null,null,null,null,null,null,null,null,null,null,null,null,null,null,null,null,null,null,null,null,null,null,null,null,null,null,null,null,null,null,null,null,null,null,null,null,null,null,null,null,null,null,null,null,null,null,null,null,null,null,null,null,null,null,null,null,null,null,null,null,null,null,null,null,null,null,null,null,null,null,null,null,0,0,0,0,0,0,0,0,0,0,0,0,0,0,0,0,0,0,0,0,0,0,0,0,0,0,0,0,0,0,0,0,0,0,0,0,0,0,0,0,0,0,0,0,0,0,0,0,0,0,0,0,0,0,0,0,0,0,0,0,0,0,0,0,0,0,0,0,0,0,0,0,0,0,0,0,0,0,0,0,0,0,0,0,0,0,0,0,0,0,0]
["",null,null,null,null,null,null,null,null,null,null,null,null,null,null,null,null,null,null,null,null,null,null,null,null,null,null,null,null,null,null,null,null,null,null,null,null,null,null,null,null,null,null,null,null,null,null,null,null,null,null,null,null,null,null,null,null,null,null,null,null,null,null,null,null,null,null,null,null,null,null,null,null,null,null,null,null,null,null,null,null,null,null,null,null,null,null,null,null,null,null,null,null,null,null,null,null,null,null,0,0,0,0,0,0,0,0,0,0,0,0,0,0,0,0,0,0,0,0,0,0,0,0,0,0,0,0,0,0,0,0,0,0,0,0,0,0,0,0,0,0,0,0,0,0,0,0,0,0,0,0,0,0,0,0,0,0,0,0,0,0,0,0,0,0,0,0,0,0,0,0,0,0,0,0,0,0,0,0,0,0,0,0,0,0,0,0,0,0,0]
["",null,null,null,null,null,null,null,null,null,null,null,null,null,null,null,null,null,null,null,null,null,null,null,null,null,null,null,null,null,null,null,null,null,null,null,null,null,null,null,null,null,null,null,null,null,null,null,null,null,null,null,null,null,null,null,null,null,null,null,null,null,null,null,null,null,null,null,null,null,null,null,null,null,null,null,null,null,null,null,null,null,null,null,null,null,null,null,null,null,null,null,null,null,null,null,null,null,null,0,0,0,0,0,0,0,0,0,0,0,0,0,0,0,0,0,0,0,0,0,0,0,0,0,0,0,0,0,0,0,0,0,0,0,0,0,0,0,0,0,0,0,0,0,0,0,0,0,0,0,0,0,0,0,0,0,0,0,0,0,0,0,0,0,0,0,0,0,0,0,0,0,0,0,0,0,0,0,0,0,0,0,0,0,0,0,0,0,0,0]
["",null,null,null,null,null,null,null,null,null,null,null,null,null,null,null,null,null,null,null,null,null,null,null,null,null,null,null,null,null,null,null,null,null,null,null,null,null,null,null,null,null,null,null,null,null,null,null,null,null,null,null,null,null,null,null,null,null,null,null,null,null,null,null,null,null,null,null,null,null,null,null,null,null,null,null,null,null,null,null,null,null,null,null,null,null,null,null,null,null,null,null,null,null,null,null,null,null,null,0,0,0,0,0,0,0,0,0,0,0,0,0,0,0,0,0,0,0,0,0,0,0,0,0,0,0,0,0,0,0,0,0,0,0,0,0,0,0,0,0,0,0,0,0,0,0,0,0,0,0,0,0,0,0,0,0,0,0,0,0,0,0,0,0,0,0,0,0,0,0,0,0,0,0,0,0,0,0,0,0,0,0,0,0,0,0,0,0,0,0]
["",null,null,null,null,null,null,null,null,null,null,null,null,null,null,null,null,null,null,null,null,null,null,null,null,null,null,null,null,null,null,null,null,null,null,null,null,null,null,null,null,null,null,null,null,null,null,null,null,null,null,null,null,null,null,null,null,null,null,null,null,null,null,null,null,null,null,null,null,null,null,null,null,null,null,null,null,null,null,null,null,null,null,null,null,null,null,null,null,null,null,null,null,null,null,null,null,null,null,0,0,0,0,0,0,0,0,0,0,0,0,0,0,0,0,0,0,0,0,0,0,0,0,0,0,0,0,0,0,0,0,0,0,0,0,0,0,0,0,0,0,0,0,0,0,0,0,0,0,0,0,0,0,0,0,0,0,0,0,0,0,0,0,0,0,0,0,0,0,0,0,0,0,0,0,0,0,0,0,0,0,0,0,0,0,0,0,0,0,0]
["",null,null,null,null,null,null,null,null,null,null,null,null,null,null,null,null,null,null,null,null,null,null,null,null,null,null,null,null,null,null,null,null,null,null,null,null,null,null,null,null,null,null,null,null,null,null,null,null,null,null,null,null,null,null,null,null,null,null,null,null,null,null,null,null,null,null,null,null,null,null,null,null,null,null,null,null,null,null,null,null,null,null,null,null,null,null,null,null,null,null,null,null,null,null,null,null,null,null,0,0,0,0,0,0,0,0,0,0,0,0,0,0,0,0,0,0,0,0,0,0,0,0,0,0,0,0,0,0,0,0,0,0,0,0,0,0,0,0,0,0,0,0,0,0,0,0,0,0,0,0,0,0,0,0,0,0,0,0,0,0,0,0,0,0,0,0,0,0,0,0,0,0,0,0,0,0,0,0,0,0,0,0,0,0,0,0,0,0,0]
["",null,null,null,null,null,null,null,null,null,null,null,null,null,null,null,null,null,null,null,null,null,null,null,null,null,null,null,null,null,null,null,null,null,null,null,null,null,null,null,null,null,null,null,null,null,null,null,null,null,null,null,null,null,null,null,null,null,null,null,null,null,null,null,null,null,null,null,null,null,null,null,null,null,null,null,null,null,null,null,null,null,null,null,null,null,null,null,null,null,null,null,null,null,null,null,null,null,null,0,0,0,0,0,0,0,0,0,0,0,0,0,0,0,0,0,0,0,0,0,0,0,0,0,0,0,0,0,0,0,0,0,0,0,0,0,0,0,0,0,0,0,0,0,0,0,0,0,0,0,0,0,0,0,0,0,0,0,0,0,0,0,0,0,0,0,0,0,0,0,0,0,0,0,0,0,0,0,0,0,0,0,0,0,0,0,0,0,0,0]
["",null,null,null,null,null,null,null,null,null,null,null,null,null,null,null,null,null,null,null,null,null,null,null,null,null,null,null,null,null,null,null,null,null,null,null,null,null,null,null,null,null,null,null,null,null,null,null,null,null,null,null,null,null,null,null,null,null,null,null,null,null,null,null,null,null,null,null,null,null,null,null,null,null,null,null,null,null,null,null,null,null,null,null,null,null,null,null,null,null,null,null,null,null,null,null,null,null,null,0,0,0,0,0,0,0,0,0,0,0,0,0,0,0,0,0,0,0,0,0,0,0,0,0,0,0,0,0,0,0,0,0,0,0,0,0,0,0,0,0,0,0,0,0,0,0,0,0,0,0,0,0,0,0,0,0,0,0,0,0,0,0,0,0,0,0,0,0,0,0,0,0,0,0,0,0,0,0,0,0,0,0,0,0,0,0,0,0,0,0]
["",null,null,null,null,null,null,null,null,null,null,null,null,null,null,null,null,null,null,null,null,null,null,null,null,null,null,null,null,null,null,null,null,null,null,null,null,null,null,null,null,null,null,null,null,null,null,null,null,null,null,null,null,null,null,null,null,null,null,null,null,null,null,null,null,null,null,null,null,null,null,null,null,null,null,null,null,null,null,null,null,null,null,null,null,null,null,null,null,null,null,null,null,null,null,null,null,null,null,0,0,0,0,0,0,0,0,0,0,0,0,0,0,0,0,0,0,0,0,0,0,0,0,0,0,0,0,0,0,0,0,0,0,0,0,0,0,0,0,0,0,0,0,0,0,0,0,0,0,0,0,0,0,0,0,0,0,0,0,0,0,0,0,0,0,0,0,0,0,0,0,0,0,0,0,0,0,0,0,0,0,0,0,0,0,0,0,0,0,0]
["",null,null,null,null,"","",null,null,null,null,null,null,null,null,null,null,null,null,null,null,null,null,null,null,null,null,null,null,null,null,null,null,null,null,null,null,null,null,null,null,null,null,null,null,null,null,null,null,null,null,null,null,null,null,null,null,null,null,null,null,null,null,null,null,null,null,null,null,null,null,null,null,null,null,null,null,null,null,null,null,null,null,null,null,null,null,null,null,null,null,null,null,null,null,null,null,null,null,0,0,0,0,0,0,0,0,0,0,0,0,0,0,0,0,0,0,0,0,0,0,0,0,0,0,0,0,0,0,0,0,0,0,0,0,0,0,0,0,0,0,0,0,0,0,0,0,0,0,0,0,0,0,0,0,0,0,0,0,0,0,0,0,0,0,0,0,0,0,0,0,0,0,0,0,0,0,0,0,0,0,0,0,0,0,0,0,0,0,0]
["",null,null,null,null,"","",null,null,null,null,null,null,null,null,null,null,null,null,null,null,null,null,null,null,null,null,null,null,null,null,null,null,null,null,null,null,null,null,null,null,null,null,null,null,null,null,null,null,null,null,null,null,null,null,null,null,null,null,null,null,null,null,null,null,null,null,null,null,null,null,null,null,null,null,null,null,null,null,null,null,null,null,null,null,null,null,null,null,null,null,null,null,null,null,null,null,null,null,0,0,0,0,0,0,0,0,0,0,0,0,0,0,0,0,0,0,0,0,0,0,0,0,0,0,0,0,0,0,0,0,0,0,0,0,0,0,0,0,0,0,0,0,0,0,0,0,0,0,0,0,0,0,0,0,0,0,0,0,0,0,0,0,0,0,0,0,0,0,0,0,0,0,0,0,0,0,0,0,0,0,0,0,0,0,0,0,0,0,0]
["",null,null,null,null,"","",null,null,null,null,null,null,null,null,null,null,null,null,null,null,null,null,null,null,null,null,null,null,null,null,null,null,null,null,null,null,null,null,null,null,null,null,null,null,null,null,null,null,null,null,null,null,null,null,null,null,null,null,null,null,null,null,null,null,null,null,null,null,null,null,null,null,null,null,null,null,null,null,null,null,null,null,null,null,null,null,null,null,null,null,null,null,null,null,null,null,null,null,0,0,0,0,0,0,0,0,0,0,0,0,0,0,0,0,0,0,0,0,0,0,0,0,0,0,0,0,0,0,0,0,0,0,0,0,0,0,0,0,0,0,0,0,0,0,0,0,0,0,0,0,0,0,0,0,0,0,0,0,0,0,0,0,0,0,0,0,0,0,0,0,0,0,0,0,0,0,0,0,0,0,0,0,0,0,0,0,0,0,0]
["",null,null,null,null,"","",null,null,null,null,null,null,null,null,null,null,null,null,null,null,null,null,null,null,null,null,null,null,null,null,null,null,null,null,null,null,null,null,null,null,null,null,null,null,null,null,null,null,null,null,null,null,null,null,null,null,null,null,null,null,null,null,null,null,null,null,null,null,null,null,null,null,null,null,null,null,null,null,null,null,null,null,null,null,null,null,null,null,null,null,null,null,null,null,null,null,null,null,0,0,0,0,0,0,0,0,0,0,0,0,0,0,0,0,0,0,0,0,0,0,0,0,0,0,0,0,0,0,0,0,0,0,0,0,0,0,0,0,0,0,0,0,0,0,0,0,0,0,0,0,0,0,0,0,0,0,0,0,0,0,0,0,0,0,0,0,0,0,0,0,0,0,0,0,0,0,0,0,0,0,0,0,0,0,0,0,0,0,0]
["",null,null,null,null,"","",null,null,null,null,null,null,null,null,null,null,null,null,null,null,null,null,null,null,null,null,null,null,null,null,null,null,null,null,null,null,null,null,null,null,null,null,null,null,null,null,null,null,null,null,null,null,null,null,null,null,null,null,null,null,null,null,null,null,null,null,null,null,null,null,null,null,null,null,null,null,null,null,null,null,null,null,null,null,null,null,null,null,null,null,null,null,null,null,null,null,null,null,0,0,0,0,0,0,0,0,0,0,0,0,0,0,0,0,0,0,0,0,0,0,0,0,0,0,0,0,0,0,0,0,0,0,0,0,0,0,0,0,0,0,0,0,0,0,0,0,0,0,0,0,0,0,0,0,0,0,0,0,0,0,0,0,0,0,0,0,0,0,0,0,0,0,0,0,0,0,0,0,0,0,0,0,0,0,0,0,0,0,0]
["",null,null,null,null,"","",null,null,null,null,null,null,null,null,null,null,null,null,null,null,null,null,null,null,null,null,null,null,null,null,null,null,null,null,null,null,null,null,null,null,null,null,null,null,null,null,null,null,null,null,null,null,null,null,null,null,null,null,null,null,null,null,null,null,null,null,null,null,null,null,null,null,null,null,null,null,null,null,null,null,null,null,null,null,null,null,null,null,null,null,null,null,null,null,null,null,null,null,0,0,0,0,0,0,0,0,0,0,0,0,0,0,0,0,0,0,0,0,0,0,0,0,0,0,0,0,0,0,0,0,0,0,0,0,0,0,0,0,0,0,0,0,0,0,0,0,0,0,0,0,0,0,0,0,0,0,0,0,0,0,0,0,0,0,0,0,0,0,0,0,0,0,0,0,0,0,0,0,0,0,0,0,0,0,0,0,0,0,0]
["",null,null,null,null,"","",null,null,null,null,null,null,null,null,null,null,null,null,null,null,null,null,null,null,null,null,null,null,null,null,null,null,null,null,null,null,null,null,null,null,null,null,null,null,null,null,null,null,null,null,null,null,null,null,null,null,null,null,null,null,null,null,null,null,null,null,null,null,null,null,null,null,null,null,null,null,null,null,null,null,null,null,null,null,null,null,null,null,null,null,null,null,null,null,null,null,null,null,0,0,0,0,0,0,0,0,0,0,0,0,0,0,0,0,0,0,0,0,0,0,0,0,0,0,0,0,0,0,0,0,0,0,0,0,0,0,0,0,0,0,0,0,0,0,0,0,0,0,0,0,0,0,0,0,0,0,0,0,0,0,0,0,0,0,0,0,0,0,0,0,0,0,0,0,0,0,0,0,0,0,0,0,0,0,0,0,0,0,0]
["",null,null,null,null,"","",null,null,null,null,null,null,null,null,null,null,null,null,null,null,null,null,null,null,null,null,null,null,null,null,null,null,null,null,null,null,null,null,null,null,null,null,null,null,null,null,null,null,null,null,null,null,null,null,null,null,null,null,null,null,null,null,null,null,null,null,null,null,null,null,null,null,null,null,null,null,null,null,null,null,null,null,null,null,null,null,null,null,null,null,null,null,null,null,null,null,null,null,0,0,0,0,0,0,0,0,0,0,0,0,0,0,0,0,0,0,0,0,0,0,0,0,0,0,0,0,0,0,0,0,0,0,0,0,0,0,0,0,0,0,0,0,0,0,0,0,0,0,0,0,0,0,0,0,0,0,0,0,0,0,0,0,0,0,0,0,0,0,0,0,0,0,0,0,0,0,0,0,0,0,0,0,0,0,0,0,0,0,0]
["",null,null,null,null,"","",null,null,null,null,null,null,null,null,null,null,null,null,null,null,null,null,null,null,null,null,null,null,null,null,null,null,null,null,null,null,null,null,null,null,null,null,null,null,null,null,null,null,null,null,null,null,null,null,null,null,null,null,null,null,null,null,null,null,null,null,null,null,null,null,null,null,null,null,null,null,null,null,null,null,null,null,null,null,null,null,null,null,null,null,null,null,null,null,null,null,null,null,0,0,0,0,0,0,0,0,0,0,0,0,0,0,0,0,0,0,0,0,0,0,0,0,0,0,0,0,0,0,0,0,0,0,0,0,0,0,0,0,0,0,0,0,0,0,0,0,0,0,0,0,0,0,0,0,0,0,0,0,0,0,0,0,0,0,0,0,0,0,0,0,0,0,0,0,0,0,0,0,0,0,0,0,0,0,0,0,0,0,0]
["",null,null,null,null,"","",null,null,null,null,null,null,null,null,null,null,null,null,null,null,null,null,null,null,null,null,null,null,null,null,null,null,null,null,null,null,null,null,null,null,null,null,null,null,null,null,null,null,null,null,null,null,null,null,null,null,null,null,null,null,null,null,null,null,null,null,null,null,null,null,null,null,null,null,null,null,null,null,null,null,null,null,null,null,null,null,null,null,null,null,null,null,null,null,null,null,null,null,0,0,0,0,0,0,0,0,0,0,0,0,0,0,0,0,0,0,0,0,0,0,0,0,0,0,0,0,0,0,0,0,0,0,0,0,0,0,0,0,0,0,0,0,0,0,0,0,0,0,0,0,0,0,0,0,0,0,0,0,0,0,0,0,0,0,0,0,0,0,0,0,0,0,0,0,0,0,0,0,0,0,0,0,0,0,0,0,0,0,0]
["",null,null,null,null,"","",null,null,null,null,null,null,null,null,null,null,null,null,null,null,null,null,null,null,null,null,null,null,null,null,null,null,null,null,null,null,null,null,null,null,null,null,null,null,null,null,null,null,null,null,null,null,null,null,null,null,null,null,null,null,null,null,null,null,null,null,null,null,null,null,null,null,null,null,null,null,null,null,null,null,null,null,null,null,null,null,null,null,null,null,null,null,null,null,null,null,null,null,0,0,0,0,0,0,0,0,0,0,0,0,0,0,0,0,0,0,0,0,0,0,0,0,0,0,0,0,0,0,0,0,0,0,0,0,0,0,0,0,0,0,0,0,0,0,0,0,0,0,0,0,0,0,0,0,0,0,0,0,0,0,0,0,0,0,0,0,0,0,0,0,0,0,0,0,0,0,0,0,0,0,0,0,0,0,0,0,0,0,0]
["",null,null,null,null,"","",null,null,null,null,null,null,null,null,null,null,null,null,null,null,null,null,null,null,null,null,null,null,null,null,null,null,null,null,null,null,null,null,null,null,null,null,null,null,null,null,null,null,null,null,null,null,null,null,null,null,null,null,null,null,null,null,null,null,null,null,null,null,null,null,null,null,null,null,null,null,null,null,null,null,null,null,null,null,null,null,null,null,null,null,null,null,null,null,null,null,null,null,0,0,0,0,0,0,0,0,0,0,0,0,0,0,0,0,0,0,0,0,0,0,0,0,0,0,0,0,0,0,0,0,0,0,0,0,0,0,0,0,0,0,0,0,0,0,0,0,0,0,0,0,0,0,0,0,0,0,0,0,0,0,0,0,0,0,0,0,0,0,0,0,0,0,0,0,0,0,0,0,0,0,0,0,0,0,0,0,0,0,0]
["",null,null,null,null,"","",null,null,null,null,null,null,null,null,null,null,null,null,null,null,null,null,null,null,null,null,null,null,null,null,null,null,null,null,null,null,null,null,null,null,null,null,null,null,null,null,null,null,null,null,null,null,null,null,null,null,null,null,null,null,null,null,null,null,null,null,null,null,null,null,null,null,null,null,null,null,null,null,null,null,null,null,null,null,null,null,null,null,null,null,null,null,null,null,null,null,null,null,0,0,0,0,0,0,0,0,0,0,0,0,0,0,0,0,0,0,0,0,0,0,0,0,0,0,0,0,0,0,0,0,0,0,0,0,0,0,0,0,0,0,0,0,0,0,0,0,0,0,0,0,0,0,0,0,0,0,0,0,0,0,0,0,0,0,0,0,0,0,0,0,0,0,0,0,0,0,0,0,0,0,0,0,0,0,0,0,0,0,0]
["",null,null,null,null,"","",null,null,null,null,null,null,null,null,null,null,null,null,null,null,null,null,null,null,null,null,null,null,null,null,null,null,null,null,null,null,null,null,null,null,null,null,null,null,null,null,null,null,null,null,null,null,null,null,null,null,null,null,null,null,null,null,null,null,null,null,null,null,null,null,null,null,null,null,null,null,null,null,null,null,null,null,null,null,null,null,null,null,null,null,null,null,null,null,null,null,null,null,0,0,0,0,0,0,0,0,0,0,0,0,0,0,0,0,0,0,0,0,0,0,0,0,0,0,0,0,0,0,0,0,0,0,0,0,0,0,0,0,0,0,0,0,0,0,0,0,0,0,0,0,0,0,0,0,0,0,0,0,0,0,0,0,0,0,0,0,0,0,0,0,0,0,0,0,0,0,0,0,0,0,0,0,0,0,0,0,0,0,0]
["",null,null,null,null,"","",null,null,null,null,null,null,null,null,null,null,null,null,null,null,null,null,null,null,null,null,null,null,null,null,null,null,null,null,null,null,null,null,null,null,null,null,null,null,null,null,null,null,null,null,null,null,null,null,null,null,null,null,null,null,null,null,null,null,null,null,null,null,null,null,null,null,null,null,null,null,null,null,null,null,null,null,null,null,null,null,null,null,null,null,null,null,null,null,null,null,null,null,0,0,0,0,0,0,0,0,0,0,0,0,0,0,0,0,0,0,0,0,0,0,0,0,0,0,0,0,0,0,0,0,0,0,0,0,0,0,0,0,0,0,0,0,0,0,0,0,0,0,0,0,0,0,0,0,0,0,0,0,0,0,0,0,0,0,0,0,0,0,0,0,0,0,0,0,0,0,0,0,0,0,0,0,0,0,0,0,0,0,0]
["",null,null,null,null,"","",null,null,null,null,null,null,null,null,null,null,null,null,null,null,null,null,null,null,null,null,null,null,null,null,null,null,null,null,null,null,null,null,null,null,null,null,null,null,null,null,null,null,null,null,null,null,null,null,null,null,null,null,null,null,null,null,null,null,null,null,null,null,null,null,null,null,null,null,null,null,null,null,null,null,null,null,null,null,null,null,null,null,null,null,null,null,null,null,null,null,null,null,0,0,0,0,0,0,0,0,0,0,0,0,0,0,0,0,0,0,0,0,0,0,0,0,0,0,0,0,0,0,0,0,0,0,0,0,0,0,0,0,0,0,0,0,0,0,0,0,0,0,0,0,0,0,0,0,0,0,0,0,0,0,0,0,0,0,0,0,0,0,0,0,0,0,0,0,0,0,0,0,0,0,0,0,0,0,0,0,0,0,0]
["",null,null,null,null,"","",null,null,null,null,null,null,null,null,null,null,null,null,null,null,null,null,null,null,null,null,null,null,null,null,null,null,null,null,null,null,null,null,null,null,null,null,null,null,null,null,null,null,null,null,null,null,null,null,null,null,null,null,null,null,null,null,null,null,null,null,null,null,null,null,null,null,null,null,null,null,null,null,null,null,null,null,null,null,null,null,null,null,null,null,null,null,null,null,null,null,null,null,0,0,0,0,0,0,0,0,0,0,0,0,0,0,0,0,0,0,0,0,0,0,0,0,0,0,0,0,0,0,0,0,0,0,0,0,0,0,0,0,0,0,0,0,0,0,0,0,0,0,0,0,0,0,0,0,0,0,0,0,0,0,0,0,0,0,0,0,0,0,0,0,0,0,0,0,0,0,0,0,0,0,0,0,0,0,0,0,0,0,0]
["",null,null,null,null,"","",null,null,null,null,null,null,null,null,null,null,null,null,null,null,null,null,null,null,null,null,null,null,null,null,null,null,null,null,null,null,null,null,null,null,null,null,null,null,null,null,null,null,null,null,null,null,null,null,null,null,null,null,null,null,null,null,null,null,null,null,null,null,null,null,null,null,null,null,null,null,null,null,null,null,null,null,null,null,null,null,null,null,null,null,null,null,null,null,null,null,null,null,0,0,0,0,0,0,0,0,0,0,0,0,0,0,0,0,0,0,0,0,0,0,0,0,0,0,0,0,0,0,0,0,0,0,0,0,0,0,0,0,0,0,0,0,0,0,0,0,0,0,0,0,0,0,0,0,0,0,0,0,0,0,0,0,0,0,0,0,0,0,0,0,0,0,0,0,0,0,0,0,0,0,0,0,0,0,0,0,0,0,0]
["",null,null,null,null,"","",null,null,null,null,null,null,null,null,null,null,null,null,null,null,null,null,null,null,null,null,null,null,null,null,null,null,null,null,null,null,null,null,null,null,null,null,null,null,null,null,null,null,null,null,null,null,null,null,null,null,null,null,null,null,null,null,null,null,null,null,null,null,null,null,null,null,null,null,null,null,null,null,null,null,null,null,null,null,null,null,null,null,null,null,null,null,null,null,null,null,null,null,0,0,0,0,0,0,0,0,0,0,0,0,0,0,0,0,0,0,0,0,0,0,0,0,0,0,0,0,0,0,0,0,0,0,0,0,0,0,0,0,0,0,0,0,0,0,0,0,0,0,0,0,0,0,0,0,0,0,0,0,0,0,0,0,0,0,0,0,0,0,0,0,0,0,0,0,0,0,0,0,0,0,0,0,0,0,0,0,0,0,0]
["",null,null,null,null,"","",null,null,null,null,null,null,null,null,null,null,null,null,null,null,null,null,null,null,null,null,null,null,null,null,null,null,null,null,null,null,null,null,null,null,null,null,null,null,null,null,null,null,null,null,null,null,null,null,null,null,null,null,null,null,null,null,null,null,null,null,null,null,null,null,null,null,null,null,null,null,null,null,null,null,null,null,null,null,null,null,null,null,null,null,null,null,null,null,null,null,null,null,0,0,0,0,0,0,0,0,0,0,0,0,0,0,0,0,0,0,0,0,0,0,0,0,0,0,0,0,0,0,0,0,0,0,0,0,0,0,0,0,0,0,0,0,0,0,0,0,0,0,0,0,0,0,0,0,0,0,0,0,0,0,0,0,0,0,0,0,0,0,0,0,0,0,0,0,0,0,0,0,0,0,0,0,0,0,0,0,0,0,0]
["",null,null,null,null,"","",null,null,null,null,null,null,null,null,null,null,null,null,null,null,null,null,null,null,null,null,null,null,null,null,null,null,null,null,null,null,null,null,null,null,null,null,null,null,null,null,null,null,null,null,null,null,null,null,null,null,null,null,null,null,null,null,null,null,null,null,null,null,null,null,null,null,null,null,null,null,null,null,null,null,null,null,null,null,null,null,null,null,null,null,null,null,null,null,null,null,null,null,0,0,0,0,0,0,0,0,0,0,0,0,0,0,0,0,0,0,0,0,0,0,0,0,0,0,0,0,0,0,0,0,0,0,0,0,0,0,0,0,0,0,0,0,0,0,0,0,0,0,0,0,0,0,0,0,0,0,0,0,0,0,0,0,0,0,0,0,0,0,0,0,0,0,0,0,0,0,0,0,0,0,0,0,0,0,0,0,0,0,0]
["",null,null,null,null,"","",null,null,null,null,null,null,null,null,null,null,null,null,null,null,null,null,null,null,null,null,null,null,null,null,null,null,null,null,null,null,null,null,null,null,null,null,null,null,null,null,null,null,null,null,null,null,null,null,null,null,null,null,null,null,null,null,null,null,null,null,null,null,null,null,null,null,null,null,null,null,null,null,null,null,null,null,null,null,null,null,null,null,null,null,null,null,null,null,null,null,null,null,0,0,0,0,0,0,0,0,0,0,0,0,0,0,0,0,0,0,0,0,0,0,0,0,0,0,0,0,0,0,0,0,0,0,0,0,0,0,0,0,0,0,0,0,0,0,0,0,0,0,0,0,0,0,0,0,0,0,0,0,0,0,0,0,0,0,0,0,0,0,0,0,0,0,0,0,0,0,0,0,0,0,0,0,0,0,0,0,0,0,0]
["",null,null,null,null,"","",null,null,null,null,null,null,null,null,null,null,null,null,null,null,null,null,null,null,null,null,null,null,null,null,null,null,null,null,null,null,null,null,null,null,null,null,null,null,null,null,null,null,null,null,null,null,null,null,null,null,null,null,null,null,null,null,null,null,null,null,null,null,null,null,null,null,null,null,null,null,null,null,null,null,null,null,null,null,null,null,null,null,null,null,null,null,null,null,null,null,null,null,0,0,0,0,0,0,0,0,0,0,0,0,0,0,0,0,0,0,0,0,0,0,0,0,0,0,0,0,0,0,0,0,0,0,0,0,0,0,0,0,0,0,0,0,0,0,0,0,0,0,0,0,0,0,0,0,0,0,0,0,0,0,0,0,0,0,0,0,0,0,0,0,0,0,0,0,0,0,0,0,0,0,0,0,0,0,0,0,0,0,0]
["",null,null,null,null,"","",null,null,null,null,null,null,null,null,null,null,null,null,null,null,null,null,null,null,null,null,null,null,null,null,null,null,null,null,null,null,null,null,null,null,null,null,null,null,null,null,null,null,null,null,null,null,null,null,null,null,null,null,null,null,null,null,null,null,null,null,null,null,null,null,null,null,null,null,null,null,null,null,null,null,null,null,null,null,null,null,null,null,null,null,null,null,null,null,null,null,null,null,0,0,0,0,0,0,0,0,0,0,0,0,0,0,0,0,0,0,0,0,0,0,0,0,0,0,0,0,0,0,0,0,0,0,0,0,0,0,0,0,0,0,0,0,0,0,0,0,0,0,0,0,0,0,0,0,0,0,0,0,0,0,0,0,0,0,0,0,0,0,0,0,0,0,0,0,0,0,0,0,0,0,0,0,0,0,0,0,0,0,0]
["",null,null,null,null,"","",null,null,null,null,null,null,null,null,null,null,null,null,null,null,null,null,null,null,null,null,null,null,null,null,null,null,null,null,null,null,null,null,null,null,null,null,null,null,null,null,null,null,null,null,null,null,null,null,null,null,null,null,null,null,null,null,null,null,null,null,null,null,null,null,null,null,null,null,null,null,null,null,null,null,null,null,null,null,null,null,null,null,null,null,null,null,null,null,null,null,null,null,0,0,0,0,0,0,0,0,0,0,0,0,0,0,0,0,0,0,0,0,0,0,0,0,0,0,0,0,0,0,0,0,0,0,0,0,0,0,0,0,0,0,0,0,0,0,0,0,0,0,0,0,0,0,0,0,0,0,0,0,0,0,0,0,0,0,0,0,0,0,0,0,0,0,0,0,0,0,0,0,0,0,0,0,0,0,0,0,0,0,0]
["",null,null,null,null,"","",null,null,null,null,null,null,null,null,null,null,null,null,null,null,null,null,null,null,null,null,null,null,null,null,null,null,null,null,null,null,null,null,null,null,null,null,null,null,null,null,null,null,null,null,null,null,null,null,null,null,null,null,null,null,null,null,null,null,null,null,null,null,null,null,null,null,null,null,null,null,null,null,null,null,null,null,null,null,null,null,null,null,null,null,null,null,null,null,null,null,null,null,0,0,0,0,0,0,0,0,0,0,0,0,0,0,0,0,0,0,0,0,0,0,0,0,0,0,0,0,0,0,0,0,0,0,0,0,0,0,0,0,0,0,0,0,0,0,0,0,0,0,0,0,0,0,0,0,0,0,0,0,0,0,0,0,0,0,0,0,0,0,0,0,0,0,0,0,0,0,0,0,0,0,0,0,0,0,0,0,0,0,0]
["",null,null,null,null,"","",null,null,null,null,null,null,null,null,null,null,null,null,null,null,null,null,null,null,null,null,null,null,null,null,null,null,null,null,null,null,null,null,null,null,null,null,null,null,null,null,null,null,null,null,null,null,null,null,null,null,null,null,null,null,null,null,null,null,null,null,null,null,null,null,null,null,null,null,null,null,null,null,null,null,null,null,null,null,null,null,null,null,null,null,null,null,null,null,null,null,null,null,0,0,0,0,0,0,0,0,0,0,0,0,0,0,0,0,0,0,0,0,0,0,0,0,0,0,0,0,0,0,0,0,0,0,0,0,0,0,0,0,0,0,0,0,0,0,0,0,0,0,0,0,0,0,0,0,0,0,0,0,0,0,0,0,0,0,0,0,0,0,0,0,0,0,0,0,0,0,0,0,0,0,0,0,0,0,0,0,0,0,0]
["",null,null,null,null,"","",null,null,null,null,null,null,null,null,null,null,null,null,null,null,null,null,null,null,null,null,null,null,null,null,null,null,null,null,null,null,null,null,null,null,null,null,null,null,null,null,null,null,null,null,null,null,null,null,null,null,null,null,null,null,null,null,null,null,null,null,null,null,null,null,null,null,null,null,null,null,null,null,null,null,null,null,null,null,null,null,null,null,null,null,null,null,null,null,null,null,null,null,0,0,0,0,0,0,0,0,0,0,0,0,0,0,0,0,0,0,0,0,0,0,0,0,0,0,0,0,0,0,0,0,0,0,0,0,0,0,0,0,0,0,0,0,0,0,0,0,0,0,0,0,0,0,0,0,0,0,0,0,0,0,0,0,0,0,0,0,0,0,0,0,0,0,0,0,0,0,0,0,0,0,0,0,0,0,0,0,0,0,0]
["",null,null,null,null,"","",null,null,null,null,null,null,null,null,null,null,null,null,null,null,null,null,null,null,null,null,null,null,null,null,null,null,null,null,null,null,null,null,null,null,null,null,null,null,null,null,null,null,null,null,null,null,null,null,null,null,null,null,null,null,null,null,null,null,null,null,null,null,null,null,null,null,null,null,null,null,null,null,null,null,null,null,null,null,null,null,null,null,null,null,null,null,null,null,null,null,null,null,0,0,0,0,0,0,0,0,0,0,0,0,0,0,0,0,0,0,0,0,0,0,0,0,0,0,0,0,0,0,0,0,0,0,0,0,0,0,0,0,0,0,0,0,0,0,0,0,0,0,0,0,0,0,0,0,0,0,0,0,0,0,0,0,0,0,0,0,0,0,0,0,0,0,0,0,0,0,0,0,0,0,0,0,0,0,0,0,0,0,0]
["",null,null,null,null,"","",null,null,null,null,null,null,null,null,null,null,null,null,null,null,null,null,null,null,null,null,null,null,null,null,null,null,null,null,null,null,null,null,null,null,null,null,null,null,null,null,null,null,null,null,null,null,null,null,null,null,null,null,null,null,null,null,null,null,null,null,null,null,null,null,null,null,null,null,null,null,null,null,null,null,null,null,null,null,null,null,null,null,null,null,null,null,null,null,null,null,null,null,0,0,0,0,0,0,0,0,0,0,0,0,0,0,0,0,0,0,0,0,0,0,0,0,0,0,0,0,0,0,0,0,0,0,0,0,0,0,0,0,0,0,0,0,0,0,0,0,0,0,0,0,0,0,0,0,0,0,0,0,0,0,0,0,0,0,0,0,0,0,0,0,0,0,0,0,0,0,0,0,0,0,0,0,0,0,0,0,0,0,0]
["",null,null,null,null,"","",null,null,null,null,null,null,null,null,null,null,null,null,null,null,null,null,null,null,null,null,null,null,null,null,null,null,null,null,null,null,null,null,null,null,null,null,null,null,null,null,null,null,null,null,null,null,null,null,null,null,null,null,null,null,null,null,null,null,null,null,null,null,null,null,null,null,null,null,null,null,null,null,null,null,null,null,null,null,null,null,null,null,null,null,null,null,null,null,null,null,null,null,0,0,0,0,0,0,0,0,0,0,0,0,0,0,0,0,0,0,0,0,0,0,0,0,0,0,0,0,0,0,0,0,0,0,0,0,0,0,0,0,0,0,0,0,0,0,0,0,0,0,0,0,0,0,0,0,0,0,0,0,0,0,0,0,0,0,0,0,0,0,0,0,0,0,0,0,0,0,0,0,0,0,0,0,0,0,0,0,0,0,0]
["",null,null,null,null,"","",null,null,null,null,null,null,null,null,null,null,null,null,null,null,null,null,null,null,null,null,null,null,null,null,null,null,null,null,null,null,null,null,null,null,null,null,null,null,null,null,null,null,null,null,null,null,null,null,null,null,null,null,null,null,null,null,null,null,null,null,null,null,null,null,null,null,null,null,null,null,null,null,null,null,null,null,null,null,null,null,null,null,null,null,null,null,null,null,null,null,null,null,0,0,0,0,0,0,0,0,0,0,0,0,0,0,0,0,0,0,0,0,0,0,0,0,0,0,0,0,0,0,0,0,0,0,0,0,0,0,0,0,0,0,0,0,0,0,0,0,0,0,0,0,0,0,0,0,0,0,0,0,0,0,0,0,0,0,0,0,0,0,0,0,0,0,0,0,0,0,0,0,0,0,0,0,0,0,0,0,0,0,0]
["",null,null,null,null,"","",null,null,null,null,null,null,null,null,null,null,null,null,null,null,null,null,null,null,null,null,null,null,null,null,null,null,null,null,null,null,null,null,null,null,null,null,null,null,null,null,null,null,null,null,null,null,null,null,null,null,null,null,null,null,null,null,null,null,null,null,null,null,null,null,null,null,null,null,null,null,null,null,null,null,null,null,null,null,null,null,null,null,null,null,null,null,null,null,null,null,null,null,0,0,0,0,0,0,0,0,0,0,0,0,0,0,0,0,0,0,0,0,0,0,0,0,0,0,0,0,0,0,0,0,0,0,0,0,0,0,0,0,0,0,0,0,0,0,0,0,0,0,0,0,0,0,0,0,0,0,0,0,0,0,0,0,0,0,0,0,0,0,0,0,0,0,0,0,0,0,0,0,0,0,0,0,0,0,0,0,0,0,0]
["",null,null,null,null,"","",null,null,null,null,null,null,null,null,null,null,null,null,null,null,null,null,null,null,null,null,null,null,null,null,null,null,null,null,null,null,null,null,null,null,null,null,null,null,null,null,null,null,null,null,null,null,null,null,null,null,null,null,null,null,null,null,null,null,null,null,null,null,null,null,null,null,null,null,null,null,null,null,null,null,null,null,null,null,null,null,null,null,null,null,null,null,null,null,null,null,null,null,0,0,0,0,0,0,0,0,0,0,0,0,0,0,0,0,0,0,0,0,0,0,0,0,0,0,0,0,0,0,0,0,0,0,0,0,0,0,0,0,0,0,0,0,0,0,0,0,0,0,0,0,0,0,0,0,0,0,0,0,0,0,0,0,0,0,0,0,0,0,0,0,0,0,0,0,0,0,0,0,0,0,0,0,0,0,0,0,0,0,0]
["",null,null,null,null,"","",null,null,null,null,null,null,null,null,null,null,null,null,null,null,null,null,null,null,null,null,null,null,null,null,null,null,null,null,null,null,null,null,null,null,null,null,null,null,null,null,null,null,null,null,null,null,null,null,null,null,null,null,null,null,null,null,null,null,null,null,null,null,null,null,null,null,null,null,null,null,null,null,null,null,null,null,null,null,null,null,null,null,null,null,null,null,null,null,null,null,null,null,0,0,0,0,0,0,0,0,0,0,0,0,0,0,0,0,0,0,0,0,0,0,0,0,0,0,0,0,0,0,0,0,0,0,0,0,0,0,0,0,0,0,0,0,0,0,0,0,0,0,0,0,0,0,0,0,0,0,0,0,0,0,0,0,0,0,0,0,0,0,0,0,0,0,0,0,0,0,0,0,0,0,0,0,0,0,0,0,0,0,0]
["",null,null,null,null,"","",null,null,null,null,null,null,null,null,null,null,null,null,null,null,null,null,null,null,null,null,null,null,null,null,null,null,null,null,null,null,null,null,null,null,null,null,null,null,null,null,null,null,null,null,null,null,null,null,null,null,null,null,null,null,null,null,null,null,null,null,null,null,null,null,null,null,null,null,null,null,null,null,null,null,null,null,null,null,null,null,null,null,null,null,null,null,null,null,null,null,null,null,0,0,0,0,0,0,0,0,0,0,0,0,0,0,0,0,0,0,0,0,0,0,0,0,0,0,0,0,0,0,0,0,0,0,0,0,0,0,0,0,0,0,0,0,0,0,0,0,0,0,0,0,0,0,0,0,0,0,0,0,0,0,0,0,0,0,0,0,0,0,0,0,0,0,0,0,0,0,0,0,0,0,0,0,0,0,0,0,0,0,0]
["",null,null,null,null,"","",null,null,null,null,null,null,null,null,null,null,null,null,null,null,null,null,null,null,null,null,null,null,null,null,null,null,null,null,null,null,null,null,null,null,null,null,null,null,null,null,null,null,null,null,null,null,null,null,null,null,null,null,null,null,null,null,null,null,null,null,null,null,null,null,null,null,null,null,null,null,null,null,null,null,null,null,null,null,null,null,null,null,null,null,null,null,null,null,null,null,null,null,0,0,0,0,0,0,0,0,0,0,0,0,0,0,0,0,0,0,0,0,0,0,0,0,0,0,0,0,0,0,0,0,0,0,0,0,0,0,0,0,0,0,0,0,0,0,0,0,0,0,0,0,0,0,0,0,0,0,0,0,0,0,0,0,0,0,0,0,0,0,0,0,0,0,0,0,0,0,0,0,0,0,0,0,0,0,0,0,0,0,0]
["",null,null,null,null,"","",null,null,null,null,null,null,null,null,null,null,null,null,null,null,null,null,null,null,null,null,null,null,null,null,null,null,null,null,null,null,null,null,null,null,null,null,null,null,null,null,null,null,null,null,null,null,null,null,null,null,null,null,null,null,null,null,null,null,null,null,null,null,null,null,null,null,null,null,null,null,null,null,null,null,null,null,null,null,null,null,null,null,null,null,null,null,null,null,null,null,null,null,0,0,0,0,0,0,0,0,0,0,0,0,0,0,0,0,0,0,0,0,0,0,0,0,0,0,0,0,0,0,0,0,0,0,0,0,0,0,0,0,0,0,0,0,0,0,0,0,0,0,0,0,0,0,0,0,0,0,0,0,0,0,0,0,0,0,0,0,0,0,0,0,0,0,0,0,0,0,0,0,0,0,0,0,0,0,0,0,0,0,0]
["",null,null,null,null,"","",null,null,null,null,null,null,null,null,null,null,null,null,null,null,null,null,null,null,null,null,null,null,null,null,null,null,null,null,null,null,null,null,null,null,null,null,null,null,null,null,null,null,null,null,null,null,null,null,null,null,null,null,null,null,null,null,null,null,null,null,null,null,null,null,null,null,null,null,null,null,null,null,null,null,null,null,null,null,null,null,null,null,null,null,null,null,null,null,null,null,null,null,0,0,0,0,0,0,0,0,0,0,0,0,0,0,0,0,0,0,0,0,0,0,0,0,0,0,0,0,0,0,0,0,0,0,0,0,0,0,0,0,0,0,0,0,0,0,0,0,0,0,0,0,0,0,0,0,0,0,0,0,0,0,0,0,0,0,0,0,0,0,0,0,0,0,0,0,0,0,0,0,0,0,0,0,0,0,0,0,0,0,0]
["",null,null,null,null,"","",null,null,null,null,null,null,null,null,null,null,null,null,null,null,null,null,null,null,null,null,null,null,null,null,null,null,null,null,null,null,null,null,null,null,null,null,null,null,null,null,null,null,null,null,null,null,null,null,null,null,null,null,null,null,null,null,null,null,null,null,null,null,null,null,null,null,null,null,null,null,null,null,null,null,null,null,null,null,null,null,null,null,null,null,null,null,null,null,null,null,null,null,0,0,0,0,0,0,0,0,0,0,0,0,0,0,0,0,0,0,0,0,0,0,0,0,0,0,0,0,0,0,0,0,0,0,0,0,0,0,0,0,0,0,0,0,0,0,0,0,0,0,0,0,0,0,0,0,0,0,0,0,0,0,0,0,0,0,0,0,0,0,0,0,0,0,0,0,0,0,0,0,0,0,0,0,0,0,0,0,0,0,0]
["",null,null,null,null,"","",null,null,null,null,null,null,null,null,null,null,null,null,null,null,null,null,null,null,null,null,null,null,null,null,null,null,null,null,null,null,null,null,null,null,null,null,null,null,null,null,null,null,null,null,null,null,null,null,null,null,null,null,null,null,null,null,null,null,null,null,null,null,null,null,null,null,null,null,null,null,null,null,null,null,null,null,null,null,null,null,null,null,null,null,null,null,null,null,null,null,null,null,0,0,0,0,0,0,0,0,0,0,0,0,0,0,0,0,0,0,0,0,0,0,0,0,0,0,0,0,0,0,0,0,0,0,0,0,0,0,0,0,0,0,0,0,0,0,0,0,0,0,0,0,0,0,0,0,0,0,0,0,0,0,0,0,0,0,0,0,0,0,0,0,0,0,0,0,0,0,0,0,0,0,0,0,0,0,0,0,0,0,0]
["",null,null,null,null,"","",null,null,null,null,null,null,null,null,null,null,null,null,null,null,null,null,null,null,null,null,null,null,null,null,null,null,null,null,null,null,null,null,null,null,null,null,null,null,null,null,null,null,null,null,null,null,null,null,null,null,null,null,null,null,null,null,null,null,null,null,null,null,null,null,null,null,null,null,null,null,null,null,null,null,null,null,null,null,null,null,null,null,null,null,null,null,null,null,null,null,null,null,0,0,0,0,0,0,0,0,0,0,0,0,0,0,0,0,0,0,0,0,0,0,0,0,0,0,0,0,0,0,0,0,0,0,0,0,0,0,0,0,0,0,0,0,0,0,0,0,0,0,0,0,0,0,0,0,0,0,0,0,0,0,0,0,0,0,0,0,0,0,0,0,0,0,0,0,0,0,0,0,0,0,0,0,0,0,0,0,0,0,0]
["",null,null,null,null,"","",null,null,null,null,null,null,null,null,null,null,null,null,null,null,null,null,null,null,null,null,null,null,null,null,null,null,null,null,null,null,null,null,null,null,null,null,null,null,null,null,null,null,null,null,null,null,null,null,null,null,null,null,null,null,null,null,null,null,null,null,null,null,null,null,null,null,null,null,null,null,null,null,null,null,null,null,null,null,null,null,null,null,null,null,null,null,null,null,null,null,null,null,0,0,0,0,0,0,0,0,0,0,0,0,0,0,0,0,0,0,0,0,0,0,0,0,0,0,0,0,0,0,0,0,0,0,0,0,0,0,0,0,0,0,0,0,0,0,0,0,0,0,0,0,0,0,0,0,0,0,0,0,0,0,0,0,0,0,0,0,0,0,0,0,0,0,0,0,0,0,0,0,0,0,0,0,0,0,0,0,0,0,0]
["",null,null,null,null,"","",null,null,null,null,null,null,null,null,null,null,null,null,null,null,null,null,null,null,null,null,null,null,null,null,null,null,null,null,null,null,null,null,null,null,null,null,null,null,null,null,null,null,null,null,null,null,null,null,null,null,null,null,null,null,null,null,null,null,null,null,null,null,null,null,null,null,null,null,null,null,null,null,null,null,null,null,null,null,null,null,null,null,null,null,null,null,null,null,null,null,null,null,0,0,0,0,0,0,0,0,0,0,0,0,0,0,0,0,0,0,0,0,0,0,0,0,0,0,0,0,0,0,0,0,0,0,0,0,0,0,0,0,0,0,0,0,0,0,0,0,0,0,0,0,0,0,0,0,0,0,0,0,0,0,0,0,0,0,0,0,0,0,0,0,0,0,0,0,0,0,0,0,0,0,0,0,0,0,0,0,0,0,0]
["",null,null,null,null,"","",null,null,null,null,null,null,null,null,null,null,null,null,null,null,null,null,null,null,null,null,null,null,null,null,null,null,null,null,null,null,null,null,null,null,null,null,null,null,null,null,null,null,null,null,null,null,null,null,null,null,null,null,null,null,null,null,null,null,null,null,null,null,null,null,null,null,null,null,null,null,null,null,null,null,null,null,null,null,null,null,null,null,null,null,null,null,null,null,null,null,null,null,0,0,0,0,0,0,0,0,0,0,0,0,0,0,0,0,0,0,0,0,0,0,0,0,0,0,0,0,0,0,0,0,0,0,0,0,0,0,0,0,0,0,0,0,0,0,0,0,0,0,0,0,0,0,0,0,0,0,0,0,0,0,0,0,0,0,0,0,0,0,0,0,0,0,0,0,0,0,0,0,0,0,0,0,0,0,0,0,0,0,0]
["",null,null,null,null,"","",null,null,null,null,null,null,null,null,null,null,null,null,null,null,null,null,null,null,null,null,null,null,null,null,null,null,null,null,null,null,null,null,null,null,null,null,null,null,null,null,null,null,null,null,null,null,null,null,null,null,null,null,null,null,null,null,null,null,null,null,null,null,null,null,null,null,null,null,null,null,null,null,null,null,null,null,null,null,null,null,null,null,null,null,null,null,null,null,null,null,null,null,0,0,0,0,0,0,0,0,0,0,0,0,0,0,0,0,0,0,0,0,0,0,0,0,0,0,0,0,0,0,0,0,0,0,0,0,0,0,0,0,0,0,0,0,0,0,0,0,0,0,0,0,0,0,0,0,0,0,0,0,0,0,0,0,0,0,0,0,0,0,0,0,0,0,0,0,0,0,0,0,0,0,0,0,0,0,0,0,0,0,0]
["",null,null,null,null,"","",null,null,null,null,null,null,null,null,null,null,null,null,null,null,null,null,null,null,null,null,null,null,null,null,null,null,null,null,null,null,null,null,null,null,null,null,null,null,null,null,null,null,null,null,null,null,null,null,null,null,null,null,null,null,null,null,null,null,null,null,null,null,null,null,null,null,null,null,null,null,null,null,null,null,null,null,null,null,null,null,null,null,null,null,null,null,null,null,null,null,null,null,0,0,0,0,0,0,0,0,0,0,0,0,0,0,0,0,0,0,0,0,0,0,0,0,0,0,0,0,0,0,0,0,0,0,0,0,0,0,0,0,0,0,0,0,0,0,0,0,0,0,0,0,0,0,0,0,0,0,0,0,0,0,0,0,0,0,0,0,0,0,0,0,0,0,0,0,0,0,0,0,0,0,0,0,0,0,0,0,0,0,0]
["",null,null,null,null,"","",null,null,null,null,null,null,null,null,null,null,null,null,null,null,null,null,null,null,null,null,null,null,null,null,null,null,null,null,null,null,null,null,null,null,null,null,null,null,null,null,null,null,null,null,null,null,null,null,null,null,null,null,null,null,null,null,null,null,null,null,null,null,null,null,null,null,null,null,null,null,null,null,null,null,null,null,null,null,null,null,null,null,null,null,null,null,null,null,null,null,null,null,0,0,0,0,0,0,0,0,0,0,0,0,0,0,0,0,0,0,0,0,0,0,0,0,0,0,0,0,0,0,0,0,0,0,0,0,0,0,0,0,0,0,0,0,0,0,0,0,0,0,0,0,0,0,0,0,0,0,0,0,0,0,0,0,0,0,0,0,0,0,0,0,0,0,0,0,0,0,0,0,0,0,0,0,0,0,0,0,0,0,0]
["",null,null,null,null,"","",null,null,null,null,null,null,null,null,null,null,null,null,null,null,null,null,null,null,null,null,null,null,null,null,null,null,null,null,null,null,null,null,null,null,null,null,null,null,null,null,null,null,null,null,null,null,null,null,null,null,null,null,null,null,null,null,null,null,null,null,null,null,null,null,null,null,null,null,null,null,null,null,null,null,null,null,null,null,null,null,null,null,null,null,null,null,null,null,null,null,null,null,0,0,0,0,0,0,0,0,0,0,0,0,0,0,0,0,0,0,0,0,0,0,0,0,0,0,0,0,0,0,0,0,0,0,0,0,0,0,0,0,0,0,0,0,0,0,0,0,0,0,0,0,0,0,0,0,0,0,0,0,0,0,0,0,0,0,0,0,0,0,0,0,0,0,0,0,0,0,0,0,0,0,0,0,0,0,0,0,0,0,0]
["",null,null,null,null,"","",null,null,null,null,null,null,null,null,null,null,null,null,null,null,null,null,null,null,null,null,null,null,null,null,null,null,null,null,null,null,null,null,null,null,null,null,null,null,null,null,null,null,null,null,null,null,null,null,null,null,null,null,null,null,null,null,null,null,null,null,null,null,null,null,null,null,null,null,null,null,null,null,null,null,null,null,null,null,null,null,null,null,null,null,null,null,null,null,null,null,null,null,0,0,0,0,0,0,0,0,0,0,0,0,0,0,0,0,0,0,0,0,0,0,0,0,0,0,0,0,0,0,0,0,0,0,0,0,0,0,0,0,0,0,0,0,0,0,0,0,0,0,0,0,0,0,0,0,0,0,0,0,0,0,0,0,0,0,0,0,0,0,0,0,0,0,0,0,0,0,0,0,0,0,0,0,0,0,0,0,0,0,0]
["",null,null,null,null,"","",null,null,null,null,null,null,null,null,null,null,null,null,null,null,null,null,null,null,null,null,null,null,null,null,null,null,null,null,null,null,null,null,null,null,null,null,null,null,null,null,null,null,null,null,null,null,null,null,null,null,null,null,null,null,null,null,null,null,null,null,null,null,null,null,null,null,null,null,null,null,null,null,null,null,null,null,null,null,null,null,null,null,null,null,null,null,null,null,null,null,null,null,0,0,0,0,0,0,0,0,0,0,0,0,0,0,0,0,0,0,0,0,0,0,0,0,0,0,0,0,0,0,0,0,0,0,0,0,0,0,0,0,0,0,0,0,0,0,0,0,0,0,0,0,0,0,0,0,0,0,0,0,0,0,0,0,0,0,0,0,0,0,0,0,0,0,0,0,0,0,0,0,0,0,0,0,0,0,0,0,0,0,0]
["",null,null,null,null,"","",null,null,null,null,null,null,null,null,null,null,null,null,null,null,null,null,null,null,null,null,null,null,null,null,null,null,null,null,null,null,null,null,null,null,null,null,null,null,null,null,null,null,null,null,null,null,null,null,null,null,null,null,null,null,null,null,null,null,null,null,null,null,null,null,null,null,null,null,null,null,null,null,null,null,null,null,null,null,null,null,null,null,null,null,null,null,null,null,null,null,null,null,0,0,0,0,0,0,0,0,0,0,0,0,0,0,0,0,0,0,0,0,0,0,0,0,0,0,0,0,0,0,0,0,0,0,0,0,0,0,0,0,0,0,0,0,0,0,0,0,0,0,0,0,0,0,0,0,0,0,0,0,0,0,0,0,0,0,0,0,0,0,0,0,0,0,0,0,0,0,0,0,0,0,0,0,0,0,0,0,0,0,0]
["",null,null,null,null,"","",null,null,null,null,null,null,null,null,null,null,null,null,null,null,null,null,null,null,null,null,null,null,null,null,null,null,null,null,null,null,null,null,null,null,null,null,null,null,null,null,null,null,null,null,null,null,null,null,null,null,null,null,null,null,null,null,null,null,null,null,null,null,null,null,null,null,null,null,null,null,null,null,null,null,null,null,null,null,null,null,null,null,null,null,null,null,null,null,null,null,null,null,0,0,0,0,0,0,0,0,0,0,0,0,0,0,0,0,0,0,0,0,0,0,0,0,0,0,0,0,0,0,0,0,0,0,0,0,0,0,0,0,0,0,0,0,0,0,0,0,0,0,0,0,0,0,0,0,0,0,0,0,0,0,0,0,0,0,0,0,0,0,0,0,0,0,0,0,0,0,0,0,0,0,0,0,0,0,0,0,0,0,0]
["",null,null,null,null,"","",null,null,null,null,null,null,null,null,null,null,null,null,null,null,null,null,null,null,null,null,null,null,null,null,null,null,null,null,null,null,null,null,null,null,null,null,null,null,null,null,null,null,null,null,null,null,null,null,null,null,null,null,null,null,null,null,null,null,null,null,null,null,null,null,null,null,null,null,null,null,null,null,null,null,null,null,null,null,null,null,null,null,null,null,null,null,null,null,null,null,null,null,0,0,0,0,0,0,0,0,0,0,0,0,0,0,0,0,0,0,0,0,0,0,0,0,0,0,0,0,0,0,0,0,0,0,0,0,0,0,0,0,0,0,0,0,0,0,0,0,0,0,0,0,0,0,0,0,0,0,0,0,0,0,0,0,0,0,0,0,0,0,0,0,0,0,0,0,0,0,0,0,0,0,0,0,0,0,0,0,0,0,0]
["",null,null,null,null,"","",null,null,null,null,null,null,null,null,null,null,null,null,null,null,null,null,null,null,null,null,null,null,null,null,null,null,null,null,null,null,null,null,null,null,null,null,null,null,null,null,null,null,null,null,null,null,null,null,null,null,null,null,null,null,null,null,null,null,null,null,null,null,null,null,null,null,null,null,null,null,null,null,null,null,null,null,null,null,null,null,null,null,null,null,null,null,null,null,null,null,null,null,0,0,0,0,0,0,0,0,0,0,0,0,0,0,0,0,0,0,0,0,0,0,0,0,0,0,0,0,0,0,0,0,0,0,0,0,0,0,0,0,0,0,0,0,0,0,0,0,0,0,0,0,0,0,0,0,0,0,0,0,0,0,0,0,0,0,0,0,0,0,0,0,0,0,0,0,0,0,0,0,0,0,0,0,0,0,0,0,0,0,0]
["",null,null,null,null,"","",null,null,null,null,null,null,null,null,null,null,null,null,null,null,null,null,null,null,null,null,null,null,null,null,null,null,null,null,null,null,null,null,null,null,null,null,null,null,null,null,null,null,null,null,null,null,null,null,null,null,null,null,null,null,null,null,null,null,null,null,null,null,null,null,null,null,null,null,null,null,null,null,null,null,null,null,null,null,null,null,null,null,null,null,null,null,null,null,null,null,null,null,0,0,0,0,0,0,0,0,0,0,0,0,0,0,0,0,0,0,0,0,0,0,0,0,0,0,0,0,0,0,0,0,0,0,0,0,0,0,0,0,0,0,0,0,0,0,0,0,0,0,0,0,0,0,0,0,0,0,0,0,0,0,0,0,0,0,0,0,0,0,0,0,0,0,0,0,0,0,0,0,0,0,0,0,0,0,0,0,0,0,0]
["",null,null,null,null,"","",null,null,null,null,null,null,null,null,null,null,null,null,null,null,null,null,null,null,null,null,null,null,null,null,null,null,null,null,null,null,null,null,null,null,null,null,null,null,null,null,null,null,null,null,null,null,null,null,null,null,null,null,null,null,null,null,null,null,null,null,null,null,null,null,null,null,null,null,null,null,null,null,null,null,null,null,null,null,null,null,null,null,null,null,null,null,null,null,null,null,null,null,0,0,0,0,0,0,0,0,0,0,0,0,0,0,0,0,0,0,0,0,0,0,0,0,0,0,0,0,0,0,0,0,0,0,0,0,0,0,0,0,0,0,0,0,0,0,0,0,0,0,0,0,0,0,0,0,0,0,0,0,0,0,0,0,0,0,0,0,0,0,0,0,0,0,0,0,0,0,0,0,0,0,0,0,0,0,0,0,0,0,0]
["",null,null,null,null,"","",null,null,null,null,null,null,null,null,null,null,null,null,null,null,null,null,null,null,null,null,null,null,null,null,null,null,null,null,null,null,null,null,null,null,null,null,null,null,null,null,null,null,null,null,null,null,null,null,null,null,null,null,null,null,null,null,null,null,null,null,null,null,null,null,null,null,null,null,null,null,null,null,null,null,null,null,null,null,null,null,null,null,null,null,null,null,null,null,null,null,null,null,0,0,0,0,0,0,0,0,0,0,0,0,0,0,0,0,0,0,0,0,0,0,0,0,0,0,0,0,0,0,0,0,0,0,0,0,0,0,0,0,0,0,0,0,0,0,0,0,0,0,0,0,0,0,0,0,0,0,0,0,0,0,0,0,0,0,0,0,0,0,0,0,0,0,0,0,0,0,0,0,0,0,0,0,0,0,0,0,0,0,0]
["",null,null,null,null,"","",null,null,null,null,null,null,null,null,null,null,null,null,null,null,null,null,null,null,null,null,null,null,null,null,null,null,null,null,null,null,null,null,null,null,null,null,null,null,null,null,null,null,null,null,null,null,null,null,null,null,null,null,null,null,null,null,null,null,null,null,null,null,null,null,null,null,null,null,null,null,null,null,null,null,null,null,null,null,null,null,null,null,null,null,null,null,null,null,null,null,null,null,0,0,0,0,0,0,0,0,0,0,0,0,0,0,0,0,0,0,0,0,0,0,0,0,0,0,0,0,0,0,0,0,0,0,0,0,0,0,0,0,0,0,0,0,0,0,0,0,0,0,0,0,0,0,0,0,0,0,0,0,0,0,0,0,0,0,0,0,0,0,0,0,0,0,0,0,0,0,0,0,0,0,0,0,0,0,0,0,0,0,0]
["",null,null,null,null,"","",null,null,null,null,null,null,null,null,null,null,null,null,null,null,null,null,null,null,null,null,null,null,null,null,null,null,null,null,null,null,null,null,null,null,null,null,null,null,null,null,null,null,null,null,null,null,null,null,null,null,null,null,null,null,null,null,null,null,null,null,null,null,null,null,null,null,null,null,null,null,null,null,null,null,null,null,null,null,null,null,null,null,null,null,null,null,null,null,null,null,null,null,0,0,0,0,0,0,0,0,0,0,0,0,0,0,0,0,0,0,0,0,0,0,0,0,0,0,0,0,0,0,0,0,0,0,0,0,0,0,0,0,0,0,0,0,0,0,0,0,0,0,0,0,0,0,0,0,0,0,0,0,0,0,0,0,0,0,0,0,0,0,0,0,0,0,0,0,0,0,0,0,0,0,0,0,0,0,0,0,0,0,0]
["",null,null,null,null,"","",null,null,null,null,null,null,null,null,null,null,null,null,null,null,null,null,null,null,null,null,null,null,null,null,null,null,null,null,null,null,null,null,null,null,null,null,null,null,null,null,null,null,null,null,null,null,null,null,null,null,null,null,null,null,null,null,null,null,null,null,null,null,null,null,null,null,null,null,null,null,null,null,null,null,null,null,null,null,null,null,null,null,null,null,null,null,null,null,null,null,null,null,0,0,0,0,0,0,0,0,0,0,0,0,0,0,0,0,0,0,0,0,0,0,0,0,0,0,0,0,0,0,0,0,0,0,0,0,0,0,0,0,0,0,0,0,0,0,0,0,0,0,0,0,0,0,0,0,0,0,0,0,0,0,0,0,0,0,0,0,0,0,0,0,0,0,0,0,0,0,0,0,0,0,0,0,0,0,0,0,0,0,0]
["",null,null,null,null,"","",null,null,null,null,null,null,null,null,null,null,null,null,null,null,null,null,null,null,null,null,null,null,null,null,null,null,null,null,null,null,null,null,null,null,null,null,null,null,null,null,null,null,null,null,null,null,null,null,null,null,null,null,null,null,null,null,null,null,null,null,null,null,null,null,null,null,null,null,null,null,null,null,null,null,null,null,null,null,null,null,null,null,null,null,null,null,null,null,null,null,null,null,0,0,0,0,0,0,0,0,0,0,0,0,0,0,0,0,0,0,0,0,0,0,0,0,0,0,0,0,0,0,0,0,0,0,0,0,0,0,0,0,0,0,0,0,0,0,0,0,0,0,0,0,0,0,0,0,0,0,0,0,0,0,0,0,0,0,0,0,0,0,0,0,0,0,0,0,0,0,0,0,0,0,0,0,0,0,0,0,0,0,0]
["",null,null,null,null,"","",null,null,null,null,null,null,null,null,null,null,null,null,null,null,null,null,null,null,null,null,null,null,null,null,null,null,null,null,null,null,null,null,null,null,null,null,null,null,null,null,null,null,null,null,null,null,null,null,null,null,null,null,null,null,null,null,null,null,null,null,null,null,null,null,null,null,null,null,null,null,null,null,null,null,null,null,null,null,null,null,null,null,null,null,null,null,null,null,null,null,null,null,0,0,0,0,0,0,0,0,0,0,0,0,0,0,0,0,0,0,0,0,0,0,0,0,0,0,0,0,0,0,0,0,0,0,0,0,0,0,0,0,0,0,0,0,0,0,0,0,0,0,0,0,0,0,0,0,0,0,0,0,0,0,0,0,0,0,0,0,0,0,0,0,0,0,0,0,0,0,0,0,0,0,0,0,0,0,0,0,0,0,0]
["",null,null,null,null,"","",null,null,null,null,null,null,null,null,null,null,null,null,null,null,null,null,null,null,null,null,null,null,null,null,null,null,null,null,null,null,null,null,null,null,null,null,null,null,null,null,null,null,null,null,null,null,null,null,null,null,null,null,null,null,null,null,null,null,null,null,null,null,null,null,null,null,null,null,null,null,null,null,null,null,null,null,null,null,null,null,null,null,null,null,null,null,null,null,null,null,null,null,0,0,0,0,0,0,0,0,0,0,0,0,0,0,0,0,0,0,0,0,0,0,0,0,0,0,0,0,0,0,0,0,0,0,0,0,0,0,0,0,0,0,0,0,0,0,0,0,0,0,0,0,0,0,0,0,0,0,0,0,0,0,0,0,0,0,0,0,0,0,0,0,0,0,0,0,0,0,0,0,0,0,0,0,0,0,0,0,0,0,0]
["",null,null,null,null,"","",null,null,null,null,null,null,null,null,null,null,null,null,null,null,null,null,null,null,null,null,null,null,null,null,null,null,null,null,null,null,null,null,null,null,null,null,null,null,null,null,null,null,null,null,null,null,null,null,null,null,null,null,null,null,null,null,null,null,null,null,null,null,null,null,null,null,null,null,null,null,null,null,null,null,null,null,null,null,null,null,null,null,null,null,null,null,null,null,null,null,null,null,0,0,0,0,0,0,0,0,0,0,0,0,0,0,0,0,0,0,0,0,0,0,0,0,0,0,0,0,0,0,0,0,0,0,0,0,0,0,0,0,0,0,0,0,0,0,0,0,0,0,0,0,0,0,0,0,0,0,0,0,0,0,0,0,0,0,0,0,0,0,0,0,0,0,0,0,0,0,0,0,0,0,0,0,0,0,0,0,0,0,0]
["",null,null,null,null,"","",null,null,null,null,null,null,null,null,null,null,null,null,null,null,null,null,null,null,null,null,null,null,null,null,null,null,null,null,null,null,null,null,null,null,null,null,null,null,null,null,null,null,null,null,null,null,null,null,null,null,null,null,null,null,null,null,null,null,null,null,null,null,null,null,null,null,null,null,null,null,null,null,null,null,null,null,null,null,null,null,null,null,null,null,null,null,null,null,null,null,null,null,0,0,0,0,0,0,0,0,0,0,0,0,0,0,0,0,0,0,0,0,0,0,0,0,0,0,0,0,0,0,0,0,0,0,0,0,0,0,0,0,0,0,0,0,0,0,0,0,0,0,0,0,0,0,0,0,0,0,0,0,0,0,0,0,0,0,0,0,0,0,0,0,0,0,0,0,0,0,0,0,0,0,0,0,0,0,0,0,0,0,0]
["",null,null,null,null,"","",null,null,null,null,null,null,null,null,null,null,null,null,null,null,null,null,null,null,null,null,null,null,null,null,null,null,null,null,null,null,null,null,null,null,null,null,null,null,null,null,null,null,null,null,null,null,null,null,null,null,null,null,null,null,null,null,null,null,null,null,null,null,null,null,null,null,null,null,null,null,null,null,null,null,null,null,null,null,null,null,null,null,null,null,null,null,null,null,null,null,null,null,0,0,0,0,0,0,0,0,0,0,0,0,0,0,0,0,0,0,0,0,0,0,0,0,0,0,0,0,0,0,0,0,0,0,0,0,0,0,0,0,0,0,0,0,0,0,0,0,0,0,0,0,0,0,0,0,0,0,0,0,0,0,0,0,0,0,0,0,0,0,0,0,0,0,0,0,0,0,0,0,0,0,0,0,0,0,0,0,0,0,0]
["",null,null,null,null,"","",null,null,null,null,null,null,null,null,null,null,null,null,null,null,null,null,null,null,null,null,null,null,null,null,null,null,null,null,null,null,null,null,null,null,null,null,null,null,null,null,null,null,null,null,null,null,null,null,null,null,null,null,null,null,null,null,null,null,null,null,null,null,null,null,null,null,null,null,null,null,null,null,null,null,null,null,null,null,null,null,null,null,null,null,null,null,null,null,null,null,null,null,0,0,0,0,0,0,0,0,0,0,0,0,0,0,0,0,0,0,0,0,0,0,0,0,0,0,0,0,0,0,0,0,0,0,0,0,0,0,0,0,0,0,0,0,0,0,0,0,0,0,0,0,0,0,0,0,0,0,0,0,0,0,0,0,0,0,0,0,0,0,0,0,0,0,0,0,0,0,0,0,0,0,0,0,0,0,0,0,0,0,0]
["",null,null,null,null,"","",null,null,null,null,null,null,null,null,null,null,null,null,null,null,null,null,null,null,null,null,null,null,null,null,null,null,null,null,null,null,null,null,null,null,null,null,null,null,null,null,null,null,null,null,null,null,null,null,null,null,null,null,null,null,null,null,null,null,null,null,null,null,null,null,null,null,null,null,null,null,null,null,null,null,null,null,null,null,null,null,null,null,null,null,null,null,null,null,null,null,null,null,0,0,0,0,0,0,0,0,0,0,0,0,0,0,0,0,0,0,0,0,0,0,0,0,0,0,0,0,0,0,0,0,0,0,0,0,0,0,0,0,0,0,0,0,0,0,0,0,0,0,0,0,0,0,0,0,0,0,0,0,0,0,0,0,0,0,0,0,0,0,0,0,0,0,0,0,0,0,0,0,0,0,0,0,0,0,0,0,0,0,0]
["",null,null,null,null,"","",null,null,null,null,null,null,null,null,null,null,null,null,null,null,null,null,null,null,null,null,null,null,null,null,null,null,null,null,null,null,null,null,null,null,null,null,null,null,null,null,null,null,null,null,null,null,null,null,null,null,null,null,null,null,null,null,null,null,null,null,null,null,null,null,null,null,null,null,null,null,null,null,null,null,null,null,null,null,null,null,null,null,null,null,null,null,null,null,null,null,null,null,0,0,0,0,0,0,0,0,0,0,0,0,0,0,0,0,0,0,0,0,0,0,0,0,0,0,0,0,0,0,0,0,0,0,0,0,0,0,0,0,0,0,0,0,0,0,0,0,0,0,0,0,0,0,0,0,0,0,0,0,0,0,0,0,0,0,0,0,0,0,0,0,0,0,0,0,0,0,0,0,0,0,0,0,0,0,0,0,0,0,0]
["",null,null,null,null,"","",null,null,null,null,null,null,null,null,null,null,null,null,null,null,null,null,null,null,null,null,null,null,null,null,null,null,null,null,null,null,null,null,null,null,null,null,null,null,null,null,null,null,null,null,null,null,null,null,null,null,null,null,null,null,null,null,null,null,null,null,null,null,null,null,null,null,null,null,null,null,null,null,null,null,null,null,null,null,null,null,null,null,null,null,null,null,null,null,null,null,null,null,0,0,0,0,0,0,0,0,0,0,0,0,0,0,0,0,0,0,0,0,0,0,0,0,0,0,0,0,0,0,0,0,0,0,0,0,0,0,0,0,0,0,0,0,0,0,0,0,0,0,0,0,0,0,0,0,0,0,0,0,0,0,0,0,0,0,0,0,0,0,0,0,0,0,0,0,0,0,0,0,0,0,0,0,0,0,0,0,0,0,0]
["",null,null,null,null,"","",null,null,null,null,null,null,null,null,null,null,null,null,null,null,null,null,null,null,null,null,null,null,null,null,null,null,null,null,null,null,null,null,null,null,null,null,null,null,null,null,null,null,null,null,null,null,null,null,null,null,null,null,null,null,null,null,null,null,null,null,null,null,null,null,null,null,null,null,null,null,null,null,null,null,null,null,null,null,null,null,null,null,null,null,null,null,null,null,null,null,null,null,0,0,0,0,0,0,0,0,0,0,0,0,0,0,0,0,0,0,0,0,0,0,0,0,0,0,0,0,0,0,0,0,0,0,0,0,0,0,0,0,0,0,0,0,0,0,0,0,0,0,0,0,0,0,0,0,0,0,0,0,0,0,0,0,0,0,0,0,0,0,0,0,0,0,0,0,0,0,0,0,0,0,0,0,0,0,0,0,0,0,0]
["",null,null,null,null,"","",null,null,null,null,null,null,null,null,null,null,null,null,null,null,null,null,null,null,null,null,null,null,null,null,null,null,null,null,null,null,null,null,null,null,null,null,null,null,null,null,null,null,null,null,null,null,null,null,null,null,null,null,null,null,null,null,null,null,null,null,null,null,null,null,null,null,null,null,null,null,null,null,null,null,null,null,null,null,null,null,null,null,null,null,null,null,null,null,null,null,null,null,0,0,0,0,0,0,0,0,0,0,0,0,0,0,0,0,0,0,0,0,0,0,0,0,0,0,0,0,0,0,0,0,0,0,0,0,0,0,0,0,0,0,0,0,0,0,0,0,0,0,0,0,0,0,0,0,0,0,0,0,0,0,0,0,0,0,0,0,0,0,0,0,0,0,0,0,0,0,0,0,0,0,0,0,0,0,0,0,0,0,0]
["",null,null,null,null,"","",null,null,null,null,null,null,null,null,null,null,null,null,null,null,null,null,null,null,null,null,null,null,null,null,null,null,null,null,null,null,null,null,null,null,null,null,null,null,null,null,null,null,null,null,null,null,null,null,null,null,null,null,null,null,null,null,null,null,null,null,null,null,null,null,null,null,null,null,null,null,null,null,null,null,null,null,null,null,null,null,null,null,null,null,null,null,null,null,null,null,null,null,0,0,0,0,0,0,0,0,0,0,0,0,0,0,0,0,0,0,0,0,0,0,0,0,0,0,0,0,0,0,0,0,0,0,0,0,0,0,0,0,0,0,0,0,0,0,0,0,0,0,0,0,0,0,0,0,0,0,0,0,0,0,0,0,0,0,0,0,0,0,0,0,0,0,0,0,0,0,0,0,0,0,0,0,0,0,0,0,0,0,0]
["",null,null,null,null,"","",null,null,null,null,null,null,null,null,null,null,null,null,null,null,null,null,null,null,null,null,null,null,null,null,null,null,null,null,null,null,null,null,null,null,null,null,null,null,null,null,null,null,null,null,null,null,null,null,null,null,null,null,null,null,null,null,null,null,null,null,null,null,null,null,null,null,null,null,null,null,null,null,null,null,null,null,null,null,null,null,null,null,null,null,null,null,null,null,null,null,null,null,0,0,0,0,0,0,0,0,0,0,0,0,0,0,0,0,0,0,0,0,0,0,0,0,0,0,0,0,0,0,0,0,0,0,0,0,0,0,0,0,0,0,0,0,0,0,0,0,0,0,0,0,0,0,0,0,0,0,0,0,0,0,0,0,0,0,0,0,0,0,0,0,0,0,0,0,0,0,0,0,0,0,0,0,0,0,0,0,0,0,0]
["",null,null,null,null,"","",null,null,null,null,null,null,null,null,null,null,null,null,null,null,null,null,null,null,null,null,null,null,null,null,null,null,null,null,null,null,null,null,null,null,null,null,null,null,null,null,null,null,null,null,null,null,null,null,null,null,null,null,null,null,null,null,null,null,null,null,null,null,null,null,null,null,null,null,null,null,null,null,null,null,null,null,null,null,null,null,null,null,null,null,null,null,null,null,null,null,null,null,0,0,0,0,0,0,0,0,0,0,0,0,0,0,0,0,0,0,0,0,0,0,0,0,0,0,0,0,0,0,0,0,0,0,0,0,0,0,0,0,0,0,0,0,0,0,0,0,0,0,0,0,0,0,0,0,0,0,0,0,0,0,0,0,0,0,0,0,0,0,0,0,0,0,0,0,0,0,0,0,0,0,0,0,0,0,0,0,0,0,0]
["",null,null,null,null,"","",null,null,null,null,null,null,null,null,null,null,null,null,null,null,null,null,null,null,null,null,null,null,null,null,null,null,null,null,null,null,null,null,null,null,null,null,null,null,null,null,null,null,null,null,null,null,null,null,null,null,null,null,null,null,null,null,null,null,null,null,null,null,null,null,null,null,null,null,null,null,null,null,null,null,null,null,null,null,null,null,null,null,null,null,null,null,null,null,null,null,null,null,0,0,0,0,0,0,0,0,0,0,0,0,0,0,0,0,0,0,0,0,0,0,0,0,0,0,0,0,0,0,0,0,0,0,0,0,0,0,0,0,0,0,0,0,0,0,0,0,0,0,0,0,0,0,0,0,0,0,0,0,0,0,0,0,0,0,0,0,0,0,0,0,0,0,0,0,0,0,0,0,0,0,0,0,0,0,0,0,0,0,0]
["",null,null,null,null,"","",null,null,null,null,null,null,null,null,null,null,null,null,null,null,null,null,null,null,null,null,null,null,null,null,null,null,null,null,null,null,null,null,null,null,null,null,null,null,null,null,null,null,null,null,null,null,null,null,null,null,null,null,null,null,null,null,null,null,null,null,null,null,null,null,null,null,null,null,null,null,null,null,null,null,null,null,null,null,null,null,null,null,null,null,null,null,null,null,null,null,null,null,0,0,0,0,0,0,0,0,0,0,0,0,0,0,0,0,0,0,0,0,0,0,0,0,0,0,0,0,0,0,0,0,0,0,0,0,0,0,0,0,0,0,0,0,0,0,0,0,0,0,0,0,0,0,0,0,0,0,0,0,0,0,0,0,0,0,0,0,0,0,0,0,0,0,0,0,0,0,0,0,0,0,0,0,0,0,0,0,0,0,0]
["",null,null,null,null,"","",null,null,null,null,null,null,null,null,null,null,null,null,null,null,null,null,null,null,null,null,null,null,null,null,null,null,null,null,null,null,null,null,null,null,null,null,null,null,null,null,null,null,null,null,null,null,null,null,null,null,null,null,null,null,null,null,null,null,null,null,null,null,null,null,null,null,null,null,null,null,null,null,null,null,null,null,null,null,null,null,null,null,null,null,null,null,null,null,null,null,null,null,0,0,0,0,0,0,0,0,0,0,0,0,0,0,0,0,0,0,0,0,0,0,0,0,0,0,0,0,0,0,0,0,0,0,0,0,0,0,0,0,0,0,0,0,0,0,0,0,0,0,0,0,0,0,0,0,0,0,0,0,0,0,0,0,0,0,0,0,0,0,0,0,0,0,0,0,0,0,0,0,0,0,0,0,0,0,0,0,0,0,0]
["",null,null,null,null,"","",null,null,null,null,null,null,null,null,null,null,null,null,null,null,null,null,null,null,null,null,null,null,null,null,null,null,null,null,null,null,null,null,null,null,null,null,null,null,null,null,null,null,null,null,null,null,null,null,null,null,null,null,null,null,null,null,null,null,null,null,null,null,null,null,null,null,null,null,null,null,null,null,null,null,null,null,null,null,null,null,null,null,null,null,null,null,null,null,null,null,null,null,0,0,0,0,0,0,0,0,0,0,0,0,0,0,0,0,0,0,0,0,0,0,0,0,0,0,0,0,0,0,0,0,0,0,0,0,0,0,0,0,0,0,0,0,0,0,0,0,0,0,0,0,0,0,0,0,0,0,0,0,0,0,0,0,0,0,0,0,0,0,0,0,0,0,0,0,0,0,0,0,0,0,0,0,0,0,0,0,0,0,0]
["",null,null,null,null,"","",null,null,null,null,null,null,null,null,null,null,null,null,null,null,null,null,null,null,null,null,null,null,null,null,null,null,null,null,null,null,null,null,null,null,null,null,null,null,null,null,null,null,null,null,null,null,null,null,null,null,null,null,null,null,null,null,null,null,null,null,null,null,null,null,null,null,null,null,null,null,null,null,null,null,null,null,null,null,null,null,null,null,null,null,null,null,null,null,null,null,null,null,0,0,0,0,0,0,0,0,0,0,0,0,0,0,0,0,0,0,0,0,0,0,0,0,0,0,0,0,0,0,0,0,0,0,0,0,0,0,0,0,0,0,0,0,0,0,0,0,0,0,0,0,0,0,0,0,0,0,0,0,0,0,0,0,0,0,0,0,0,0,0,0,0,0,0,0,0,0,0,0,0,0,0,0,0,0,0,0,0,0,0]
["",null,null,null,null,"","",null,null,null,null,null,null,null,null,null,null,null,null,null,null,null,null,null,null,null,null,null,null,null,null,null,null,null,null,null,null,null,null,null,null,null,null,null,null,null,null,null,null,null,null,null,null,null,null,null,null,null,null,null,null,null,null,null,null,null,null,null,null,null,null,null,null,null,null,null,null,null,null,null,null,null,null,null,null,null,null,null,null,null,null,null,null,null,null,null,null,null,null,0,0,0,0,0,0,0,0,0,0,0,0,0,0,0,0,0,0,0,0,0,0,0,0,0,0,0,0,0,0,0,0,0,0,0,0,0,0,0,0,0,0,0,0,0,0,0,0,0,0,0,0,0,0,0,0,0,0,0,0,0,0,0,0,0,0,0,0,0,0,0,0,0,0,0,0,0,0,0,0,0,0,0,0,0,0,0,0,0,0,0]
["",null,null,null,null,"","",null,null,null,null,null,null,null,null,null,null,null,null,null,null,null,null,null,null,null,null,null,null,null,null,null,null,null,null,null,null,null,null,null,null,null,null,null,null,null,null,null,null,null,null,null,null,null,null,null,null,null,null,null,null,null,null,null,null,null,null,null,null,null,null,null,null,null,null,null,null,null,null,null,null,null,null,null,null,null,null,null,null,null,null,null,null,null,null,null,null,null,null,0,0,0,0,0,0,0,0,0,0,0,0,0,0,0,0,0,0,0,0,0,0,0,0,0,0,0,0,0,0,0,0,0,0,0,0,0,0,0,0,0,0,0,0,0,0,0,0,0,0,0,0,0,0,0,0,0,0,0,0,0,0,0,0,0,0,0,0,0,0,0,0,0,0,0,0,0,0,0,0,0,0,0,0,0,0,0,0,0,0,0]
["",null,null,null,null,"","",null,null,null,null,null,null,null,null,null,null,null,null,null,null,null,null,null,null,null,null,null,null,null,null,null,null,null,null,null,null,null,null,null,null,null,null,null,null,null,null,null,null,null,null,null,null,null,null,null,null,null,null,null,null,null,null,null,null,null,null,null,null,null,null,null,null,null,null,null,null,null,null,null,null,null,null,null,null,null,null,null,null,null,null,null,null,null,null,null,null,null,null,0,0,0,0,0,0,0,0,0,0,0,0,0,0,0,0,0,0,0,0,0,0,0,0,0,0,0,0,0,0,0,0,0,0,0,0,0,0,0,0,0,0,0,0,0,0,0,0,0,0,0,0,0,0,0,0,0,0,0,0,0,0,0,0,0,0,0,0,0,0,0,0,0,0,0,0,0,0,0,0,0,0,0,0,0,0,0,0,0,0,0]
["",null,null,null,null,"","",null,null,null,null,null,null,null,null,null,null,null,null,null,null,null,null,null,null,null,null,null,null,null,null,null,null,null,null,null,null,null,null,null,null,null,null,null,null,null,null,null,null,null,null,null,null,null,null,null,null,null,null,null,null,null,null,null,null,null,null,null,null,null,null,null,null,null,null,null,null,null,null,null,null,null,null,null,null,null,null,null,null,null,null,null,null,null,null,null,null,null,null,0,0,0,0,0,0,0,0,0,0,0,0,0,0,0,0,0,0,0,0,0,0,0,0,0,0,0,0,0,0,0,0,0,0,0,0,0,0,0,0,0,0,0,0,0,0,0,0,0,0,0,0,0,0,0,0,0,0,0,0,0,0,0,0,0,0,0,0,0,0,0,0,0,0,0,0,0,0,0,0,0,0,0,0,0,0,0,0,0,0,0]
["",null,null,null,null,"","",null,null,null,null,null,null,null,null,null,null,null,null,null,null,null,null,null,null,null,null,null,null,null,null,null,null,null,null,null,null,null,null,null,null,null,null,null,null,null,null,null,null,null,null,null,null,null,null,null,null,null,null,null,null,null,null,null,null,null,null,null,null,null,null,null,null,null,null,null,null,null,null,null,null,null,null,null,null,null,null,null,null,null,null,null,null,null,null,null,null,null,null,0,0,0,0,0,0,0,0,0,0,0,0,0,0,0,0,0,0,0,0,0,0,0,0,0,0,0,0,0,0,0,0,0,0,0,0,0,0,0,0,0,0,0,0,0,0,0,0,0,0,0,0,0,0,0,0,0,0,0,0,0,0,0,0,0,0,0,0,0,0,0,0,0,0,0,0,0,0,0,0,0,0,0,0,0,0,0,0,0,0,0]
["",null,null,null,null,"","",null,null,null,null,null,null,null,null,null,null,null,null,null,null,null,null,null,null,null,null,null,null,null,null,null,null,null,null,null,null,null,null,null,null,null,null,null,null,null,null,null,null,null,null,null,null,null,null,null,null,null,null,null,null,null,null,null,null,null,null,null,null,null,null,null,null,null,null,null,null,null,null,null,null,null,null,null,null,null,null,null,null,null,null,null,null,null,null,null,null,null,null,0,0,0,0,0,0,0,0,0,0,0,0,0,0,0,0,0,0,0,0,0,0,0,0,0,0,0,0,0,0,0,0,0,0,0,0,0,0,0,0,0,0,0,0,0,0,0,0,0,0,0,0,0,0,0,0,0,0,0,0,0,0,0,0,0,0,0,0,0,0,0,0,0,0,0,0,0,0,0,0,0,0,0,0,0,0,0,0,0,0,0]
["",null,null,null,null,"","",null,null,null,null,null,null,null,null,null,null,null,null,null,null,null,null,null,null,null,null,null,null,null,null,null,null,null,null,null,null,null,null,null,null,null,null,null,null,null,null,null,null,null,null,null,null,null,null,null,null,null,null,null,null,null,null,null,null,null,null,null,null,null,null,null,null,null,null,null,null,null,null,null,null,null,null,null,null,null,null,null,null,null,null,null,null,null,null,null,null,null,null,0,0,0,0,0,0,0,0,0,0,0,0,0,0,0,0,0,0,0,0,0,0,0,0,0,0,0,0,0,0,0,0,0,0,0,0,0,0,0,0,0,0,0,0,0,0,0,0,0,0,0,0,0,0,0,0,0,0,0,0,0,0,0,0,0,0,0,0,0,0,0,0,0,0,0,0,0,0,0,0,0,0,0,0,0,0,0,0,0,0,0]
["",null,null,null,null,"","",null,null,null,null,null,null,null,null,null,null,null,null,null,null,null,null,null,null,null,null,null,null,null,null,null,null,null,null,null,null,null,null,null,null,null,null,null,null,null,null,null,null,null,null,null,null,null,null,null,null,null,null,null,null,null,null,null,null,null,null,null,null,null,null,null,null,null,null,null,null,null,null,null,null,null,null,null,null,null,null,null,null,null,null,null,null,null,null,null,null,null,null,0,0,0,0,0,0,0,0,0,0,0,0,0,0,0,0,0,0,0,0,0,0,0,0,0,0,0,0,0,0,0,0,0,0,0,0,0,0,0,0,0,0,0,0,0,0,0,0,0,0,0,0,0,0,0,0,0,0,0,0,0,0,0,0,0,0,0,0,0,0,0,0,0,0,0,0,0,0,0,0,0,0,0,0,0,0,0,0,0,0,0]
["",null,null,null,null,"","",null,null,null,null,null,null,null,null,null,null,null,null,null,null,null,null,null,null,null,null,null,null,null,null,null,null,null,null,null,null,null,null,null,null,null,null,null,null,null,null,null,null,null,null,null,null,null,null,null,null,null,null,null,null,null,null,null,null,null,null,null,null,null,null,null,null,null,null,null,null,null,null,null,null,null,null,null,null,null,null,null,null,null,null,null,null,null,null,null,null,null,null,0,0,0,0,0,0,0,0,0,0,0,0,0,0,0,0,0,0,0,0,0,0,0,0,0,0,0,0,0,0,0,0,0,0,0,0,0,0,0,0,0,0,0,0,0,0,0,0,0,0,0,0,0,0,0,0,0,0,0,0,0,0,0,0,0,0,0,0,0,0,0,0,0,0,0,0,0,0,0,0,0,0,0,0,0,0,0,0,0,0,0]
["",null,null,null,null,"","",null,null,null,null,null,null,null,null,null,null,null,null,null,null,null,null,null,null,null,null,null,null,null,null,null,null,null,null,null,null,null,null,null,null,null,null,null,null,null,null,null,null,null,null,null,null,null,null,null,null,null,null,null,null,null,null,null,null,null,null,null,null,null,null,null,null,null,null,null,null,null,null,null,null,null,null,null,null,null,null,null,null,null,null,null,null,null,null,null,null,null,null,0,0,0,0,0,0,0,0,0,0,0,0,0,0,0,0,0,0,0,0,0,0,0,0,0,0,0,0,0,0,0,0,0,0,0,0,0,0,0,0,0,0,0,0,0,0,0,0,0,0,0,0,0,0,0,0,0,0,0,0,0,0,0,0,0,0,0,0,0,0,0,0,0,0,0,0,0,0,0,0,0,0,0,0,0,0,0,0,0,0,0]
["",null,null,null,null,"","",null,null,null,null,null,null,null,null,null,null,null,null,null,null,null,null,null,null,null,null,null,null,null,null,null,null,null,null,null,null,null,null,null,null,null,null,null,null,null,null,null,null,null,null,null,null,null,null,null,null,null,null,null,null,null,null,null,null,null,null,null,null,null,null,null,null,null,null,null,null,null,null,null,null,null,null,null,null,null,null,null,null,null,null,null,null,null,null,null,null,null,null,0,0,0,0,0,0,0,0,0,0,0,0,0,0,0,0,0,0,0,0,0,0,0,0,0,0,0,0,0,0,0,0,0,0,0,0,0,0,0,0,0,0,0,0,0,0,0,0,0,0,0,0,0,0,0,0,0,0,0,0,0,0,0,0,0,0,0,0,0,0,0,0,0,0,0,0,0,0,0,0,0,0,0,0,0,0,0,0,0,0,0]
["",null,null,null,null,"","",null,null,null,null,null,null,null,null,null,null,null,null,null,null,null,null,null,null,null,null,null,null,null,null,null,null,null,null,null,null,null,null,null,null,null,null,null,null,null,null,null,null,null,null,null,null,null,null,null,null,null,null,null,null,null,null,null,null,null,null,null,null,null,null,null,null,null,null,null,null,null,null,null,null,null,null,null,null,null,null,null,null,null,null,null,null,null,null,null,null,null,null,0,0,0,0,0,0,0,0,0,0,0,0,0,0,0,0,0,0,0,0,0,0,0,0,0,0,0,0,0,0,0,0,0,0,0,0,0,0,0,0,0,0,0,0,0,0,0,0,0,0,0,0,0,0,0,0,0,0,0,0,0,0,0,0,0,0,0,0,0,0,0,0,0,0,0,0,0,0,0,0,0,0,0,0,0,0,0,0,0,0,0]
["",null,null,null,null,"","",null,null,null,null,null,null,null,null,null,null,null,null,null,null,null,null,null,null,null,null,null,null,null,null,null,null,null,null,null,null,null,null,null,null,null,null,null,null,null,null,null,null,null,null,null,null,null,null,null,null,null,null,null,null,null,null,null,null,null,null,null,null,null,null,null,null,null,null,null,null,null,null,null,null,null,null,null,null,null,null,null,null,null,null,null,null,null,null,null,null,null,null,0,0,0,0,0,0,0,0,0,0,0,0,0,0,0,0,0,0,0,0,0,0,0,0,0,0,0,0,0,0,0,0,0,0,0,0,0,0,0,0,0,0,0,0,0,0,0,0,0,0,0,0,0,0,0,0,0,0,0,0,0,0,0,0,0,0,0,0,0,0,0,0,0,0,0,0,0,0,0,0,0,0,0,0,0,0,0,0,0,0,0]
["",null,null,null,null,"","",null,null,null,null,null,null,null,null,null,null,null,null,null,null,null,null,null,null,null,null,null,null,null,null,null,null,null,null,null,null,null,null,null,null,null,null,null,null,null,null,null,null,null,null,null,null,null,null,null,null,null,null,null,null,null,null,null,null,null,null,null,null,null,null,null,null,null,null,null,null,null,null,null,null,null,null,null,null,null,null,null,null,null,null,null,null,null,null,null,null,null,null,0,0,0,0,0,0,0,0,0,0,0,0,0,0,0,0,0,0,0,0,0,0,0,0,0,0,0,0,0,0,0,0,0,0,0,0,0,0,0,0,0,0,0,0,0,0,0,0,0,0,0,0,0,0,0,0,0,0,0,0,0,0,0,0,0,0,0,0,0,0,0,0,0,0,0,0,0,0,0,0,0,0,0,0,0,0,0,0,0,0,0]
["",null,null,null,null,"","",null,null,null,null,null,null,null,null,null,null,null,null,null,null,null,null,null,null,null,null,null,null,null,null,null,null,null,null,null,null,null,null,null,null,null,null,null,null,null,null,null,null,null,null,null,null,null,null,null,null,null,null,null,null,null,null,null,null,null,null,null,null,null,null,null,null,null,null,null,null,null,null,null,null,null,null,null,null,null,null,null,null,null,null,null,null,null,null,null,null,null,null,0,0,0,0,0,0,0,0,0,0,0,0,0,0,0,0,0,0,0,0,0,0,0,0,0,0,0,0,0,0,0,0,0,0,0,0,0,0,0,0,0,0,0,0,0,0,0,0,0,0,0,0,0,0,0,0,0,0,0,0,0,0,0,0,0,0,0,0,0,0,0,0,0,0,0,0,0,0,0,0,0,0,0,0,0,0,0,0,0,0,0]
["",null,null,null,null,"","",null,null,null,null,null,null,null,null,null,null,null,null,null,null,null,null,null,null,null,null,null,null,null,null,null,null,null,null,null,null,null,null,null,null,null,null,null,null,null,null,null,null,null,null,null,null,null,null,null,null,null,null,null,null,null,null,null,null,null,null,null,null,null,null,null,null,null,null,null,null,null,null,null,null,null,null,null,null,null,null,null,null,null,null,null,null,null,null,null,null,null,null,0,0,0,0,0,0,0,0,0,0,0,0,0,0,0,0,0,0,0,0,0,0,0,0,0,0,0,0,0,0,0,0,0,0,0,0,0,0,0,0,0,0,0,0,0,0,0,0,0,0,0,0,0,0,0,0,0,0,0,0,0,0,0,0,0,0,0,0,0,0,0,0,0,0,0,0,0,0,0,0,0,0,0,0,0,0,0,0,0,0,0]
["",null,null,null,null,"","",null,null,null,null,null,null,null,null,null,null,null,null,null,null,null,null,null,null,null,null,null,null,null,null,null,null,null,null,null,null,null,null,null,null,null,null,null,null,null,null,null,null,null,null,null,null,null,null,null,null,null,null,null,null,null,null,null,null,null,null,null,null,null,null,null,null,null,null,null,null,null,null,null,null,null,null,null,null,null,null,null,null,null,null,null,null,null,null,null,null,null,null,0,0,0,0,0,0,0,0,0,0,0,0,0,0,0,0,0,0,0,0,0,0,0,0,0,0,0,0,0,0,0,0,0,0,0,0,0,0,0,0,0,0,0,0,0,0,0,0,0,0,0,0,0,0,0,0,0,0,0,0,0,0,0,0,0,0,0,0,0,0,0,0,0,0,0,0,0,0,0,0,0,0,0,0,0,0,0,0,0,0,0]
["",null,null,null,null,"","",null,null,null,null,null,null,null,null,null,null,null,null,null,null,null,null,null,null,null,null,null,null,null,null,null,null,null,null,null,null,null,null,null,null,null,null,null,null,null,null,null,null,null,null,null,null,null,null,null,null,null,null,null,null,null,null,null,null,null,null,null,null,null,null,null,null,null,null,null,null,null,null,null,null,null,null,null,null,null,null,null,null,null,null,null,null,null,null,null,null,null,null,0,0,0,0,0,0,0,0,0,0,0,0,0,0,0,0,0,0,0,0,0,0,0,0,0,0,0,0,0,0,0,0,0,0,0,0,0,0,0,0,0,0,0,0,0,0,0,0,0,0,0,0,0,0,0,0,0,0,0,0,0,0,0,0,0,0,0,0,0,0,0,0,0,0,0,0,0,0,0,0,0,0,0,0,0,0,0,0,0,0,0]
["",null,null,null,null,"","",null,null,null,null,null,null,null,null,null,null,null,null,null,null,null,null,null,null,null,null,null,null,null,null,null,null,null,null,null,null,null,null,null,null,null,null,null,null,null,null,null,null,null,null,null,null,null,null,null,null,null,null,null,null,null,null,null,null,null,null,null,null,null,null,null,null,null,null,null,null,null,null,null,null,null,null,null,null,null,null,null,null,null,null,null,null,null,null,null,null,null,null,0,0,0,0,0,0,0,0,0,0,0,0,0,0,0,0,0,0,0,0,0,0,0,0,0,0,0,0,0,0,0,0,0,0,0,0,0,0,0,0,0,0,0,0,0,0,0,0,0,0,0,0,0,0,0,0,0,0,0,0,0,0,0,0,0,0,0,0,0,0,0,0,0,0,0,0,0,0,0,0,0,0,0,0,0,0,0,0,0,0,0]
["",null,null,null,null,"","",null,null,null,null,null,null,null,null,null,null,null,null,null,null,null,null,null,null,null,null,null,null,null,null,null,null,null,null,null,null,null,null,null,null,null,null,null,null,null,null,null,null,null,null,null,null,null,null,null,null,null,null,null,null,null,null,null,null,null,null,null,null,null,null,null,null,null,null,null,null,null,null,null,null,null,null,null,null,null,null,null,null,null,null,null,null,null,null,null,null,null,null,0,0,0,0,0,0,0,0,0,0,0,0,0,0,0,0,0,0,0,0,0,0,0,0,0,0,0,0,0,0,0,0,0,0,0,0,0,0,0,0,0,0,0,0,0,0,0,0,0,0,0,0,0,0,0,0,0,0,0,0,0,0,0,0,0,0,0,0,0,0,0,0,0,0,0,0,0,0,0,0,0,0,0,0,0,0,0,0,0,0,0]
["",null,null,null,null,"","",null,null,null,null,null,null,null,null,null,null,null,null,null,null,null,null,null,null,null,null,null,null,null,null,null,null,null,null,null,null,null,null,null,null,null,null,null,null,null,null,null,null,null,null,null,null,null,null,null,null,null,null,null,null,null,null,null,null,null,null,null,null,null,null,null,null,null,null,null,null,null,null,null,null,null,null,null,null,null,null,null,null,null,null,null,null,null,null,null,null,null,null,0,0,0,0,0,0,0,0,0,0,0,0,0,0,0,0,0,0,0,0,0,0,0,0,0,0,0,0,0,0,0,0,0,0,0,0,0,0,0,0,0,0,0,0,0,0,0,0,0,0,0,0,0,0,0,0,0,0,0,0,0,0,0,0,0,0,0,0,0,0,0,0,0,0,0,0,0,0,0,0,0,0,0,0,0,0,0,0,0,0,0]
["",null,null,null,null,"","",null,null,null,null,null,null,null,null,null,null,null,null,null,null,null,null,null,null,null,null,null,null,null,null,null,null,null,null,null,null,null,null,null,null,null,null,null,null,null,null,null,null,null,null,null,null,null,null,null,null,null,null,null,null,null,null,null,null,null,null,null,null,null,null,null,null,null,null,null,null,null,null,null,null,null,null,null,null,null,null,null,null,null,null,null,null,null,null,null,null,null,null,0,0,0,0,0,0,0,0,0,0,0,0,0,0,0,0,0,0,0,0,0,0,0,0,0,0,0,0,0,0,0,0,0,0,0,0,0,0,0,0,0,0,0,0,0,0,0,0,0,0,0,0,0,0,0,0,0,0,0,0,0,0,0,0,0,0,0,0,0,0,0,0,0,0,0,0,0,0,0,0,0,0,0,0,0,0,0,0,0,0,0]
["",null,null,null,null,"","",null,null,null,null,null,null,null,null,null,null,null,null,null,null,null,null,null,null,null,null,null,null,null,null,null,null,null,null,null,null,null,null,null,null,null,null,null,null,null,null,null,null,null,null,null,null,null,null,null,null,null,null,null,null,null,null,null,null,null,null,null,null,null,null,null,null,null,null,null,null,null,null,null,null,null,null,null,null,null,null,null,null,null,null,null,null,null,null,null,null,null,null,0,0,0,0,0,0,0,0,0,0,0,0,0,0,0,0,0,0,0,0,0,0,0,0,0,0,0,0,0,0,0,0,0,0,0,0,0,0,0,0,0,0,0,0,0,0,0,0,0,0,0,0,0,0,0,0,0,0,0,0,0,0,0,0,0,0,0,0,0,0,0,0,0,0,0,0,0,0,0,0,0,0,0,0,0,0,0,0,0,0,0]
["",null,null,null,null,"","",null,null,null,null,null,null,null,null,null,null,null,null,null,null,null,null,null,null,null,null,null,null,null,null,null,null,null,null,null,null,null,null,null,null,null,null,null,null,null,null,null,null,null,null,null,null,null,null,null,null,null,null,null,null,null,null,null,null,null,null,null,null,null,null,null,null,null,null,null,null,null,null,null,null,null,null,null,null,null,null,null,null,null,null,null,null,null,null,null,null,null,null,0,0,0,0,0,0,0,0,0,0,0,0,0,0,0,0,0,0,0,0,0,0,0,0,0,0,0,0,0,0,0,0,0,0,0,0,0,0,0,0,0,0,0,0,0,0,0,0,0,0,0,0,0,0,0,0,0,0,0,0,0,0,0,0,0,0,0,0,0,0,0,0,0,0,0,0,0,0,0,0,0,0,0,0,0,0,0,0,0,0,0]
["",null,null,null,null,"","",null,null,null,null,null,null,null,null,null,null,null,null,null,null,null,null,null,null,null,null,null,null,null,null,null,null,null,null,null,null,null,null,null,null,null,null,null,null,null,null,null,null,null,null,null,null,null,null,null,null,null,null,null,null,null,null,null,null,null,null,null,null,null,null,null,null,null,null,null,null,null,null,null,null,null,null,null,null,null,null,null,null,null,null,null,null,null,null,null,null,null,null,0,0,0,0,0,0,0,0,0,0,0,0,0,0,0,0,0,0,0,0,0,0,0,0,0,0,0,0,0,0,0,0,0,0,0,0,0,0,0,0,0,0,0,0,0,0,0,0,0,0,0,0,0,0,0,0,0,0,0,0,0,0,0,0,0,0,0,0,0,0,0,0,0,0,0,0,0,0,0,0,0,0,0,0,0,0,0,0,0,0,0]
["",null,null,null,null,"","",null,null,null,null,null,null,null,null,null,null,null,null,null,null,null,null,null,null,null,null,null,null,null,null,null,null,null,null,null,null,null,null,null,null,null,null,null,null,null,null,null,null,null,null,null,null,null,null,null,null,null,null,null,null,null,null,null,null,null,null,null,null,null,null,null,null,null,null,null,null,null,null,null,null,null,null,null,null,null,null,null,null,null,null,null,null,null,null,null,null,null,null,0,0,0,0,0,0,0,0,0,0,0,0,0,0,0,0,0,0,0,0,0,0,0,0,0,0,0,0,0,0,0,0,0,0,0,0,0,0,0,0,0,0,0,0,0,0,0,0,0,0,0,0,0,0,0,0,0,0,0,0,0,0,0,0,0,0,0,0,0,0,0,0,0,0,0,0,0,0,0,0,0,0,0,0,0,0,0,0,0,0,0]
["",null,null,null,null,"","",null,null,null,null,null,null,null,null,null,null,null,null,null,null,null,null,null,null,null,null,null,null,null,null,null,null,null,null,null,null,null,null,null,null,null,null,null,null,null,null,null,null,null,null,null,null,null,null,null,null,null,null,null,null,null,null,null,null,null,null,null,null,null,null,null,null,null,null,null,null,null,null,null,null,null,null,null,null,null,null,null,null,null,null,null,null,null,null,null,null,null,null,0,0,0,0,0,0,0,0,0,0,0,0,0,0,0,0,0,0,0,0,0,0,0,0,0,0,0,0,0,0,0,0,0,0,0,0,0,0,0,0,0,0,0,0,0,0,0,0,0,0,0,0,0,0,0,0,0,0,0,0,0,0,0,0,0,0,0,0,0,0,0,0,0,0,0,0,0,0,0,0,0,0,0,0,0,0,0,0,0,0,0]
["",null,null,null,null,"","",null,null,null,null,null,null,null,null,null,null,null,null,null,null,null,null,null,null,null,null,null,null,null,null,null,null,null,null,null,null,null,null,null,null,null,null,null,null,null,null,null,null,null,null,null,null,null,null,null,null,null,null,null,null,null,null,null,null,null,null,null,null,null,null,null,null,null,null,null,null,null,null,null,null,null,null,null,null,null,null,null,null,null,null,null,null,null,null,null,null,null,null,0,0,0,0,0,0,0,0,0,0,0,0,0,0,0,0,0,0,0,0,0,0,0,0,0,0,0,0,0,0,0,0,0,0,0,0,0,0,0,0,0,0,0,0,0,0,0,0,0,0,0,0,0,0,0,0,0,0,0,0,0,0,0,0,0,0,0,0,0,0,0,0,0,0,0,0,0,0,0,0,0,0,0,0,0,0,0,0,0,0,0]
["",null,null,null,null,"","",null,null,null,null,null,null,null,null,null,null,null,null,null,null,null,null,null,null,null,null,null,null,null,null,null,null,null,null,null,null,null,null,null,null,null,null,null,null,null,null,null,null,null,null,null,null,null,null,null,null,null,null,null,null,null,null,null,null,null,null,null,null,null,null,null,null,null,null,null,null,null,null,null,null,null,null,null,null,null,null,null,null,null,null,null,null,null,null,null,null,null,null,0,0,0,0,0,0,0,0,0,0,0,0,0,0,0,0,0,0,0,0,0,0,0,0,0,0,0,0,0,0,0,0,0,0,0,0,0,0,0,0,0,0,0,0,0,0,0,0,0,0,0,0,0,0,0,0,0,0,0,0,0,0,0,0,0,0,0,0,0,0,0,0,0,0,0,0,0,0,0,0,0,0,0,0,0,0,0,0,0,0,0]
["",null,null,null,null,"","",null,null,null,null,null,null,null,null,null,null,null,null,null,null,null,null,null,null,null,null,null,null,null,null,null,null,null,null,null,null,null,null,null,null,null,null,null,null,null,null,null,null,null,null,null,null,null,null,null,null,null,null,null,null,null,null,null,null,null,null,null,null,null,null,null,null,null,null,null,null,null,null,null,null,null,null,null,null,null,null,null,null,null,null,null,null,null,null,null,null,null,null,0,0,0,0,0,0,0,0,0,0,0,0,0,0,0,0,0,0,0,0,0,0,0,0,0,0,0,0,0,0,0,0,0,0,0,0,0,0,0,0,0,0,0,0,0,0,0,0,0,0,0,0,0,0,0,0,0,0,0,0,0,0,0,0,0,0,0,0,0,0,0,0,0,0,0,0,0,0,0,0,0,0,0,0,0,0,0,0,0,0,0]
["",null,null,null,null,"","",null,null,null,null,null,null,null,null,null,null,null,null,null,null,null,null,null,null,null,null,null,null,null,null,null,null,null,null,null,null,null,null,null,null,null,null,null,null,null,null,null,null,null,null,null,null,null,null,null,null,null,null,null,null,null,null,null,null,null,null,null,null,null,null,null,null,null,null,null,null,null,null,null,null,null,null,null,null,null,null,null,null,null,null,null,null,null,null,null,null,null,null,0,0,0,0,0,0,0,0,0,0,0,0,0,0,0,0,0,0,0,0,0,0,0,0,0,0,0,0,0,0,0,0,0,0,0,0,0,0,0,0,0,0,0,0,0,0,0,0,0,0,0,0,0,0,0,0,0,0,0,0,0,0,0,0,0,0,0,0,0,0,0,0,0,0,0,0,0,0,0,0,0,0,0,0,0,0,0,0,0,0,0]
["",null,null,null,null,"","",null,null,null,null,null,null,null,null,null,null,null,null,null,null,null,null,null,null,null,null,null,null,null,null,null,null,null,null,null,null,null,null,null,null,null,null,null,null,null,null,null,null,null,null,null,null,null,null,null,null,null,null,null,null,null,null,null,null,null,null,null,null,null,null,null,null,null,null,null,null,null,null,null,null,null,null,null,null,null,null,null,null,null,null,null,null,null,null,null,null,null,null,0,0,0,0,0,0,0,0,0,0,0,0,0,0,0,0,0,0,0,0,0,0,0,0,0,0,0,0,0,0,0,0,0,0,0,0,0,0,0,0,0,0,0,0,0,0,0,0,0,0,0,0,0,0,0,0,0,0,0,0,0,0,0,0,0,0,0,0,0,0,0,0,0,0,0,0,0,0,0,0,0,0,0,0,0,0,0,0,0,0,0]
["",null,null,null,null,"","",null,null,null,null,null,null,null,null,null,null,null,null,null,null,null,null,null,null,null,null,null,null,null,null,null,null,null,null,null,null,null,null,null,null,null,null,null,null,null,null,null,null,null,null,null,null,null,null,null,null,null,null,null,null,null,null,null,null,null,null,null,null,null,null,null,null,null,null,null,null,null,null,null,null,null,null,null,null,null,null,null,null,null,null,null,null,null,null,null,null,null,null,0,0,0,0,0,0,0,0,0,0,0,0,0,0,0,0,0,0,0,0,0,0,0,0,0,0,0,0,0,0,0,0,0,0,0,0,0,0,0,0,0,0,0,0,0,0,0,0,0,0,0,0,0,0,0,0,0,0,0,0,0,0,0,0,0,0,0,0,0,0,0,0,0,0,0,0,0,0,0,0,0,0,0,0,0,0,0,0,0,0,0]
["",null,null,null,null,"","",null,null,null,null,null,null,null,null,null,null,null,null,null,null,null,null,null,null,null,null,null,null,null,null,null,null,null,null,null,null,null,null,null,null,null,null,null,null,null,null,null,null,null,null,null,null,null,null,null,null,null,null,null,null,null,null,null,null,null,null,null,null,null,null,null,null,null,null,null,null,null,null,null,null,null,null,null,null,null,null,null,null,null,null,null,null,null,null,null,null,null,null,0,0,0,0,0,0,0,0,0,0,0,0,0,0,0,0,0,0,0,0,0,0,0,0,0,0,0,0,0,0,0,0,0,0,0,0,0,0,0,0,0,0,0,0,0,0,0,0,0,0,0,0,0,0,0,0,0,0,0,0,0,0,0,0,0,0,0,0,0,0,0,0,0,0,0,0,0,0,0,0,0,0,0,0,0,0,0,0,0,0,0]
["",null,null,null,null,"","",null,null,null,null,null,null,null,null,null,null,null,null,null,null,null,null,null,null,null,null,null,null,null,null,null,null,null,null,null,null,null,null,null,null,null,null,null,null,null,null,null,null,null,null,null,null,null,null,null,null,null,null,null,null,null,null,null,null,null,null,null,null,null,null,null,null,null,null,null,null,null,null,null,null,null,null,null,null,null,null,null,null,null,null,null,null,null,null,null,null,null,null,0,0,0,0,0,0,0,0,0,0,0,0,0,0,0,0,0,0,0,0,0,0,0,0,0,0,0,0,0,0,0,0,0,0,0,0,0,0,0,0,0,0,0,0,0,0,0,0,0,0,0,0,0,0,0,0,0,0,0,0,0,0,0,0,0,0,0,0,0,0,0,0,0,0,0,0,0,0,0,0,0,0,0,0,0,0,0,0,0,0,0]
["",null,null,null,null,"","",null,null,null,null,null,null,null,null,null,null,null,null,null,null,null,null,null,null,null,null,null,null,null,null,null,null,null,null,null,null,null,null,null,null,null,null,null,null,null,null,null,null,null,null,null,null,null,null,null,null,null,null,null,null,null,null,null,null,null,null,null,null,null,null,null,null,null,null,null,null,null,null,null,null,null,null,null,null,null,null,null,null,null,null,null,null,null,null,null,null,null,null,0,0,0,0,0,0,0,0,0,0,0,0,0,0,0,0,0,0,0,0,0,0,0,0,0,0,0,0,0,0,0,0,0,0,0,0,0,0,0,0,0,0,0,0,0,0,0,0,0,0,0,0,0,0,0,0,0,0,0,0,0,0,0,0,0,0,0,0,0,0,0,0,0,0,0,0,0,0,0,0,0,0,0,0,0,0,0,0,0,0,0]
["",null,null,null,null,"","",null,null,null,null,null,null,null,null,null,null,null,null,null,null,null,null,null,null,null,null,null,null,null,null,null,null,null,null,null,null,null,null,null,null,null,null,null,null,null,null,null,null,null,null,null,null,null,null,null,null,null,null,null,null,null,null,null,null,null,null,null,null,null,null,null,null,null,null,null,null,null,null,null,null,null,null,null,null,null,null,null,null,null,null,null,null,null,null,null,null,null,null,0,0,0,0,0,0,0,0,0,0,0,0,0,0,0,0,0,0,0,0,0,0,0,0,0,0,0,0,0,0,0,0,0,0,0,0,0,0,0,0,0,0,0,0,0,0,0,0,0,0,0,0,0,0,0,0,0,0,0,0,0,0,0,0,0,0,0,0,0,0,0,0,0,0,0,0,0,0,0,0,0,0,0,0,0,0,0,0,0,0,0]
["",null,null,null,null,"","",null,null,null,null,null,null,null,null,null,null,null,null,null,null,null,null,null,null,null,null,null,null,null,null,null,null,null,null,null,null,null,null,null,null,null,null,null,null,null,null,null,null,null,null,null,null,null,null,null,null,null,null,null,null,null,null,null,null,null,null,null,null,null,null,null,null,null,null,null,null,null,null,null,null,null,null,null,null,null,null,null,null,null,null,null,null,null,null,null,null,null,null,0,0,0,0,0,0,0,0,0,0,0,0,0,0,0,0,0,0,0,0,0,0,0,0,0,0,0,0,0,0,0,0,0,0,0,0,0,0,0,0,0,0,0,0,0,0,0,0,0,0,0,0,0,0,0,0,0,0,0,0,0,0,0,0,0,0,0,0,0,0,0,0,0,0,0,0,0,0,0,0,0,0,0,0,0,0,0,0,0,0,0]
["",null,null,null,null,"","",null,null,null,null,null,null,null,null,null,null,null,null,null,null,null,null,null,null,null,null,null,null,null,null,null,null,null,null,null,null,null,null,null,null,null,null,null,null,null,null,null,null,null,null,null,null,null,null,null,null,null,null,null,null,null,null,null,null,null,null,null,null,null,null,null,null,null,null,null,null,null,null,null,null,null,null,null,null,null,null,null,null,null,null,null,null,null,null,null,null,null,null,0,0,0,0,0,0,0,0,0,0,0,0,0,0,0,0,0,0,0,0,0,0,0,0,0,0,0,0,0,0,0,0,0,0,0,0,0,0,0,0,0,0,0,0,0,0,0,0,0,0,0,0,0,0,0,0,0,0,0,0,0,0,0,0,0,0,0,0,0,0,0,0,0,0,0,0,0,0,0,0,0,0,0,0,0,0,0,0,0,0,0]
["",null,null,null,null,"","",null,null,null,null,null,null,null,null,null,null,null,null,null,null,null,null,null,null,null,null,null,null,null,null,null,null,null,null,null,null,null,null,null,null,null,null,null,null,null,null,null,null,null,null,null,null,null,null,null,null,null,null,null,null,null,null,null,null,null,null,null,null,null,null,null,null,null,null,null,null,null,null,null,null,null,null,null,null,null,null,null,null,null,null,null,null,null,null,null,null,null,null,0,0,0,0,0,0,0,0,0,0,0,0,0,0,0,0,0,0,0,0,0,0,0,0,0,0,0,0,0,0,0,0,0,0,0,0,0,0,0,0,0,0,0,0,0,0,0,0,0,0,0,0,0,0,0,0,0,0,0,0,0,0,0,0,0,0,0,0,0,0,0,0,0,0,0,0,0,0,0,0,0,0,0,0,0,0,0,0,0,0,0]
["",null,null,null,null,"","",null,null,null,null,null,null,null,null,null,null,null,null,null,null,null,null,null,null,null,null,null,null,null,null,null,null,null,null,null,null,null,null,null,null,null,null,null,null,null,null,null,null,null,null,null,null,null,null,null,null,null,null,null,null,null,null,null,null,null,null,null,null,null,null,null,null,null,null,null,null,null,null,null,null,null,null,null,null,null,null,null,null,null,null,null,null,null,null,null,null,null,null,0,0,0,0,0,0,0,0,0,0,0,0,0,0,0,0,0,0,0,0,0,0,0,0,0,0,0,0,0,0,0,0,0,0,0,0,0,0,0,0,0,0,0,0,0,0,0,0,0,0,0,0,0,0,0,0,0,0,0,0,0,0,0,0,0,0,0,0,0,0,0,0,0,0,0,0,0,0,0,0,0,0,0,0,0,0,0,0,0,0,0]
["",null,null,null,null,"","",null,null,null,null,null,null,null,null,null,null,null,null,null,null,null,null,null,null,null,null,null,null,null,null,null,null,null,null,null,null,null,null,null,null,null,null,null,null,null,null,null,null,null,null,null,null,null,null,null,null,null,null,null,null,null,null,null,null,null,null,null,null,null,null,null,null,null,null,null,null,null,null,null,null,null,null,null,null,null,null,null,null,null,null,null,null,null,null,null,null,null,null,0,0,0,0,0,0,0,0,0,0,0,0,0,0,0,0,0,0,0,0,0,0,0,0,0,0,0,0,0,0,0,0,0,0,0,0,0,0,0,0,0,0,0,0,0,0,0,0,0,0,0,0,0,0,0,0,0,0,0,0,0,0,0,0,0,0,0,0,0,0,0,0,0,0,0,0,0,0,0,0,0,0,0,0,0,0,0,0,0,0,0]
["",null,null,null,null,"","",null,null,null,null,null,null,null,null,null,null,null,null,null,null,null,null,null,null,null,null,null,null,null,null,null,null,null,null,null,null,null,null,null,null,null,null,null,null,null,null,null,null,null,null,null,null,null,null,null,null,null,null,null,null,null,null,null,null,null,null,null,null,null,null,null,null,null,null,null,null,null,null,null,null,null,null,null,null,null,null,null,null,null,null,null,null,null,null,null,null,null,null,0,0,0,0,0,0,0,0,0,0,0,0,0,0,0,0,0,0,0,0,0,0,0,0,0,0,0,0,0,0,0,0,0,0,0,0,0,0,0,0,0,0,0,0,0,0,0,0,0,0,0,0,0,0,0,0,0,0,0,0,0,0,0,0,0,0,0,0,0,0,0,0,0,0,0,0,0,0,0,0,0,0,0,0,0,0,0,0,0,0,0]
["",null,null,null,null,"","",null,null,null,null,null,null,null,null,null,null,null,null,null,null,null,null,null,null,null,null,null,null,null,null,null,null,null,null,null,null,null,null,null,null,null,null,null,null,null,null,null,null,null,null,null,null,null,null,null,null,null,null,null,null,null,null,null,null,null,null,null,null,null,null,null,null,null,null,null,null,null,null,null,null,null,null,null,null,null,null,null,null,null,null,null,null,null,null,null,null,null,null,0,0,0,0,0,0,0,0,0,0,0,0,0,0,0,0,0,0,0,0,0,0,0,0,0,0,0,0,0,0,0,0,0,0,0,0,0,0,0,0,0,0,0,0,0,0,0,0,0,0,0,0,0,0,0,0,0,0,0,0,0,0,0,0,0,0,0,0,0,0,0,0,0,0,0,0,0,0,0,0,0,0,0,0,0,0,0,0,0,0,0]
["",null,null,null,null,"","",null,null,null,null,null,null,null,null,null,null,null,null,null,null,null,null,null,null,null,null,null,null,null,null,null,null,null,null,null,null,null,null,null,null,null,null,null,null,null,null,null,null,null,null,null,null,null,null,null,null,null,null,null,null,null,null,null,null,null,null,null,null,null,null,null,null,null,null,null,null,null,null,null,null,null,null,null,null,null,null,null,null,null,null,null,null,null,null,null,null,null,null,0,0,0,0,0,0,0,0,0,0,0,0,0,0,0,0,0,0,0,0,0,0,0,0,0,0,0,0,0,0,0,0,0,0,0,0,0,0,0,0,0,0,0,0,0,0,0,0,0,0,0,0,0,0,0,0,0,0,0,0,0,0,0,0,0,0,0,0,0,0,0,0,0,0,0,0,0,0,0,0,0,0,0,0,0,0,0,0,0,0,0]
["",null,null,null,null,"","",null,null,null,null,null,null,null,null,null,null,null,null,null,null,null,null,null,null,null,null,null,null,null,null,null,null,null,null,null,null,null,null,null,null,null,null,null,null,null,null,null,null,null,null,null,null,null,null,null,null,null,null,null,null,null,null,null,null,null,null,null,null,null,null,null,null,null,null,null,null,null,null,null,null,null,null,null,null,null,null,null,null,null,null,null,null,null,null,null,null,null,null,0,0,0,0,0,0,0,0,0,0,0,0,0,0,0,0,0,0,0,0,0,0,0,0,0,0,0,0,0,0,0,0,0,0,0,0,0,0,0,0,0,0,0,0,0,0,0,0,0,0,0,0,0,0,0,0,0,0,0,0,0,0,0,0,0,0,0,0,0,0,0,0,0,0,0,0,0,0,0,0,0,0,0,0,0,0,0,0,0,0,0]
["",null,null,null,null,"","",null,null,null,null,null,null,null,null,null,null,null,null,null,null,null,null,null,null,null,null,null,null,null,null,null,null,null,null,null,null,null,null,null,null,null,null,null,null,null,null,null,null,null,null,null,null,null,null,null,null,null,null,null,null,null,null,null,null,null,null,null,null,null,null,null,null,null,null,null,null,null,null,null,null,null,null,null,null,null,null,null,null,null,null,null,null,null,null,null,null,null,null,0,0,0,0,0,0,0,0,0,0,0,0,0,0,0,0,0,0,0,0,0,0,0,0,0,0,0,0,0,0,0,0,0,0,0,0,0,0,0,0,0,0,0,0,0,0,0,0,0,0,0,0,0,0,0,0,0,0,0,0,0,0,0,0,0,0,0,0,0,0,0,0,0,0,0,0,0,0,0,0,0,0,0,0,0,0,0,0,0,0,0]
["",null,null,null,null,"","",null,null,null,null,null,null,null,null,null,null,null,null,null,null,null,null,null,null,null,null,null,null,null,null,null,null,null,null,null,null,null,null,null,null,null,null,null,null,null,null,null,null,null,null,null,null,null,null,null,null,null,null,null,null,null,null,null,null,null,null,null,null,null,null,null,null,null,null,null,null,null,null,null,null,null,null,null,null,null,null,null,null,null,null,null,null,null,null,null,null,null,null,0,0,0,0,0,0,0,0,0,0,0,0,0,0,0,0,0,0,0,0,0,0,0,0,0,0,0,0,0,0,0,0,0,0,0,0,0,0,0,0,0,0,0,0,0,0,0,0,0,0,0,0,0,0,0,0,0,0,0,0,0,0,0,0,0,0,0,0,0,0,0,0,0,0,0,0,0,0,0,0,0,0,0,0,0,0,0,0,0,0,0]
["",null,null,null,null,"","",null,null,null,null,null,null,null,null,null,null,null,null,null,null,null,null,null,null,null,null,null,null,null,null,null,null,null,null,null,null,null,null,null,null,null,null,null,null,null,null,null,null,null,null,null,null,null,null,null,null,null,null,null,null,null,null,null,null,null,null,null,null,null,null,null,null,null,null,null,null,null,null,null,null,null,null,null,null,null,null,null,null,null,null,null,null,null,null,null,null,null,null,0,0,0,0,0,0,0,0,0,0,0,0,0,0,0,0,0,0,0,0,0,0,0,0,0,0,0,0,0,0,0,0,0,0,0,0,0,0,0,0,0,0,0,0,0,0,0,0,0,0,0,0,0,0,0,0,0,0,0,0,0,0,0,0,0,0,0,0,0,0,0,0,0,0,0,0,0,0,0,0,0,0,0,0,0,0,0,0,0,0,0]
["",null,null,null,null,"","",null,null,null,null,null,null,null,null,null,null,null,null,null,null,null,null,null,null,null,null,null,null,null,null,null,null,null,null,null,null,null,null,null,null,null,null,null,null,null,null,null,null,null,null,null,null,null,null,null,null,null,null,null,null,null,null,null,null,null,null,null,null,null,null,null,null,null,null,null,null,null,null,null,null,null,null,null,null,null,null,null,null,null,null,null,null,null,null,null,null,null,null,0,0,0,0,0,0,0,0,0,0,0,0,0,0,0,0,0,0,0,0,0,0,0,0,0,0,0,0,0,0,0,0,0,0,0,0,0,0,0,0,0,0,0,0,0,0,0,0,0,0,0,0,0,0,0,0,0,0,0,0,0,0,0,0,0,0,0,0,0,0,0,0,0,0,0,0,0,0,0,0,0,0,0,0,0,0,0,0,0,0,0]
["",null,null,null,null,"","",null,null,null,null,null,null,null,null,null,null,null,null,null,null,null,null,null,null,null,null,null,null,null,null,null,null,null,null,null,null,null,null,null,null,null,null,null,null,null,null,null,null,null,null,null,null,null,null,null,null,null,null,null,null,null,null,null,null,null,null,null,null,null,null,null,null,null,null,null,null,null,null,null,null,null,null,null,null,null,null,null,null,null,null,null,null,null,null,null,null,null,null,0,0,0,0,0,0,0,0,0,0,0,0,0,0,0,0,0,0,0,0,0,0,0,0,0,0,0,0,0,0,0,0,0,0,0,0,0,0,0,0,0,0,0,0,0,0,0,0,0,0,0,0,0,0,0,0,0,0,0,0,0,0,0,0,0,0,0,0,0,0,0,0,0,0,0,0,0,0,0,0,0,0,0,0,0,0,0,0,0,0,0]
["",null,null,null,null,"","",null,null,null,null,null,null,null,null,null,null,null,null,null,null,null,null,null,null,null,null,null,null,null,null,null,null,null,null,null,null,null,null,null,null,null,null,null,null,null,null,null,null,null,null,null,null,null,null,null,null,null,null,null,null,null,null,null,null,null,null,null,null,null,null,null,null,null,null,null,null,null,null,null,null,null,null,null,null,null,null,null,null,null,null,null,null,null,null,null,null,null,null,0,0,0,0,0,0,0,0,0,0,0,0,0,0,0,0,0,0,0,0,0,0,0,0,0,0,0,0,0,0,0,0,0,0,0,0,0,0,0,0,0,0,0,0,0,0,0,0,0,0,0,0,0,0,0,0,0,0,0,0,0,0,0,0,0,0,0,0,0,0,0,0,0,0,0,0,0,0,0,0,0,0,0,0,0,0,0,0,0,0,0]
["",null,null,null,null,"","",null,null,null,null,null,null,null,null,null,null,null,null,null,null,null,null,null,null,null,null,null,null,null,null,null,null,null,null,null,null,null,null,null,null,null,null,null,null,null,null,null,null,null,null,null,null,null,null,null,null,null,null,null,null,null,null,null,null,null,null,null,null,null,null,null,null,null,null,null,null,null,null,null,null,null,null,null,null,null,null,null,null,null,null,null,null,null,null,null,null,null,null,0,0,0,0,0,0,0,0,0,0,0,0,0,0,0,0,0,0,0,0,0,0,0,0,0,0,0,0,0,0,0,0,0,0,0,0,0,0,0,0,0,0,0,0,0,0,0,0,0,0,0,0,0,0,0,0,0,0,0,0,0,0,0,0,0,0,0,0,0,0,0,0,0,0,0,0,0,0,0,0,0,0,0,0,0,0,0,0,0,0,0]

{"sheet":"Historical scenario - output","index":1,"n_rows":175,"n_cols":43,"rows_kept":175,"cut":false,"hidden":false,"merged":[]}
[null,null,null,"Replacement expenditure forecast ($,000)",null,null,null,null,null,null,null,null,null,null,null,null,null,null,null,null,null,null,null,"Replacement quantity forecast (#)"]
[null,null,null,1,2,3,4,5,6,7,8,9,10,11,12,13,14,15,16,17,18,19,20,1,2,3,4,5,6,7,8,9,10,11,12,13,14,15,16,17,18,19,20]
[]
[]
["ID","Asset group",null,2020,2021,2022,2023,2024,2025,2026,2027,2028,2029,2030,2031,2032,2033,2034,2035,2036,2037,2038,2039,2020,2021,2022,2023,2024,2025,2026,2027,2028,2029,2030,2031,2032,2033,2034,2035,2036,2037,2038,2039]
[1,"OVERHEAD CONDUCTORS",null,{"$f":"IFERROR(IF($A6=\"\",\"\",SUMIFS(D$21:D$175,$A$21:$A$175,$A6)),\"\")","v":54.488643800985294},{"$f":"IFERROR(IF($A6=\"\",\"\",SUMIFS(E$21:E$175,$A$21:$A$175,$A6)),\"\")","v":67.197988740962401},82.167990775254523,99.622318144365579,119.76531821334545,142.77117180040469,168.77247616203493,197.84883180702508,230.01612847410212,265.21731825241073,303.31551617474338,344.09026913964965,387.23777373863373,432.37569728878645,479.05306373567612,526.76541224224025,574.97513208799774,{"$f":"IFERROR(IF($A6=\"\",\"\",SUMIFS(U$21:U$175,$A$21:$A$175,$A6)),\"\")","v":623.13653923838649},670.72490838608758,717.26833330505679,{"$f":"IFERROR(IF($A6=\"\",\"\",SUMIFS(X$21:X$175,$A$21:$A$175,$A6)),\"\")","v":0.49384823670010142},{"$f":"IFERROR(IF($A6=\"\",\"\",SUMIFS(Y$21:Y$175,$A$21:$A$175,$A6)),\"\")","v":0.60903714856117352},0.74471512827074382,0.90290935357583291,1.0854718908679772,1.2939813973487471,1.5296396449240253,1.7931680788008064,2.0847107128305011,2.4037505033097237,2.7490468174208709,3.1186016172640834,3.5096614340957237,3.9187610629094585,4.3418131615778437,4.7742456380558389,5.2111859521622197,{"$f":"IFERROR(IF($A6=\"\",\"\",SUMIFS(AO$21:AO$175,$A$21:$A$175,$A6)),\"\")","v":5.6476883926539587},6.0789972040250495,6.5008353472199598]
[2,"POLES",null,{"$f":"IFERROR(IF($A7=\"\",\"\",SUMIFS(D$21:D$175,$A$21:$A$175,$A7)),\"\")","v":2265.5790559219004},2479.9943701911875,2707.2938720267603,2947.3298214140159,3199.8364805921428,3464.5103994133242,3741.1271584229335,4029.689374489195,4330.5924374831211,4644.784449707674,4973.8871461560821,5320.2378683786828,5686.811739138011,6076.9902695395722,6494.1588465579334,6941.140528672915,7419.5051983886078,7928.8273284200668,8465.9964440213316,9024.7043951300275,258.49987579316053,275.19339299180962,291.89959605810219,308.63234439543447,325.43520627732403,342.3852337033893,359.59683815262576,377.22552575119232,395.47091323106906,414.57801159361929,434.83533111098654,456.56806815763821,480.12462786668766,505.85513494569352,534.08144856825413,565.05950806091118,598.93648304465535,635.70697027123902,675.17405167124275,716.9220074188537]
[3,"SERVICE LINES",null,1138.7704465308491,1114.7618001486856,1090.6529931021532,1069.0871282689066,1052.7919581206352,1044.4841077802266,1046.7725748648486,1062.0646602485187,1092.4771203854323,1139.7549884115283,1205.2002398785003,1289.6123034246609,1393.2423283685105,1515.7630805588901,1656.2562809874107,1813.2190517057466,1984.5908144621394,2167.8014389715931,2359.8406290097237,2557.3474741354476,754.07030525003233,738.17227473721846,722.20791989803593,707.9274489503324,697.13712332742784,691.63583616174117,693.15121187096565,703.27731544899814,723.41581936671946,754.72224857957417,798.05874444773235,853.95467212916265,922.57633752321635,1003.7070529234253,1096.7387529077632,1200.6762626921463,1314.155109852805,1435.4734071178634,1562.6377984077626,1693.4227581392327]
[4,"SWITCHGEAR",null,2319.6898061291408,2270.3518339263146,2236.3932479161263,2213.7875357541993,2203.8700958244863,2209.2363489152735,2232.4433999884718,2275.6201431756731,2340.3875405175786,2427.9102359051822,2539.0230525672578,2674.3999584175822,2834.7284041316361,3020.8446572592466,3233.7874121807799,3474.7413628324807,3744.867353700382,4045.0438918714694,4375.5673835316011,4735.8682425056486,50.128298941433364,50.231461491263566,50.755027801374681,51.519560434276265,52.530526350209861,53.846458165176699,55.535757671150101,57.661830394741919,60.27778333423948,63.425318289864983,67.136302756817614,71.436177411729759,76.348111115087988,81.896492627581139,88.108333308379329,95.011574430129315,102.6300751995705,110.97596591646399,120.04079571775335,129.78724756974069]
[5,"TRANSFORMERS",null,3602.013642646144,3891.4272054471571,4212.5571689956287,4563.3692608591919,4940.4520315710779,5339.1374909331771,5753.6823692852104,6177.494815419881,6603.3899872636503,7023.8584177028733,7431.3329403919433,7818.4428484270811,8178.2472434621668,8504.4426306963305,8791.5422510539538,9035.0261315454409,9231.4613300627825,9378.5915372934687,9475.3944447284684,9522.1045565370459,12.977554846344916,14.977162084747732,17.190837119339324,19.608955638268181,22.216002102255288,24.990960392747695,27.907939308729212,30.936974647096669,34.044940801885978,37.196505639455658,40.355072193548395,43.483667193949984,46.545756101690145,49.505983154304907,52.330849204586151,54.989347214826843,57.45357412018631,59.699329200022831,61.706695519126626,63.460585906409833]
[6,"UNDERGROUND CABLES",null,1540.0127991648969,1665.1554299270483,1785.419356319517,1898.782499545146,2003.4306857071551,2097.8627939739094,2180.9904164477289,2252.2263900153844,2311.5568233899612,2359.5918241236031,2397.590996569972,2427.4608817822914,2451.7227819502973,2473.4507873728553,2496.1812349172583,2523.7962089813245,2560.3849911189254,2610.0885221682624,2676.9329175548223,2764.6588349394428,9.2104432466300175,9.9833534126414154,10.735045230519015,11.453266969258467,12.126332692746534,12.74364683213595,13.296234725889684,13.777256609804798,14.182480752194818,14.510690299980119,14.763998159347771,14.948045168220137,15.072059234129277,15.148757275905632,15.194077874011674,15.226740474509088,15.267636545625738,15.339068741500753,15.463865139733118,15.664406070067455]
[null,null,null,"","","","","","","","","","","","","","","","","","","","","","","","","","","","","","","","","","","","","","","",""]
[null,null,null,"","","","","","","","","","","","","","","","","","","","","","","","","","","","","","","","","","","","","","","",""]
[null,null,null,"","","","","","","","","","","","","","","","","","","","","","","","","","","","","","","","","","","","","","","",""]
[null,null,null,"","","","","","","","","","","","","","","","","","","","","","","","","","","","","","","","","","","","","","","",""]
[null,null,null,"","","","","","","","","","","","","","","","","","","","","","","","","","","","","","","","","","","","","","","",""]
[null,null,null,"","","","","","","","","","","","","","","","","","","","","","","","","","","","","","","","","","","","","","","",""]
[null,null,"Total",{"$f":"IFERROR(SUM(D$6:D$17),\"\")","v":10920.554394193916},{"$f":"IFERROR(SUM(E$6:E$17),\"\")","v":11488.888628381355},12114.484629135439,12791.978563985826,13520.146570028843,14298.002312816316,15123.788395171227,15994.944215155678,16908.420037513846,17861.117234103272,18850.349891738497,19874.24412956995,20931.990270789258,22023.867122715677,23150.979089433011,24314.688695980149,25515.784819820834,26753.489257963247,28024.456727232038,29321.951836552667]
[]
["ID","Asset group","Asset category"]
[{"$f":"IFERROR('Historical scenario - input'!A6,\"\")","v":1},{"$f":"IFERROR('Historical scenario - input'!B6,\"\")","v":"OVERHEAD CONDUCTORS"},{"$f":"IFERROR('Historical scenario - input'!C6,\"\")","v":"˂ = 1 kv"},{"$f":"IFERROR(repcalc('Historical scenario - input'!$CV6:$GH6,'Historical scenario - input'!$G6,'Historical scenario - input'!$E6,'Historical scenario - input'!$F6,20,TRUE,TRUE),\"\")","v":43.819951536686538},54.078522786135935,66.169173226876907,80.274115883807056,96.559846221640129,115.16822154769541,136.20704321182782,159.74060764369193,185.7807910154213,214.27930861791236,245.12183338691057,278.1246589483174,313.03454373537903,349.53226999004028,387.24029464234985,425.73466259150359,464.56110596157509,503.25497909727312,541.36439570594644,578.4756614278183,{"$f":"IFERROR(IF(OR(D21=\"\",'Historical scenario - input'!$D6=\"\"),\"\",D21/'Historical scenario - input'!$D6),\"\")","v":0.39715442134541129},{"$f":"IFERROR(IF(OR(E21=\"\",'Historical scenario - input'!$D6=\"\"),\"\",E21/'Historical scenario - input'!$D6),\"\")","v":0.49013117703613246},{"$f":"IFERROR(IF(OR(F21=\"\",'Historical scenario - input'!$D6=\"\"),\"\",F21/'Historical scenario - input'!$D6),\"\")","v":0.59971266015260638},{"$f":"IFERROR(IF(OR(G21=\"\",'Historical scenario - input'!$D6=\"\"),\"\",G21/'Historical scenario - input'!$D6),\"\")","v":0.72755032638857609},{"$f":"IFERROR(IF(OR(H21=\"\",'Historical scenario - input'!$D6=\"\"),\"\",H21/'Historical scenario - input'!$D6),\"\")","v":0.8751531780963071},{"$f":"IFERROR(IF(OR(I21=\"\",'Historical scenario - input'!$D6=\"\"),\"\",I21/'Historical scenario - input'!$D6),\"\")","v":1.0438069140232031},{"$f":"IFERROR(IF(OR(J21=\"\",'Historical scenario - input'!$D6=\"\"),\"\",J21/'Historical scenario - input'!$D6),\"\")","v":1.2344885727377812},{"$f":"IFERROR(IF(OR(K21=\"\",'Historical scenario - input'!$D6=\"\"),\"\",K21/'Historical scenario - input'!$D6),\"\")","v":1.447780893618305},{"$f":"IFERROR(IF(OR(L21=\"\",'Historical scenario - input'!$D6=\"\"),\"\",L21/'Historical scenario - input'!$D6),\"\")","v":1.6837915142614877},{"$f":"IFERROR(IF(OR(M21=\"\",'Historical scenario - input'!$D6=\"\"),\"\",M21/'Historical scenario - input'!$D6),\"\")","v":1.9420828147012781},{"$f":"IFERROR(IF(OR(N21=\"\",'Historical scenario - input'!$D6=\"\"),\"\",N21/'Historical scenario - input'!$D6),\"\")","v":2.2216186117047911},{"$f":"IFERROR(IF(OR(O21=\"\",'Historical scenario - input'!$D6=\"\"),\"\",O21/'Historical scenario - input'!$D6),\"\")","v":2.5207339148705326},{"$f":"IFERROR(IF(OR(P21=\"\",'Historical scenario - input'!$D6=\"\"),\"\",P21/'Historical scenario - input'!$D6),\"\")","v":2.8371335138119607},{"$f":"IFERROR(IF(OR(Q21=\"\",'Historical scenario - input'!$D6=\"\"),\"\",Q21/'Historical scenario - input'!$D6),\"\")","v":3.167924234540112},{"$f":"IFERROR(IF(OR(R21=\"\",'Historical scenario - input'!$D6=\"\"),\"\",R21/'Historical scenario - input'!$D6),\"\")","v":3.5096842818630427},{"$f":"IFERROR(IF(OR(S21=\"\",'Historical scenario - input'!$D6=\"\"),\"\",S21/'Historical scenario - input'!$D6),\"\")","v":3.8585712133126142},{"$f":"IFERROR(IF(OR(T21=\"\",'Historical scenario - input'!$D6=\"\"),\"\",T21/'Historical scenario - input'!$D6),\"\")","v":4.2104678519164072},{"$f":"IFERROR(IF(OR(U21=\"\",'Historical scenario - input'!$D6=\"\"),\"\",U21/'Historical scenario - input'!$D6),\"\")","v":4.5611629635245325},{"$f":"IFERROR(IF(OR(V21=\"\",'Historical scenario - input'!$D6=\"\"),\"\",V21/'Historical scenario - input'!$D6),\"\")","v":4.906560956225583},{"$f":"IFERROR(IF(OR(W21=\"\",'Historical scenario - input'!$D6=\"\"),\"\",W21/'Historical scenario - input'!$D6),\"\")","v":5.2429123839725138}]
[{"$f":"IFERROR('Historical scenario - input'!A7,\"\")","v":1},{"$f":"IFERROR('Historical scenario - input'!B7,\"\")","v":"OVERHEAD CONDUCTORS"},{"$f":"IFERROR('Historical scenario - input'!C7,\"\")","v":"˃ 11 kv & < = 22 kv ; multiple-phase"},{"$f":"IFERROR(repcalc('Historical scenario - input'!$CV7:$GH7,'Historical scenario - input'!$G7,'Historical scenario - input'!$E7,'Historical scenario - input'!$F7,20,TRUE,TRUE),\"\")","v":0.16320456222635149},0.20063482567044441,0.24449315308846475,0.29533941897596672,0.35365459159134183,0.41980758343852348,0.49402126375752525,0.57633952737609884,0.66659763236985148,0.76439823466967027,0.86909562453449551,0.97979057713148565,1.0953379466410653,1.2143686529226638,1.3353270402535649,1.4565237544790222,1.5762033303295471,1.6926246616452583,1.8041515118490967,1.9093492843380182,{"$f":"IFERROR(IF(OR(D22=\"\",'Historical scenario - input'!$D7=\"\"),\"\",D22/'Historical scenario - input'!$D7),\"\")","v":1.4791758365518034E-3},{"$f":"IFERROR(IF(OR(E22=\"\",'Historical scenario - input'!$D7=\"\"),\"\",E22/'Historical scenario - input'!$D7),\"\")","v":1.8184184440316266E-3},{"$f":"IFERROR(IF(OR(F22=\"\",'Historical scenario - input'!$D7=\"\"),\"\",F22/'Historical scenario - input'!$D7),\"\")","v":2.215920678425895E-3},{"$f":"IFERROR(IF(OR(G22=\"\",'Historical scenario - input'!$D7=\"\"),\"\",G22/'Historical scenario - input'!$D7),\"\")","v":2.6767568637242581E-3},{"$f":"IFERROR(IF(OR(H22=\"\",'Historical scenario - input'!$D7=\"\"),\"\",H22/'Historical scenario - input'!$D7),\"\")","v":3.2052861711181096E-3},{"$f":"IFERROR(IF(OR(I22=\"\",'Historical scenario - input'!$D7=\"\"),\"\",I22/'Historical scenario - input'!$D7),\"\")","v":3.8048521741826983E-3},{"$f":"IFERROR(IF(OR(J22=\"\",'Historical scenario - input'!$D7=\"\"),\"\",J22/'Historical scenario - input'!$D7),\"\")","v":4.4774748090646724E-3},{"$f":"IFERROR(IF(OR(K22=\"\",'Historical scenario - input'!$D7=\"\"),\"\",K22/'Historical scenario - input'!$D7),\"\")","v":5.2235519088127775E-3},{"$f":"IFERROR(IF(OR(L22=\"\",'Historical scenario - input'!$D7=\"\"),\"\",L22/'Historical scenario - input'!$D7),\"\")","v":6.0415903639789402E-3},{"$f":"IFERROR(IF(OR(M22=\"\",'Historical scenario - input'!$D7=\"\"),\"\",M22/'Historical scenario - input'!$D7),\"\")","v":6.9279889164989804E-3},{"$f":"IFERROR(IF(OR(N22=\"\",'Historical scenario - input'!$D7=\"\"),\"\",N22/'Historical scenario - input'!$D7),\"\")","v":7.876895289736922E-3},{"$f":"IFERROR(IF(OR(O22=\"\",'Historical scenario - input'!$D7=\"\"),\"\",O22/'Historical scenario - input'!$D7),\"\")","v":8.8801595176242823E-3},{"$f":"IFERROR(IF(OR(P22=\"\",'Historical scenario - input'!$D7=\"\"),\"\",P22/'Historical scenario - input'!$D7),\"\")","v":9.9274027724951096E-3},{"$f":"IFERROR(IF(OR(Q22=\"\",'Historical scenario - input'!$D7=\"\"),\"\",Q22/'Historical scenario - input'!$D7),\"\")","v":1.1006216637362712E-2},{"$f":"IFERROR(IF(OR(R22=\"\",'Historical scenario - input'!$D7=\"\"),\"\",R22/'Historical scenario - input'!$D7),\"\")","v":1.2102501700276559E-2},{"$f":"IFERROR(IF(OR(S22=\"\",'Historical scenario - input'!$D7=\"\"),\"\",S22/'Historical scenario - input'!$D7),\"\")","v":1.3200946797069478E-2},{"$f":"IFERROR(IF(OR(T22=\"\",'Historical scenario - input'!$D7=\"\"),\"\",T22/'Historical scenario - input'!$D7),\"\")","v":1.4285641577117005E-2},{"$f":"IFERROR(IF(OR(U22=\"\",'Historical scenario - input'!$D7=\"\"),\"\",U22/'Historical scenario - input'!$D7),\"\")","v":1.5340805831058348E-2},{"$f":"IFERROR(IF(OR(V22=\"\",'Historical scenario - input'!$D7=\"\"),\"\",V22/'Historical scenario - input'!$D7),\"\")","v":1.6351609816546531E-2},{"$f":"IFERROR(IF(OR(W22=\"\",'Historical scenario - input'!$D7=\"\"),\"\",W22/'Historical scenario - input'!$D7),\"\")","v":1.730505131966379E-2}]
[{"$f":"IFERROR('Historical scenario - input'!A8,\"\")","v":1},{"$f":"IFERROR('Historical scenario - input'!B8,\"\")","v":"OVERHEAD CONDUCTORS"},{"$f":"IFERROR('Historical scenario - input'!C8,\"\")","v":"> 1 kv & < = 11 kv"},{"$f":"IFERROR(repcalc('Historical scenario - input'!$CV8:$GH8,'Historical scenario - input'!$G8,'Historical scenario - input'!$E8,'Historical scenario - input'!$F8,20,TRUE,TRUE),\"\")","v":9.673279864294706},11.871167079833448,14.446528792173931,17.434026260958571,20.864658243068604,24.764040441237125,29.1506357935335,34.034033140132507,39.41338890025002,45.276158568724696,51.597250218109657,58.338729134672668,65.450190025841067,72.869890318507828,80.526705069585375,88.342921901824937,96.237844963414588,104.13212276440102,111.95265907356774,119.63791249952891,{"$f":"IFERROR(IF(OR(D23=\"\",'Historical scenario - input'!$D8=\"\"),\"\",D23/'Historical scenario - input'!$D8),\"\")","v":8.7672070193865859E-2},{"$f":"IFERROR(IF(OR(E23=\"\",'Historical scenario - input'!$D8=\"\"),\"\",E23/'Historical scenario - input'!$D8),\"\")","v":0.10759223428941408},{"$f":"IFERROR(IF(OR(F23=\"\",'Historical scenario - input'!$D8=\"\"),\"\",F23/'Historical scenario - input'!$D8),\"\")","v":0.13093357207623019},{"$f":"IFERROR(IF(OR(G23=\"\",'Historical scenario - input'!$D8=\"\"),\"\",G23/'Historical scenario - input'!$D8),\"\")","v":0.15801022978299867},{"$f":"IFERROR(IF(OR(H23=\"\",'Historical scenario - input'!$D8=\"\"),\"\",H23/'Historical scenario - input'!$D8),\"\")","v":0.18910315918898579},{"$f":"IFERROR(IF(OR(I23=\"\",'Historical scenario - input'!$D8=\"\"),\"\",I23/'Historical scenario - input'!$D8),\"\")","v":0.22444452370924695},{"$f":"IFERROR(IF(OR(J23=\"\",'Historical scenario - input'!$D8=\"\"),\"\",J23/'Historical scenario - input'!$D8),\"\")","v":0.26420165893472031},{"$f":"IFERROR(IF(OR(K23=\"\",'Historical scenario - input'!$D8=\"\"),\"\",K23/'Historical scenario - input'!$D8),\"\")","v":0.3084614716313297},{"$f":"IFERROR(IF(OR(L23=\"\",'Historical scenario - input'!$D8=\"\"),\"\",L23/'Historical scenario - input'!$D8),\"\")","v":0.35721631615305238},{"$f":"IFERROR(IF(OR(M23=\"\",'Historical scenario - input'!$D8=\"\"),\"\",M23/'Historical scenario - input'!$D8),\"\")","v":0.41035249758436015},{"$f":"IFERROR(IF(OR(N23=\"\",'Historical scenario - input'!$D8=\"\"),\"\",N23/'Historical scenario - input'!$D8),\"\")","v":0.46764259965535443},{"$f":"IFERROR(IF(OR(O23=\"\",'Historical scenario - input'!$D8=\"\"),\"\",O23/'Historical scenario - input'!$D8),\"\")","v":0.52874280776211868},{"$f":"IFERROR(IF(OR(P23=\"\",'Historical scenario - input'!$D8=\"\"),\"\",P23/'Historical scenario - input'!$D8),\"\")","v":0.5931962824034116},{"$f":"IFERROR(IF(OR(Q23=\"\",'Historical scenario - input'!$D8=\"\"),\"\",Q23/'Historical scenario - input'!$D8),\"\")","v":0.6604434306304785},{"$f":"IFERROR(IF(OR(R23=\"\",'Historical scenario - input'!$D8=\"\"),\"\",R23/'Historical scenario - input'!$D8),\"\")","v":0.72983962403492131},{"$f":"IFERROR(IF(OR(S23=\"\",'Historical scenario - input'!$D8=\"\"),\"\",S23/'Historical scenario - input'!$D8),\"\")","v":0.80068053015777407},{"$f":"IFERROR(IF(OR(T23=\"\",'Historical scenario - input'!$D8=\"\"),\"\",T23/'Historical scenario - input'!$D8),\"\")","v":0.87223477634326108},{"$f":"IFERROR(IF(OR(U23=\"\",'Historical scenario - input'!$D8=\"\"),\"\",U23/'Historical scenario - input'!$D8),\"\")","v":0.94378317432279402},{"$f":"IFERROR(IF(OR(V23=\"\",'Historical scenario - input'!$D8=\"\"),\"\",V23/'Historical scenario - input'!$D8),\"\")","v":1.0146632292648343},{"$f":"IFERROR(IF(OR(W23=\"\",'Historical scenario - input'!$D8=\"\"),\"\",W23/'Historical scenario - input'!$D8),\"\")","v":1.0843171715957629}]
[{"$f":"IFERROR('Historical scenario - input'!A9,\"\")","v":1},{"$f":"IFERROR('Historical scenario - input'!B9,\"\")","v":"OVERHEAD CONDUCTORS"},{"$f":"IFERROR('Historical scenario - input'!C9,\"\")","v":"> 22 kv & < = 66 kv"},{"$f":"IFERROR(repcalc('Historical scenario - input'!$CV9:$GH9,'Historical scenario - input'!$G9,'Historical scenario - input'!$E9,'Historical scenario - input'!$F9,20,TRUE,TRUE),\"\")","v":0.8322078377776958},1.0476640493225715,1.307795603115204,1.618836580623972,1.9871591570453797,2.4191022280336405,2.9207758929160765,3.4978514958245364,4.1553509260609411,4.8974528311039887,5.727336945188652,6.6470904795280594,7.6577020307725698,8.7591683273156953,9.9507369834873423,11.231303994432638,12.599977832678498,14.05681271506708,15.603702094724335,17.245410093371643,{"$f":"IFERROR(IF(OR(D24=\"\",'Historical scenario - input'!$D9=\"\"),\"\",D24/'Historical scenario - input'!$D9),\"\")","v":7.542569324272436E-3},{"$f":"IFERROR(IF(OR(E24=\"\",'Historical scenario - input'!$D9=\"\"),\"\",E24/'Historical scenario - input'!$D9),\"\")","v":9.4953187915953283E-3},{"$f":"IFERROR(IF(OR(F24=\"\",'Historical scenario - input'!$D9=\"\"),\"\",F24/'Historical scenario - input'!$D9),\"\")","v":1.1852975363481344E-2},{"$f":"IFERROR(IF(OR(G24=\"\",'Historical scenario - input'!$D9=\"\"),\"\",G24/'Historical scenario - input'!$D9),\"\")","v":1.4672040540533948E-2},{"$f":"IFERROR(IF(OR(H24=\"\",'Historical scenario - input'!$D9=\"\"),\"\",H24/'Historical scenario - input'!$D9),\"\")","v":1.8010267411566135E-2},{"$f":"IFERROR(IF(OR(I24=\"\",'Historical scenario - input'!$D9=\"\"),\"\",I24/'Historical scenario - input'!$D9),\"\")","v":2.1925107442114337E-2},{"$f":"IFERROR(IF(OR(J24=\"\",'Historical scenario - input'!$D9=\"\"),\"\",J24/'Historical scenario - input'!$D9),\"\")","v":2.6471938442459195E-2},{"$f":"IFERROR(IF(OR(K24=\"\",'Historical scenario - input'!$D9=\"\"),\"\",K24/'Historical scenario - input'!$D9),\"\")","v":3.1702161642359013E-2},{"$f":"IFERROR(IF(OR(L24=\"\",'Historical scenario - input'!$D9=\"\"),\"\",L24/'Historical scenario - input'!$D9),\"\")","v":3.7661292051982063E-2},{"$f":"IFERROR(IF(OR(M24=\"\",'Historical scenario - input'!$D9=\"\"),\"\",M24/'Historical scenario - input'!$D9),\"\")","v":4.4387202107586496E-2},{"$f":"IFERROR(IF(OR(N24=\"\",'Historical scenario - input'!$D9=\"\"),\"\",N24/'Historical scenario - input'!$D9),\"\")","v":5.1908710770988499E-2},{"$f":"IFERROR(IF(OR(O24=\"\",'Historical scenario - input'!$D9=\"\"),\"\",O24/'Historical scenario - input'!$D9),\"\")","v":6.0244735113807416E-2},{"$f":"IFERROR(IF(OR(P24=\"\",'Historical scenario - input'!$D9=\"\"),\"\",P24/'Historical scenario - input'!$D9),\"\")","v":6.9404235107856288E-2},{"$f":"IFERROR(IF(OR(Q24=\"\",'Historical scenario - input'!$D9=\"\"),\"\",Q24/'Historical scenario - input'!$D9),\"\")","v":7.9387181101505278E-2},{"$f":"IFERROR(IF(OR(R24=\"\",'Historical scenario - input'!$D9=\"\"),\"\",R24/'Historical scenario - input'!$D9),\"\")","v":9.0186753979603532E-2},{"$f":"IFERROR(IF(OR(S24=\"\",'Historical scenario - input'!$D9=\"\"),\"\",S24/'Historical scenario - input'!$D9),\"\")","v":0.10179294778838059},{"$f":"IFERROR(IF(OR(T24=\"\",'Historical scenario - input'!$D9=\"\"),\"\",T24/'Historical scenario - input'!$D9),\"\")","v":0.1141976823254339},{"$f":"IFERROR(IF(OR(U24=\"\",'Historical scenario - input'!$D9=\"\"),\"\",U24/'Historical scenario - input'!$D9),\"\")","v":0.12740144897557379},{"$f":"IFERROR(IF(OR(V24=\"\",'Historical scenario - input'!$D9=\"\"),\"\",V24/'Historical scenario - input'!$D9),\"\")","v":0.14142140871808503},{"$f":"IFERROR(IF(OR(W24=\"\",'Historical scenario - input'!$D9=\"\"),\"\",W24/'Historical scenario - input'!$D9),\"\")","v":0.15630074033201968}]
[{"$f":"IFERROR('Historical scenario - input'!A10,\"\")","v":2},{"$f":"IFERROR('Historical scenario - input'!B10,\"\")","v":"POLES"},{"$f":"IFERROR('Historical scenario - input'!C10,\"\")","v":"˂ = 1 kv ; concrete"},{"$f":"IFERROR(repcalc('Historical scenario - input'!$CV10:$GH10,'Historical scenario - input'!$G10,'Historical scenario - input'!$E10,'Historical scenario - input'!$F10,20,TRUE,TRUE),\"\")","v":77.277720098325872},97.980971646169991,122.46167527278023,150.93292008434537,183.51805263140659,220.24540123491121,261.05494142918707,305.81863433279534,354.37444106373005,406.57183823784862,462.32429685834779,521.66199998103502,584.77647209171596,652.04816516711787,724.04868835744401,801.51141010862796,885.26751712406417,976.14896401237729,1074.8645610963561,1181.8600515363014,{"$f":"IFERROR(IF(OR(D25=\"\",'Historical scenario - input'!$D10=\"\"),\"\",D25/'Historical scenario - input'!$D10),\"\")","v":3.4212053529042734},{"$f":"IFERROR(IF(OR(E25=\"\",'Historical scenario - input'!$D10=\"\"),\"\",E25/'Historical scenario - input'!$D10),\"\")","v":4.3377706310709421},{"$f":"IFERROR(IF(OR(F25=\"\",'Historical scenario - input'!$D10=\"\"),\"\",F25/'Historical scenario - input'!$D10),\"\")","v":5.4215696119888115},{"$f":"IFERROR(IF(OR(G25=\"\",'Historical scenario - input'!$D10=\"\"),\"\",G25/'Historical scenario - input'!$D10),\"\")","v":6.682036083168839},{"$f":"IFERROR(IF(OR(H25=\"\",'Historical scenario - input'!$D10=\"\"),\"\",H25/'Historical scenario - input'!$D10),\"\")","v":8.1246307890330485},{"$f":"IFERROR(IF(OR(I25=\"\",'Historical scenario - input'!$D10=\"\"),\"\",I25/'Historical scenario - input'!$D10),\"\")","v":9.7506078685899471},{"$f":"IFERROR(IF(OR(J25=\"\",'Historical scenario - input'!$D10=\"\"),\"\",J25/'Historical scenario - input'!$D10),\"\")","v":11.557309945004379},{"$f":"IFERROR(IF(OR(K25=\"\",'Historical scenario - input'!$D10=\"\"),\"\",K25/'Historical scenario - input'!$D10),\"\")","v":13.539068537037497},{"$f":"IFERROR(IF(OR(L25=\"\",'Historical scenario - input'!$D10=\"\"),\"\",L25/'Historical scenario - input'!$D10),\"\")","v":15.688709930327747},{"$f":"IFERROR(IF(OR(M25=\"\",'Historical scenario - input'!$D10=\"\"),\"\",M25/'Historical scenario - input'!$D10),\"\")","v":17.999570219587671},{"$f":"IFERROR(IF(OR(N25=\"\",'Historical scenario - input'!$D10=\"\"),\"\",N25/'Historical scenario - input'!$D10),\"\")","v":20.467818630996977},{"$f":"IFERROR(IF(OR(O25=\"\",'Historical scenario - input'!$D10=\"\"),\"\",O25/'Historical scenario - input'!$D10),\"\")","v":23.094791415572956},{"$f":"IFERROR(IF(OR(P25=\"\",'Historical scenario - input'!$D10=\"\"),\"\",P25/'Historical scenario - input'!$D10),\"\")","v":25.888967661404862},{"$f":"IFERROR(IF(OR(Q25=\"\",'Historical scenario - input'!$D10=\"\"),\"\",Q25/'Historical scenario - input'!$D10),\"\")","v":28.867190571651982},{"$f":"IFERROR(IF(OR(R25=\"\",'Historical scenario - input'!$D10=\"\"),\"\",R25/'Historical scenario - input'!$D10),\"\")","v":32.054766176072384},{"$f":"IFERROR(IF(OR(S25=\"\",'Historical scenario - input'!$D10=\"\"),\"\",S25/'Historical scenario - input'!$D10),\"\")","v":35.484161841064655},{"$f":"IFERROR(IF(OR(T25=\"\",'Historical scenario - input'!$D10=\"\"),\"\",T25/'Historical scenario - input'!$D10),\"\")","v":39.192175500047348},{"$f":"IFERROR(IF(OR(U25=\"\",'Historical scenario - input'!$D10=\"\"),\"\",U25/'Historical scenario - input'!$D10),\"\")","v":43.215639082802788},{"$f":"IFERROR(IF(OR(V25=\"\",'Historical scenario - input'!$D10=\"\"),\"\",V25/'Historical scenario - input'!$D10),\"\")","v":47.585932729265657},{"$f":"IFERROR(IF(OR(W25=\"\",'Historical scenario - input'!$D10=\"\"),\"\",W25/'Historical scenario - input'!$D10),\"\")","v":52.322790185256899}]
[{"$f":"IFERROR('Historical scenario - input'!A11,\"\")","v":2},{"$f":"IFERROR('Historical scenario - input'!B11,\"\")","v":"POLES"},{"$f":"IFERROR('Historical scenario - input'!C11,\"\")","v":"˂ = 1 kv ; steel"},{"$f":"IFERROR(repcalc('Historical scenario - input'!$CV11:$GH11,'Historical scenario - input'!$G11,'Historical scenario - input'!$E11,'Historical scenario - input'!$F11,20,TRUE,TRUE),\"\")","v":26.465672588030753},29.467305115686759,33.317957372475718,38.242739880243349,44.492758868661518,52.342009361560272,62.082728329576071,74.019051200490466,88.458873911570947,105.70391346380306,126.03808309519242,149.71444970599316,176.94121186152708,207.86731224040253,242.56846011756511,281.03446600691069,323.15886028254704,368.73176145083488,417.43686452704878,468.85323104684318,{"$f":"IFERROR(IF(OR(D26=\"\",'Historical scenario - input'!$D11=\"\"),\"\",D26/'Historical scenario - input'!$D11),\"\")","v":1.6132070631778699},{"$f":"IFERROR(IF(OR(E26=\"\",'Historical scenario - input'!$D11=\"\"),\"\",E26/'Historical scenario - input'!$D11),\"\")","v":1.7961706655035878},{"$f":"IFERROR(IF(OR(F26=\"\",'Historical scenario - input'!$D11=\"\"),\"\",F26/'Historical scenario - input'!$D11),\"\")","v":2.030886008475945},{"$f":"IFERROR(IF(OR(G26=\"\",'Historical scenario - input'!$D11=\"\"),\"\",G26/'Historical scenario - input'!$D11),\"\")","v":2.3310746358278376},{"$f":"IFERROR(IF(OR(H26=\"\",'Historical scenario - input'!$D11=\"\"),\"\",H26/'Historical scenario - input'!$D11),\"\")","v":2.7120426517955067},{"$f":"IFERROR(IF(OR(I26=\"\",'Historical scenario - input'!$D11=\"\"),\"\",I26/'Historical scenario - input'!$D11),\"\")","v":3.1904913401361656},{"$f":"IFERROR(IF(OR(J26=\"\",'Historical scenario - input'!$D11=\"\"),\"\",J26/'Historical scenario - input'!$D11),\"\")","v":3.7842339169539709},{"$f":"IFERROR(IF(OR(K26=\"\",'Historical scenario - input'!$D11=\"\"),\"\",K26/'Historical scenario - input'!$D11),\"\")","v":4.5118088652074748},{"$f":"IFERROR(IF(OR(L26=\"\",'Historical scenario - input'!$D11=\"\"),\"\",L26/'Historical scenario - input'!$D11),\"\")","v":5.3919838885728844},{"$f":"IFERROR(IF(OR(M26=\"\",'Historical scenario - input'!$D11=\"\"),\"\",M26/'Historical scenario - input'!$D11),\"\")","v":6.443150055535301},{"$f":"IFERROR(IF(OR(N26=\"\",'Historical scenario - input'!$D11=\"\"),\"\",N26/'Historical scenario - input'!$D11),\"\")","v":7.6826132115954158},{"$f":"IFERROR(IF(OR(O26=\"\",'Historical scenario - input'!$D11=\"\"),\"\",O26/'Historical scenario - input'!$D11),\"\")","v":9.1257989730714453},{"$f":"IFERROR(IF(OR(P26=\"\",'Historical scenario - input'!$D11=\"\"),\"\",P26/'Historical scenario - input'!$D11),\"\")","v":10.785398020504511},{"$f":"IFERROR(IF(OR(Q26=\"\",'Historical scenario - input'!$D11=\"\"),\"\",Q26/'Historical scenario - input'!$D11),\"\")","v":12.670489109793992},{"$f":"IFERROR(IF(OR(R26=\"\",'Historical scenario - input'!$D11=\"\"),\"\",R26/'Historical scenario - input'!$D11),\"\")","v":14.785687076881961},{"$f":"IFERROR(IF(OR(S26=\"\",'Historical scenario - input'!$D11=\"\"),\"\",S26/'Historical scenario - input'!$D11),\"\")","v":17.130370824726629},{"$f":"IFERROR(IF(OR(T26=\"\",'Historical scenario - input'!$D11=\"\"),\"\",T26/'Historical scenario - input'!$D11),\"\")","v":19.698050529503117},{"$f":"IFERROR(IF(OR(U26=\"\",'Historical scenario - input'!$D11=\"\"),\"\",U26/'Historical scenario - input'!$D11),\"\")","v":22.475932928284024},{"$f":"IFERROR(IF(OR(V26=\"\",'Historical scenario - input'!$D11=\"\"),\"\",V26/'Historical scenario - input'!$D11),\"\")","v":25.444737746450208},{"$f":"IFERROR(IF(OR(W26=\"\",'Historical scenario - input'!$D11=\"\"),\"\",W26/'Historical scenario - input'!$D11),\"\")","v":28.578806807297994}]
[{"$f":"IFERROR('Historical scenario - input'!A12,\"\")","v":2},{"$f":"IFERROR('Historical scenario - input'!B12,\"\")","v":"POLES"},{"$f":"IFERROR('Historical scenario - input'!C12,\"\")","v":"˂ = 1 kv ; wood"},{"$f":"IFERROR(repcalc('Historical scenario - input'!$CV12:$GH12,'Historical scenario - input'!$G12,'Historical scenario - input'!$E12,'Historical scenario - input'!$F12,20,TRUE,TRUE),\"\")","v":1070.3717866252455},1126.8441917886557,1176.9914331175701,1220.3513111575166,1256.7955512916033,1286.5585127365935,1310.2484473470629,1328.8399328452515,1343.6472205200848,1356.2793591071033,1368.5790006546008,1382.5476897576636,1400.2611328286619,1423.7784098029815,1455.049320194169,1495.8240617734143,1547.5692509433366,1611.3939447547743,1687.9888526136731,1777.5813641104414,{"$f":"IFERROR(IF(OR(D27=\"\",'Historical scenario - input'!$D12=\"\"),\"\",D27/'Historical scenario - input'!$D12),\"\")","v":143.18203640089379},{"$f":"IFERROR(IF(OR(E27=\"\",'Historical scenario - input'!$D12=\"\"),\"\",E27/'Historical scenario - input'!$D12),\"\")","v":150.73626575632841},{"$f":"IFERROR(IF(OR(F27=\"\",'Historical scenario - input'!$D12=\"\"),\"\",F27/'Historical scenario - input'!$D12),\"\")","v":157.44438738572907},{"$f":"IFERROR(IF(OR(G27=\"\",'Historical scenario - input'!$D12=\"\"),\"\",G27/'Historical scenario - input'!$D12),\"\")","v":163.24457355788905},{"$f":"IFERROR(IF(OR(H27=\"\",'Historical scenario - input'!$D12=\"\"),\"\",H27/'Historical scenario - input'!$D12),\"\")","v":168.11966516875256},{"$f":"IFERROR(IF(OR(I27=\"\",'Historical scenario - input'!$D12=\"\"),\"\",I27/'Historical scenario - input'!$D12),\"\")","v":172.1010121009723},{"$f":"IFERROR(IF(OR(J27=\"\",'Historical scenario - input'!$D12=\"\"),\"\",J27/'Historical scenario - input'!$D12),\"\")","v":175.26997929733827},{"$f":"IFERROR(IF(OR(K27=\"\",'Historical scenario - input'!$D12=\"\"),\"\",K27/'Historical scenario - input'!$D12),\"\")","v":177.75693456522811},{"$f":"IFERROR(IF(OR(L27=\"\",'Historical scenario - input'!$D12=\"\"),\"\",L27/'Historical scenario - input'!$D12),\"\")","v":179.73768333808303},{"$f":"IFERROR(IF(OR(M27=\"\",'Historical scenario - input'!$D12=\"\"),\"\",M27/'Historical scenario - input'!$D12),\"\")","v":181.42746566380205},{"$f":"IFERROR(IF(OR(N27=\"\",'Historical scenario - input'!$D12=\"\"),\"\",N27/'Historical scenario - input'!$D12),\"\")","v":183.07277035678561},{"$f":"IFERROR(IF(OR(O27=\"\",'Historical scenario - input'!$D12=\"\"),\"\",O27/'Historical scenario - input'!$D12),\"\")","v":184.94134105027661},{"$f":"IFERROR(IF(OR(P27=\"\",'Historical scenario - input'!$D12=\"\"),\"\",P27/'Historical scenario - input'!$D12),\"\")","v":187.31084189313168},{"$f":"IFERROR(IF(OR(Q27=\"\",'Historical scenario - input'!$D12=\"\"),\"\",Q27/'Historical scenario - input'!$D12),\"\")","v":190.45671293519595},{"$f":"IFERROR(IF(OR(R27=\"\",'Historical scenario - input'!$D12=\"\"),\"\",R27/'Historical scenario - input'!$D12),\"\")","v":194.6397759473825},{"$f":"IFERROR(IF(OR(S27=\"\",'Historical scenario - input'!$D12=\"\"),\"\",S27/'Historical scenario - input'!$D12),\"\")","v":200.0941522734287},{"$f":"IFERROR(IF(OR(T27=\"\",'Historical scenario - input'!$D12=\"\"),\"\",T27/'Historical scenario - input'!$D12),\"\")","v":207.01602900063449},{"$f":"IFERROR(IF(OR(U27=\"\",'Historical scenario - input'!$D12=\"\"),\"\",U27/'Historical scenario - input'!$D12),\"\")","v":215.55376303545796},{"$f":"IFERROR(IF(OR(V27=\"\",'Historical scenario - input'!$D12=\"\"),\"\",V27/'Historical scenario - input'!$D12),\"\")","v":225.79974954427061},{"$f":"IFERROR(IF(OR(W27=\"\",'Historical scenario - input'!$D12=\"\"),\"\",W27/'Historical scenario - input'!$D12),\"\")","v":237.78440609320961}]
[{"$f":"IFERROR('Historical scenario - input'!A13,\"\")","v":2},{"$f":"IFERROR('Historical scenario - input'!B13,\"\")","v":"POLES"},{"$f":"IFERROR('Historical scenario - input'!C13,\"\")","v":"˃ 11 kv & < = 22 kv ; concrete"},{"$f":"IFERROR(repcalc('Historical scenario - input'!$CV13:$GH13,'Historical scenario - input'!$G13,'Historical scenario - input'!$E13,'Historical scenario - input'!$F13,20,TRUE,TRUE),\"\")","v":0.77166839559719835},0.9281666969841772,1.0987224323984401,1.2801076019141482,1.4680598942313068,1.65744893017331,1.8425588412765947,2.0174799796430825,2.1765892150238946,2.3150856395809583,2.4295383189832491,2.5183965050031025,2.5824114529173547,2.6249229723536165,2.6519726569157602,2.6722183303525613,2.6966391534017475,2.7380364788436604,2.8103505166690925,2.9278261508389716,{"$f":"IFERROR(IF(OR(D28=\"\",'Historical scenario - input'!$D13=\"\"),\"\",D28/'Historical scenario - input'!$D13),\"\")","v":3.4162964982987126E-2},{"$f":"IFERROR(IF(OR(E28=\"\",'Historical scenario - input'!$D13=\"\"),\"\",E28/'Historical scenario - input'!$D13),\"\")","v":4.1091389187846113E-2},{"$f":"IFERROR(IF(OR(F28=\"\",'Historical scenario - input'!$D13=\"\"),\"\",F28/'Historical scenario - input'!$D13),\"\")","v":4.8642157950503258E-2},{"$f":"IFERROR(IF(OR(G28=\"\",'Historical scenario - input'!$D13=\"\"),\"\",G28/'Historical scenario - input'!$D13),\"\")","v":5.6672362673093578E-2},{"$f":"IFERROR(IF(OR(H28=\"\",'Historical scenario - input'!$D13=\"\"),\"\",H28/'Historical scenario - input'!$D13),\"\")","v":6.4993304177940359E-2},{"$f":"IFERROR(IF(OR(I28=\"\",'Historical scenario - input'!$D13=\"\"),\"\",I28/'Historical scenario - input'!$D13),\"\")","v":7.3377852566812896E-2},{"$f":"IFERROR(IF(OR(J28=\"\",'Historical scenario - input'!$D13=\"\"),\"\",J28/'Historical scenario - input'!$D13),\"\")","v":8.1572957416391798E-2},{"$f":"IFERROR(IF(OR(K28=\"\",'Historical scenario - input'!$D13=\"\"),\"\",K28/'Historical scenario - input'!$D13),\"\")","v":8.9316989385167508E-2},{"$f":"IFERROR(IF(OR(L28=\"\",'Historical scenario - input'!$D13=\"\"),\"\",L28/'Historical scenario - input'!$D13),\"\")","v":9.6361003715413437E-2},{"$f":"IFERROR(IF(OR(M28=\"\",'Historical scenario - input'!$D13=\"\"),\"\",M28/'Historical scenario - input'!$D13),\"\")","v":0.10249245671958913},{"$f":"IFERROR(IF(OR(N28=\"\",'Historical scenario - input'!$D13=\"\"),\"\",N28/'Historical scenario - input'!$D13),\"\")","v":0.10755945557679063},{"$f":"IFERROR(IF(OR(O28=\"\",'Historical scenario - input'!$D13=\"\"),\"\",O28/'Historical scenario - input'!$D13),\"\")","v":0.11149334624118501},{"$f":"IFERROR(IF(OR(P28=\"\",'Historical scenario - input'!$D13=\"\"),\"\",P28/'Historical scenario - input'!$D13),\"\")","v":0.11432738795710867},{"$f":"IFERROR(IF(OR(Q28=\"\",'Historical scenario - input'!$D13=\"\"),\"\",Q28/'Historical scenario - input'!$D13),\"\")","v":0.11620943931253658},{"$f":"IFERROR(IF(OR(R28=\"\",'Historical scenario - input'!$D13=\"\"),\"\",R28/'Historical scenario - input'!$D13),\"\")","v":0.11740697109143261},{"$f":"IFERROR(IF(OR(S28=\"\",'Historical scenario - input'!$D13=\"\"),\"\",S28/'Historical scenario - input'!$D13),\"\")","v":0.11830327867202642},{"$f":"IFERROR(IF(OR(T28=\"\",'Historical scenario - input'!$D13=\"\"),\"\",T28/'Historical scenario - input'!$D13),\"\")","v":0.1193844266462666},{"$f":"IFERROR(IF(OR(U28=\"\",'Historical scenario - input'!$D13=\"\"),\"\",U28/'Historical scenario - input'!$D13),\"\")","v":0.1212171508935346},{"$f":"IFERROR(IF(OR(V28=\"\",'Historical scenario - input'!$D13=\"\"),\"\",V28/'Historical scenario - input'!$D13),\"\")","v":0.12441860628046508},{"$f":"IFERROR(IF(OR(W28=\"\",'Historical scenario - input'!$D13=\"\"),\"\",W28/'Historical scenario - input'!$D13),\"\")","v":0.129619436066158}]
[{"$f":"IFERROR('Historical scenario - input'!A14,\"\")","v":2},{"$f":"IFERROR('Historical scenario - input'!B14,\"\")","v":"POLES"},{"$f":"IFERROR('Historical scenario - input'!C14,\"\")","v":"˃ 11 kv & < = 22 kv ; steel"},{"$f":"IFERROR(repcalc('Historical scenario - input'!$CV14:$GH14,'Historical scenario - input'!$G14,'Historical scenario - input'!$E14,'Historical scenario - input'!$F14,20,TRUE,TRUE),\"\")","v":4.5288198162179005E-5},7.3791831187180971E-5,1.1872869894279038E-4,1.8863733219841335E-4,2.9595421399451782E-4,4.5850797801870279E-4,7.0144792378379621E-4,1.0596708825104562E-3,1.5807918354324674E-3,2.3286695023232696E-3,3.3874449572547215E-3,4.8659769453685484E-3,6.9024619076910494E-3,9.6689130119646718E-3,1.3375048345492356E-2,1.8271016607298657E-2,2.4648287248444083E-2,3.2837973837365655E-2,4.3205870137183522E-2,5.6143583458128282E-2,{"$f":"IFERROR(IF(OR(D29=\"\",'Historical scenario - input'!$D14=\"\"),\"\",D29/'Historical scenario - input'!$D14),\"\")","v":2.7605284132044938E-6},{"$f":"IFERROR(IF(OR(E29=\"\",'Historical scenario - input'!$D14=\"\"),\"\",E29/'Historical scenario - input'!$D14),\"\")","v":4.4979587380608093E-6},{"$f":"IFERROR(IF(OR(F29=\"\",'Historical scenario - input'!$D14=\"\"),\"\",F29/'Historical scenario - input'!$D14),\"\")","v":7.2370719126575545E-6},{"$f":"IFERROR(IF(OR(G29=\"\",'Historical scenario - input'!$D14=\"\"),\"\",G29/'Historical scenario - input'!$D14),\"\")","v":1.1498331495989905E-5},{"$f":"IFERROR(IF(OR(H29=\"\",'Historical scenario - input'!$D14=\"\"),\"\",H29/'Historical scenario - input'!$D14),\"\")","v":1.8039799548080777E-5},{"$f":"IFERROR(IF(OR(I29=\"\",'Historical scenario - input'!$D14=\"\"),\"\",I29/'Historical scenario - input'!$D14),\"\")","v":2.7948215039798154E-5},{"$f":"IFERROR(IF(OR(J29=\"\",'Historical scenario - input'!$D14=\"\"),\"\",J29/'Historical scenario - input'!$D14),\"\")","v":4.275654591190083E-5},{"$f":"IFERROR(IF(OR(K29=\"\",'Historical scenario - input'!$D14=\"\"),\"\",K29/'Historical scenario - input'!$D14),\"\")","v":6.4591917950459018E-5},{"$f":"IFERROR(IF(OR(L29=\"\",'Historical scenario - input'!$D14=\"\"),\"\",L29/'Historical scenario - input'!$D14),\"\")","v":9.635668792664208E-5},{"$f":"IFERROR(IF(OR(M29=\"\",'Historical scenario - input'!$D14=\"\"),\"\",M29/'Historical scenario - input'!$D14),\"\")","v":1.4194334477838846E-4},{"$f":"IFERROR(IF(OR(N29=\"\",'Historical scenario - input'!$D14=\"\"),\"\",N29/'Historical scenario - input'!$D14),\"\")","v":2.0648068221175656E-4},{"$f":"IFERROR(IF(OR(O29=\"\",'Historical scenario - input'!$D14=\"\"),\"\",O29/'Historical scenario - input'!$D14),\"\")","v":2.9660415209244851E-4},{"$f":"IFERROR(IF(OR(P29=\"\",'Historical scenario - input'!$D14=\"\"),\"\",P29/'Historical scenario - input'!$D14),\"\")","v":4.2073747666021176E-4},{"$f":"IFERROR(IF(OR(Q29=\"\",'Historical scenario - input'!$D14=\"\"),\"\",Q29/'Historical scenario - input'!$D14),\"\")","v":5.8936566649766848E-4},{"$f":"IFERROR(IF(OR(R29=\"\",'Historical scenario - input'!$D14=\"\"),\"\",R29/'Historical scenario - input'!$D14),\"\")","v":8.1527202414844141E-4},{"$f":"IFERROR(IF(OR(S29=\"\",'Historical scenario - input'!$D14=\"\"),\"\",S29/'Historical scenario - input'!$D14),\"\")","v":1.1137042878579461E-3},{"$f":"IFERROR(IF(OR(T29=\"\",'Historical scenario - input'!$D14=\"\"),\"\",T29/'Historical scenario - input'!$D14),\"\")","v":1.5024288898068648E-3},{"$f":"IFERROR(IF(OR(U29=\"\",'Historical scenario - input'!$D14=\"\"),\"\",U29/'Historical scenario - input'!$D14),\"\")","v":2.0016287573528875E-3},{"$f":"IFERROR(IF(OR(V29=\"\",'Historical scenario - input'!$D14=\"\"),\"\",V29/'Historical scenario - input'!$D14),\"\")","v":2.6336007386251908E-3},{"$f":"IFERROR(IF(OR(W29=\"\",'Historical scenario - input'!$D14=\"\"),\"\",W29/'Historical scenario - input'!$D14),\"\")","v":3.4222151387049995E-3}]
[{"$f":"IFERROR('Historical scenario - input'!A15,\"\")","v":2},{"$f":"IFERROR('Historical scenario - input'!B15,\"\")","v":"POLES"},{"$f":"IFERROR('Historical scenario - input'!C15,\"\")","v":"˃ 11 kv & < = 22 kv ; wood"},{"$f":"IFERROR(repcalc('Historical scenario - input'!$CV15:$GH15,'Historical scenario - input'!$G15,'Historical scenario - input'!$E15,'Historical scenario - input'!$F15,20,TRUE,TRUE),\"\")","v":58.498811856027963},64.481168314725124,70.517265249278111,76.5368266813867,82.473712271894314,88.270070263154111,93.880429457703414,99.275461590909671,104.44514097723565,109.40104301559097,114.17755739721102,118.8318445449062,123.44243234421334,128.10643072297063,132.93542916961059,138.05023121166289,143.57466422545536,149.62877678826351,156.32179362016808,163.7452352853947,{"$f":"IFERROR(IF(OR(D30=\"\",'Historical scenario - input'!$D15=\"\"),\"\",D30/'Historical scenario - input'!$D15),\"\")","v":1.8113584746302278},{"$f":"IFERROR(IF(OR(E30=\"\",'Historical scenario - input'!$D15=\"\"),\"\",E30/'Historical scenario - input'!$D15),\"\")","v":1.9965962893124996},{"$f":"IFERROR(IF(OR(F30=\"\",'Historical scenario - input'!$D15=\"\"),\"\",F30/'Historical scenario - input'!$D15),\"\")","v":2.1834981252506505},{"$f":"IFERROR(IF(OR(G30=\"\",'Historical scenario - input'!$D15=\"\"),\"\",G30/'Historical scenario - input'!$D15),\"\")","v":2.3698879555337351},{"$f":"IFERROR(IF(OR(H30=\"\",'Historical scenario - input'!$D15=\"\"),\"\",H30/'Historical scenario - input'!$D15),\"\")","v":2.5537178092706352},{"$f":"IFERROR(IF(OR(I30=\"\",'Historical scenario - input'!$D15=\"\"),\"\",I30/'Historical scenario - input'!$D15),\"\")","v":2.733196363387238},{"$f":"IFERROR(IF(OR(J30=\"\",'Historical scenario - input'!$D15=\"\"),\"\",J30/'Historical scenario - input'!$D15),\"\")","v":2.9069156467425517},{"$f":"IFERROR(IF(OR(K30=\"\",'Historical scenario - input'!$D15=\"\"),\"\",K30/'Historical scenario - input'!$D15),\"\")","v":3.0739675383166292},{"$f":"IFERROR(IF(OR(L30=\"\",'Historical scenario - input'!$D15=\"\"),\"\",L30/'Historical scenario - input'!$D15),\"\")","v":3.2340416025658132},{"$f":"IFERROR(IF(OR(M30=\"\",'Historical scenario - input'!$D15=\"\"),\"\",M30/'Historical scenario - input'!$D15),\"\")","v":3.3874962603921177},{"$f":"IFERROR(IF(OR(N30=\"\",'Historical scenario - input'!$D15=\"\"),\"\",N30/'Historical scenario - input'!$D15),\"\")","v":3.5353963549382108},{"$f":"IFERROR(IF(OR(O30=\"\",'Historical scenario - input'!$D15=\"\"),\"\",O30/'Historical scenario - input'!$D15),\"\")","v":3.6795118027713873},{"$f":"IFERROR(IF(OR(P30=\"\",'Historical scenario - input'!$D15=\"\"),\"\",P30/'Historical scenario - input'!$D15),\"\")","v":3.8222741430366138},{"$f":"IFERROR(IF(OR(Q30=\"\",'Historical scenario - input'!$D15=\"\"),\"\",Q30/'Historical scenario - input'!$D15),\"\")","v":3.9666902896382839},{"$f":"IFERROR(IF(OR(R30=\"\",'Historical scenario - input'!$D15=\"\"),\"\",R30/'Historical scenario - input'!$D15),\"\")","v":4.1162155019079787},{"$f":"IFERROR(IF(OR(S30=\"\",'Historical scenario - input'!$D15=\"\"),\"\",S30/'Historical scenario - input'!$D15),\"\")","v":4.2745903428830223},{"$f":"IFERROR(IF(OR(T30=\"\",'Historical scenario - input'!$D15=\"\"),\"\",T30/'Historical scenario - input'!$D15),\"\")","v":4.4456490061202798},{"$f":"IFERROR(IF(OR(U30=\"\",'Historical scenario - input'!$D15=\"\"),\"\",U30/'Historical scenario - input'!$D15),\"\")","v":4.6331086783610909},{"$f":"IFERROR(IF(OR(V30=\"\",'Historical scenario - input'!$D15=\"\"),\"\",V30/'Historical scenario - input'!$D15),\"\")","v":4.8403513961986819},{"$f":"IFERROR(IF(OR(W30=\"\",'Historical scenario - input'!$D15=\"\"),\"\",W30/'Historical scenario - input'!$D15),\"\")","v":5.0702110043617452}]
[{"$f":"IFERROR('Historical scenario - input'!A16,\"\")","v":2},{"$f":"IFERROR('Historical scenario - input'!B16,\"\")","v":"POLES"},{"$f":"IFERROR('Historical scenario - input'!C16,\"\")","v":"> 1 kv & < = 11 kv ; concrete"},{"$f":"IFERROR(repcalc('Historical scenario - input'!$CV16:$GH16,'Historical scenario - input'!$G16,'Historical scenario - input'!$E16,'Historical scenario - input'!$F16,20,TRUE,TRUE),\"\")","v":12.486087012478777},16.117694946087035,20.704234276967615,26.461023704494931,33.634559303853635,42.499165620029522,53.350094795972318,66.492511563625996,82.226095326039754,100.82540689427212,122.51668166595518,147.4522767830376,175.68455199176321,207.14142510010475,241.60613305233866,278.70377813079585,317.89699706152629,358.49254319309063,399.65974292522952,440.46074354046436,{"$f":"IFERROR(IF(OR(D31=\"\",'Historical scenario - input'!$D16=\"\"),\"\",D31/'Historical scenario - input'!$D16),\"\")","v":0.49040459993733526},{"$f":"IFERROR(IF(OR(E31=\"\",'Historical scenario - input'!$D16=\"\"),\"\",E31/'Historical scenario - input'!$D16),\"\")","v":0.63303993749589105},{"$f":"IFERROR(IF(OR(F31=\"\",'Historical scenario - input'!$D16=\"\"),\"\",F31/'Historical scenario - input'!$D16),\"\")","v":0.81318124064469988},{"$f":"IFERROR(IF(OR(G31=\"\",'Historical scenario - input'!$D16=\"\"),\"\",G31/'Historical scenario - input'!$D16),\"\")","v":1.0392853846658421},{"$f":"IFERROR(IF(OR(H31=\"\",'Historical scenario - input'!$D16=\"\"),\"\",H31/'Historical scenario - input'!$D16),\"\")","v":1.3210337700666377},{"$f":"IFERROR(IF(OR(I31=\"\",'Historical scenario - input'!$D16=\"\"),\"\",I31/'Historical scenario - input'!$D16),\"\")","v":1.6692007906665671},{"$f":"IFERROR(IF(OR(J31=\"\",'Historical scenario - input'!$D16=\"\"),\"\",J31/'Historical scenario - input'!$D16),\"\")","v":2.0953827943766452},{"$f":"IFERROR(IF(OR(K31=\"\",'Historical scenario - input'!$D16=\"\"),\"\",K31/'Historical scenario - input'!$D16),\"\")","v":2.6115654567839788},{"$f":"IFERROR(IF(OR(L31=\"\",'Historical scenario - input'!$D16=\"\"),\"\",L31/'Historical scenario - input'!$D16),\"\")","v":3.2295190112382901},{"$f":"IFERROR(IF(OR(M31=\"\",'Historical scenario - input'!$D16=\"\"),\"\",M31/'Historical scenario - input'!$D16),\"\")","v":3.9600271311651336},{"$f":"IFERROR(IF(OR(N31=\"\",'Historical scenario - input'!$D16=\"\"),\"\",N31/'Historical scenario - input'!$D16),\"\")","v":4.8119754570022648},{"$f":"IFERROR(IF(OR(O31=\"\",'Historical scenario - input'!$D16=\"\"),\"\",O31/'Historical scenario - input'!$D16),\"\")","v":5.7913479806256234},{"$f":"IFERROR(IF(OR(P31=\"\",'Historical scenario - input'!$D16=\"\"),\"\",P31/'Historical scenario - input'!$D16),\"\")","v":6.900201187816851},{"$f":"IFERROR(IF(OR(Q31=\"\",'Historical scenario - input'!$D16=\"\"),\"\",Q31/'Historical scenario - input'!$D16),\"\")","v":8.1357039723608153},{"$f":"IFERROR(IF(OR(R31=\"\",'Historical scenario - input'!$D16=\"\"),\"\",R31/'Historical scenario - input'!$D16),\"\")","v":9.4893427303144158},{"$f":"IFERROR(IF(OR(S31=\"\",'Historical scenario - input'!$D16=\"\"),\"\",S31/'Historical scenario - input'!$D16),\"\")","v":10.946392947499019},{"$f":"IFERROR(IF(OR(T31=\"\",'Historical scenario - input'!$D16=\"\"),\"\",T31/'Historical scenario - input'!$D16),\"\")","v":12.485749098931567},{"$f":"IFERROR(IF(OR(U31=\"\",'Historical scenario - input'!$D16=\"\"),\"\",U31/'Historical scenario - input'!$D16),\"\")","v":14.080183171030445},{"$f":"IFERROR(IF(OR(V31=\"\",'Historical scenario - input'!$D16=\"\"),\"\",V31/'Historical scenario - input'!$D16),\"\")","v":15.697069557854691},{"$f":"IFERROR(IF(OR(W31=\"\",'Historical scenario - input'!$D16=\"\"),\"\",W31/'Historical scenario - input'!$D16),\"\")","v":17.29957307747296}]
[{"$f":"IFERROR('Historical scenario - input'!A17,\"\")","v":2},{"$f":"IFERROR('Historical scenario - input'!B17,\"\")","v":"POLES"},{"$f":"IFERROR('Historical scenario - input'!C17,\"\")","v":"> 1 kv & < = 11 kv ; steel"},{"$f":"IFERROR(repcalc('Historical scenario - input'!$CV17:$GH17,'Historical scenario - input'!$G17,'Historical scenario - input'!$E17,'Historical scenario - input'!$F17,20,TRUE,TRUE),\"\")","v":8.2176957164998496E-3},1.1654281061076383E-2,1.6336688130658836E-2,2.2637131843302943E-2,3.1009639363504676E-2,4.1998393937032717E-2,5.6243971517026439E-2,7.4486501458287849E-2,9.7564782022261973E-2,0.12641047591962787,0.16203671271981818,0.20552073391495679,0.25798061792280752,0.3205465850432862,0.39432785965209388,0.48037650076849697,0.57964994052705554,0.69297413649911421,0.82100920808797884,0.96421917578335326,{"$f":"IFERROR(IF(OR(D32=\"\",'Historical scenario - input'!$D17=\"\"),\"\",D32/'Historical scenario - input'!$D17),\"\")","v":5.0090715544102841E-4},{"$f":"IFERROR(IF(OR(E32=\"\",'Historical scenario - input'!$D17=\"\"),\"\",E32/'Historical scenario - input'!$D17),\"\")","v":7.1038317509040949E-4},{"$f":"IFERROR(IF(OR(F32=\"\",'Historical scenario - input'!$D17=\"\"),\"\",F32/'Historical scenario - input'!$D17),\"\")","v":9.9579788095889381E-4},{"$f":"IFERROR(IF(OR(G32=\"\",'Historical scenario - input'!$D17=\"\"),\"\",G32/'Historical scenario - input'!$D17),\"\")","v":1.3798395207314936E-3},{"$f":"IFERROR(IF(OR(H32=\"\",'Historical scenario - input'!$D17=\"\"),\"\",H32/'Historical scenario - input'!$D17),\"\")","v":1.8901831828157776E-3},{"$f":"IFERROR(IF(OR(I32=\"\",'Historical scenario - input'!$D17=\"\"),\"\",I32/'Historical scenario - input'!$D17),\"\")","v":2.5599993922689524E-3},{"$f":"IFERROR(IF(OR(J32=\"\",'Historical scenario - input'!$D17=\"\"),\"\",J32/'Historical scenario - input'!$D17),\"\")","v":3.4283342624542466E-3},{"$f":"IFERROR(IF(OR(K32=\"\",'Historical scenario - input'!$D17=\"\"),\"\",K32/'Historical scenario - input'!$D17),\"\")","v":4.54030215420494E-3},{"$f":"IFERROR(IF(OR(L32=\"\",'Historical scenario - input'!$D17=\"\"),\"\",L32/'Historical scenario - input'!$D17),\"\")","v":5.947031761698124E-3},{"$f":"IFERROR(IF(OR(M32=\"\",'Historical scenario - input'!$D17=\"\"),\"\",M32/'Historical scenario - input'!$D17),\"\")","v":7.7053123035099626E-3},{"$f":"IFERROR(IF(OR(N32=\"\",'Historical scenario - input'!$D17=\"\"),\"\",N32/'Historical scenario - input'!$D17),\"\")","v":9.8768987859372635E-3},{"$f":"IFERROR(IF(OR(O32=\"\",'Historical scenario - input'!$D17=\"\"),\"\",O32/'Historical scenario - input'!$D17),\"\")","v":1.2527454138122002E-2},{"$f":"IFERROR(IF(OR(P32=\"\",'Historical scenario - input'!$D17=\"\"),\"\",P32/'Historical scenario - input'!$D17),\"\")","v":1.5725130491649867E-2},{"$f":"IFERROR(IF(OR(Q32=\"\",'Historical scenario - input'!$D17=\"\"),\"\",Q32/'Historical scenario - input'!$D17),\"\")","v":1.953882008285858E-2},{"$f":"IFERROR(IF(OR(R32=\"\",'Historical scenario - input'!$D17=\"\"),\"\",R32/'Historical scenario - input'!$D17),\"\")","v":2.403613534787943E-2},{"$f":"IFERROR(IF(OR(S32=\"\",'Historical scenario - input'!$D17=\"\"),\"\",S32/'Historical scenario - input'!$D17),\"\")","v":2.9281204225842451E-2},{"$f":"IFERROR(IF(OR(T32=\"\",'Historical scenario - input'!$D17=\"\"),\"\",T32/'Historical scenario - input'!$D17),\"\")","v":3.5332386702757755E-2},{"$f":"IFERROR(IF(OR(U32=\"\",'Historical scenario - input'!$D17=\"\"),\"\",U32/'Historical scenario - input'!$D17),\"\")","v":4.2240028772423402E-2},{"$f":"IFERROR(IF(OR(V32=\"\",'Historical scenario - input'!$D17=\"\"),\"\",V32/'Historical scenario - input'!$D17),\"\")","v":5.0044367813292995E-2},{"$f":"IFERROR(IF(OR(W32=\"\",'Historical scenario - input'!$D17=\"\"),\"\",W32/'Historical scenario - input'!$D17),\"\")","v":5.8773688053887829E-2}]
[{"$f":"IFERROR('Historical scenario - input'!A18,\"\")","v":2},{"$f":"IFERROR('Historical scenario - input'!B18,\"\")","v":"POLES"},{"$f":"IFERROR('Historical scenario - input'!C18,\"\")","v":"> 1 kv & < = 11 kv ; wood"},{"$f":"IFERROR(repcalc('Historical scenario - input'!$CV18:$GH18,'Historical scenario - input'!$G18,'Historical scenario - input'!$E18,'Historical scenario - input'!$F18,20,TRUE,TRUE),\"\")","v":431.76496556674863},438.17949903390081,442.41036662099117,444.87561173767875,446.10367466584984,446.71466617674093,447.3970431962191,448.88074092221547,451.90792760542973,457.20259445127971,465.44018763141332,477.21844868895022,493.03056903944815,513.2416946413357,538.06974213412184,567.57140384738489,601.63411500039706,639.97461642808491,682.14455370920098,727.54329571747633,{"$f":"IFERROR(IF(OR(D33=\"\",'Historical scenario - input'!$D18=\"\"),\"\",D33/'Historical scenario - input'!$D18),\"\")","v":68.489649584172767},{"$f":"IFERROR(IF(OR(E33=\"\",'Historical scenario - input'!$D18=\"\"),\"\",E33/'Historical scenario - input'!$D18),\"\")","v":69.507168800523559},{"$f":"IFERROR(IF(OR(F33=\"\",'Historical scenario - input'!$D18=\"\"),\"\",F33/'Historical scenario - input'!$D18),\"\")","v":70.178299303426897},{"$f":"IFERROR(IF(OR(G33=\"\",'Historical scenario - input'!$D18=\"\"),\"\",G33/'Historical scenario - input'!$D18),\"\")","v":70.569354131044491},{"$f":"IFERROR(IF(OR(H33=\"\",'Historical scenario - input'!$D18=\"\"),\"\",H33/'Historical scenario - input'!$D18),\"\")","v":70.764158263675654},{"$f":"IFERROR(IF(OR(I33=\"\",'Historical scenario - input'!$D18=\"\"),\"\",I33/'Historical scenario - input'!$D18),\"\")","v":70.861078110854322},{"$f":"IFERROR(IF(OR(J33=\"\",'Historical scenario - input'!$D18=\"\"),\"\",J33/'Historical scenario - input'!$D18),\"\")","v":70.969321638411046},{"$f":"IFERROR(IF(OR(K33=\"\",'Historical scenario - input'!$D18=\"\"),\"\",K33/'Historical scenario - input'!$D18),\"\")","v":71.204676392609173},{"$f":"IFERROR(IF(OR(L33=\"\",'Historical scenario - input'!$D18=\"\"),\"\",L33/'Historical scenario - input'!$D18),\"\")","v":71.684870414111288},{"$f":"IFERROR(IF(OR(M33=\"\",'Historical scenario - input'!$D18=\"\"),\"\",M33/'Historical scenario - input'!$D18),\"\")","v":72.524748370538816},{"$f":"IFERROR(IF(OR(N33=\"\",'Historical scenario - input'!$D18=\"\"),\"\",N33/'Historical scenario - input'!$D18),\"\")","v":73.831454368751864},{"$f":"IFERROR(IF(OR(O33=\"\",'Historical scenario - input'!$D18=\"\"),\"\",O33/'Historical scenario - input'!$D18),\"\")","v":75.699806451192657},{"$f":"IFERROR(IF(OR(P33=\"\",'Historical scenario - input'!$D18=\"\"),\"\",P33/'Historical scenario - input'!$D18),\"\")","v":78.208038170657986},{"$f":"IFERROR(IF(OR(Q33=\"\",'Historical scenario - input'!$D18=\"\"),\"\",Q33/'Historical scenario - input'!$D18),\"\")","v":81.414071592934306},{"$f":"IFERROR(IF(OR(R33=\"\",'Historical scenario - input'!$D18=\"\"),\"\",R33/'Historical scenario - input'!$D18),\"\")","v":85.352474215314828},{"$f":"IFERROR(IF(OR(S33=\"\",'Historical scenario - input'!$D18=\"\"),\"\",S33/'Historical scenario - input'!$D18),\"\")","v":90.032238980943603},{"$f":"IFERROR(IF(OR(T33=\"\",'Historical scenario - input'!$D18=\"\"),\"\",T33/'Historical scenario - input'!$D18),\"\")","v":95.435510058517963},{"$f":"IFERROR(IF(OR(U33=\"\",'Historical scenario - input'!$D18=\"\"),\"\",U33/'Historical scenario - input'!$D18),\"\")","v":101.51735485159175},{"$f":"IFERROR(IF(OR(V33=\"\",'Historical scenario - input'!$D18=\"\"),\"\",V33/'Historical scenario - input'!$D18),\"\")","v":108.2066521723668},{"$f":"IFERROR(IF(OR(W33=\"\",'Historical scenario - input'!$D18=\"\"),\"\",W33/'Historical scenario - input'!$D18),\"\")","v":115.40812561203697}]
[{"$f":"IFERROR('Historical scenario - input'!A19,\"\")","v":2},{"$f":"IFERROR('Historical scenario - input'!B19,\"\")","v":"POLES"},{"$f":"IFERROR('Historical scenario - input'!C19,\"\")","v":"> 22 kv & < = 66 kv ; concrete"},{"$f":"IFERROR(repcalc('Historical scenario - input'!$CV19:$GH19,'Historical scenario - input'!$G19,'Historical scenario - input'!$E19,'Historical scenario - input'!$F19,20,TRUE,TRUE),\"\")","v":2.0115295795762442},2.6498739785261689,3.4672996258972288,4.5040545146713029,5.804886687404113,7.4176121529418477,9.3908501623961556,11.770878903023331,14.59766664824731,17.900261177321124,21.691860374785037,25.965019465982571,30.687551199565103,35.799719690158433,41.213295944715654,46.812921824452118,52.460021238437399,57.99922032701916,63.266925061235504,68.10139926411199,{"$f":"IFERROR(IF(OR(D34=\"\",'Historical scenario - input'!$D19=\"\"),\"\",D34/'Historical scenario - input'!$D19),\"\")","v":7.9005004349907093E-2},{"$f":"IFERROR(IF(OR(E34=\"\",'Historical scenario - input'!$D19=\"\"),\"\",E34/'Historical scenario - input'!$D19),\"\")","v":0.10407667246149503},{"$f":"IFERROR(IF(OR(F34=\"\",'Historical scenario - input'!$D19=\"\"),\"\",F34/'Historical scenario - input'!$D19),\"\")","v":0.13618195069453051},{"$f":"IFERROR(IF(OR(G34=\"\",'Historical scenario - input'!$D19=\"\"),\"\",G34/'Historical scenario - input'!$D19),\"\")","v":0.17690162259447761},{"$f":"IFERROR(IF(OR(H34=\"\",'Historical scenario - input'!$D19=\"\"),\"\",H34/'Historical scenario - input'!$D19),\"\")","v":0.2279932160310032},{"$f":"IFERROR(IF(OR(I34=\"\",'Historical scenario - input'!$D19=\"\"),\"\",I34/'Historical scenario - input'!$D19),\"\")","v":0.29133475657491908},{"$f":"IFERROR(IF(OR(J34=\"\",'Historical scenario - input'!$D19=\"\"),\"\",J34/'Historical scenario - input'!$D19),\"\")","v":0.36883581800757326},{"$f":"IFERROR(IF(OR(K34=\"\",'Historical scenario - input'!$D19=\"\"),\"\",K34/'Historical scenario - input'!$D19),\"\")","v":0.46231402629013096},{"$f":"IFERROR(IF(OR(L34=\"\",'Historical scenario - input'!$D19=\"\"),\"\",L34/'Historical scenario - input'!$D19),\"\")","v":0.57333917867925577},{"$f":"IFERROR(IF(OR(M34=\"\",'Historical scenario - input'!$D19=\"\"),\"\",M34/'Historical scenario - input'!$D19),\"\")","v":0.70305215818732869},{"$f":"IFERROR(IF(OR(N34=\"\",'Historical scenario - input'!$D19=\"\"),\"\",N34/'Historical scenario - input'!$D19),\"\")","v":0.85197132603364301},{"$f":"IFERROR(IF(OR(O34=\"\",'Historical scenario - input'!$D19=\"\"),\"\",O34/'Historical scenario - input'!$D19),\"\")","v":1.0198042806248584},{"$f":"IFERROR(IF(OR(P34=\"\",'Historical scenario - input'!$D19=\"\"),\"\",P34/'Historical scenario - input'!$D19),\"\")","v":1.2052868327794537},{"$f":"IFERROR(IF(OR(Q34=\"\",'Historical scenario - input'!$D19=\"\"),\"\",Q34/'Historical scenario - input'!$D19),\"\")","v":1.4060727908571213},{"$f":"IFERROR(IF(OR(R34=\"\",'Historical scenario - input'!$D19=\"\"),\"\",R34/'Historical scenario - input'!$D19),\"\")","v":1.6186968655326464},{"$f":"IFERROR(IF(OR(S34=\"\",'Historical scenario - input'!$D19=\"\"),\"\",S34/'Historical scenario - input'!$D19),\"\")","v":1.838628240879177},{"$f":"IFERROR(IF(OR(T34=\"\",'Historical scenario - input'!$D19=\"\"),\"\",T34/'Historical scenario - input'!$D19),\"\")","v":2.0604241907355307},{"$f":"IFERROR(IF(OR(U34=\"\",'Historical scenario - input'!$D19=\"\"),\"\",U34/'Historical scenario - input'!$D19),\"\")","v":2.2779822383684145},{"$f":"IFERROR(IF(OR(V34=\"\",'Historical scenario - input'!$D19=\"\"),\"\",V34/'Historical scenario - input'!$D19),\"\")","v":2.4848770509858165},{"$f":"IFERROR(IF(OR(W34=\"\",'Historical scenario - input'!$D19=\"\"),\"\",W34/'Historical scenario - input'!$D19),\"\")","v":2.6747562649460868}]
[{"$f":"IFERROR('Historical scenario - input'!A20,\"\")","v":2},{"$f":"IFERROR('Historical scenario - input'!B20,\"\")","v":"POLES"},{"$f":"IFERROR('Historical scenario - input'!C20,\"\")","v":"> 22 kv & < = 66 kv ; steel"},{"$f":"IFERROR(repcalc('Historical scenario - input'!$CV20:$GH20,'Historical scenario - input'!$G20,'Historical scenario - input'!$E20,'Historical scenario - input'!$F20,20,TRUE,TRUE),\"\")","v":1.3622859029746412E-3},2.1227039853813881E-3,3.2687884367495314E-3,4.9747792495040931E-3,7.4828007701562473E-3,1.1124281971536972E-2,1.6346005397346229E-2,2.3740938300867945E-2,3.408362836388118E-2,4.8369428430799416E-2,6.7856146086061012E-2,9.4105909272735724E-2,0.12902413757300943,0.17489157845146433,0.23438450811230052,0.31057753633500645,0.40692314453135819,0.5272022860136788,0.67544123641150677,0.85579151493840666,{"$f":"IFERROR(IF(OR(D35=\"\",'Historical scenario - input'!$D20=\"\"),\"\",D35/'Historical scenario - input'!$D20),\"\")","v":8.3037724941108524E-5},{"$f":"IFERROR(IF(OR(E35=\"\",'Historical scenario - input'!$D20=\"\"),\"\",E35/'Historical scenario - input'!$D20),\"\")","v":1.2938877902546694E-4},{"$f":"IFERROR(IF(OR(F35=\"\",'Historical scenario - input'!$D20=\"\"),\"\",F35/'Historical scenario - input'!$D20),\"\")","v":1.9924800991391923E-4},{"$f":"IFERROR(IF(OR(G35=\"\",'Historical scenario - input'!$D20=\"\"),\"\",G35/'Historical scenario - input'!$D20),\"\")","v":3.0323616361369987E-4},{"$f":"IFERROR(IF(OR(H35=\"\",'Historical scenario - input'!$D20=\"\"),\"\",H35/'Historical scenario - input'!$D20),\"\")","v":4.5611185639121742E-4},{"$f":"IFERROR(IF(OR(I35=\"\",'Historical scenario - input'!$D20=\"\"),\"\",I35/'Historical scenario - input'!$D20),\"\")","v":6.7807724098354325E-4},{"$f":"IFERROR(IF(OR(J35=\"\",'Historical scenario - input'!$D20=\"\"),\"\",J35/'Historical scenario - input'!$D20),\"\")","v":9.9636581213009747E-4},{"$f":"IFERROR(IF(OR(K35=\"\",'Historical scenario - input'!$D20=\"\"),\"\",K35/'Historical scenario - input'!$D20),\"\")","v":1.4471217093024549E-3},{"$f":"IFERROR(IF(OR(L35=\"\",'Historical scenario - input'!$D20=\"\"),\"\",L35/'Historical scenario - input'!$D20),\"\")","v":2.0775572520386086E-3},{"$f":"IFERROR(IF(OR(M35=\"\",'Historical scenario - input'!$D20=\"\"),\"\",M35/'Historical scenario - input'!$D20),\"\")","v":2.9483438717416745E-3},{"$f":"IFERROR(IF(OR(N35=\"\",'Historical scenario - input'!$D20=\"\"),\"\",N35/'Historical scenario - input'!$D20),\"\")","v":4.1361508490651245E-3},{"$f":"IFERROR(IF(OR(O35=\"\",'Historical scenario - input'!$D20=\"\"),\"\",O35/'Historical scenario - input'!$D20),\"\")","v":5.7361972200249706E-3},{"$f":"IFERROR(IF(OR(P35=\"\",'Historical scenario - input'!$D20=\"\"),\"\",P35/'Historical scenario - input'!$D20),\"\")","v":7.8646272586076517E-3},{"$f":"IFERROR(IF(OR(Q35=\"\",'Historical scenario - input'!$D20=\"\"),\"\",Q35/'Historical scenario - input'!$D20),\"\")","v":1.0660463236283915E-2},{"$f":"IFERROR(IF(OR(R35=\"\",'Historical scenario - input'!$D20=\"\"),\"\",R35/'Historical scenario - input'!$D20),\"\")","v":1.4286836759147267E-2},{"$f":"IFERROR(IF(OR(S35=\"\",'Historical scenario - input'!$D20=\"\"),\"\",S35/'Historical scenario - input'!$D20),\"\")","v":1.893115973582344E-2},{"$f":"IFERROR(IF(OR(T35=\"\",'Historical scenario - input'!$D20=\"\"),\"\",T35/'Historical scenario - input'!$D20),\"\")","v":2.4803877125927264E-2},{"$f":"IFERROR(IF(OR(U35=\"\",'Historical scenario - input'!$D20=\"\"),\"\",U35/'Historical scenario - input'!$D20),\"\")","v":3.2135455794364484E-2},{"$f":"IFERROR(IF(OR(V35=\"\",'Historical scenario - input'!$D20=\"\"),\"\",V35/'Historical scenario - input'!$D20),\"\")","v":4.1171316153643715E-2},{"$f":"IFERROR(IF(OR(W35=\"\",'Historical scenario - input'!$D20=\"\"),\"\",W35/'Historical scenario - input'!$D20),\"\")","v":5.2164512801034846E-2}]
[{"$f":"IFERROR('Historical scenario - input'!A21,\"\")","v":2},{"$f":"IFERROR('Historical scenario - input'!B21,\"\")","v":"POLES"},{"$f":"IFERROR('Historical scenario - input'!C21,\"\")","v":"> 22 kv & < = 66 kv ; wood"},{"$f":"IFERROR(repcalc('Historical scenario - input'!$CV21:$GH21,'Historical scenario - input'!$G21,'Historical scenario - input'!$E21,'Historical scenario - input'!$F21,20,TRUE,TRUE),\"\")","v":99.849426294030607},102.60163561675768,106.50776541612551,111.8256745811141,118.78549744998141,127.57589121476639,138.33043780347487,151.11486218487451,165.9158636513871,182.63246599532329,201.07084565797979,220.9435632434041,241.87397886649671,263.40636347453744,285.02183132151941,306.15973740530922,326.24365100278527,344.71049054354637,361.04095205199593,374.78904824562284,{"$f":"IFERROR(IF(OR(D36=\"\",'Historical scenario - input'!$D21=\"\"),\"\",D36/'Historical scenario - input'!$D21),\"\")","v":12.608875233619662},{"$f":"IFERROR(IF(OR(E36=\"\",'Historical scenario - input'!$D21=\"\"),\"\",E36/'Historical scenario - input'!$D21),\"\")","v":12.95642118611098},{"$f":"IFERROR(IF(OR(F36=\"\",'Historical scenario - input'!$D21=\"\"),\"\",F36/'Historical scenario - input'!$D21),\"\")","v":13.449682941481699},{"$f":"IFERROR(IF(OR(G36=\"\",'Historical scenario - input'!$D21=\"\"),\"\",G36/'Historical scenario - input'!$D21),\"\")","v":14.121222635336428},{"$f":"IFERROR(IF(OR(H36=\"\",'Historical scenario - input'!$D21=\"\"),\"\",H36/'Historical scenario - input'!$D21),\"\")","v":15.000101377646107},{"$f":"IFERROR(IF(OR(I36=\"\",'Historical scenario - input'!$D21=\"\"),\"\",I36/'Historical scenario - input'!$D21),\"\")","v":16.110142590183234},{"$f":"IFERROR(IF(OR(J36=\"\",'Historical scenario - input'!$D21=\"\"),\"\",J36/'Historical scenario - input'!$D21),\"\")","v":17.468214851228183},{"$f":"IFERROR(IF(OR(K36=\"\",'Historical scenario - input'!$D21=\"\"),\"\",K36/'Historical scenario - input'!$D21),\"\")","v":19.082617837220603},{"$f":"IFERROR(IF(OR(L36=\"\",'Historical scenario - input'!$D21=\"\"),\"\",L36/'Historical scenario - input'!$D21),\"\")","v":20.951671949502831},{"$f":"IFERROR(IF(OR(M36=\"\",'Historical scenario - input'!$D21=\"\"),\"\",M36/'Historical scenario - input'!$D21),\"\")","v":23.062626024131564},{"$f":"IFERROR(IF(OR(N36=\"\",'Historical scenario - input'!$D21=\"\"),\"\",N36/'Historical scenario - input'!$D21),\"\")","v":25.391004236260009},{"$f":"IFERROR(IF(OR(O36=\"\",'Historical scenario - input'!$D21=\"\"),\"\",O36/'Historical scenario - input'!$D21),\"\")","v":27.90050905654514},{"$f":"IFERROR(IF(OR(P36=\"\",'Historical scenario - input'!$D21=\"\"),\"\",P36/'Historical scenario - input'!$D21),\"\")","v":30.543578816427736},{"$f":"IFERROR(IF(OR(Q36=\"\",'Historical scenario - input'!$D21=\"\"),\"\",Q36/'Historical scenario - input'!$D21),\"\")","v":33.26266455464323},{"$f":"IFERROR(IF(OR(R36=\"\",'Historical scenario - input'!$D21=\"\"),\"\",R36/'Historical scenario - input'!$D21),\"\")","v":35.992241952477585},{"$f":"IFERROR(IF(OR(S36=\"\",'Historical scenario - input'!$D21=\"\"),\"\",S36/'Historical scenario - input'!$D21),\"\")","v":38.661513378490874},{"$f":"IFERROR(IF(OR(T36=\"\",'Historical scenario - input'!$D21=\"\"),\"\",T36/'Historical scenario - input'!$D21),\"\")","v":41.197687797837659},{"$f":"IFERROR(IF(OR(U36=\"\",'Historical scenario - input'!$D21=\"\"),\"\",U36/'Historical scenario - input'!$D21),\"\")","v":43.529659891929214},{"$f":"IFERROR(IF(OR(V36=\"\",'Historical scenario - input'!$D21=\"\"),\"\",V36/'Historical scenario - input'!$D21),\"\")","v":45.591852528480985},{"$f":"IFERROR(IF(OR(W36=\"\",'Historical scenario - input'!$D21=\"\"),\"\",W36/'Historical scenario - input'!$D21),\"\")","v":47.327946926207197}]
[{"$f":"IFERROR('Historical scenario - input'!A22,\"\")","v":2},{"$f":"IFERROR('Historical scenario - input'!B22,\"\")","v":"POLES"},{"$f":"IFERROR('Historical scenario - input'!C22,\"\")","v":"staking of a wooden pole"},{"$f":"IFERROR(repcalc('Historical scenario - input'!$CV22:$GH22,'Historical scenario - input'!$G22,'Historical scenario - input'!$E22,'Historical scenario - input'!$F22,20,TRUE,TRUE),\"\")","v":486.07176263602145},600.73001227681641,729.79742843700978,872.2917509222259,1026.7209391329093,1191.1760405385667,1363.4763356352271,1541.3605338557236,1722.7093893621504,1905.7753731516977,2089.3858141978508,2273.0796870825739,2457.1375202442982,2642.4707186511023,2830.3518861934226,3021.9910749802934,3217.9922609843502,3417.7559600468812,3618.9221915851176,3816.9660459583515,{"$f":"IFERROR(IF(OR(D37=\"\",'Historical scenario - input'!$D22=\"\"),\"\",D37/'Historical scenario - input'!$D22),\"\")","v":26.769384409082853},{"$f":"IFERROR(IF(OR(E37=\"\",'Historical scenario - input'!$D22=\"\"),\"\",E37/'Historical scenario - input'!$D22),\"\")","v":33.083947393901603},{"$f":"IFERROR(IF(OR(F37=\"\",'Historical scenario - input'!$D22=\"\"),\"\",F37/'Historical scenario - input'!$D22),\"\")","v":40.192065049496605},{"$f":"IFERROR(IF(OR(G37=\"\",'Historical scenario - input'!$D22=\"\"),\"\",G37/'Historical scenario - input'!$D22),\"\")","v":48.039641452684876},{"$f":"IFERROR(IF(OR(H37=\"\",'Historical scenario - input'!$D22=\"\"),\"\",H37/'Historical scenario - input'!$D22),\"\")","v":56.544505592036202},{"$f":"IFERROR(IF(OR(I37=\"\",'Historical scenario - input'!$D22=\"\"),\"\",I37/'Historical scenario - input'!$D22),\"\")","v":65.601525904609474},{"$f":"IFERROR(IF(OR(J37=\"\",'Historical scenario - input'!$D22=\"\"),\"\",J37/'Historical scenario - input'!$D22),\"\")","v":75.090603830526234},{"$f":"IFERROR(IF(OR(K37=\"\",'Historical scenario - input'!$D22=\"\"),\"\",K37/'Historical scenario - input'!$D22),\"\")","v":84.887203527332147},{"$f":"IFERROR(IF(OR(L37=\"\",'Historical scenario - input'!$D22=\"\"),\"\",L37/'Historical scenario - input'!$D22),\"\")","v":94.874611968570818},{"$f":"IFERROR(IF(OR(M37=\"\",'Historical scenario - input'!$D22=\"\"),\"\",M37/'Historical scenario - input'!$D22),\"\")","v":104.95658765403959},{"$f":"IFERROR(IF(OR(N37=\"\",'Historical scenario - input'!$D22=\"\"),\"\",N37/'Historical scenario - input'!$D22),\"\")","v":115.06854818272855},{"$f":"IFERROR(IF(OR(O37=\"\",'Historical scenario - input'!$D22=\"\"),\"\",O37/'Historical scenario - input'!$D22),\"\")","v":125.18510354520609},{"$f":"IFERROR(IF(OR(P37=\"\",'Historical scenario - input'!$D22=\"\"),\"\",P37/'Historical scenario - input'!$D22),\"\")","v":135.32170325774391},{"$f":"IFERROR(IF(OR(Q37=\"\",'Historical scenario - input'!$D22=\"\"),\"\",Q37/'Historical scenario - input'!$D22),\"\")","v":145.52854104031971},{"$f":"IFERROR(IF(OR(R37=\"\",'Historical scenario - input'!$D22=\"\"),\"\",R37/'Historical scenario - input'!$D22),\"\")","v":155.87570288714727},{"$f":"IFERROR(IF(OR(S37=\"\",'Historical scenario - input'!$D22=\"\"),\"\",S37/'Historical scenario - input'!$D22),\"\")","v":166.42982988407391},{"$f":"IFERROR(IF(OR(T37=\"\",'Historical scenario - input'!$D22=\"\"),\"\",T37/'Historical scenario - input'!$D22),\"\")","v":177.22418474296262},{"$f":"IFERROR(IF(OR(U37=\"\",'Historical scenario - input'!$D22=\"\"),\"\",U37/'Historical scenario - input'!$D22),\"\")","v":188.22575212919563},{"$f":"IFERROR(IF(OR(V37=\"\",'Historical scenario - input'!$D22=\"\"),\"\",V37/'Historical scenario - input'!$D22),\"\")","v":199.30456105438321},{"$f":"IFERROR(IF(OR(W37=\"\",'Historical scenario - input'!$D22=\"\"),\"\",W37/'Historical scenario - input'!$D22),\"\")","v":210.21141159600452}]
[{"$f":"IFERROR('Historical scenario - input'!A23,\"\")","v":4},{"$f":"IFERROR('Historical scenario - input'!B23,\"\")","v":"SWITCHGEAR"},{"$f":"IFERROR('Historical scenario - input'!C23,\"\")","v":"˂ = 11 kv ; circuit breaker"},{"$f":"IFERROR(repcalc('Historical scenario - input'!$CV23:$GH23,'Historical scenario - input'!$G23,'Historical scenario - input'!$E23,'Historical scenario - input'!$F23,20,TRUE,TRUE),\"\")","v":67.838500231990579},80.755063241687807,95.386186090908424,111.83345517426865,130.19503320464096,150.56973016060707,173.06299902604266,197.79482796584821,224.90933710595573,254.58571286386811,287.04993843736361,322.58661862416301,361.55006258896469,404.37368920994993,451.57676285426732,503.76745627016811,561.64127250396791,625.9739386142827,697.60800973356288,777.43259346094317,{"$f":"IFERROR(IF(OR(D38=\"\",'Historical scenario - input'!$D23=\"\"),\"\",D38/'Historical scenario - input'!$D23),\"\")","v":0.40453059771475047},{"$f":"IFERROR(IF(OR(E38=\"\",'Historical scenario - input'!$D23=\"\"),\"\",E38/'Historical scenario - input'!$D23),\"\")","v":0.48155389476383587},{"$f":"IFERROR(IF(OR(F38=\"\",'Historical scenario - input'!$D23=\"\"),\"\",F38/'Historical scenario - input'!$D23),\"\")","v":0.56880135529425102},{"$f":"IFERROR(IF(OR(G38=\"\",'Historical scenario - input'!$D23=\"\"),\"\",G38/'Historical scenario - input'!$D23),\"\")","v":0.66687875338403801},{"$f":"IFERROR(IF(OR(H38=\"\",'Historical scenario - input'!$D23=\"\"),\"\",H38/'Historical scenario - input'!$D23),\"\")","v":0.77637144721145568},{"$f":"IFERROR(IF(OR(I38=\"\",'Historical scenario - input'!$D23=\"\"),\"\",I38/'Historical scenario - input'!$D23),\"\")","v":0.89786865469198174},{"$f":"IFERROR(IF(OR(J38=\"\",'Historical scenario - input'!$D23=\"\"),\"\",J38/'Historical scenario - input'!$D23),\"\")","v":1.0319992069237709},{"$f":"IFERROR(IF(OR(K38=\"\",'Historical scenario - input'!$D23=\"\"),\"\",K38/'Historical scenario - input'!$D23),\"\")","v":1.1794786103508021},{"$f":"IFERROR(IF(OR(L38=\"\",'Historical scenario - input'!$D23=\"\"),\"\",L38/'Historical scenario - input'!$D23),\"\")","v":1.3411662737230723},{"$f":"IFERROR(IF(OR(M38=\"\",'Historical scenario - input'!$D23=\"\"),\"\",M38/'Historical scenario - input'!$D23),\"\")","v":1.5181307110603033},{"$f":"IFERROR(IF(OR(N38=\"\",'Historical scenario - input'!$D23=\"\"),\"\",N38/'Historical scenario - input'!$D23),\"\")","v":1.7117194922197017},{"$f":"IFERROR(IF(OR(O38=\"\",'Historical scenario - input'!$D23=\"\"),\"\",O38/'Historical scenario - input'!$D23),\"\")","v":1.9236297559726254},{"$f":"IFERROR(IF(OR(P38=\"\",'Historical scenario - input'!$D23=\"\"),\"\",P38/'Historical scenario - input'!$D23),\"\")","v":2.1559742981161674},{"$f":"IFERROR(IF(OR(Q38=\"\",'Historical scenario - input'!$D23=\"\"),\"\",Q38/'Historical scenario - input'!$D23),\"\")","v":2.4113376568882297},{"$f":"IFERROR(IF(OR(R38=\"\",'Historical scenario - input'!$D23=\"\"),\"\",R38/'Historical scenario - input'!$D23),\"\")","v":2.6928162793520034},{"$f":"IFERROR(IF(OR(S38=\"\",'Historical scenario - input'!$D23=\"\"),\"\",S38/'Historical scenario - input'!$D23),\"\")","v":3.0040367858561483},{"$f":"IFERROR(IF(OR(T38=\"\",'Historical scenario - input'!$D23=\"\"),\"\",T38/'Historical scenario - input'!$D23),\"\")","v":3.3491465597018322},{"$f":"IFERROR(IF(OR(U38=\"\",'Historical scenario - input'!$D23=\"\"),\"\",U38/'Historical scenario - input'!$D23),\"\")","v":3.732771371352912},{"$f":"IFERROR(IF(OR(V38=\"\",'Historical scenario - input'!$D23=\"\"),\"\",V38/'Historical scenario - input'!$D23),\"\")","v":4.1599354965550512},{"$f":"IFERROR(IF(OR(W38=\"\",'Historical scenario - input'!$D23=\"\"),\"\",W38/'Historical scenario - input'!$D23),\"\")","v":4.6359408100148052}]
[{"$f":"IFERROR('Historical scenario - input'!A24,\"\")","v":4},{"$f":"IFERROR('Historical scenario - input'!B24,\"\")","v":"SWITCHGEAR"},{"$f":"IFERROR('Historical scenario - input'!C24,\"\")","v":"˂ = 11 kv ; switch"},{"$f":"IFERROR(repcalc('Historical scenario - input'!$CV24:$GH24,'Historical scenario - input'!$G24,'Historical scenario - input'!$E24,'Historical scenario - input'!$F24,20,TRUE,TRUE),\"\")","v":1331.0195647576261},1362.7804925163871,1394.2946346802564,1427.3278773494576,1463.8632837360874,1506.0572526075268,1556.1907994452481,1616.6168250835151,1689.703782756319,1777.7756766943771,1883.0479095594387,2007.5582363351136,2153.0920718096554,2321.1017162427224,2512.6197583632129,2728.1679903817394,2967.6645717740557,3230.333787369073,3514.6243775952221,3818.1438413256592,{"$f":"IFERROR(IF(OR(D39=\"\",'Historical scenario - input'!$D24=\"\"),\"\",D39/'Historical scenario - input'!$D24),\"\")","v":42.61000788941584},{"$f":"IFERROR(IF(OR(E39=\"\",'Historical scenario - input'!$D24=\"\"),\"\",E39/'Historical scenario - input'!$D24),\"\")","v":43.626772344431501},{"$f":"IFERROR(IF(OR(F39=\"\",'Historical scenario - input'!$D24=\"\"),\"\",F39/'Historical scenario - input'!$D24),\"\")","v":44.63563643763149},{"$f":"IFERROR(IF(OR(G39=\"\",'Historical scenario - input'!$D24=\"\"),\"\",G39/'Historical scenario - input'!$D24),\"\")","v":45.693131584972889},{"$f":"IFERROR(IF(OR(H39=\"\",'Historical scenario - input'!$D24=\"\"),\"\",H39/'Historical scenario - input'!$D24),\"\")","v":46.862741706113965},{"$f":"IFERROR(IF(OR(I39=\"\",'Historical scenario - input'!$D24=\"\"),\"\",I39/'Historical scenario - input'!$D24),\"\")","v":48.213499722075355},{"$f":"IFERROR(IF(OR(J39=\"\",'Historical scenario - input'!$D24=\"\"),\"\",J39/'Historical scenario - input'!$D24),\"\")","v":49.818427916101335},{"$f":"IFERROR(IF(OR(K39=\"\",'Historical scenario - input'!$D24=\"\"),\"\",K39/'Historical scenario - input'!$D24),\"\")","v":51.752849841478103},{"$f":"IFERROR(IF(OR(L39=\"\",'Historical scenario - input'!$D24=\"\"),\"\",L39/'Historical scenario - input'!$D24),\"\")","v":54.092586931382314},{"$f":"IFERROR(IF(OR(M39=\"\",'Historical scenario - input'!$D24=\"\"),\"\",M39/'Historical scenario - input'!$D24),\"\")","v":56.912037670425221},{"$f":"IFERROR(IF(OR(N39=\"\",'Historical scenario - input'!$D24=\"\"),\"\",N39/'Historical scenario - input'!$D24),\"\")","v":60.282123874780538},{"$f":"IFERROR(IF(OR(O39=\"\",'Historical scenario - input'!$D24=\"\"),\"\",O39/'Historical scenario - input'!$D24),\"\")","v":64.268080315016135},{"$f":"IFERROR(IF(OR(P39=\"\",'Historical scenario - input'!$D24=\"\"),\"\",P39/'Historical scenario - input'!$D24),\"\")","v":68.927063580131701},{"$f":"IFERROR(IF(OR(Q39=\"\",'Historical scenario - input'!$D24=\"\"),\"\",Q39/'Historical scenario - input'!$D24),\"\")","v":74.305566244061012},{"$f":"IFERROR(IF(OR(R39=\"\",'Historical scenario - input'!$D24=\"\"),\"\",R39/'Historical scenario - input'!$D24),\"\")","v":80.436644630730399},{"$f":"IFERROR(IF(OR(S39=\"\",'Historical scenario - input'!$D24=\"\"),\"\",S39/'Historical scenario - input'!$D24),\"\")","v":87.337002904976742},{"$f":"IFERROR(IF(OR(T39=\"\",'Historical scenario - input'!$D24=\"\"),\"\",T39/'Historical scenario - input'!$D24),\"\")","v":95.004021101266758},{"$f":"IFERROR(IF(OR(U39=\"\",'Historical scenario - input'!$D24=\"\"),\"\",U39/'Historical scenario - input'!$D24),\"\")","v":103.41286620404212},{"$f":"IFERROR(IF(OR(V39=\"\",'Historical scenario - input'!$D24=\"\"),\"\",V39/'Historical scenario - input'!$D24),\"\")","v":112.51387764907579},{"$f":"IFERROR(IF(OR(W39=\"\",'Historical scenario - input'!$D24=\"\"),\"\",W39/'Historical scenario - input'!$D24),\"\")","v":122.23046415657782}]
[{"$f":"IFERROR('Historical scenario - input'!A25,\"\")","v":4},{"$f":"IFERROR('Historical scenario - input'!B25,\"\")","v":"SWITCHGEAR"},{"$f":"IFERROR('Historical scenario - input'!C25,\"\")","v":"> 11 kv & < = 22 kv ; circuit breaker"},{"$f":"IFERROR(repcalc('Historical scenario - input'!$CV25:$GH25,'Historical scenario - input'!$G25,'Historical scenario - input'!$E25,'Historical scenario - input'!$F25,20,TRUE,TRUE),\"\")","v":723.84099378936673},634.31281934514368,547.87820750346361,466.73980099361756,392.49320284668477,326.12685877579582,268.07008315986411,218.27639039724116,176.32770068127951,141.54545046168991,113.09671602720458,90.086558133528285,71.631288472675379,56.910691693492232,45.200002556994797,35.884406801985094,28.45994773454446,22.525057710747703,17.766664009683684,13.944151576363657,{"$f":"IFERROR(IF(OR(D40=\"\",'Historical scenario - input'!$D25=\"\"),\"\",D40/'Historical scenario - input'!$D25),\"\")","v":5.060311315133859},{"$f":"IFERROR(IF(OR(E40=\"\",'Historical scenario - input'!$D25=\"\"),\"\",E40/'Historical scenario - input'!$D25),\"\")","v":4.4344274013316349},{"$f":"IFERROR(IF(OR(F40=\"\",'Historical scenario - input'!$D25=\"\"),\"\",F40/'Historical scenario - input'!$D25),\"\")","v":3.8301703226714383},{"$f":"IFERROR(IF(OR(G40=\"\",'Historical scenario - input'!$D25=\"\"),\"\",G40/'Historical scenario - input'!$D25),\"\")","v":3.2629385686307399},{"$f":"IFERROR(IF(OR(H40=\"\",'Historical scenario - input'!$D25=\"\"),\"\",H40/'Historical scenario - input'!$D25),\"\")","v":2.7438868653744164},{"$f":"IFERROR(IF(OR(I40=\"\",'Historical scenario - input'!$D25=\"\"),\"\",I40/'Historical scenario - input'!$D25),\"\")","v":2.2799253534850914},{"$f":"IFERROR(IF(OR(J40=\"\",'Historical scenario - input'!$D25=\"\"),\"\",J40/'Historical scenario - input'!$D25),\"\")","v":1.8740553335633174},{"$f":"IFERROR(IF(OR(K40=\"\",'Historical scenario - input'!$D25=\"\"),\"\",K40/'Historical scenario - input'!$D25),\"\")","v":1.5259518286900884},{"$f":"IFERROR(IF(OR(L40=\"\",'Historical scenario - input'!$D25=\"\"),\"\",L40/'Historical scenario - input'!$D25),\"\")","v":1.2326920782116699},{"$f":"IFERROR(IF(OR(M40=\"\",'Historical scenario - input'!$D25=\"\"),\"\",M40/'Historical scenario - input'!$D25),\"\")","v":0.98953230160025585},{"$f":"IFERROR(IF(OR(N40=\"\",'Historical scenario - input'!$D25=\"\"),\"\",N40/'Historical scenario - input'!$D25),\"\")","v":0.79064959946642821},{"$f":"IFERROR(IF(OR(O40=\"\",'Historical scenario - input'!$D25=\"\"),\"\",O40/'Historical scenario - input'!$D25),\"\")","v":0.62978752706179497},{"$f":"IFERROR(IF(OR(P40=\"\",'Historical scenario - input'!$D25=\"\"),\"\",P40/'Historical scenario - input'!$D25),\"\")","v":0.50076829398443168},{"$f":"IFERROR(IF(OR(Q40=\"\",'Historical scenario - input'!$D25=\"\"),\"\",Q40/'Historical scenario - input'!$D25),\"\")","v":0.39785784391823953},{"$f":"IFERROR(IF(OR(R40=\"\",'Historical scenario - input'!$D25=\"\"),\"\",R40/'Historical scenario - input'!$D25),\"\")","v":0.31598940422790978},{"$f":"IFERROR(IF(OR(S40=\"\",'Historical scenario - input'!$D25=\"\"),\"\",S40/'Historical scenario - input'!$D25),\"\")","v":0.2508648602869708},{"$f":"IFERROR(IF(OR(T40=\"\",'Historical scenario - input'!$D25=\"\"),\"\",T40/'Historical scenario - input'!$D25),\"\")","v":0.19896109336844411},{"$f":"IFERROR(IF(OR(U40=\"\",'Historical scenario - input'!$D25=\"\"),\"\",U40/'Historical scenario - input'!$D25),\"\")","v":0.15747077795501088},{"$f":"IFERROR(IF(OR(V40=\"\",'Historical scenario - input'!$D25=\"\"),\"\",V40/'Historical scenario - input'!$D25),\"\")","v":0.12420524906958447},{"$f":"IFERROR(IF(OR(W40=\"\",'Historical scenario - input'!$D25=\"\"),\"\",W40/'Historical scenario - input'!$D25),\"\")","v":9.7482387164089912E-2}]
[{"$f":"IFERROR('Historical scenario - input'!A26,\"\")","v":4},{"$f":"IFERROR('Historical scenario - input'!B26,\"\")","v":"SWITCHGEAR"},{"$f":"IFERROR('Historical scenario - input'!C26,\"\")","v":"> 11 kv & < = 22 kv ; switch"},{"$f":"IFERROR(repcalc('Historical scenario - input'!$CV26:$GH26,'Historical scenario - input'!$G26,'Historical scenario - input'!$E26,'Historical scenario - input'!$F26,20,TRUE,TRUE),\"\")","v":27.020157651652976},13.693861993059267,13.188077904062215,17.694590768502618,25.07937746122537,34.803753130662408,46.609748972770383,60.088014426382259,74.544925967036079,89.004407270297122,102.30002621752313,113.23352987730675,120.76737474366651,124.20766401646533,123.33214652263463,118.4295897260092,110.23974368553492,99.80993891644502,88.306199313617668,76.826319003033547,{"$f":"IFERROR(IF(OR(D41=\"\",'Historical scenario - input'!$D26=\"\"),\"\",D41/'Historical scenario - input'!$D26),\"\")","v":0.86499790175499491},{"$f":"IFERROR(IF(OR(E41=\"\",'Historical scenario - input'!$D26=\"\"),\"\",E41/'Historical scenario - input'!$D26),\"\")","v":0.43838241225783903},{"$f":"IFERROR(IF(OR(F41=\"\",'Historical scenario - input'!$D26=\"\"),\"\",F41/'Historical scenario - input'!$D26),\"\")","v":0.42219071636309846},{"$f":"IFERROR(IF(OR(G41=\"\",'Historical scenario - input'!$D26=\"\"),\"\",G41/'Historical scenario - input'!$D26),\"\")","v":0.56645797868731995},{"$f":"IFERROR(IF(OR(H41=\"\",'Historical scenario - input'!$D26=\"\"),\"\",H41/'Historical scenario - input'!$D26),\"\")","v":0.80286759096515981},{"$f":"IFERROR(IF(OR(I41=\"\",'Historical scenario - input'!$D26=\"\"),\"\",I41/'Historical scenario - input'!$D26),\"\")","v":1.1141746032477391},{"$f":"IFERROR(IF(OR(J41=\"\",'Historical scenario - input'!$D26=\"\"),\"\",J41/'Historical scenario - input'!$D26),\"\")","v":1.4921206449847257},{"$f":"IFERROR(IF(OR(K41=\"\",'Historical scenario - input'!$D26=\"\"),\"\",K41/'Historical scenario - input'!$D26),\"\")","v":1.9236011524997467},{"$f":"IFERROR(IF(OR(L41=\"\",'Historical scenario - input'!$D26=\"\"),\"\",L41/'Historical scenario - input'!$D26),\"\")","v":2.3864111149633858},{"$f":"IFERROR(IF(OR(M41=\"\",'Historical scenario - input'!$D26=\"\"),\"\",M41/'Historical scenario - input'!$D26),\"\")","v":2.8493033433890491},{"$f":"IFERROR(IF(OR(N41=\"\",'Historical scenario - input'!$D26=\"\"),\"\",N41/'Historical scenario - input'!$D26),\"\")","v":3.2749367775145117},{"$f":"IFERROR(IF(OR(O41=\"\",'Historical scenario - input'!$D26=\"\"),\"\",O41/'Historical scenario - input'!$D26),\"\")","v":3.6249516755202906},{"$f":"IFERROR(IF(OR(P41=\"\",'Historical scenario - input'!$D26=\"\"),\"\",P41/'Historical scenario - input'!$D26),\"\")","v":3.8661330959088636},{"$f":"IFERROR(IF(OR(Q41=\"\",'Historical scenario - input'!$D26=\"\"),\"\",Q41/'Historical scenario - input'!$D26),\"\")","v":3.9762672794604961},{"$f":"IFERROR(IF(OR(R41=\"\",'Historical scenario - input'!$D26=\"\"),\"\",R41/'Historical scenario - input'!$D26),\"\")","v":3.9482392862534685},{"$f":"IFERROR(IF(OR(S41=\"\",'Historical scenario - input'!$D26=\"\"),\"\",S41/'Historical scenario - input'!$D26),\"\")","v":3.7912934461518932},{"$f":"IFERROR(IF(OR(T41=\"\",'Historical scenario - input'!$D26=\"\"),\"\",T41/'Historical scenario - input'!$D26),\"\")","v":3.5291114214562183},{"$f":"IFERROR(IF(OR(U41=\"\",'Historical scenario - input'!$D26=\"\"),\"\",U41/'Historical scenario - input'!$D26),\"\")","v":3.1952214657688174},{"$f":"IFERROR(IF(OR(V41=\"\",'Historical scenario - input'!$D26=\"\"),\"\",V41/'Historical scenario - input'!$D26),\"\")","v":2.8269515708604596},{"$f":"IFERROR(IF(OR(W41=\"\",'Historical scenario - input'!$D26=\"\"),\"\",W41/'Historical scenario - input'!$D26),\"\")","v":2.4594454848829685}]
[{"$f":"IFERROR('Historical scenario - input'!A27,\"\")","v":4},{"$f":"IFERROR('Historical scenario - input'!B27,\"\")","v":"SWITCHGEAR"},{"$f":"IFERROR('Historical scenario - input'!C27,\"\")","v":"> 33 kv & < = 66 kv ; circuit breaker"},{"$f":"IFERROR(repcalc('Historical scenario - input'!$CV27:$GH27,'Historical scenario - input'!$G27,'Historical scenario - input'!$E27,'Historical scenario - input'!$F27,20,TRUE,TRUE),\"\")","v":169.96254939145518},178.79830148690741,185.63045738956384,190.17028487002648,192.20999552008431,191.63959559523786,188.45786827940782,182.7760899914347,174.81374195786131,164.88627823059343,153.38584918993121,140.75663999145436,127.46705933755001,113.98132573265075,100.73300760182647,88.102788764890278,76.402203532692326,65.864399677383105,56.642241435823244,48.813354568877983,{"$f":"IFERROR(IF(OR(D42=\"\",'Historical scenario - input'!$D27=\"\"),\"\",D42/'Historical scenario - input'!$D27),\"\")","v":1.1881938425897598},{"$f":"IFERROR(IF(OR(E42=\"\",'Historical scenario - input'!$D27=\"\"),\"\",E42/'Historical scenario - input'!$D27),\"\")","v":1.2499638399924564},{"$f":"IFERROR(IF(OR(F42=\"\",'Historical scenario - input'!$D27=\"\"),\"\",F42/'Historical scenario - input'!$D27),\"\")","v":1.2977268654602174},{"$f":"IFERROR(IF(OR(G42=\"\",'Historical scenario - input'!$D27=\"\"),\"\",G42/'Historical scenario - input'!$D27),\"\")","v":1.3294644163384504},{"$f":"IFERROR(IF(OR(H42=\"\",'Historical scenario - input'!$D27=\"\"),\"\",H42/'Historical scenario - input'!$D27),\"\")","v":1.3437238613970293},{"$f":"IFERROR(IF(OR(I42=\"\",'Historical scenario - input'!$D27=\"\"),\"\",I42/'Historical scenario - input'!$D27),\"\")","v":1.339736243648632},{"$f":"IFERROR(IF(OR(J42=\"\",'Historical scenario - input'!$D27=\"\"),\"\",J42/'Historical scenario - input'!$D27),\"\")","v":1.3174930564347143},{"$f":"IFERROR(IF(OR(K42=\"\",'Historical scenario - input'!$D27=\"\"),\"\",K42/'Historical scenario - input'!$D27),\"\")","v":1.2777722238106934},{"$f":"IFERROR(IF(OR(L42=\"\",'Historical scenario - input'!$D27=\"\"),\"\",L42/'Historical scenario - input'!$D27),\"\")","v":1.2221081205130984},{"$f":"IFERROR(IF(OR(M42=\"\",'Historical scenario - input'!$D27=\"\"),\"\",M42/'Historical scenario - input'!$D27),\"\")","v":1.1527060592030796},{"$f":"IFERROR(IF(OR(N42=\"\",'Historical scenario - input'!$D27=\"\"),\"\",N42/'Historical scenario - input'!$D27),\"\")","v":1.0723075301025133},{"$f":"IFERROR(IF(OR(O42=\"\",'Historical scenario - input'!$D27=\"\"),\"\",O42/'Historical scenario - input'!$D27),\"\")","v":0.98401779415693946},{"$f":"IFERROR(IF(OR(P42=\"\",'Historical scenario - input'!$D27=\"\"),\"\",P42/'Historical scenario - input'!$D27),\"\")","v":0.89111145708382056},{"$f":"IFERROR(IF(OR(Q42=\"\",'Historical scenario - input'!$D27=\"\"),\"\",Q42/'Historical scenario - input'!$D27),\"\")","v":0.7968338312802582},{"$f":"IFERROR(IF(OR(R42=\"\",'Historical scenario - input'!$D27=\"\"),\"\",R42/'Historical scenario - input'!$D27),\"\")","v":0.70421595702456008},{"$f":"IFERROR(IF(OR(S42=\"\",'Historical scenario - input'!$D27=\"\"),\"\",S42/'Historical scenario - input'!$D27),\"\")","v":0.61591916278170278},{"$f":"IFERROR(IF(OR(T42=\"\",'Historical scenario - input'!$D27=\"\"),\"\",T42/'Historical scenario - input'!$D27),\"\")","v":0.53412135863383658},{"$f":"IFERROR(IF(OR(U42=\"\",'Historical scenario - input'!$D27=\"\"),\"\",U42/'Historical scenario - input'!$D27),\"\")","v":0.4604524609847494},{"$f":"IFERROR(IF(OR(V42=\"\",'Historical scenario - input'!$D27=\"\"),\"\",V42/'Historical scenario - input'!$D27),\"\")","v":0.39598113081675929},{"$f":"IFERROR(IF(OR(W42=\"\",'Historical scenario - input'!$D27=\"\"),\"\",W42/'Historical scenario - input'!$D27),\"\")","v":0.34125004327457714}]
[{"$f":"IFERROR('Historical scenario - input'!A28,\"\")","v":4},{"$f":"IFERROR('Historical scenario - input'!B28,\"\")","v":"SWITCHGEAR"},{"$f":"IFERROR('Historical scenario - input'!C28,\"\")","v":"> 33 kv & < = 66 kv ; switch"},{"$f":"IFERROR(repcalc('Historical scenario - input'!$CV28:$GH28,'Historical scenario - input'!$G28,'Historical scenario - input'!$E28,'Historical scenario - input'!$F28,20,TRUE,TRUE),\"\")","v":8.0403070495003847E-3},1.1295343129466364E-2,1.5684347872066486E-2,2.1526598326643685E-2,2.9203055763151006E-2,3.9158645443479502E-2,5.1901105138542528E-2,6.7995311251510773E-2,8.8052049126995005E-2,0.11271038435640614,0.14261313579609805,0.1783754560160975,0.22054717912410315,0.2695703639654114,0.32573428184417569,0.38913088768868348,0.45961446958629032,0.53676958353782112,0.61989144369115801,0.70798257077027849,{"$f":"IFERROR(IF(OR(D43=\"\",'Historical scenario - input'!$D28=\"\"),\"\",D43/'Historical scenario - input'!$D28),\"\")","v":2.5739482415115589E-4},{"$f":"IFERROR(IF(OR(E43=\"\",'Historical scenario - input'!$D28=\"\"),\"\",E43/'Historical scenario - input'!$D28),\"\")","v":3.6159848630614442E-4},{"$f":"IFERROR(IF(OR(F43=\"\",'Historical scenario - input'!$D28=\"\"),\"\",F43/'Historical scenario - input'!$D28),\"\")","v":5.0210395419002913E-4},{"$f":"IFERROR(IF(OR(G43=\"\",'Historical scenario - input'!$D28=\"\"),\"\",G43/'Historical scenario - input'!$D28),\"\")","v":6.891322628286091E-4},{"$f":"IFERROR(IF(OR(H43=\"\",'Historical scenario - input'!$D28=\"\"),\"\",H43/'Historical scenario - input'!$D28),\"\")","v":9.3487914784295858E-4},{"$f":"IFERROR(IF(OR(I43=\"\",'Historical scenario - input'!$D28=\"\"),\"\",I43/'Historical scenario - input'!$D28),\"\")","v":1.2535880279035089E-3},{"$f":"IFERROR(IF(OR(J43=\"\",'Historical scenario - input'!$D28=\"\"),\"\",J43/'Historical scenario - input'!$D28),\"\")","v":1.6615131422395024E-3},{"$f":"IFERROR(IF(OR(K43=\"\",'Historical scenario - input'!$D28=\"\"),\"\",K43/'Historical scenario - input'!$D28),\"\")","v":2.1767379124872175E-3},{"$f":"IFERROR(IF(OR(L43=\"\",'Historical scenario - input'!$D28=\"\"),\"\",L43/'Historical scenario - input'!$D28),\"\")","v":2.8188154459350082E-3},{"$f":"IFERROR(IF(OR(M43=\"\",'Historical scenario - input'!$D28=\"\"),\"\",M43/'Historical scenario - input'!$D28),\"\")","v":3.6082041870812709E-3},{"$f":"IFERROR(IF(OR(N43=\"\",'Historical scenario - input'!$D28=\"\"),\"\",N43/'Historical scenario - input'!$D28),\"\")","v":4.5654827339165552E-3},{"$f":"IFERROR(IF(OR(O43=\"\",'Historical scenario - input'!$D28=\"\"),\"\",O43/'Historical scenario - input'!$D28),\"\")","v":5.7103440019742316E-3},{"$f":"IFERROR(IF(OR(P43=\"\",'Historical scenario - input'!$D28=\"\"),\"\",P43/'Historical scenario - input'!$D28),\"\")","v":7.0603898629977672E-3},{"$f":"IFERROR(IF(OR(Q43=\"\",'Historical scenario - input'!$D28=\"\"),\"\",Q43/'Historical scenario - input'!$D28),\"\")","v":8.6297719728939595E-3},{"$f":"IFERROR(IF(OR(R43=\"\",'Historical scenario - input'!$D28=\"\"),\"\",R43/'Historical scenario - input'!$D28),\"\")","v":1.0427750790996783E-2},{"$f":"IFERROR(IF(OR(S43=\"\",'Historical scenario - input'!$D28=\"\"),\"\",S43/'Historical scenario - input'!$D28),\"\")","v":1.2457270075853099E-2},{"$f":"IFERROR(IF(OR(T43=\"\",'Historical scenario - input'!$D28=\"\"),\"\",T43/'Historical scenario - input'!$D28),\"\")","v":1.4713665143402844E-2},{"$f":"IFERROR(IF(OR(U43=\"\",'Historical scenario - input'!$D28=\"\"),\"\",U43/'Historical scenario - input'!$D28),\"\")","v":1.7183636360379027E-2},{"$f":"IFERROR(IF(OR(V43=\"\",'Historical scenario - input'!$D28=\"\"),\"\",V43/'Historical scenario - input'!$D28),\"\")","v":1.9844621375698139E-2},{"$f":"IFERROR(IF(OR(W43=\"\",'Historical scenario - input'!$D28=\"\"),\"\",W43/'Historical scenario - input'!$D28),\"\")","v":2.2664687826421098E-2}]
[{"$f":"IFERROR('Historical scenario - input'!A29,\"\")","v":0},{"$f":"IFERROR('Historical scenario - input'!B29,\"\")","v":"TRANSFORMERS"},{"$f":"IFERROR('Historical scenario - input'!C29,\"\")","v":"ground outdoor / indoor chamber mounted ; ˂ 22 kv ; < = 60 kva ; multiple phase"},{"$f":"IFERROR(repcalc('Historical scenario - input'!$CV29:$GH29,'Historical scenario - input'!$G29,'Historical scenario - input'!$E29,'Historical scenario - input'!$F29,20,TRUE,TRUE),\"\")","v":""},"","","","","","","","","","","","","","","","","","","",{"$f":"IFERROR(IF(OR(D44=\"\",'Historical scenario - input'!$D29=\"\"),\"\",D44/'Historical scenario - input'!$D29),\"\")","v":""},{"$f":"IFERROR(IF(OR(E44=\"\",'Historical scenario - input'!$D29=\"\"),\"\",E44/'Historical scenario - input'!$D29),\"\")","v":""},{"$f":"IFERROR(IF(OR(F44=\"\",'Historical scenario - input'!$D29=\"\"),\"\",F44/'Historical scenario - input'!$D29),\"\")","v":""},{"$f":"IFERROR(IF(OR(G44=\"\",'Historical scenario - input'!$D29=\"\"),\"\",G44/'Historical scenario - input'!$D29),\"\")","v":""},{"$f":"IFERROR(IF(OR(H44=\"\",'Historical scenario - input'!$D29=\"\"),\"\",H44/'Historical scenario - input'!$D29),\"\")","v":""},{"$f":"IFERROR(IF(OR(I44=\"\",'Historical scenario - input'!$D29=\"\"),\"\",I44/'Historical scenario - input'!$D29),\"\")","v":""},{"$f":"IFERROR(IF(OR(J44=\"\",'Historical scenario - input'!$D29=\"\"),\"\",J44/'Historical scenario - input'!$D29),\"\")","v":""},{"$f":"IFERROR(IF(OR(K44=\"\",'Historical scenario - input'!$D29=\"\"),\"\",K44/'Historical scenario - input'!$D29),\"\")","v":""},{"$f":"IFERROR(IF(OR(L44=\"\",'Historical scenario - input'!$D29=\"\"),\"\",L44/'Historical scenario - input'!$D29),\"\")","v":""},{"$f":"IFERROR(IF(OR(M44=\"\",'Historical scenario - input'!$D29=\"\"),\"\",M44/'Historical scenario - input'!$D29),\"\")","v":""},{"$f":"IFERROR(IF(OR(N44=\"\",'Historical scenario - input'!$D29=\"\"),\"\",N44/'Historical scenario - input'!$D29),\"\")","v":""},{"$f":"IFERROR(IF(OR(O44=\"\",'Historical scenario - input'!$D29=\"\"),\"\",O44/'Historical scenario - input'!$D29),\"\")","v":""},{"$f":"IFERROR(IF(OR(P44=\"\",'Historical scenario - input'!$D29=\"\"),\"\",P44/'Historical scenario - input'!$D29),\"\")","v":""},{"$f":"IFERROR(IF(OR(Q44=\"\",'Historical scenario - input'!$D29=\"\"),\"\",Q44/'Historical scenario - input'!$D29),\"\")","v":""},{"$f":"IFERROR(IF(OR(R44=\"\",'Historical scenario - input'!$D29=\"\"),\"\",R44/'Historical scenario - input'!$D29),\"\")","v":""},{"$f":"IFERROR(IF(OR(S44=\"\",'Historical scenario - input'!$D29=\"\"),\"\",S44/'Historical scenario - input'!$D29),\"\")","v":""},{"$f":"IFERROR(IF(OR(T44=\"\",'Historical scenario - input'!$D29=\"\"),\"\",T44/'Historical scenario - input'!$D29),\"\")","v":""},{"$f":"IFERROR(IF(OR(U44=\"\",'Historical scenario - input'!$D29=\"\"),\"\",U44/'Historical scenario - input'!$D29),\"\")","v":""},{"$f":"IFERROR(IF(OR(V44=\"\",'Historical scenario - input'!$D29=\"\"),\"\",V44/'Historical scenario - input'!$D29),\"\")","v":""},{"$f":"IFERROR(IF(OR(W44=\"\",'Historical scenario - input'!$D29=\"\"),\"\",W44/'Historical scenario - input'!$D29),\"\")","v":""}]
[{"$f":"IFERROR('Historical scenario - input'!A30,\"\")","v":5},{"$f":"IFERROR('Historical scenario - input'!B30,\"\")","v":"TRANSFORMERS"},{"$f":"IFERROR('Historical scenario - input'!C30,\"\")","v":"ground outdoor / indoor chamber mounted ; ˂ 22 kv ; > 60 kva and < = 600 kva ; multiple phase"},{"$f":"IFERROR(repcalc('Historical scenario - input'!$CV30:$GH30,'Historical scenario - input'!$G30,'Historical scenario - input'!$E30,'Historical scenario - input'!$F30,20,TRUE,TRUE),\"\")","v":38.641901788132394},44.79069209844959,52.74775251889271,62.996857423922393,76.092498105923056,92.65522860437946,113.36183556577865,138.92946232465255,170.09309227106624,207.57621958471628,252.05509780510022,304.11762860112043,364.21868246645317,432.63435779817615,509.41829841537151,594.36361025427345,686.97406047533912,786.44804094310632,891.67819966711772,1001.2686971818126,{"$f":"IFERROR(IF(OR(D45=\"\",'Historical scenario - input'!$D30=\"\"),\"\",D45/'Historical scenario - input'!$D30),\"\")","v":0.35263063335574102},{"$f":"IFERROR(IF(OR(E45=\"\",'Historical scenario - input'!$D30=\"\"),\"\",E45/'Historical scenario - input'!$D30),\"\")","v":0.4087420492323971},{"$f":"IFERROR(IF(OR(F45=\"\",'Historical scenario - input'!$D30=\"\"),\"\",F45/'Historical scenario - input'!$D30),\"\")","v":0.48135501924342533},{"$f":"IFERROR(IF(OR(G45=\"\",'Historical scenario - input'!$D30=\"\"),\"\",G45/'Historical scenario - input'!$D30),\"\")","v":0.57488427600221192},{"$f":"IFERROR(IF(OR(H45=\"\",'Historical scenario - input'!$D30=\"\"),\"\",H45/'Historical scenario - input'!$D30),\"\")","v":0.69438988660110201},{"$f":"IFERROR(IF(OR(I45=\"\",'Historical scenario - input'!$D30=\"\"),\"\",I45/'Historical scenario - input'!$D30),\"\")","v":0.84553478049876352},{"$f":"IFERROR(IF(OR(J45=\"\",'Historical scenario - input'!$D30=\"\"),\"\",J45/'Historical scenario - input'!$D30),\"\")","v":1.0344950435696949},{"$f":"IFERROR(IF(OR(K45=\"\",'Historical scenario - input'!$D30=\"\"),\"\",K45/'Historical scenario - input'!$D30),\"\")","v":1.2678150407794038},{"$f":"IFERROR(IF(OR(L45=\"\",'Historical scenario - input'!$D30=\"\"),\"\",L45/'Historical scenario - input'!$D30),\"\")","v":1.5522019383477526},{"$f":"IFERROR(IF(OR(M45=\"\",'Historical scenario - input'!$D30=\"\"),\"\",M45/'Historical scenario - input'!$D30),\"\")","v":1.8942580565283975},{"$f":"IFERROR(IF(OR(N45=\"\",'Historical scenario - input'!$D30=\"\"),\"\",N45/'Historical scenario - input'!$D30),\"\")","v":2.3001546162733915},{"$f":"IFERROR(IF(OR(O45=\"\",'Historical scenario - input'!$D30=\"\"),\"\",O45/'Historical scenario - input'!$D30),\"\")","v":2.7752565744886493},{"$f":"IFERROR(IF(OR(P45=\"\",'Historical scenario - input'!$D30=\"\"),\"\",P45/'Historical scenario - input'!$D30),\"\")","v":3.3237148984624629},{"$f":"IFERROR(IF(OR(Q45=\"\",'Historical scenario - input'!$D30=\"\"),\"\",Q45/'Historical scenario - input'!$D30),\"\")","v":3.9480491524016821},{"$f":"IFERROR(IF(OR(R45=\"\",'Historical scenario - input'!$D30=\"\"),\"\",R45/'Historical scenario - input'!$D30),\"\")","v":4.6487488684727696},{"$f":"IFERROR(IF(OR(S45=\"\",'Historical scenario - input'!$D30=\"\"),\"\",S45/'Historical scenario - input'!$D30),\"\")","v":5.4239260137020038},{"$f":"IFERROR(IF(OR(T45=\"\",'Historical scenario - input'!$D30=\"\"),\"\",T45/'Historical scenario - input'!$D30),\"\")","v":6.2690521644766104},{"$f":"IFERROR(IF(OR(U45=\"\",'Historical scenario - input'!$D30=\"\"),\"\",U45/'Historical scenario - input'!$D30),\"\")","v":7.1768121636373738},{"$f":"IFERROR(IF(OR(V45=\"\",'Historical scenario - input'!$D30=\"\"),\"\",V45/'Historical scenario - input'!$D30),\"\")","v":8.1371007571550358},{"$f":"IFERROR(IF(OR(W45=\"\",'Historical scenario - input'!$D30=\"\"),\"\",W45/'Historical scenario - input'!$D30),\"\")","v":9.1371800689927927}]
[{"$f":"IFERROR('Historical scenario - input'!A31,\"\")","v":5},{"$f":"IFERROR('Historical scenario - input'!B31,\"\")","v":"TRANSFORMERS"},{"$f":"IFERROR('Historical scenario - input'!C31,\"\")","v":"ground outdoor / indoor chamber mounted ; ˂ 22 kv ; > 600 kva ; multiple phase"},{"$f":"IFERROR(repcalc('Historical scenario - input'!$CV31:$GH31,'Historical scenario - input'!$G31,'Historical scenario - input'!$E31,'Historical scenario - input'!$F31,20,TRUE,TRUE),\"\")","v":167.51211191141849},204.24323132841295,248.86466320622679,302.09293631360538,364.47879748688962,436.34739307706883,517.74087301347845,608.36863523036561,707.57070987539532,814.29948428746229,927.12402861183227,1044.2597160815778,1163.6237498628209,1282.9148053818274,1399.7125374758302,1511.5904867695922,1616.2342460230873,1711.5558617581992,1795.7955053409239,1867.6024865002896,{"$f":"IFERROR(IF(OR(D46=\"\",'Historical scenario - input'!$D31=\"\"),\"\",D46/'Historical scenario - input'!$D31),\"\")","v":2.9277996143499387},{"$f":"IFERROR(IF(OR(E46=\"\",'Historical scenario - input'!$D31=\"\"),\"\",E46/'Historical scenario - input'!$D31),\"\")","v":3.5697911458075957},{"$f":"IFERROR(IF(OR(F46=\"\",'Historical scenario - input'!$D31=\"\"),\"\",F46/'Historical scenario - input'!$D31),\"\")","v":4.3496906381660354},{"$f":"IFERROR(IF(OR(G46=\"\",'Historical scenario - input'!$D31=\"\"),\"\",G46/'Historical scenario - input'!$D31),\"\")","v":5.2800216792952073},{"$f":"IFERROR(IF(OR(H46=\"\",'Historical scenario - input'!$D31=\"\"),\"\",H46/'Historical scenario - input'!$D31),\"\")","v":6.3704102977648898},{"$f":"IFERROR(IF(OR(I46=\"\",'Historical scenario - input'!$D31=\"\"),\"\",I46/'Historical scenario - input'!$D31),\"\")","v":7.6265394459907094},{"$f":"IFERROR(IF(OR(J46=\"\",'Historical scenario - input'!$D31=\"\"),\"\",J46/'Historical scenario - input'!$D31),\"\")","v":9.0491458262053914},{"$f":"IFERROR(IF(OR(K46=\"\",'Historical scenario - input'!$D31=\"\"),\"\",K46/'Historical scenario - input'!$D31),\"\")","v":10.633150255737709},{"$f":"IFERROR(IF(OR(L46=\"\",'Historical scenario - input'!$D31=\"\"),\"\",L46/'Historical scenario - input'!$D31),\"\")","v":12.367017691198258},{"$f":"IFERROR(IF(OR(M46=\"\",'Historical scenario - input'!$D31=\"\"),\"\",M46/'Historical scenario - input'!$D31),\"\")","v":14.232437815140896},{"$f":"IFERROR(IF(OR(N46=\"\",'Historical scenario - input'!$D31=\"\"),\"\",N46/'Historical scenario - input'!$D31),\"\")","v":16.204400639756095},{"$f":"IFERROR(IF(OR(O46=\"\",'Historical scenario - input'!$D31=\"\"),\"\",O46/'Historical scenario - input'!$D31),\"\")","v":18.251714214203119},{"$f":"IFERROR(IF(OR(P46=\"\",'Historical scenario - input'!$D31=\"\"),\"\",P46/'Historical scenario - input'!$D31),\"\")","v":20.337975130409468},{"$f":"IFERROR(IF(OR(Q46=\"\",'Historical scenario - input'!$D31=\"\"),\"\",Q46/'Historical scenario - input'!$D31),\"\")","v":22.4229605225621},{"$f":"IFERROR(IF(OR(R46=\"\",'Historical scenario - input'!$D31=\"\"),\"\",R46/'Historical scenario - input'!$D31),\"\")","v":24.46436726670607},{"$f":"IFERROR(IF(OR(S46=\"\",'Historical scenario - input'!$D31=\"\"),\"\",S46/'Historical scenario - input'!$D31),\"\")","v":26.41978537384421},{"$f":"IFERROR(IF(OR(T46=\"\",'Historical scenario - input'!$D31=\"\"),\"\",T46/'Historical scenario - input'!$D31),\"\")","v":28.248763317531793},{"$f":"IFERROR(IF(OR(U46=\"\",'Historical scenario - input'!$D31=\"\"),\"\",U46/'Historical scenario - input'!$D31),\"\")","v":29.914807561162693},{"$f":"IFERROR(IF(OR(V46=\"\",'Historical scenario - input'!$D31=\"\"),\"\",V46/'Historical scenario - input'!$D31),\"\")","v":31.387159579056785},{"$f":"IFERROR(IF(OR(W46=\"\",'Historical scenario - input'!$D31=\"\"),\"\",W46/'Historical scenario - input'!$D31),\"\")","v":32.642211821829527}]
[{"$f":"IFERROR('Historical scenario - input'!A32,\"\")","v":5},{"$f":"IFERROR('Historical scenario - input'!B32,\"\")","v":"TRANSFORMERS"},{"$f":"IFERROR('Historical scenario - input'!C32,\"\")","v":"ground outdoor / indoor chamber mounted ; > = 22 kv & < = 33 kv ; < = 15 mva"},{"$f":"IFERROR(repcalc('Historical scenario - input'!$CV32:$GH32,'Historical scenario - input'!$G32,'Historical scenario - input'!$E32,'Historical scenario - input'!$F32,20,TRUE,TRUE),\"\")","v":1748.5432864264226},1707.8960974130068,1666.2134686786299,1623.9353804731443,1581.236424419272,1538.0886641480161,1494.3318484111435,1449.7421234572339,1404.092130705098,1357.197713187282,1308.9489693431237,1259.3257078312879,1208.3991903893507,1156.3232440236836,1103.3183483943685,1049.6522358064929,995.62002939605179,941.52617269989651,887.66954947415047,834.33240244492004,{"$f":"IFERROR(IF(OR(D47=\"\",'Historical scenario - input'!$D32=\"\"),\"\",D47/'Historical scenario - input'!$D32),\"\")","v":1.1656955242842817},{"$f":"IFERROR(IF(OR(E47=\"\",'Historical scenario - input'!$D32=\"\"),\"\",E47/'Historical scenario - input'!$D32),\"\")","v":1.1385973982753379},{"$f":"IFERROR(IF(OR(F47=\"\",'Historical scenario - input'!$D32=\"\"),\"\",F47/'Historical scenario - input'!$D32),\"\")","v":1.1108089791190865},{"$f":"IFERROR(IF(OR(G47=\"\",'Historical scenario - input'!$D32=\"\"),\"\",G47/'Historical scenario - input'!$D32),\"\")","v":1.0826235869820962},{"$f":"IFERROR(IF(OR(H47=\"\",'Historical scenario - input'!$D32=\"\"),\"\",H47/'Historical scenario - input'!$D32),\"\")","v":1.0541576162795148},{"$f":"IFERROR(IF(OR(I47=\"\",'Historical scenario - input'!$D32=\"\"),\"\",I47/'Historical scenario - input'!$D32),\"\")","v":1.025392442765344},{"$f":"IFERROR(IF(OR(J47=\"\",'Historical scenario - input'!$D32=\"\"),\"\",J47/'Historical scenario - input'!$D32),\"\")","v":0.99622123227409565},{"$f":"IFERROR(IF(OR(K47=\"\",'Historical scenario - input'!$D32=\"\"),\"\",K47/'Historical scenario - input'!$D32),\"\")","v":0.96649474897148924},{"$f":"IFERROR(IF(OR(L47=\"\",'Historical scenario - input'!$D32=\"\"),\"\",L47/'Historical scenario - input'!$D32),\"\")","v":0.93606142047006535},{"$f":"IFERROR(IF(OR(M47=\"\",'Historical scenario - input'!$D32=\"\"),\"\",M47/'Historical scenario - input'!$D32),\"\")","v":0.90479847545818803},{"$f":"IFERROR(IF(OR(N47=\"\",'Historical scenario - input'!$D32=\"\"),\"\",N47/'Historical scenario - input'!$D32),\"\")","v":0.87263264622874914},{"$f":"IFERROR(IF(OR(O47=\"\",'Historical scenario - input'!$D32=\"\"),\"\",O47/'Historical scenario - input'!$D32),\"\")","v":0.8395504718875253},{"$f":"IFERROR(IF(OR(P47=\"\",'Historical scenario - input'!$D32=\"\"),\"\",P47/'Historical scenario - input'!$D32),\"\")","v":0.80559946025956708},{"$f":"IFERROR(IF(OR(Q47=\"\",'Historical scenario - input'!$D32=\"\"),\"\",Q47/'Historical scenario - input'!$D32),\"\")","v":0.7708821626824558},{"$f":"IFERROR(IF(OR(R47=\"\",'Historical scenario - input'!$D32=\"\"),\"\",R47/'Historical scenario - input'!$D32),\"\")","v":0.73554556559624562},{"$f":"IFERROR(IF(OR(S47=\"\",'Historical scenario - input'!$D32=\"\"),\"\",S47/'Historical scenario - input'!$D32),\"\")","v":0.69976815720432861},{"$f":"IFERROR(IF(OR(T47=\"\",'Historical scenario - input'!$D32=\"\"),\"\",T47/'Historical scenario - input'!$D32),\"\")","v":0.66374668626403455},{"$f":"IFERROR(IF(OR(U47=\"\",'Historical scenario - input'!$D32=\"\"),\"\",U47/'Historical scenario - input'!$D32),\"\")","v":0.62768411513326439},{"$f":"IFERROR(IF(OR(V47=\"\",'Historical scenario - input'!$D32=\"\"),\"\",V47/'Historical scenario - input'!$D32),\"\")","v":0.59177969964943367},{"$f":"IFERROR(IF(OR(W47=\"\",'Historical scenario - input'!$D32=\"\"),\"\",W47/'Historical scenario - input'!$D32),\"\")","v":0.55622160162994672}]
[{"$f":"IFERROR('Historical scenario - input'!A33,\"\")","v":5},{"$f":"IFERROR('Historical scenario - input'!B33,\"\")","v":"TRANSFORMERS"},{"$f":"IFERROR('Historical scenario - input'!C33,\"\")","v":"ground outdoor / indoor chamber mounted ; > 33 kv & < = 66 kv ; < = 15 mva"},{"$f":"IFERROR(repcalc('Historical scenario - input'!$CV33:$GH33,'Historical scenario - input'!$G33,'Historical scenario - input'!$E33,'Historical scenario - input'!$F33,20,TRUE,TRUE),\"\")","v":84.044046291165685},98.57815698855805,114.02956447678464,130.08204864581228,146.34588030389739,162.37043894228373,177.6629445744781,191.71242967851171,204.01744608193135,214.11547489479008,221.61166348137218,226.20441148879664,227.70549817093831,226.0528795288009,221.31494273379985,213.68581128454503,203.47215005284428,191.07272008468962,176.95258221334848,161.61427203815416,{"$f":"IFERROR(IF(OR(D48=\"\",'Historical scenario - input'!$D33=\"\"),\"\",D48/'Historical scenario - input'!$D33),\"\")","v":5.6029364194110455E-2},{"$f":"IFERROR(IF(OR(E48=\"\",'Historical scenario - input'!$D33=\"\"),\"\",E48/'Historical scenario - input'!$D33),\"\")","v":6.5718771325705361E-2},{"$f":"IFERROR(IF(OR(F48=\"\",'Historical scenario - input'!$D33=\"\"),\"\",F48/'Historical scenario - input'!$D33),\"\")","v":7.601970965118976E-2},{"$f":"IFERROR(IF(OR(G48=\"\",'Historical scenario - input'!$D33=\"\"),\"\",G48/'Historical scenario - input'!$D33),\"\")","v":8.6721365763874847E-2},{"$f":"IFERROR(IF(OR(H48=\"\",'Historical scenario - input'!$D33=\"\"),\"\",H48/'Historical scenario - input'!$D33),\"\")","v":9.7563920202598256E-2},{"$f":"IFERROR(IF(OR(I48=\"\",'Historical scenario - input'!$D33=\"\"),\"\",I48/'Historical scenario - input'!$D33),\"\")","v":0.10824695929485582},{"$f":"IFERROR(IF(OR(J48=\"\",'Historical scenario - input'!$D33=\"\"),\"\",J48/'Historical scenario - input'!$D33),\"\")","v":0.11844196304965207},{"$f":"IFERROR(IF(OR(K48=\"\",'Historical scenario - input'!$D33=\"\"),\"\",K48/'Historical scenario - input'!$D33),\"\")","v":0.12780828645234113},{"$f":"IFERROR(IF(OR(L48=\"\",'Historical scenario - input'!$D33=\"\"),\"\",L48/'Historical scenario - input'!$D33),\"\")","v":0.13601163072128758},{"$f":"IFERROR(IF(OR(M48=\"\",'Historical scenario - input'!$D33=\"\"),\"\",M48/'Historical scenario - input'!$D33),\"\")","v":0.14274364992986005},{"$f":"IFERROR(IF(OR(N48=\"\",'Historical scenario - input'!$D33=\"\"),\"\",N48/'Historical scenario - input'!$D33),\"\")","v":0.14774110898758144},{"$f":"IFERROR(IF(OR(O48=\"\",'Historical scenario - input'!$D33=\"\"),\"\",O48/'Historical scenario - input'!$D33),\"\")","v":0.15080294099253108},{"$f":"IFERROR(IF(OR(P48=\"\",'Historical scenario - input'!$D33=\"\"),\"\",P48/'Historical scenario - input'!$D33),\"\")","v":0.15180366544729221},{"$f":"IFERROR(IF(OR(Q48=\"\",'Historical scenario - input'!$D33=\"\"),\"\",Q48/'Historical scenario - input'!$D33),\"\")","v":0.15070191968586727},{"$f":"IFERROR(IF(OR(R48=\"\",'Historical scenario - input'!$D33=\"\"),\"\",R48/'Historical scenario - input'!$D33),\"\")","v":0.14754329515586656},{"$f":"IFERROR(IF(OR(S48=\"\",'Historical scenario - input'!$D33=\"\"),\"\",S48/'Historical scenario - input'!$D33),\"\")","v":0.14245720752303001},{"$f":"IFERROR(IF(OR(T48=\"\",'Historical scenario - input'!$D33=\"\"),\"\",T48/'Historical scenario - input'!$D33),\"\")","v":0.13564810003522954},{"$f":"IFERROR(IF(OR(U48=\"\",'Historical scenario - input'!$D33=\"\"),\"\",U48/'Historical scenario - input'!$D33),\"\")","v":0.12738181338979307},{"$f":"IFERROR(IF(OR(V48=\"\",'Historical scenario - input'!$D33=\"\"),\"\",V48/'Historical scenario - input'!$D33),\"\")","v":0.11796838814223232},{"$f":"IFERROR(IF(OR(W48=\"\",'Historical scenario - input'!$D33=\"\"),\"\",W48/'Historical scenario - input'!$D33),\"\")","v":0.1077428480254361}]
[{"$f":"IFERROR('Historical scenario - input'!A34,\"\")","v":5},{"$f":"IFERROR('Historical scenario - input'!B34,\"\")","v":"TRANSFORMERS"},{"$f":"IFERROR('Historical scenario - input'!C34,\"\")","v":"ground outdoor / indoor chamber mounted ; > 33 kv & < = 66 kv ; > 15 mva and < = 40 mva"},{"$f":"IFERROR(repcalc('Historical scenario - input'!$CV34:$GH34,'Historical scenario - input'!$G34,'Historical scenario - input'!$E34,'Historical scenario - input'!$F34,20,TRUE,TRUE),\"\")","v":411.08619972434951},506.40364035903008,616.69242903339091,742.39802580603293,883.46509408762995,1039.2361089703654,1208.3684746281676,1388.7803585285267,1577.6348175108922,1771.3700282666546,1965.7805394918792,2156.150581612168,2337.4359039621586,2504.4857963917166,2652.2924233708186,2776.2509137944371,2872.411321160012,2937.7029831415384,2970.1131613770599,2968.8050920263131,{"$f":"IFERROR(IF(OR(D49=\"\",'Historical scenario - input'!$D34=\"\"),\"\",D49/'Historical scenario - input'!$D34),\"\")","v":0.27405746648289969},{"$f":"IFERROR(IF(OR(E49=\"\",'Historical scenario - input'!$D34=\"\"),\"\",E49/'Historical scenario - input'!$D34),\"\")","v":0.33760242690602005},{"$f":"IFERROR(IF(OR(F49=\"\",'Historical scenario - input'!$D34=\"\"),\"\",F49/'Historical scenario - input'!$D34),\"\")","v":0.41112828602226059},{"$f":"IFERROR(IF(OR(G49=\"\",'Historical scenario - input'!$D34=\"\"),\"\",G49/'Historical scenario - input'!$D34),\"\")","v":0.49493201720402197},{"$f":"IFERROR(IF(OR(H49=\"\",'Historical scenario - input'!$D34=\"\"),\"\",H49/'Historical scenario - input'!$D34),\"\")","v":0.58897672939175327},{"$f":"IFERROR(IF(OR(I49=\"\",'Historical scenario - input'!$D34=\"\"),\"\",I49/'Historical scenario - input'!$D34),\"\")","v":0.69282407264691026},{"$f":"IFERROR(IF(OR(J49=\"\",'Historical scenario - input'!$D34=\"\"),\"\",J49/'Historical scenario - input'!$D34),\"\")","v":0.80557898308544507},{"$f":"IFERROR(IF(OR(K49=\"\",'Historical scenario - input'!$D34=\"\"),\"\",K49/'Historical scenario - input'!$D34),\"\")","v":0.92585357235235111},{"$f":"IFERROR(IF(OR(L49=\"\",'Historical scenario - input'!$D34=\"\"),\"\",L49/'Historical scenario - input'!$D34),\"\")","v":1.0517565450072615},{"$f":"IFERROR(IF(OR(M49=\"\",'Historical scenario - input'!$D34=\"\"),\"\",M49/'Historical scenario - input'!$D34),\"\")","v":1.1809133521777697},{"$f":"IFERROR(IF(OR(N49=\"\",'Historical scenario - input'!$D34=\"\"),\"\",N49/'Historical scenario - input'!$D34),\"\")","v":1.3105203596612527},{"$f":"IFERROR(IF(OR(O49=\"\",'Historical scenario - input'!$D34=\"\"),\"\",O49/'Historical scenario - input'!$D34),\"\")","v":1.4374337210747787},{"$f":"IFERROR(IF(OR(P49=\"\",'Historical scenario - input'!$D34=\"\"),\"\",P49/'Historical scenario - input'!$D34),\"\")","v":1.5582906026414391},{"$f":"IFERROR(IF(OR(Q49=\"\",'Historical scenario - input'!$D34=\"\"),\"\",Q49/'Historical scenario - input'!$D34),\"\")","v":1.6696571975944776},{"$f":"IFERROR(IF(OR(R49=\"\",'Historical scenario - input'!$D34=\"\"),\"\",R49/'Historical scenario - input'!$D34),\"\")","v":1.7681949489138791},{"$f":"IFERROR(IF(OR(S49=\"\",'Historical scenario - input'!$D34=\"\"),\"\",S49/'Historical scenario - input'!$D34),\"\")","v":1.8508339425296247},{"$f":"IFERROR(IF(OR(T49=\"\",'Historical scenario - input'!$D34=\"\"),\"\",T49/'Historical scenario - input'!$D34),\"\")","v":1.9149408807733412},{"$f":"IFERROR(IF(OR(U49=\"\",'Historical scenario - input'!$D34=\"\"),\"\",U49/'Historical scenario - input'!$D34),\"\")","v":1.9584686554276922},{"$f":"IFERROR(IF(OR(V49=\"\",'Historical scenario - input'!$D34=\"\"),\"\",V49/'Historical scenario - input'!$D34),\"\")","v":1.9800754409180399},{"$f":"IFERROR(IF(OR(W49=\"\",'Historical scenario - input'!$D34=\"\"),\"\",W49/'Historical scenario - input'!$D34),\"\")","v":1.9792033946842087}]
[{"$f":"IFERROR('Historical scenario - input'!A35,\"\")","v":0},{"$f":"IFERROR('Historical scenario - input'!B35,\"\")","v":"TRANSFORMERS"},{"$f":"IFERROR('Historical scenario - input'!C35,\"\")","v":"ground outdoor / indoor chamber mounted ; > 33 kv & < = 66 kv ; > 40 mva"},{"$f":"IFERROR(repcalc('Historical scenario - input'!$CV35:$GH35,'Historical scenario - input'!$G35,'Historical scenario - input'!$E35,'Historical scenario - input'!$F35,20,TRUE,TRUE),\"\")","v":""},"","","","","","","","","","","","","","","","","","","",{"$f":"IFERROR(IF(OR(D50=\"\",'Historical scenario - input'!$D35=\"\"),\"\",D50/'Historical scenario - input'!$D35),\"\")","v":""},{"$f":"IFERROR(IF(OR(E50=\"\",'Historical scenario - input'!$D35=\"\"),\"\",E50/'Historical scenario - input'!$D35),\"\")","v":""},{"$f":"IFERROR(IF(OR(F50=\"\",'Historical scenario - input'!$D35=\"\"),\"\",F50/'Historical scenario - input'!$D35),\"\")","v":""},{"$f":"IFERROR(IF(OR(G50=\"\",'Historical scenario - input'!$D35=\"\"),\"\",G50/'Historical scenario - input'!$D35),\"\")","v":""},{"$f":"IFERROR(IF(OR(H50=\"\",'Historical scenario - input'!$D35=\"\"),\"\",H50/'Historical scenario - input'!$D35),\"\")","v":""},{"$f":"IFERROR(IF(OR(I50=\"\",'Historical scenario - input'!$D35=\"\"),\"\",I50/'Historical scenario - input'!$D35),\"\")","v":""},{"$f":"IFERROR(IF(OR(J50=\"\",'Historical scenario - input'!$D35=\"\"),\"\",J50/'Historical scenario - input'!$D35),\"\")","v":""},{"$f":"IFERROR(IF(OR(K50=\"\",'Historical scenario - input'!$D35=\"\"),\"\",K50/'Historical scenario - input'!$D35),\"\")","v":""},{"$f":"IFERROR(IF(OR(L50=\"\",'Historical scenario - input'!$D35=\"\"),\"\",L50/'Historical scenario - input'!$D35),\"\")","v":""},{"$f":"IFERROR(IF(OR(M50=\"\",'Historical scenario - input'!$D35=\"\"),\"\",M50/'Historical scenario - input'!$D35),\"\")","v":""},{"$f":"IFERROR(IF(OR(N50=\"\",'Historical scenario - input'!$D35=\"\"),\"\",N50/'Historical scenario - input'!$D35),\"\")","v":""},{"$f":"IFERROR(IF(OR(O50=\"\",'Historical scenario - input'!$D35=\"\"),\"\",O50/'Historical scenario - input'!$D35),\"\")","v":""},{"$f":"IFERROR(IF(OR(P50=\"\",'Historical scenario - input'!$D35=\"\"),\"\",P50/'Historical scenario - input'!$D35),\"\")","v":""},{"$f":"IFERROR(IF(OR(Q50=\"\",'Historical scenario - input'!$D35=\"\"),\"\",Q50/'Historical scenario - input'!$D35),\"\")","v":""},{"$f":"IFERROR(IF(OR(R50=\"\",'Historical scenario - input'!$D35=\"\"),\"\",R50/'Historical scenario - input'!$D35),\"\")","v":""},{"$f":"IFERROR(IF(OR(S50=\"\",'Historical scenario - input'!$D35=\"\"),\"\",S50/'Historical scenario - input'!$D35),\"\")","v":""},{"$f":"IFERROR(IF(OR(T50=\"\",'Historical scenario - input'!$D35=\"\"),\"\",T50/'Historical scenario - input'!$D35),\"\")","v":""},{"$f":"IFERROR(IF(OR(U50=\"\",'Historical scenario - input'!$D35=\"\"),\"\",U50/'Historical scenario - input'!$D35),\"\")","v":""},{"$f":"IFERROR(IF(OR(V50=\"\",'Historical scenario - input'!$D35=\"\"),\"\",V50/'Historical scenario - input'!$D35),\"\")","v":""},{"$f":"IFERROR(IF(OR(W50=\"\",'Historical scenario - input'!$D35=\"\"),\"\",W50/'Historical scenario - input'!$D35),\"\")","v":""}]
[{"$f":"IFERROR('Historical scenario - input'!A36,\"\")","v":0},{"$f":"IFERROR('Historical scenario - input'!B36,\"\")","v":"TRANSFORMERS"},{"$f":"IFERROR('Historical scenario - input'!C36,\"\")","v":"kiosk mounted ; < = 22 kv ; < = 60 kva ; multiple phase"},{"$f":"IFERROR(repcalc('Historical scenario - input'!$CV36:$GH36,'Historical scenario - input'!$G36,'Historical scenario - input'!$E36,'Historical scenario - input'!$F36,20,TRUE,TRUE),\"\")","v":""},"","","","","","","","","","","","","","","","","","","",{"$f":"IFERROR(IF(OR(D51=\"\",'Historical scenario - input'!$D36=\"\"),\"\",D51/'Historical scenario - input'!$D36),\"\")","v":""},{"$f":"IFERROR(IF(OR(E51=\"\",'Historical scenario - input'!$D36=\"\"),\"\",E51/'Historical scenario - input'!$D36),\"\")","v":""},{"$f":"IFERROR(IF(OR(F51=\"\",'Historical scenario - input'!$D36=\"\"),\"\",F51/'Historical scenario - input'!$D36),\"\")","v":""},{"$f":"IFERROR(IF(OR(G51=\"\",'Historical scenario - input'!$D36=\"\"),\"\",G51/'Historical scenario - input'!$D36),\"\")","v":""},{"$f":"IFERROR(IF(OR(H51=\"\",'Historical scenario - input'!$D36=\"\"),\"\",H51/'Historical scenario - input'!$D36),\"\")","v":""},{"$f":"IFERROR(IF(OR(I51=\"\",'Historical scenario - input'!$D36=\"\"),\"\",I51/'Historical scenario - input'!$D36),\"\")","v":""},{"$f":"IFERROR(IF(OR(J51=\"\",'Historical scenario - input'!$D36=\"\"),\"\",J51/'Historical scenario - input'!$D36),\"\")","v":""},{"$f":"IFERROR(IF(OR(K51=\"\",'Historical scenario - input'!$D36=\"\"),\"\",K51/'Historical scenario - input'!$D36),\"\")","v":""},{"$f":"IFERROR(IF(OR(L51=\"\",'Historical scenario - input'!$D36=\"\"),\"\",L51/'Historical scenario - input'!$D36),\"\")","v":""},{"$f":"IFERROR(IF(OR(M51=\"\",'Historical scenario - input'!$D36=\"\"),\"\",M51/'Historical scenario - input'!$D36),\"\")","v":""},{"$f":"IFERROR(IF(OR(N51=\"\",'Historical scenario - input'!$D36=\"\"),\"\",N51/'Historical scenario - input'!$D36),\"\")","v":""},{"$f":"IFERROR(IF(OR(O51=\"\",'Historical scenario - input'!$D36=\"\"),\"\",O51/'Historical scenario - input'!$D36),\"\")","v":""},{"$f":"IFERROR(IF(OR(P51=\"\",'Historical scenario - input'!$D36=\"\"),\"\",P51/'Historical scenario - input'!$D36),\"\")","v":""},{"$f":"IFERROR(IF(OR(Q51=\"\",'Historical scenario - input'!$D36=\"\"),\"\",Q51/'Historical scenario - input'!$D36),\"\")","v":""},{"$f":"IFERROR(IF(OR(R51=\"\",'Historical scenario - input'!$D36=\"\"),\"\",R51/'Historical scenario - input'!$D36),\"\")","v":""},{"$f":"IFERROR(IF(OR(S51=\"\",'Historical scenario - input'!$D36=\"\"),\"\",S51/'Historical scenario - input'!$D36),\"\")","v":""},{"$f":"IFERROR(IF(OR(T51=\"\",'Historical scenario - input'!$D36=\"\"),\"\",T51/'Historical scenario - input'!$D36),\"\")","v":""},{"$f":"IFERROR(IF(OR(U51=\"\",'Historical scenario - input'!$D36=\"\"),\"\",U51/'Historical scenario - input'!$D36),\"\")","v":""},{"$f":"IFERROR(IF(OR(V51=\"\",'Historical scenario - input'!$D36=\"\"),\"\",V51/'Historical scenario - input'!$D36),\"\")","v":""},{"$f":"IFERROR(IF(OR(W51=\"\",'Historical scenario - input'!$D36=\"\"),\"\",W51/'Historical scenario - input'!$D36),\"\")","v":""}]
[{"$f":"IFERROR('Historical scenario - input'!A37,\"\")","v":5},{"$f":"IFERROR('Historical scenario - input'!B37,\"\")","v":"TRANSFORMERS"},{"$f":"IFERROR('Historical scenario - input'!C37,\"\")","v":"kiosk mounted ; < = 22 kv ; > 60 kva and < = 600 kva ; multiple phase"},{"$f":"IFERROR(repcalc('Historical scenario - input'!$CV37:$GH37,'Historical scenario - input'!$G37,'Historical scenario - input'!$E37,'Historical scenario - input'!$F37,20,TRUE,TRUE),\"\")","v":348.55991231492573},402.53274798454061,458.73350107681341,516.00718020287093,573.06183899566088,628.53241158454034,681.05425544423952,729.3403652619204,772.25548153642626,808.88037214339363,838.56044972749703,860.93451262984365,875.94155543998716,883.8059939812,885.00395578341522,880.21518342249612,870.26633504457072,856.07190262120287,838.57859085743735,818.71791975703104,{"$f":"IFERROR(IF(OR(D52=\"\",'Historical scenario - input'!$D37=\"\"),\"\",D52/'Historical scenario - input'!$D37),\"\")","v":1.5376550103149889},{"$f":"IFERROR(IF(OR(E52=\"\",'Historical scenario - input'!$D37=\"\"),\"\",E52/'Historical scenario - input'!$D37),\"\")","v":1.7757535358657626},{"$f":"IFERROR(IF(OR(F52=\"\",'Historical scenario - input'!$D37=\"\"),\"\",F52/'Historical scenario - input'!$D37),\"\")","v":2.0236804101924073},{"$f":"IFERROR(IF(OR(G52=\"\",'Historical scenario - input'!$D37=\"\"),\"\",G52/'Historical scenario - input'!$D37),\"\")","v":2.2763404452562965},{"$f":"IFERROR(IF(OR(H52=\"\",'Historical scenario - input'!$D37=\"\"),\"\",H52/'Historical scenario - input'!$D37),\"\")","v":2.5280342828289912},{"$f":"IFERROR(IF(OR(I52=\"\",'Historical scenario - input'!$D37=\"\"),\"\",I52/'Historical scenario - input'!$D37),\"\")","v":2.7727400015671453},{"$f":"IFERROR(IF(OR(J52=\"\",'Historical scenario - input'!$D37=\"\"),\"\",J52/'Historical scenario - input'!$D37),\"\")","v":3.0044375476948262},{"$f":"IFERROR(IF(OR(K52=\"\",'Historical scenario - input'!$D37=\"\"),\"\",K52/'Historical scenario - input'!$D37),\"\")","v":3.2174493602026679},{"$f":"IFERROR(IF(OR(L52=\"\",'Historical scenario - input'!$D37=\"\"),\"\",L52/'Historical scenario - input'!$D37),\"\")","v":3.4067672973099139},{"$f":"IFERROR(IF(OR(M52=\"\",'Historical scenario - input'!$D37=\"\"),\"\",M52/'Historical scenario - input'!$D37),\"\")","v":3.5683362114458559},{"$f":"IFERROR(IF(OR(N52=\"\",'Historical scenario - input'!$D37=\"\"),\"\",N52/'Historical scenario - input'!$D37),\"\")","v":3.6992684224985726},{"$f":"IFERROR(IF(OR(O52=\"\",'Historical scenario - input'!$D37=\"\"),\"\",O52/'Historical scenario - input'!$D37),\"\")","v":3.7979705070108389},{"$f":"IFERROR(IF(OR(P52=\"\",'Historical scenario - input'!$D37=\"\"),\"\",P52/'Historical scenario - input'!$D37),\"\")","v":3.8641733425973355},{"$f":"IFERROR(IF(OR(Q52=\"\",'Historical scenario - input'!$D37=\"\"),\"\",Q52/'Historical scenario - input'!$D37),\"\")","v":3.8988669286896007},{"$f":"IFERROR(IF(OR(R52=\"\",'Historical scenario - input'!$D37=\"\"),\"\",R52/'Historical scenario - input'!$D37),\"\")","v":3.9041516786056434},{"$f":"IFERROR(IF(OR(S52=\"\",'Historical scenario - input'!$D37=\"\"),\"\",S52/'Historical scenario - input'!$D37),\"\")","v":3.8830262434828224},{"$f":"IFERROR(IF(OR(T52=\"\",'Historical scenario - input'!$D37=\"\"),\"\",T52/'Historical scenario - input'!$D37),\"\")","v":3.8391373853132706},{"$f":"IFERROR(IF(OR(U52=\"\",'Historical scenario - input'!$D37=\"\"),\"\",U52/'Historical scenario - input'!$D37),\"\")","v":3.776519340715391},{"$f":"IFERROR(IF(OR(V52=\"\",'Historical scenario - input'!$D37=\"\"),\"\",V52/'Historical scenario - input'!$D37),\"\")","v":3.6993484512062924},{"$f":"IFERROR(IF(OR(W52=\"\",'Historical scenario - input'!$D37=\"\"),\"\",W52/'Historical scenario - input'!$D37),\"\")","v":3.6117340717358104}]
[{"$f":"IFERROR('Historical scenario - input'!A38,\"\")","v":5},{"$f":"IFERROR('Historical scenario - input'!B38,\"\")","v":"TRANSFORMERS"},{"$f":"IFERROR('Historical scenario - input'!C38,\"\")","v":"kiosk mounted ; < = 22 kv ; > 600 kva ; multiple phase"},{"$f":"IFERROR(repcalc('Historical scenario - input'!$CV38:$GH38,'Historical scenario - input'!$G38,'Historical scenario - input'!$E38,'Historical scenario - input'!$F38,20,TRUE,TRUE),\"\")","v":296.87969081007287},343.36146605496208,391.83067855626513,441.28977763193211,490.61896380041145,538.63156605371,584.13813251715908,626.01395423761187,663.26407182999526,695.07984677059915,720.88194667931214,740.34601846612395,753.40922184667454,760.25790809331852,761.29875897939951,757.11736624580146,748.42931088352418,736.02916929535957,720.74252024858276,703.38505477614069,{"$f":"IFERROR(IF(OR(D53=\"\",'Historical scenario - input'!$D38=\"\"),\"\",D53/'Historical scenario - input'!$D38),\"\")","v":1.3096702400545259},{"$f":"IFERROR(IF(OR(E53=\"\",'Historical scenario - input'!$D38=\"\"),\"\",E53/'Historical scenario - input'!$D38),\"\")","v":1.5147223188175678},{"$f":"IFERROR(IF(OR(F53=\"\",'Historical scenario - input'!$D38=\"\"),\"\",F53/'Historical scenario - input'!$D38),\"\")","v":1.7285418798613899},{"$f":"IFERROR(IF(OR(G53=\"\",'Historical scenario - input'!$D38=\"\"),\"\",G53/'Historical scenario - input'!$D38),\"\")","v":1.9467282771274421},{"$f":"IFERROR(IF(OR(H53=\"\",'Historical scenario - input'!$D38=\"\"),\"\",H53/'Historical scenario - input'!$D38),\"\")","v":2.1643415699555373},{"$f":"IFERROR(IF(OR(I53=\"\",'Historical scenario - input'!$D38=\"\"),\"\",I53/'Historical scenario - input'!$D38),\"\")","v":2.376146817216279},{"$f":"IFERROR(IF(OR(J53=\"\",'Historical scenario - input'!$D38=\"\"),\"\",J53/'Historical scenario - input'!$D38),\"\")","v":2.5768968101229017},{"$f":"IFERROR(IF(OR(K53=\"\",'Historical scenario - input'!$D38=\"\"),\"\",K53/'Historical scenario - input'!$D38),\"\")","v":2.7616299501213257},{"$f":"IFERROR(IF(OR(L53=\"\",'Historical scenario - input'!$D38=\"\"),\"\",L53/'Historical scenario - input'!$D38),\"\")","v":2.9259570225329115},{"$f":"IFERROR(IF(OR(M53=\"\",'Historical scenario - input'!$D38=\"\"),\"\",M53/'Historical scenario - input'!$D38),\"\")","v":3.0663107580487519},{"$f":"IFERROR(IF(OR(N53=\"\",'Historical scenario - input'!$D38=\"\"),\"\",N53/'Historical scenario - input'!$D38),\"\")","v":3.1801354602004848},{"$f":"IFERROR(IF(OR(O53=\"\",'Historical scenario - input'!$D38=\"\"),\"\",O53/'Historical scenario - input'!$D38),\"\")","v":3.266000261190797},{"$f":"IFERROR(IF(OR(P53=\"\",'Historical scenario - input'!$D38=\"\"),\"\",P53/'Historical scenario - input'!$D38),\"\")","v":3.3236279441778147},{"$f":"IFERROR(IF(OR(Q53=\"\",'Historical scenario - input'!$D38=\"\"),\"\",Q53/'Historical scenario - input'!$D38),\"\")","v":3.3538405886878717},{"$f":"IFERROR(IF(OR(R53=\"\",'Historical scenario - input'!$D38=\"\"),\"\",R53/'Historical scenario - input'!$D38),\"\")","v":3.3584322514793383},{"$f":"IFERROR(IF(OR(S53=\"\",'Historical scenario - input'!$D38=\"\"),\"\",S53/'Historical scenario - input'!$D38),\"\")","v":3.3399862418845725},{"$f":"IFERROR(IF(OR(T53=\"\",'Historical scenario - input'!$D38=\"\"),\"\",T53/'Historical scenario - input'!$D38),\"\")","v":3.3016593104569862},{"$f":"IFERROR(IF(OR(U53=\"\",'Historical scenario - input'!$D38=\"\"),\"\",U53/'Historical scenario - input'!$D38),\"\")","v":3.2469566921466244},{"$f":"IFERROR(IF(OR(V53=\"\",'Historical scenario - input'!$D38=\"\"),\"\",V53/'Historical scenario - input'!$D38),\"\")","v":3.1795203873185875},{"$f":"IFERROR(IF(OR(W53=\"\",'Historical scenario - input'!$D38=\"\"),\"\",W53/'Historical scenario - input'!$D38),\"\")","v":3.1029487770814481}]
[{"$f":"IFERROR('Historical scenario - input'!A39,\"\")","v":5},{"$f":"IFERROR('Historical scenario - input'!B39,\"\")","v":"TRANSFORMERS"},{"$f":"IFERROR('Historical scenario - input'!C39,\"\")","v":"pole mounted ; < = 22 kv ; < = 60 kva ; multiple phase"},{"$f":"IFERROR(repcalc('Historical scenario - input'!$CV39:$GH39,'Historical scenario - input'!$G39,'Historical scenario - input'!$E39,'Historical scenario - input'!$F39,20,TRUE,TRUE),\"\")","v":1.5528640553205015},1.8970397400417895,2.2842349925771677,2.7115989017749595,3.1742480852544639,3.6652975011279141,4.1760380495666496,4.696254019516525,5.2146565208958808,5.7193945593991851,6.1985960078880238,6.6408883115993662,7.0358540191426986,7.3743883684650005,7.6489429742510264,7.8536579359642129,7.9844008220290714,8.0387418051825126,8.0158976783719886,7.9166731363350333,{"$f":"IFERROR(IF(OR(D54=\"\",'Historical scenario - input'!$D39=\"\"),\"\",D54/'Historical scenario - input'!$D39),\"\")","v":1.6406745086748699E-2},{"$f":"IFERROR(IF(OR(E54=\"\",'Historical scenario - input'!$D39=\"\"),\"\",E54/'Historical scenario - input'!$D39),\"\")","v":2.0043124398209995E-2},{"$f":"IFERROR(IF(OR(F54=\"\",'Historical scenario - input'!$D39=\"\"),\"\",F54/'Historical scenario - input'!$D39),\"\")","v":2.413402584279015E-2},{"$f":"IFERROR(IF(OR(G54=\"\",'Historical scenario - input'!$D39=\"\"),\"\",G54/'Historical scenario - input'!$D39),\"\")","v":2.8649328192317088E-2},{"$f":"IFERROR(IF(OR(H54=\"\",'Historical scenario - input'!$D39=\"\"),\"\",H54/'Historical scenario - input'!$D39),\"\")","v":3.3537436196320054E-2},{"$f":"IFERROR(IF(OR(I54=\"\",'Historical scenario - input'!$D39=\"\"),\"\",I54/'Historical scenario - input'!$D39),\"\")","v":3.8725606122482548E-2},{"$f":"IFERROR(IF(OR(J54=\"\",'Historical scenario - input'!$D39=\"\"),\"\",J54/'Historical scenario - input'!$D39),\"\")","v":4.4121822201404572E-2},{"$f":"IFERROR(IF(OR(K54=\"\",'Historical scenario - input'!$D39=\"\"),\"\",K54/'Historical scenario - input'!$D39),\"\")","v":4.9618150601678963E-2},{"$f":"IFERROR(IF(OR(L54=\"\",'Historical scenario - input'!$D39=\"\"),\"\",L54/'Historical scenario - input'!$D39),\"\")","v":5.5095318846589199E-2},{"$f":"IFERROR(IF(OR(M54=\"\",'Historical scenario - input'!$D39=\"\"),\"\",M54/'Historical scenario - input'!$D39),\"\")","v":6.0428115561753093E-2},{"$f":"IFERROR(IF(OR(N54=\"\",'Historical scenario - input'!$D39=\"\"),\"\",N54/'Historical scenario - input'!$D39),\"\")","v":6.5491106094388241E-2},{"$f":"IFERROR(IF(OR(O54=\"\",'Historical scenario - input'!$D39=\"\"),\"\",O54/'Historical scenario - input'!$D39),\"\")","v":7.0164134010747031E-2},{"$f":"IFERROR(IF(OR(P54=\"\",'Historical scenario - input'!$D39=\"\"),\"\",P54/'Historical scenario - input'!$D39),\"\")","v":7.4337133997106647E-2},{"$f":"IFERROR(IF(OR(Q54=\"\",'Historical scenario - input'!$D39=\"\"),\"\",Q54/'Historical scenario - input'!$D39),\"\")","v":7.7913909925050304E-2},{"$f":"IFERROR(IF(OR(R54=\"\",'Historical scenario - input'!$D39=\"\"),\"\",R54/'Historical scenario - input'!$D39),\"\")","v":8.0814709524403769E-2},{"$f":"IFERROR(IF(OR(S54=\"\",'Historical scenario - input'!$D39=\"\"),\"\",S54/'Historical scenario - input'!$D39),\"\")","v":8.2977620167330957E-2},{"$f":"IFERROR(IF(OR(T54=\"\",'Historical scenario - input'!$D39=\"\"),\"\",T54/'Historical scenario - input'!$D39),\"\")","v":8.4358980754706533E-2},{"$f":"IFERROR(IF(OR(U54=\"\",'Historical scenario - input'!$D39=\"\"),\"\",U54/'Historical scenario - input'!$D39),\"\")","v":8.4933119009312344E-2},{"$f":"IFERROR(IF(OR(V54=\"\",'Historical scenario - input'!$D39=\"\"),\"\",V54/'Historical scenario - input'!$D39),\"\")","v":8.4691759977254477E-2},{"$f":"IFERROR(IF(OR(W54=\"\",'Historical scenario - input'!$D39=\"\"),\"\",W54/'Historical scenario - input'!$D39),\"\")","v":8.3643405640007801E-2}]
[{"$f":"IFERROR('Historical scenario - input'!A40,\"\")","v":5},{"$f":"IFERROR('Historical scenario - input'!B40,\"\")","v":"TRANSFORMERS"},{"$f":"IFERROR('Historical scenario - input'!C40,\"\")","v":"pole mounted ; < = 22 kv ; > 60 kva and < = 600 kva ; multiple phase"},{"$f":"IFERROR(repcalc('Historical scenario - input'!$CV40:$GH40,'Historical scenario - input'!$G40,'Historical scenario - input'!$E40,'Historical scenario - input'!$F40,20,TRUE,TRUE),\"\")","v":505.19362932433563},581.7241334801555,661.16087645604864,741.85545546009689,821.97828628613911,899.61038205168529,972.84796708119939,1039.9112326815425,1099.2475809319494,1149.6198840085776,1190.1716492439396,1220.463383404563,1240.4775873046392,1250.593257129143,1251.5340429266987,1244.2968660318377,1230.0694762053231,1210.1459449442946,1185.8484378714788,1158.4619586760484,{"$f":"IFERROR(IF(OR(D55=\"\",'Historical scenario - input'!$D40=\"\"),\"\",D55/'Historical scenario - input'!$D40),\"\")","v":5.3376102482216803},{"$f":"IFERROR(IF(OR(E55=\"\",'Historical scenario - input'!$D40=\"\"),\"\",E55/'Historical scenario - input'!$D40),\"\")","v":6.1461913141191369},{"$f":"IFERROR(IF(OR(F55=\"\",'Historical scenario - input'!$D40=\"\"),\"\",F55/'Historical scenario - input'!$D40),\"\")","v":6.9854781712407421},{"$f":"IFERROR(IF(OR(G55=\"\",'Historical scenario - input'!$D40=\"\"),\"\",G55/'Historical scenario - input'!$D40),\"\")","v":7.8380546624447138},{"$f":"IFERROR(IF(OR(H55=\"\",'Historical scenario - input'!$D40=\"\"),\"\",H55/'Historical scenario - input'!$D40),\"\")","v":8.684590363034582},{"$f":"IFERROR(IF(OR(I55=\"\",'Historical scenario - input'!$D40=\"\"),\"\",I55/'Historical scenario - input'!$D40),\"\")","v":9.5048102666452028},{"$f":"IFERROR(IF(OR(J55=\"\",'Historical scenario - input'!$D40=\"\"),\"\",J55/'Historical scenario - input'!$D40),\"\")","v":10.2786000805258},{"$f":"IFERROR(IF(OR(K55=\"\",'Historical scenario - input'!$D40=\"\"),\"\",K55/'Historical scenario - input'!$D40),\"\")","v":10.987155281877705},{"$f":"IFERROR(IF(OR(L55=\"\",'Historical scenario - input'!$D40=\"\"),\"\",L55/'Historical scenario - input'!$D40),\"\")","v":11.614071937451939},{"$f":"IFERROR(IF(OR(M55=\"\",'Historical scenario - input'!$D40=\"\"),\"\",M55/'Historical scenario - input'!$D40),\"\")","v":12.146279205164188},{"$f":"IFERROR(IF(OR(N55=\"\",'Historical scenario - input'!$D40=\"\"),\"\",N55/'Historical scenario - input'!$D40),\"\")","v":12.574727833847877},{"$f":"IFERROR(IF(OR(O55=\"\",'Historical scenario - input'!$D40=\"\"),\"\",O55/'Historical scenario - input'!$D40),\"\")","v":12.894774369090998},{"$f":"IFERROR(IF(OR(P55=\"\",'Historical scenario - input'!$D40=\"\"),\"\",P55/'Historical scenario - input'!$D40),\"\")","v":13.106233923697655},{"$f":"IFERROR(IF(OR(Q55=\"\",'Historical scenario - input'!$D40=\"\"),\"\",Q55/'Historical scenario - input'!$D40),\"\")","v":13.213110772075794},{"$f":"IFERROR(IF(OR(R55=\"\",'Historical scenario - input'!$D40=\"\"),\"\",R55/'Historical scenario - input'!$D40),\"\")","v":13.223050620131934},{"$f":"IFERROR(IF(OR(S55=\"\",'Historical scenario - input'!$D40=\"\"),\"\",S55/'Historical scenario - input'!$D40),\"\")","v":13.146586414488908},{"$f":"IFERROR(IF(OR(T55=\"\",'Historical scenario - input'!$D40=\"\"),\"\",T55/'Historical scenario - input'!$D40),\"\")","v":12.99626729458034},{"$f":"IFERROR(IF(OR(U55=\"\",'Historical scenario - input'!$D40=\"\"),\"\",U55/'Historical scenario - input'!$D40),\"\")","v":12.785765739400677},{"$f":"IFERROR(IF(OR(V55=\"\",'Historical scenario - input'!$D40=\"\"),\"\",V55/'Historical scenario - input'!$D40),\"\")","v":12.529051055702958},{"$f":"IFERROR(IF(OR(W55=\"\",'Historical scenario - input'!$D40=\"\"),\"\",W55/'Historical scenario - input'!$D40),\"\")","v":12.239699916790649}]
[{"$f":"IFERROR('Historical scenario - input'!A41,\"\")","v":6},{"$f":"IFERROR('Historical scenario - input'!B41,\"\")","v":"UNDERGROUND CABLES"},{"$f":"IFERROR('Historical scenario - input'!C41,\"\")","v":"˂ = 1 kv"},{"$f":"IFERROR(repcalc('Historical scenario - input'!$CV41:$GH41,'Historical scenario - input'!$G41,'Historical scenario - input'!$E41,'Historical scenario - input'!$F41,20,TRUE,TRUE),\"\")","v":173.8432798599722},189.69080462131228,205.21740488683557,220.16294798325671,234.28097280696252,247.35207404751253,259.19728729364806,269.69074181031715,278.77083875430009,286.44925032658028,292.81711813404064,298.04795162625413,302.39688175065305,306.19610079199208,309.84650565803321,313.80574772723156,318.57306797827113,324.67145346062586,332.62778435097766,342.95174606672549,{"$f":"IFERROR(IF(OR(D56=\"\",'Historical scenario - input'!$D41=\"\"),\"\",D56/'Historical scenario - input'!$D41),\"\")","v":1.9115817711266565},{"$f":"IFERROR(IF(OR(E56=\"\",'Historical scenario - input'!$D41=\"\"),\"\",E56/'Historical scenario - input'!$D41),\"\")","v":2.0858412505592647},{"$f":"IFERROR(IF(OR(F56=\"\",'Historical scenario - input'!$D41=\"\"),\"\",F56/'Historical scenario - input'!$D41),\"\")","v":2.2565718422683703},{"$f":"IFERROR(IF(OR(G56=\"\",'Historical scenario - input'!$D41=\"\"),\"\",G56/'Historical scenario - input'!$D41),\"\")","v":2.4209131257837231},{"$f":"IFERROR(IF(OR(H56=\"\",'Historical scenario - input'!$D41=\"\"),\"\",H56/'Historical scenario - input'!$D41),\"\")","v":2.5761550132990059},{"$f":"IFERROR(IF(OR(I56=\"\",'Historical scenario - input'!$D41=\"\"),\"\",I56/'Historical scenario - input'!$D41),\"\")","v":2.7198849226755004},{"$f":"IFERROR(IF(OR(J56=\"\",'Historical scenario - input'!$D41=\"\"),\"\",J56/'Historical scenario - input'!$D41),\"\")","v":2.8501349601498243},{"$f":"IFERROR(IF(OR(K56=\"\",'Historical scenario - input'!$D41=\"\"),\"\",K56/'Historical scenario - input'!$D41),\"\")","v":2.9655210503476654},{"$f":"IFERROR(IF(OR(L56=\"\",'Historical scenario - input'!$D41=\"\"),\"\",L56/'Historical scenario - input'!$D41),\"\")","v":3.0653658520113343},{"$f":"IFERROR(IF(OR(M56=\"\",'Historical scenario - input'!$D41=\"\"),\"\",M56/'Historical scenario - input'!$D41),\"\")","v":3.1497977127344039},{"$f":"IFERROR(IF(OR(N56=\"\",'Historical scenario - input'!$D41=\"\"),\"\",N56/'Historical scenario - input'!$D41),\"\")","v":3.2198188261849232},{"$f":"IFERROR(IF(OR(O56=\"\",'Historical scenario - input'!$D41=\"\"),\"\",O56/'Historical scenario - input'!$D41),\"\")","v":3.2773371033341365},{"$f":"IFERROR(IF(OR(P56=\"\",'Historical scenario - input'!$D41=\"\"),\"\",P56/'Historical scenario - input'!$D41),\"\")","v":3.3251579656441481},{"$f":"IFERROR(IF(OR(Q56=\"\",'Historical scenario - input'!$D41=\"\"),\"\",Q56/'Historical scenario - input'!$D41),\"\")","v":3.3669342015147024},{"$f":"IFERROR(IF(OR(R56=\"\",'Historical scenario - input'!$D41=\"\"),\"\",R56/'Historical scenario - input'!$D41),\"\")","v":3.4070740758013414},{"$f":"IFERROR(IF(OR(S56=\"\",'Historical scenario - input'!$D41=\"\"),\"\",S56/'Historical scenario - input'!$D41),\"\")","v":3.4506099258672949},{"$f":"IFERROR(IF(OR(T56=\"\",'Historical scenario - input'!$D41=\"\"),\"\",T56/'Historical scenario - input'!$D41),\"\")","v":3.5030314085748846},{"$f":"IFERROR(IF(OR(U56=\"\",'Historical scenario - input'!$D41=\"\"),\"\",U56/'Historical scenario - input'!$D41),\"\")","v":3.5700892927264185},{"$f":"IFERROR(IF(OR(V56=\"\",'Historical scenario - input'!$D41=\"\"),\"\",V56/'Historical scenario - input'!$D41),\"\")","v":3.6575771559748524},{"$f":"IFERROR(IF(OR(W56=\"\",'Historical scenario - input'!$D41=\"\"),\"\",W56/'Historical scenario - input'!$D41),\"\")","v":3.7710995022946485}]
[{"$f":"IFERROR('Historical scenario - input'!A42,\"\")","v":6},{"$f":"IFERROR('Historical scenario - input'!B42,\"\")","v":"UNDERGROUND CABLES"},{"$f":"IFERROR('Historical scenario - input'!C42,\"\")","v":"> 1 kv & < = 11 kv"},{"$f":"IFERROR(repcalc('Historical scenario - input'!$CV42:$GH42,'Historical scenario - input'!$G42,'Historical scenario - input'!$E42,'Historical scenario - input'!$F42,20,TRUE,TRUE),\"\")","v":1278.7927475281183},1380.5432756444552,1477.7769199538413,1568.8435956219505,1652.2984399135019,1726.9919532730005,1792.1536747559176,1847.4643567178427,1893.1119764013408,1929.8275985378709,1958.8980372311178,1982.1533923528198,2001.9287790702274,2021.0008491424369,2042.5009439531493,2069.8078575510644,2106.4241741348897,2155.8409460431199,2221.3960783610901,2306.1321793965708,{"$f":"IFERROR(IF(OR(D57=\"\",'Historical scenario - input'!$D42=\"\"),\"\",D57/'Historical scenario - input'!$D42),\"\")","v":4.6582232716767313},{"$f":"IFERROR(IF(OR(E57=\"\",'Historical scenario - input'!$D42=\"\"),\"\",E57/'Historical scenario - input'!$D42),\"\")","v":5.0288671300291545},{"$f":"IFERROR(IF(OR(F57=\"\",'Historical scenario - input'!$D42=\"\"),\"\",F57/'Historical scenario - input'!$D42),\"\")","v":5.3830574596094847},{"$f":"IFERROR(IF(OR(G57=\"\",'Historical scenario - input'!$D42=\"\"),\"\",G57/'Historical scenario - input'!$D42),\"\")","v":5.7147835416438184},{"$f":"IFERROR(IF(OR(H57=\"\",'Historical scenario - input'!$D42=\"\"),\"\",H57/'Historical scenario - input'!$D42),\"\")","v":6.0187822142704119},{"$f":"IFERROR(IF(OR(I57=\"\",'Historical scenario - input'!$D42=\"\"),\"\",I57/'Historical scenario - input'!$D42),\"\")","v":6.290866226982458},{"$f":"IFERROR(IF(OR(J57=\"\",'Historical scenario - input'!$D42=\"\"),\"\",J57/'Historical scenario - input'!$D42),\"\")","v":6.5282290428265233},{"$f":"IFERROR(IF(OR(K57=\"\",'Historical scenario - input'!$D42=\"\"),\"\",K57/'Historical scenario - input'!$D42),\"\")","v":6.7297077471633919},{"$f":"IFERROR(IF(OR(L57=\"\",'Historical scenario - input'!$D42=\"\"),\"\",L57/'Historical scenario - input'!$D42),\"\")","v":6.8959870795394496},{"$f":"IFERROR(IF(OR(M57=\"\",'Historical scenario - input'!$D42=\"\"),\"\",M57/'Historical scenario - input'!$D42),\"\")","v":7.029730069403187},{"$f":"IFERROR(IF(OR(N57=\"\",'Historical scenario - input'!$D42=\"\"),\"\",N57/'Historical scenario - input'!$D42),\"\")","v":7.1356241592003737},{"$f":"IFERROR(IF(OR(O57=\"\",'Historical scenario - input'!$D42=\"\"),\"\",O57/'Historical scenario - input'!$D42),\"\")","v":7.2203358035449448},{"$f":"IFERROR(IF(OR(P57=\"\",'Historical scenario - input'!$D42=\"\"),\"\",P57/'Historical scenario - input'!$D42),\"\")","v":7.292371062418205},{"$f":"IFERROR(IF(OR(Q57=\"\",'Historical scenario - input'!$D42=\"\"),\"\",Q57/'Historical scenario - input'!$D42),\"\")","v":7.3618443690358291},{"$f":"IFERROR(IF(OR(R57=\"\",'Historical scenario - input'!$D42=\"\"),\"\",R57/'Historical scenario - input'!$D42),\"\")","v":7.4401621747819977},{"$f":"IFERROR(IF(OR(S57=\"\",'Historical scenario - input'!$D42=\"\"),\"\",S57/'Historical scenario - input'!$D42),\"\")","v":7.5396323200775139},{"$f":"IFERROR(IF(OR(T57=\"\",'Historical scenario - input'!$D42=\"\"),\"\",T57/'Historical scenario - input'!$D42),\"\")","v":7.673013572327779},{"$f":"IFERROR(IF(OR(U57=\"\",'Historical scenario - input'!$D42=\"\"),\"\",U57/'Historical scenario - input'!$D42),\"\")","v":7.853022692147249},{"$f":"IFERROR(IF(OR(V57=\"\",'Historical scenario - input'!$D42=\"\"),\"\",V57/'Historical scenario - input'!$D42),\"\")","v":8.0918185748512226},{"$f":"IFERROR(IF(OR(W57=\"\",'Historical scenario - input'!$D42=\"\"),\"\",W57/'Historical scenario - input'!$D42),\"\")","v":8.4004844462816113}]
[{"$f":"IFERROR('Historical scenario - input'!A43,\"\")","v":6},{"$f":"IFERROR('Historical scenario - input'!B43,\"\")","v":"UNDERGROUND CABLES"},{"$f":"IFERROR('Historical scenario - input'!C43,\"\")","v":"> 11 kv & < = 22 kv"},{"$f":"IFERROR(repcalc('Historical scenario - input'!$CV43:$GH43,'Historical scenario - input'!$G43,'Historical scenario - input'!$E43,'Historical scenario - input'!$F43,20,TRUE,TRUE),\"\")","v":75.512248630250809},80.275750696529371,84.609369235963641,88.418193881761553,91.61709804625437,94.133978916239116,95.912536132642828,96.914448280795568,97.12084114482245,96.532982421667214,95.172180887110329,93.078910505565133,90.311218681787579,86.942510403114724,83.058824856971356,78.755737528588057,74.135028883015593,69.301261253234259,64.358399668234696,59.406601446457991,{"$f":"IFERROR(IF(OR(D58=\"\",'Historical scenario - input'!$D43=\"\"),\"\",D58/'Historical scenario - input'!$D43),\"\")","v":2.2820770845052532},{"$f":"IFERROR(IF(OR(E58=\"\",'Historical scenario - input'!$D43=\"\"),\"\",E58/'Historical scenario - input'!$D43),\"\")","v":2.4260362315924562},{"$f":"IFERROR(IF(OR(F58=\"\",'Historical scenario - input'!$D43=\"\"),\"\",F58/'Historical scenario - input'!$D43),\"\")","v":2.5570037466807065},{"$f":"IFERROR(IF(OR(G58=\"\",'Historical scenario - input'!$D43=\"\"),\"\",G58/'Historical scenario - input'!$D43),\"\")","v":2.6721113166543566},{"$f":"IFERROR(IF(OR(H58=\"\",'Historical scenario - input'!$D43=\"\"),\"\",H58/'Historical scenario - input'!$D43),\"\")","v":2.7687863067617626},{"$f":"IFERROR(IF(OR(I58=\"\",'Historical scenario - input'!$D43=\"\"),\"\",I58/'Historical scenario - input'!$D43),\"\")","v":2.8448496774335355},{"$f":"IFERROR(IF(OR(J58=\"\",'Historical scenario - input'!$D43=\"\"),\"\",J58/'Historical scenario - input'!$D43),\"\")","v":2.8985999595488314},{"$f":"IFERROR(IF(OR(K58=\"\",'Historical scenario - input'!$D43=\"\"),\"\",K58/'Historical scenario - input'!$D43),\"\")","v":2.9288790307652439},{"$f":"IFERROR(IF(OR(L58=\"\",'Historical scenario - input'!$D43=\"\"),\"\",L58/'Historical scenario - input'!$D43),\"\")","v":2.9351164880512459},{"$f":"IFERROR(IF(OR(M58=\"\",'Historical scenario - input'!$D43=\"\"),\"\",M58/'Historical scenario - input'!$D43),\"\")","v":2.9173506428357499},{"$f":"IFERROR(IF(OR(N58=\"\",'Historical scenario - input'!$D43=\"\"),\"\",N58/'Historical scenario - input'!$D43),\"\")","v":2.8762254736757393},{"$f":"IFERROR(IF(OR(O58=\"\",'Historical scenario - input'!$D43=\"\"),\"\",O58/'Historical scenario - input'!$D43),\"\")","v":2.8129641557299756},{"$f":"IFERROR(IF(OR(P58=\"\",'Historical scenario - input'!$D43=\"\"),\"\",P58/'Historical scenario - input'!$D43),\"\")","v":2.7293209560824279},{"$f":"IFERROR(IF(OR(Q58=\"\",'Historical scenario - input'!$D43=\"\"),\"\",Q58/'Historical scenario - input'!$D43),\"\")","v":2.627514267676347},{"$f":"IFERROR(IF(OR(R58=\"\",'Historical scenario - input'!$D43=\"\"),\"\",R58/'Historical scenario - input'!$D43),\"\")","v":2.5101443051994581},{"$f":"IFERROR(IF(OR(S58=\"\",'Historical scenario - input'!$D43=\"\"),\"\",S58/'Historical scenario - input'!$D43),\"\")","v":2.380099482500396},{"$f":"IFERROR(IF(OR(T58=\"\",'Historical scenario - input'!$D43=\"\"),\"\",T58/'Historical scenario - input'!$D43),\"\")","v":2.2404557358829513},{"$f":"IFERROR(IF(OR(U58=\"\",'Historical scenario - input'!$D43=\"\"),\"\",U58/'Historical scenario - input'!$D43),\"\")","v":2.0943730732706749},{"$f":"IFERROR(IF(OR(V58=\"\",'Historical scenario - input'!$D43=\"\"),\"\",V58/'Historical scenario - input'!$D43),\"\")","v":1.9449934512938245},{"$f":"IFERROR(IF(OR(W58=\"\",'Historical scenario - input'!$D43=\"\"),\"\",W58/'Historical scenario - input'!$D43),\"\")","v":1.7953437526821021}]
[{"$f":"IFERROR('Historical scenario - input'!A44,\"\")","v":6},{"$f":"IFERROR('Historical scenario - input'!B44,\"\")","v":"UNDERGROUND CABLES"},{"$f":"IFERROR('Historical scenario - input'!C44,\"\")","v":"> 33 kv & < = 66 kv"},{"$f":"IFERROR(repcalc('Historical scenario - input'!$CV44:$GH44,'Historical scenario - input'!$G44,'Historical scenario - input'!$E44,'Historical scenario - input'!$F44,20,TRUE,TRUE),\"\")","v":11.864523146555651},14.645598964751526,17.815662242876339,21.357762058177393,25.234174940436354,29.384787737157463,33.726918265520503,38.156843206428555,42.553167089498118,46.781992837484786,50.703660317703516,54.180627297652187,57.085902447629529,59.311327035311294,60.774960449104256,61.426866174440555,61.25272012274965,60.274861411282387,58.550655174519761,56.168308029688625,{"$f":"IFERROR(IF(OR(D59=\"\",'Historical scenario - input'!$D44=\"\"),\"\",D59/'Historical scenario - input'!$D44),\"\")","v":0.35856111932137658},{"$f":"IFERROR(IF(OR(E59=\"\",'Historical scenario - input'!$D44=\"\"),\"\",E59/'Historical scenario - input'!$D44),\"\")","v":0.44260880046053935},{"$f":"IFERROR(IF(OR(F59=\"\",'Historical scenario - input'!$D44=\"\"),\"\",F59/'Historical scenario - input'!$D44),\"\")","v":0.53841218196045282},{"$f":"IFERROR(IF(OR(G59=\"\",'Historical scenario - input'!$D44=\"\"),\"\",G59/'Historical scenario - input'!$D44),\"\")","v":0.64545898517656808},{"$f":"IFERROR(IF(OR(H59=\"\",'Historical scenario - input'!$D44=\"\"),\"\",H59/'Historical scenario - input'!$D44),\"\")","v":0.76260915841535371},{"$f":"IFERROR(IF(OR(I59=\"\",'Historical scenario - input'!$D44=\"\"),\"\",I59/'Historical scenario - input'!$D44),\"\")","v":0.8880460050444573},{"$f":"IFERROR(IF(OR(J59=\"\",'Historical scenario - input'!$D44=\"\"),\"\",J59/'Historical scenario - input'!$D44),\"\")","v":1.0192707633645044},{"$f":"IFERROR(IF(OR(K59=\"\",'Historical scenario - input'!$D44=\"\"),\"\",K59/'Historical scenario - input'!$D44),\"\")","v":1.153148781528496},{"$f":"IFERROR(IF(OR(L59=\"\",'Historical scenario - input'!$D44=\"\"),\"\",L59/'Historical scenario - input'!$D44),\"\")","v":1.2860113325927878},{"$f":"IFERROR(IF(OR(M59=\"\",'Historical scenario - input'!$D44=\"\"),\"\",M59/'Historical scenario - input'!$D44),\"\")","v":1.4138118750067783},{"$f":"IFERROR(IF(OR(N59=\"\",'Historical scenario - input'!$D44=\"\"),\"\",N59/'Historical scenario - input'!$D44),\"\")","v":1.5323297002867338},{"$f":"IFERROR(IF(OR(O59=\"\",'Historical scenario - input'!$D44=\"\"),\"\",O59/'Historical scenario - input'!$D44),\"\")","v":1.6374081056110799},{"$f":"IFERROR(IF(OR(P59=\"\",'Historical scenario - input'!$D44=\"\"),\"\",P59/'Historical scenario - input'!$D44),\"\")","v":1.7252092499844949},{"$f":"IFERROR(IF(OR(Q59=\"\",'Historical scenario - input'!$D44=\"\"),\"\",Q59/'Historical scenario - input'!$D44),\"\")","v":1.7924644376787542},{"$f":"IFERROR(IF(OR(R59=\"\",'Historical scenario - input'!$D44=\"\"),\"\",R59/'Historical scenario - input'!$D44),\"\")","v":1.8366973182288777},{"$f":"IFERROR(IF(OR(S59=\"\",'Historical scenario - input'!$D44=\"\"),\"\",S59/'Historical scenario - input'!$D44),\"\")","v":1.8563987460638816},{"$f":"IFERROR(IF(OR(T59=\"\",'Historical scenario - input'!$D44=\"\"),\"\",T59/'Historical scenario - input'!$D44),\"\")","v":1.851135828840123},{"$f":"IFERROR(IF(OR(U59=\"\",'Historical scenario - input'!$D44=\"\"),\"\",U59/'Historical scenario - input'!$D44),\"\")","v":1.8215836833564127},{"$f":"IFERROR(IF(OR(V59=\"\",'Historical scenario - input'!$D44=\"\"),\"\",V59/'Historical scenario - input'!$D44),\"\")","v":1.7694759576132182},{"$f":"IFERROR(IF(OR(W59=\"\",'Historical scenario - input'!$D44=\"\"),\"\",W59/'Historical scenario - input'!$D44),\"\")","v":1.6974783688090931}]
[{"$f":"IFERROR('Historical scenario - input'!A45,\"\")","v":3},{"$f":"IFERROR('Historical scenario - input'!B45,\"\")","v":"SERVICE LINES"},{"$f":"IFERROR('Historical scenario - input'!C45,\"\")","v":"˂ = 11 kv ; residential ; simple type"},{"$f":"IFERROR(repcalc('Historical scenario - input'!$CV45:$GH45,'Historical scenario - input'!$G45,'Historical scenario - input'!$E45,'Historical scenario - input'!$F45,20,TRUE,TRUE),\"\")","v":1138.7704465308491},1114.7618001486856,1090.6529931021532,1069.0871282689066,1052.7919581206352,1044.4841077802266,1046.7725748648486,1062.0646602485187,1092.4771203854323,1139.7549884115283,1205.2002398785003,1289.6123034246609,1393.2423283685105,1515.7630805588901,1656.2562809874107,1813.2190517057466,1984.5908144621394,2167.8014389715931,2359.8406290097237,2557.3474741354476,{"$f":"IFERROR(IF(OR(D60=\"\",'Historical scenario - input'!$D45=\"\"),\"\",D60/'Historical scenario - input'!$D45),\"\")","v":754.07030525003233},{"$f":"IFERROR(IF(OR(E60=\"\",'Historical scenario - input'!$D45=\"\"),\"\",E60/'Historical scenario - input'!$D45),\"\")","v":738.17227473721846},{"$f":"IFERROR(IF(OR(F60=\"\",'Historical scenario - input'!$D45=\"\"),\"\",F60/'Historical scenario - input'!$D45),\"\")","v":722.20791989803593},{"$f":"IFERROR(IF(OR(G60=\"\",'Historical scenario - input'!$D45=\"\"),\"\",G60/'Historical scenario - input'!$D45),\"\")","v":707.9274489503324},{"$f":"IFERROR(IF(OR(H60=\"\",'Historical scenario - input'!$D45=\"\"),\"\",H60/'Historical scenario - input'!$D45),\"\")","v":697.13712332742784},{"$f":"IFERROR(IF(OR(I60=\"\",'Historical scenario - input'!$D45=\"\"),\"\",I60/'Historical scenario - input'!$D45),\"\")","v":691.63583616174117},{"$f":"IFERROR(IF(OR(J60=\"\",'Historical scenario - input'!$D45=\"\"),\"\",J60/'Historical scenario - input'!$D45),\"\")","v":693.15121187096565},{"$f":"IFERROR(IF(OR(K60=\"\",'Historical scenario - input'!$D45=\"\"),\"\",K60/'Historical scenario - input'!$D45),\"\")","v":703.27731544899814},{"$f":"IFERROR(IF(OR(L60=\"\",'Historical scenario - input'!$D45=\"\"),\"\",L60/'Historical scenario - input'!$D45),\"\")","v":723.41581936671946},{"$f":"IFERROR(IF(OR(M60=\"\",'Historical scenario - input'!$D45=\"\"),\"\",M60/'Historical scenario - input'!$D45),\"\")","v":754.72224857957417},{"$f":"IFERROR(IF(OR(N60=\"\",'Historical scenario - input'!$D45=\"\"),\"\",N60/'Historical scenario - input'!$D45),\"\")","v":798.05874444773235},{"$f":"IFERROR(IF(OR(O60=\"\",'Historical scenario - input'!$D45=\"\"),\"\",O60/'Historical scenario - input'!$D45),\"\")","v":853.95467212916265},{"$f":"IFERROR(IF(OR(P60=\"\",'Historical scenario - input'!$D45=\"\"),\"\",P60/'Historical scenario - input'!$D45),\"\")","v":922.57633752321635},{"$f":"IFERROR(IF(OR(Q60=\"\",'Historical scenario - input'!$D45=\"\"),\"\",Q60/'Historical scenario - input'!$D45),\"\")","v":1003.7070529234253},{"$f":"IFERROR(IF(OR(R60=\"\",'Historical scenario - input'!$D45=\"\"),\"\",R60/'Historical scenario - input'!$D45),\"\")","v":1096.7387529077632},{"$f":"IFERROR(IF(OR(S60=\"\",'Historical scenario - input'!$D45=\"\"),\"\",S60/'Historical scenario - input'!$D45),\"\")","v":1200.6762626921463},{"$f":"IFERROR(IF(OR(T60=\"\",'Historical scenario - input'!$D45=\"\"),\"\",T60/'Historical scenario - input'!$D45),\"\")","v":1314.155109852805},{"$f":"IFERROR(IF(OR(U60=\"\",'Historical scenario - input'!$D45=\"\"),\"\",U60/'Historical scenario - input'!$D45),\"\")","v":1435.4734071178634},{"$f":"IFERROR(IF(OR(V60=\"\",'Historical scenario - input'!$D45=\"\"),\"\",V60/'Historical scenario - input'!$D45),\"\")","v":1562.6377984077626},{"$f":"IFERROR(IF(OR(W60=\"\",'Historical scenario - input'!$D45=\"\"),\"\",W60/'Historical scenario - input'!$D45),\"\")","v":1693.4227581392327}]
[{"$f":"IFERROR('Historical scenario - input'!A46,\"\")","v":""},{"$f":"IFERROR('Historical scenario - input'!B46,\"\")","v":0},{"$f":"IFERROR('Historical scenario - input'!C46,\"\")","v":0},{"$f":"IFERROR(repcalc('Historical scenario - input'!$CV46:$GH46,'Historical scenario - input'!$G46,'Historical scenario - input'!$E46,'Historical scenario - input'!$F46,20,TRUE,TRUE),\"\")","v":0},0,0,0,0,0,0,0,0,0,0,0,0,0,0,0,0,0,0,0,{"$f":"IFERROR(IF(OR(D61=\"\",'Historical scenario - input'!$D46=\"\"),\"\",D61/'Historical scenario - input'!$D46),\"\")","v":""},{"$f":"IFERROR(IF(OR(E61=\"\",'Historical scenario - input'!$D46=\"\"),\"\",E61/'Historical scenario - input'!$D46),\"\")","v":""},{"$f":"IFERROR(IF(OR(F61=\"\",'Historical scenario - input'!$D46=\"\"),\"\",F61/'Historical scenario - input'!$D46),\"\")","v":""},{"$f":"IFERROR(IF(OR(G61=\"\",'Historical scenario - input'!$D46=\"\"),\"\",G61/'Historical scenario - input'!$D46),\"\")","v":""},{"$f":"IFERROR(IF(OR(H61=\"\",'Historical scenario - input'!$D46=\"\"),\"\",H61/'Historical scenario - input'!$D46),\"\")","v":""},{"$f":"IFERROR(IF(OR(I61=\"\",'Historical scenario - input'!$D46=\"\"),\"\",I61/'Historical scenario - input'!$D46),\"\")","v":""},{"$f":"IFERROR(IF(OR(J61=\"\",'Historical scenario - input'!$D46=\"\"),\"\",J61/'Historical scenario - input'!$D46),\"\")","v":""},{"$f":"IFERROR(IF(OR(K61=\"\",'Historical scenario - input'!$D46=\"\"),\"\",K61/'Historical scenario - input'!$D46),\"\")","v":""},{"$f":"IFERROR(IF(OR(L61=\"\",'Historical scenario - input'!$D46=\"\"),\"\",L61/'Historical scenario - input'!$D46),\"\")","v":""},{"$f":"IFERROR(IF(OR(M61=\"\",'Historical scenario - input'!$D46=\"\"),\"\",M61/'Historical scenario - input'!$D46),\"\")","v":""},{"$f":"IFERROR(IF(OR(N61=\"\",'Historical scenario - input'!$D46=\"\"),\"\",N61/'Historical scenario - input'!$D46),\"\")","v":""},{"$f":"IFERROR(IF(OR(O61=\"\",'Historical scenario - input'!$D46=\"\"),\"\",O61/'Historical scenario - input'!$D46),\"\")","v":""},{"$f":"IFERROR(IF(OR(P61=\"\",'Historical scenario - input'!$D46=\"\"),\"\",P61/'Historical scenario - input'!$D46),\"\")","v":""},{"$f":"IFERROR(IF(OR(Q61=\"\",'Historical scenario - input'!$D46=\"\"),\"\",Q61/'Historical scenario - input'!$D46),\"\")","v":""},{"$f":"IFERROR(IF(OR(R61=\"\",'Historical scenario - input'!$D46=\"\"),\"\",R61/'Historical scenario - input'!$D46),\"\")","v":""},{"$f":"IFERROR(IF(OR(S61=\"\",'Historical scenario - input'!$D46=\"\"),\"\",S61/'Historical scenario - input'!$D46),\"\")","v":""},{"$f":"IFERROR(IF(OR(T61=\"\",'Historical scenario - input'!$D46=\"\"),\"\",T61/'Historical scenario - input'!$D46),\"\")","v":""},{"$f":"IFERROR(IF(OR(U61=\"\",'Historical scenario - input'!$D46=\"\"),\"\",U61/'Historical scenario - input'!$D46),\"\")","v":""},{"$f":"IFERROR(IF(OR(V61=\"\",'Historical scenario - input'!$D46=\"\"),\"\",V61/'Historical scenario - input'!$D46),\"\")","v":""},{"$f":"IFERROR(IF(OR(W61=\"\",'Historical scenario - input'!$D46=\"\"),\"\",W61/'Historical scenario - input'!$D46),\"\")","v":""}]
[{"$f":"IFERROR('Historical scenario - input'!A47,\"\")","v":""},{"$f":"IFERROR('Historical scenario - input'!B47,\"\")","v":0},{"$f":"IFERROR('Historical scenario - input'!C47,\"\")","v":0},{"$f":"IFERROR(repcalc('Historical scenario - input'!$CV47:$GH47,'Historical scenario - input'!$G47,'Historical scenario - input'!$E47,'Historical scenario - input'!$F47,20,TRUE,TRUE),\"\")","v":0},0,0,0,0,0,0,0,0,0,0,0,0,0,0,0,0,0,0,0,{"$f":"IFERROR(IF(OR(D62=\"\",'Historical scenario - input'!$D47=\"\"),\"\",D62/'Historical scenario - input'!$D47),\"\")","v":""},{"$f":"IFERROR(IF(OR(E62=\"\",'Historical scenario - input'!$D47=\"\"),\"\",E62/'Historical scenario - input'!$D47),\"\")","v":""},{"$f":"IFERROR(IF(OR(F62=\"\",'Historical scenario - input'!$D47=\"\"),\"\",F62/'Historical scenario - input'!$D47),\"\")","v":""},{"$f":"IFERROR(IF(OR(G62=\"\",'Historical scenario - input'!$D47=\"\"),\"\",G62/'Historical scenario - input'!$D47),\"\")","v":""},{"$f":"IFERROR(IF(OR(H62=\"\",'Historical scenario - input'!$D47=\"\"),\"\",H62/'Historical scenario - input'!$D47),\"\")","v":""},{"$f":"IFERROR(IF(OR(I62=\"\",'Historical scenario - input'!$D47=\"\"),\"\",I62/'Historical scenario - input'!$D47),\"\")","v":""},{"$f":"IFERROR(IF(OR(J62=\"\",'Historical scenario - input'!$D47=\"\"),\"\",J62/'Historical scenario - input'!$D47),\"\")","v":""},{"$f":"IFERROR(IF(OR(K62=\"\",'Historical scenario - input'!$D47=\"\"),\"\",K62/'Historical scenario - input'!$D47),\"\")","v":""},{"$f":"IFERROR(IF(OR(L62=\"\",'Historical scenario - input'!$D47=\"\"),\"\",L62/'Historical scenario - input'!$D47),\"\")","v":""},{"$f":"IFERROR(IF(OR(M62=\"\",'Historical scenario - input'!$D47=\"\"),\"\",M62/'Historical scenario - input'!$D47),\"\")","v":""},{"$f":"IFERROR(IF(OR(N62=\"\",'Historical scenario - input'!$D47=\"\"),\"\",N62/'Historical scenario - input'!$D47),\"\")","v":""},{"$f":"IFERROR(IF(OR(O62=\"\",'Historical scenario - input'!$D47=\"\"),\"\",O62/'Historical scenario - input'!$D47),\"\")","v":""},{"$f":"IFERROR(IF(OR(P62=\"\",'Historical scenario - input'!$D47=\"\"),\"\",P62/'Historical scenario - input'!$D47),\"\")","v":""},{"$f":"IFERROR(IF(OR(Q62=\"\",'Historical scenario - input'!$D47=\"\"),\"\",Q62/'Historical scenario - input'!$D47),\"\")","v":""},{"$f":"IFERROR(IF(OR(R62=\"\",'Historical scenario - input'!$D47=\"\"),\"\",R62/'Historical scenario - input'!$D47),\"\")","v":""},{"$f":"IFERROR(IF(OR(S62=\"\",'Historical scenario - input'!$D47=\"\"),\"\",S62/'Historical scenario - input'!$D47),\"\")","v":""},{"$f":"IFERROR(IF(OR(T62=\"\",'Historical scenario - input'!$D47=\"\"),\"\",T62/'Historical scenario - input'!$D47),\"\")","v":""},{"$f":"IFERROR(IF(OR(U62=\"\",'Historical scenario - input'!$D47=\"\"),\"\",U62/'Historical scenario - input'!$D47),\"\")","v":""},{"$f":"IFERROR(IF(OR(V62=\"\",'Historical scenario - input'!$D47=\"\"),\"\",V62/'Historical scenario - input'!$D47),\"\")","v":""},{"$f":"IFERROR(IF(OR(W62=\"\",'Historical scenario - input'!$D47=\"\"),\"\",W62/'Historical scenario - input'!$D47),\"\")","v":""}]
[{"$f":"IFERROR('Historical scenario - input'!A48,\"\")","v":""},{"$f":"IFERROR('Historical scenario - input'!B48,\"\")","v":0},{"$f":"IFERROR('Historical scenario - input'!C48,\"\")","v":0},{"$f":"IFERROR(repcalc('Historical scenario - input'!$CV48:$GH48,'Historical scenario - input'!$G48,'Historical scenario - input'!$E48,'Historical scenario - input'!$F48,20,TRUE,TRUE),\"\")","v":0},0,0,0,0,0,0,0,0,0,0,0,0,0,0,0,0,0,0,0,{"$f":"IFERROR(IF(OR(D63=\"\",'Historical scenario - input'!$D48=\"\"),\"\",D63/'Historical scenario - input'!$D48),\"\")","v":""},{"$f":"IFERROR(IF(OR(E63=\"\",'Historical scenario - input'!$D48=\"\"),\"\",E63/'Historical scenario - input'!$D48),\"\")","v":""},{"$f":"IFERROR(IF(OR(F63=\"\",'Historical scenario - input'!$D48=\"\"),\"\",F63/'Historical scenario - input'!$D48),\"\")","v":""},{"$f":"IFERROR(IF(OR(G63=\"\",'Historical scenario - input'!$D48=\"\"),\"\",G63/'Historical scenario - input'!$D48),\"\")","v":""},{"$f":"IFERROR(IF(OR(H63=\"\",'Historical scenario - input'!$D48=\"\"),\"\",H63/'Historical scenario - input'!$D48),\"\")","v":""},{"$f":"IFERROR(IF(OR(I63=\"\",'Historical scenario - input'!$D48=\"\"),\"\",I63/'Historical scenario - input'!$D48),\"\")","v":""},{"$f":"IFERROR(IF(OR(J63=\"\",'Historical scenario - input'!$D48=\"\"),\"\",J63/'Historical scenario - input'!$D48),\"\")","v":""},{"$f":"IFERROR(IF(OR(K63=\"\",'Historical scenario - input'!$D48=\"\"),\"\",K63/'Historical scenario - input'!$D48),\"\")","v":""},{"$f":"IFERROR(IF(OR(L63=\"\",'Historical scenario - input'!$D48=\"\"),\"\",L63/'Historical scenario - input'!$D48),\"\")","v":""},{"$f":"IFERROR(IF(OR(M63=\"\",'Historical scenario - input'!$D48=\"\"),\"\",M63/'Historical scenario - input'!$D48),\"\")","v":""},{"$f":"IFERROR(IF(OR(N63=\"\",'Historical scenario - input'!$D48=\"\"),\"\",N63/'Historical scenario - input'!$D48),\"\")","v":""},{"$f":"IFERROR(IF(OR(O63=\"\",'Historical scenario - input'!$D48=\"\"),\"\",O63/'Historical scenario - input'!$D48),\"\")","v":""},{"$f":"IFERROR(IF(OR(P63=\"\",'Historical scenario - input'!$D48=\"\"),\"\",P63/'Historical scenario - input'!$D48),\"\")","v":""},{"$f":"IFERROR(IF(OR(Q63=\"\",'Historical scenario - input'!$D48=\"\"),\"\",Q63/'Historical scenario - input'!$D48),\"\")","v":""},{"$f":"IFERROR(IF(OR(R63=\"\",'Historical scenario - input'!$D48=\"\"),\"\",R63/'Historical scenario - input'!$D48),\"\")","v":""},{"$f":"IFERROR(IF(OR(S63=\"\",'Historical scenario - input'!$D48=\"\"),\"\",S63/'Historical scenario - input'!$D48),\"\")","v":""},{"$f":"IFERROR(IF(OR(T63=\"\",'Historical scenario - input'!$D48=\"\"),\"\",T63/'Historical scenario - input'!$D48),\"\")","v":""},{"$f":"IFERROR(IF(OR(U63=\"\",'Historical scenario - input'!$D48=\"\"),\"\",U63/'Historical scenario - input'!$D48),\"\")","v":""},{"$f":"IFERROR(IF(OR(V63=\"\",'Historical scenario - input'!$D48=\"\"),\"\",V63/'Historical scenario - input'!$D48),\"\")","v":""},{"$f":"IFERROR(IF(OR(W63=\"\",'Historical scenario - input'!$D48=\"\"),\"\",W63/'Historical scenario - input'!$D48),\"\")","v":""}]
[{"$f":"IFERROR('Historical scenario - input'!A49,\"\")","v":""},{"$f":"IFERROR('Historical scenario - input'!B49,\"\")","v":0},{"$f":"IFERROR('Historical scenario - input'!C49,\"\")","v":0},{"$f":"IFERROR(repcalc('Historical scenario - input'!$CV49:$GH49,'Historical scenario - input'!$G49,'Historical scenario - input'!$E49,'Historical scenario - input'!$F49,20,TRUE,TRUE),\"\")","v":0},0,0,0,0,0,0,0,0,0,0,0,0,0,0,0,0,0,0,0,{"$f":"IFERROR(IF(OR(D64=\"\",'Historical scenario - input'!$D49=\"\"),\"\",D64/'Historical scenario - input'!$D49),\"\")","v":""},{"$f":"IFERROR(IF(OR(E64=\"\",'Historical scenario - input'!$D49=\"\"),\"\",E64/'Historical scenario - input'!$D49),\"\")","v":""},{"$f":"IFERROR(IF(OR(F64=\"\",'Historical scenario - input'!$D49=\"\"),\"\",F64/'Historical scenario - input'!$D49),\"\")","v":""},{"$f":"IFERROR(IF(OR(G64=\"\",'Historical scenario - input'!$D49=\"\"),\"\",G64/'Historical scenario - input'!$D49),\"\")","v":""},{"$f":"IFERROR(IF(OR(H64=\"\",'Historical scenario - input'!$D49=\"\"),\"\",H64/'Historical scenario - input'!$D49),\"\")","v":""},{"$f":"IFERROR(IF(OR(I64=\"\",'Historical scenario - input'!$D49=\"\"),\"\",I64/'Historical scenario - input'!$D49),\"\")","v":""},{"$f":"IFERROR(IF(OR(J64=\"\",'Historical scenario - input'!$D49=\"\"),\"\",J64/'Historical scenario - input'!$D49),\"\")","v":""},{"$f":"IFERROR(IF(OR(K64=\"\",'Historical scenario - input'!$D49=\"\"),\"\",K64/'Historical scenario - input'!$D49),\"\")","v":""},{"$f":"IFERROR(IF(OR(L64=\"\",'Historical scenario - input'!$D49=\"\"),\"\",L64/'Historical scenario - input'!$D49),\"\")","v":""},{"$f":"IFERROR(IF(OR(M64=\"\",'Historical scenario - input'!$D49=\"\"),\"\",M64/'Historical scenario - input'!$D49),\"\")","v":""},{"$f":"IFERROR(IF(OR(N64=\"\",'Historical scenario - input'!$D49=\"\"),\"\",N64/'Historical scenario - input'!$D49),\"\")","v":""},{"$f":"IFERROR(IF(OR(O64=\"\",'Historical scenario - input'!$D49=\"\"),\"\",O64/'Historical scenario - input'!$D49),\"\")","v":""},{"$f":"IFERROR(IF(OR(P64=\"\",'Historical scenario - input'!$D49=\"\"),\"\",P64/'Historical scenario - input'!$D49),\"\")","v":""},{"$f":"IFERROR(IF(OR(Q64=\"\",'Historical scenario - input'!$D49=\"\"),\"\",Q64/'Historical scenario - input'!$D49),\"\")","v":""},{"$f":"IFERROR(IF(OR(R64=\"\",'Historical scenario - input'!$D49=\"\"),\"\",R64/'Historical scenario - input'!$D49),\"\")","v":""},{"$f":"IFERROR(IF(OR(S64=\"\",'Historical scenario - input'!$D49=\"\"),\"\",S64/'Historical scenario - input'!$D49),\"\")","v":""},{"$f":"IFERROR(IF(OR(T64=\"\",'Historical scenario - input'!$D49=\"\"),\"\",T64/'Historical scenario - input'!$D49),\"\")","v":""},{"$f":"IFERROR(IF(OR(U64=\"\",'Historical scenario - input'!$D49=\"\"),\"\",U64/'Historical scenario - input'!$D49),\"\")","v":""},{"$f":"IFERROR(IF(OR(V64=\"\",'Historical scenario - input'!$D49=\"\"),\"\",V64/'Historical scenario - input'!$D49),\"\")","v":""},{"$f":"IFERROR(IF(OR(W64=\"\",'Historical scenario - input'!$D49=\"\"),\"\",W64/'Historical scenario - input'!$D49),\"\")","v":""}]
[{"$f":"IFERROR('Historical scenario - input'!A50,\"\")","v":""},{"$f":"IFERROR('Historical scenario - input'!B50,\"\")","v":0},{"$f":"IFERROR('Historical scenario - input'!C50,\"\")","v":0},{"$f":"IFERROR(repcalc('Historical scenario - input'!$CV50:$GH50,'Historical scenario - input'!$G50,'Historical scenario - input'!$E50,'Historical scenario - input'!$F50,20,TRUE,TRUE),\"\")","v":0},0,0,0,0,0,0,0,0,0,0,0,0,0,0,0,0,0,0,0,{"$f":"IFERROR(IF(OR(D65=\"\",'Historical scenario - input'!$D50=\"\"),\"\",D65/'Historical scenario - input'!$D50),\"\")","v":""},{"$f":"IFERROR(IF(OR(E65=\"\",'Historical scenario - input'!$D50=\"\"),\"\",E65/'Historical scenario - input'!$D50),\"\")","v":""},{"$f":"IFERROR(IF(OR(F65=\"\",'Historical scenario - input'!$D50=\"\"),\"\",F65/'Historical scenario - input'!$D50),\"\")","v":""},{"$f":"IFERROR(IF(OR(G65=\"\",'Historical scenario - input'!$D50=\"\"),\"\",G65/'Historical scenario - input'!$D50),\"\")","v":""},{"$f":"IFERROR(IF(OR(H65=\"\",'Historical scenario - input'!$D50=\"\"),\"\",H65/'Historical scenario - input'!$D50),\"\")","v":""},{"$f":"IFERROR(IF(OR(I65=\"\",'Historical scenario - input'!$D50=\"\"),\"\",I65/'Historical scenario - input'!$D50),\"\")","v":""},{"$f":"IFERROR(IF(OR(J65=\"\",'Historical scenario - input'!$D50=\"\"),\"\",J65/'Historical scenario - input'!$D50),\"\")","v":""},{"$f":"IFERROR(IF(OR(K65=\"\",'Historical scenario - input'!$D50=\"\"),\"\",K65/'Historical scenario - input'!$D50),\"\")","v":""},{"$f":"IFERROR(IF(OR(L65=\"\",'Historical scenario - input'!$D50=\"\"),\"\",L65/'Historical scenario - input'!$D50),\"\")","v":""},{"$f":"IFERROR(IF(OR(M65=\"\",'Historical scenario - input'!$D50=\"\"),\"\",M65/'Historical scenario - input'!$D50),\"\")","v":""},{"$f":"IFERROR(IF(OR(N65=\"\",'Historical scenario - input'!$D50=\"\"),\"\",N65/'Historical scenario - input'!$D50),\"\")","v":""},{"$f":"IFERROR(IF(OR(O65=\"\",'Historical scenario - input'!$D50=\"\"),\"\",O65/'Historical scenario - input'!$D50),\"\")","v":""},{"$f":"IFERROR(IF(OR(P65=\"\",'Historical scenario - input'!$D50=\"\"),\"\",P65/'Historical scenario - input'!$D50),\"\")","v":""},{"$f":"IFERROR(IF(OR(Q65=\"\",'Historical scenario - input'!$D50=\"\"),\"\",Q65/'Historical scenario - input'!$D50),\"\")","v":""},{"$f":"IFERROR(IF(OR(R65=\"\",'Historical scenario - input'!$D50=\"\"),\"\",R65/'Historical scenario - input'!$D50),\"\")","v":""},{"$f":"IFERROR(IF(OR(S65=\"\",'Historical scenario - input'!$D50=\"\"),\"\",S65/'Historical scenario - input'!$D50),\"\")","v":""},{"$f":"IFERROR(IF(OR(T65=\"\",'Historical scenario - input'!$D50=\"\"),\"\",T65/'Historical scenario - input'!$D50),\"\")","v":""},{"$f":"IFERROR(IF(OR(U65=\"\",'Historical scenario - input'!$D50=\"\"),\"\",U65/'Historical scenario - input'!$D50),\"\")","v":""},{"$f":"IFERROR(IF(OR(V65=\"\",'Historical scenario - input'!$D50=\"\"),\"\",V65/'Historical scenario - input'!$D50),\"\")","v":""},{"$f":"IFERROR(IF(OR(W65=\"\",'Historical scenario - input'!$D50=\"\"),\"\",W65/'Historical scenario - input'!$D50),\"\")","v":""}]
[{"$f":"IFERROR('Historical scenario - input'!A51,\"\")","v":""},{"$f":"IFERROR('Historical scenario - input'!B51,\"\")","v":0},{"$f":"IFERROR('Historical scenario - input'!C51,\"\")","v":0},{"$f":"IFERROR(repcalc('Historical scenario - input'!$CV51:$GH51,'Historical scenario - input'!$G51,'Historical scenario - input'!$E51,'Historical scenario - input'!$F51,20,TRUE,TRUE),\"\")","v":0},0,0,0,0,0,0,0,0,0,0,0,0,0,0,0,0,0,0,0,{"$f":"IFERROR(IF(OR(D66=\"\",'Historical scenario - input'!$D51=\"\"),\"\",D66/'Historical scenario - input'!$D51),\"\")","v":""},{"$f":"IFERROR(IF(OR(E66=\"\",'Historical scenario - input'!$D51=\"\"),\"\",E66/'Historical scenario - input'!$D51),\"\")","v":""},{"$f":"IFERROR(IF(OR(F66=\"\",'Historical scenario - input'!$D51=\"\"),\"\",F66/'Historical scenario - input'!$D51),\"\")","v":""},{"$f":"IFERROR(IF(OR(G66=\"\",'Historical scenario - input'!$D51=\"\"),\"\",G66/'Historical scenario - input'!$D51),\"\")","v":""},{"$f":"IFERROR(IF(OR(H66=\"\",'Historical scenario - input'!$D51=\"\"),\"\",H66/'Historical scenario - input'!$D51),\"\")","v":""},{"$f":"IFERROR(IF(OR(I66=\"\",'Historical scenario - input'!$D51=\"\"),\"\",I66/'Historical scenario - input'!$D51),\"\")","v":""},{"$f":"IFERROR(IF(OR(J66=\"\",'Historical scenario - input'!$D51=\"\"),\"\",J66/'Historical scenario - input'!$D51),\"\")","v":""},{"$f":"IFERROR(IF(OR(K66=\"\",'Historical scenario - input'!$D51=\"\"),\"\",K66/'Historical scenario - input'!$D51),\"\")","v":""},{"$f":"IFERROR(IF(OR(L66=\"\",'Historical scenario - input'!$D51=\"\"),\"\",L66/'Historical scenario - input'!$D51),\"\")","v":""},{"$f":"IFERROR(IF(OR(M66=\"\",'Historical scenario - input'!$D51=\"\"),\"\",M66/'Historical scenario - input'!$D51),\"\")","v":""},{"$f":"IFERROR(IF(OR(N66=\"\",'Historical scenario - input'!$D51=\"\"),\"\",N66/'Historical scenario - input'!$D51),\"\")","v":""},{"$f":"IFERROR(IF(OR(O66=\"\",'Historical scenario - input'!$D51=\"\"),\"\",O66/'Historical scenario - input'!$D51),\"\")","v":""},{"$f":"IFERROR(IF(OR(P66=\"\",'Historical scenario - input'!$D51=\"\"),\"\",P66/'Historical scenario - input'!$D51),\"\")","v":""},{"$f":"IFERROR(IF(OR(Q66=\"\",'Historical scenario - input'!$D51=\"\"),\"\",Q66/'Historical scenario - input'!$D51),\"\")","v":""},{"$f":"IFERROR(IF(OR(R66=\"\",'Historical scenario - input'!$D51=\"\"),\"\",R66/'Historical scenario - input'!$D51),\"\")","v":""},{"$f":"IFERROR(IF(OR(S66=\"\",'Historical scenario - input'!$D51=\"\"),\"\",S66/'Historical scenario - input'!$D51),\"\")","v":""},{"$f":"IFERROR(IF(OR(T66=\"\",'Historical scenario - input'!$D51=\"\"),\"\",T66/'Historical scenario - input'!$D51),\"\")","v":""},{"$f":"IFERROR(IF(OR(U66=\"\",'Historical scenario - input'!$D51=\"\"),\"\",U66/'Historical scenario - input'!$D51),\"\")","v":""},{"$f":"IFERROR(IF(OR(V66=\"\",'Historical scenario - input'!$D51=\"\"),\"\",V66/'Historical scenario - input'!$D51),\"\")","v":""},{"$f":"IFERROR(IF(OR(W66=\"\",'Historical scenario - input'!$D51=\"\"),\"\",W66/'Historical scenario - input'!$D51),\"\")","v":""}]
[{"$f":"IFERROR('Historical scenario - input'!A52,\"\")","v":""},{"$f":"IFERROR('Historical scenario - input'!B52,\"\")","v":0},{"$f":"IFERROR('Historical scenario - input'!C52,\"\")","v":0},{"$f":"IFERROR(repcalc('Historical scenario - input'!$CV52:$GH52,'Historical scenario - input'!$G52,'Historical scenario - input'!$E52,'Historical scenario - input'!$F52,20,TRUE,TRUE),\"\")","v":0},0,0,0,0,0,0,0,0,0,0,0,0,0,0,0,0,0,0,0,{"$f":"IFERROR(IF(OR(D67=\"\",'Historical scenario - input'!$D52=\"\"),\"\",D67/'Historical scenario - input'!$D52),\"\")","v":""},{"$f":"IFERROR(IF(OR(E67=\"\",'Historical scenario - input'!$D52=\"\"),\"\",E67/'Historical scenario - input'!$D52),\"\")","v":""},{"$f":"IFERROR(IF(OR(F67=\"\",'Historical scenario - input'!$D52=\"\"),\"\",F67/'Historical scenario - input'!$D52),\"\")","v":""},{"$f":"IFERROR(IF(OR(G67=\"\",'Historical scenario - input'!$D52=\"\"),\"\",G67/'Historical scenario - input'!$D52),\"\")","v":""},{"$f":"IFERROR(IF(OR(H67=\"\",'Historical scenario - input'!$D52=\"\"),\"\",H67/'Historical scenario - input'!$D52),\"\")","v":""},{"$f":"IFERROR(IF(OR(I67=\"\",'Historical scenario - input'!$D52=\"\"),\"\",I67/'Historical scenario - input'!$D52),\"\")","v":""},{"$f":"IFERROR(IF(OR(J67=\"\",'Historical scenario - input'!$D52=\"\"),\"\",J67/'Historical scenario - input'!$D52),\"\")","v":""},{"$f":"IFERROR(IF(OR(K67=\"\",'Historical scenario - input'!$D52=\"\"),\"\",K67/'Historical scenario - input'!$D52),\"\")","v":""},{"$f":"IFERROR(IF(OR(L67=\"\",'Historical scenario - input'!$D52=\"\"),\"\",L67/'Historical scenario - input'!$D52),\"\")","v":""},{"$f":"IFERROR(IF(OR(M67=\"\",'Historical scenario - input'!$D52=\"\"),\"\",M67/'Historical scenario - input'!$D52),\"\")","v":""},{"$f":"IFERROR(IF(OR(N67=\"\",'Historical scenario - input'!$D52=\"\"),\"\",N67/'Historical scenario - input'!$D52),\"\")","v":""},{"$f":"IFERROR(IF(OR(O67=\"\",'Historical scenario - input'!$D52=\"\"),\"\",O67/'Historical scenario - input'!$D52),\"\")","v":""},{"$f":"IFERROR(IF(OR(P67=\"\",'Historical scenario - input'!$D52=\"\"),\"\",P67/'Historical scenario - input'!$D52),\"\")","v":""},{"$f":"IFERROR(IF(OR(Q67=\"\",'Historical scenario - input'!$D52=\"\"),\"\",Q67/'Historical scenario - input'!$D52),\"\")","v":""},{"$f":"IFERROR(IF(OR(R67=\"\",'Historical scenario - input'!$D52=\"\"),\"\",R67/'Historical scenario - input'!$D52),\"\")","v":""},{"$f":"IFERROR(IF(OR(S67=\"\",'Historical scenario - input'!$D52=\"\"),\"\",S67/'Historical scenario - input'!$D52),\"\")","v":""},{"$f":"IFERROR(IF(OR(T67=\"\",'Historical scenario - input'!$D52=\"\"),\"\",T67/'Historical scenario - input'!$D52),\"\")","v":""},{"$f":"IFERROR(IF(OR(U67=\"\",'Historical scenario - input'!$D52=\"\"),\"\",U67/'Historical scenario - input'!$D52),\"\")","v":""},{"$f":"IFERROR(IF(OR(V67=\"\",'Historical scenario - input'!$D52=\"\"),\"\",V67/'Historical scenario - input'!$D52),\"\")","v":""},{"$f":"IFERROR(IF(OR(W67=\"\",'Historical scenario - input'!$D52=\"\"),\"\",W67/'Historical scenario - input'!$D52),\"\")","v":""}]
[{"$f":"IFERROR('Historical scenario - input'!A53,\"\")","v":""},{"$f":"IFERROR('Historical scenario - input'!B53,\"\")","v":0},{"$f":"IFERROR('Historical scenario - input'!C53,\"\")","v":0},{"$f":"IFERROR(repcalc('Historical scenario - input'!$CV53:$GH53,'Historical scenario - input'!$G53,'Historical scenario - input'!$E53,'Historical scenario - input'!$F53,20,TRUE,TRUE),\"\")","v":0},0,0,0,0,0,0,0,0,0,0,0,0,0,0,0,0,0,0,0,{"$f":"IFERROR(IF(OR(D68=\"\",'Historical scenario - input'!$D53=\"\"),\"\",D68/'Historical scenario - input'!$D53),\"\")","v":""},{"$f":"IFERROR(IF(OR(E68=\"\",'Historical scenario - input'!$D53=\"\"),\"\",E68/'Historical scenario - input'!$D53),\"\")","v":""},{"$f":"IFERROR(IF(OR(F68=\"\",'Historical scenario - input'!$D53=\"\"),\"\",F68/'Historical scenario - input'!$D53),\"\")","v":""},{"$f":"IFERROR(IF(OR(G68=\"\",'Historical scenario - input'!$D53=\"\"),\"\",G68/'Historical scenario - input'!$D53),\"\")","v":""},{"$f":"IFERROR(IF(OR(H68=\"\",'Historical scenario - input'!$D53=\"\"),\"\",H68/'Historical scenario - input'!$D53),\"\")","v":""},{"$f":"IFERROR(IF(OR(I68=\"\",'Historical scenario - input'!$D53=\"\"),\"\",I68/'Historical scenario - input'!$D53),\"\")","v":""},{"$f":"IFERROR(IF(OR(J68=\"\",'Historical scenario - input'!$D53=\"\"),\"\",J68/'Historical scenario - input'!$D53),\"\")","v":""},{"$f":"IFERROR(IF(OR(K68=\"\",'Historical scenario - input'!$D53=\"\"),\"\",K68/'Historical scenario - input'!$D53),\"\")","v":""},{"$f":"IFERROR(IF(OR(L68=\"\",'Historical scenario - input'!$D53=\"\"),\"\",L68/'Historical scenario - input'!$D53),\"\")","v":""},{"$f":"IFERROR(IF(OR(M68=\"\",'Historical scenario - input'!$D53=\"\"),\"\",M68/'Historical scenario - input'!$D53),\"\")","v":""},{"$f":"IFERROR(IF(OR(N68=\"\",'Historical scenario - input'!$D53=\"\"),\"\",N68/'Historical scenario - input'!$D53),\"\")","v":""},{"$f":"IFERROR(IF(OR(O68=\"\",'Historical scenario - input'!$D53=\"\"),\"\",O68/'Historical scenario - input'!$D53),\"\")","v":""},{"$f":"IFERROR(IF(OR(P68=\"\",'Historical scenario - input'!$D53=\"\"),\"\",P68/'Historical scenario - input'!$D53),\"\")","v":""},{"$f":"IFERROR(IF(OR(Q68=\"\",'Historical scenario - input'!$D53=\"\"),\"\",Q68/'Historical scenario - input'!$D53),\"\")","v":""},{"$f":"IFERROR(IF(OR(R68=\"\",'Historical scenario - input'!$D53=\"\"),\"\",R68/'Historical scenario - input'!$D53),\"\")","v":""},{"$f":"IFERROR(IF(OR(S68=\"\",'Historical scenario - input'!$D53=\"\"),\"\",S68/'Historical scenario - input'!$D53),\"\")","v":""},{"$f":"IFERROR(IF(OR(T68=\"\",'Historical scenario - input'!$D53=\"\"),\"\",T68/'Historical scenario - input'!$D53),\"\")","v":""},{"$f":"IFERROR(IF(OR(U68=\"\",'Historical scenario - input'!$D53=\"\"),\"\",U68/'Historical scenario - input'!$D53),\"\")","v":""},{"$f":"IFERROR(IF(OR(V68=\"\",'Historical scenario - input'!$D53=\"\"),\"\",V68/'Historical scenario - input'!$D53),\"\")","v":""},{"$f":"IFERROR(IF(OR(W68=\"\",'Historical scenario - input'!$D53=\"\"),\"\",W68/'Historical scenario - input'!$D53),\"\")","v":""}]
[{"$f":"IFERROR('Historical scenario - input'!A54,\"\")","v":""},{"$f":"IFERROR('Historical scenario - input'!B54,\"\")","v":0},{"$f":"IFERROR('Historical scenario - input'!C54,\"\")","v":0},{"$f":"IFERROR(repcalc('Historical scenario - input'!$CV54:$GH54,'Historical scenario - input'!$G54,'Historical scenario - input'!$E54,'Historical scenario - input'!$F54,20,TRUE,TRUE),\"\")","v":0},0,0,0,0,0,0,0,0,0,0,0,0,0,0,0,0,0,0,0,{"$f":"IFERROR(IF(OR(D69=\"\",'Historical scenario - input'!$D54=\"\"),\"\",D69/'Historical scenario - input'!$D54),\"\")","v":""},{"$f":"IFERROR(IF(OR(E69=\"\",'Historical scenario - input'!$D54=\"\"),\"\",E69/'Historical scenario - input'!$D54),\"\")","v":""},{"$f":"IFERROR(IF(OR(F69=\"\",'Historical scenario - input'!$D54=\"\"),\"\",F69/'Historical scenario - input'!$D54),\"\")","v":""},{"$f":"IFERROR(IF(OR(G69=\"\",'Historical scenario - input'!$D54=\"\"),\"\",G69/'Historical scenario - input'!$D54),\"\")","v":""},{"$f":"IFERROR(IF(OR(H69=\"\",'Historical scenario - input'!$D54=\"\"),\"\",H69/'Historical scenario - input'!$D54),\"\")","v":""},{"$f":"IFERROR(IF(OR(I69=\"\",'Historical scenario - input'!$D54=\"\"),\"\",I69/'Historical scenario - input'!$D54),\"\")","v":""},{"$f":"IFERROR(IF(OR(J69=\"\",'Historical scenario - input'!$D54=\"\"),\"\",J69/'Historical scenario - input'!$D54),\"\")","v":""},{"$f":"IFERROR(IF(OR(K69=\"\",'Historical scenario - input'!$D54=\"\"),\"\",K69/'Historical scenario - input'!$D54),\"\")","v":""},{"$f":"IFERROR(IF(OR(L69=\"\",'Historical scenario - input'!$D54=\"\"),\"\",L69/'Historical scenario - input'!$D54),\"\")","v":""},{"$f":"IFERROR(IF(OR(M69=\"\",'Historical scenario - input'!$D54=\"\"),\"\",M69/'Historical scenario - input'!$D54),\"\")","v":""},{"$f":"IFERROR(IF(OR(N69=\"\",'Historical scenario - input'!$D54=\"\"),\"\",N69/'Historical scenario - input'!$D54),\"\")","v":""},{"$f":"IFERROR(IF(OR(O69=\"\",'Historical scenario - input'!$D54=\"\"),\"\",O69/'Historical scenario - input'!$D54),\"\")","v":""},{"$f":"IFERROR(IF(OR(P69=\"\",'Historical scenario - input'!$D54=\"\"),\"\",P69/'Historical scenario - input'!$D54),\"\")","v":""},{"$f":"IFERROR(IF(OR(Q69=\"\",'Historical scenario - input'!$D54=\"\"),\"\",Q69/'Historical scenario - input'!$D54),\"\")","v":""},{"$f":"IFERROR(IF(OR(R69=\"\",'Historical scenario - input'!$D54=\"\"),\"\",R69/'Historical scenario - input'!$D54),\"\")","v":""},{"$f":"IFERROR(IF(OR(S69=\"\",'Historical scenario - input'!$D54=\"\"),\"\",S69/'Historical scenario - input'!$D54),\"\")","v":""},{"$f":"IFERROR(IF(OR(T69=\"\",'Historical scenario - input'!$D54=\"\"),\"\",T69/'Historical scenario - input'!$D54),\"\")","v":""},{"$f":"IFERROR(IF(OR(U69=\"\",'Historical scenario - input'!$D54=\"\"),\"\",U69/'Historical scenario - input'!$D54),\"\")","v":""},{"$f":"IFERROR(IF(OR(V69=\"\",'Historical scenario - input'!$D54=\"\"),\"\",V69/'Historical scenario - input'!$D54),\"\")","v":""},{"$f":"IFERROR(IF(OR(W69=\"\",'Historical scenario - input'!$D54=\"\"),\"\",W69/'Historical scenario - input'!$D54),\"\")","v":""}]
[{"$f":"IFERROR('Historical scenario - input'!A55,\"\")","v":""},{"$f":"IFERROR('Historical scenario - input'!B55,\"\")","v":0},{"$f":"IFERROR('Historical scenario - input'!C55,\"\")","v":0},{"$f":"IFERROR(repcalc('Historical scenario - input'!$CV55:$GH55,'Historical scenario - input'!$G55,'Historical scenario - input'!$E55,'Historical scenario - input'!$F55,20,TRUE,TRUE),\"\")","v":0},0,0,0,0,0,0,0,0,0,0,0,0,0,0,0,0,0,0,0,{"$f":"IFERROR(IF(OR(D70=\"\",'Historical scenario - input'!$D55=\"\"),\"\",D70/'Historical scenario - input'!$D55),\"\")","v":""},{"$f":"IFERROR(IF(OR(E70=\"\",'Historical scenario - input'!$D55=\"\"),\"\",E70/'Historical scenario - input'!$D55),\"\")","v":""},{"$f":"IFERROR(IF(OR(F70=\"\",'Historical scenario - input'!$D55=\"\"),\"\",F70/'Historical scenario - input'!$D55),\"\")","v":""},{"$f":"IFERROR(IF(OR(G70=\"\",'Historical scenario - input'!$D55=\"\"),\"\",G70/'Historical scenario - input'!$D55),\"\")","v":""},{"$f":"IFERROR(IF(OR(H70=\"\",'Historical scenario - input'!$D55=\"\"),\"\",H70/'Historical scenario - input'!$D55),\"\")","v":""},{"$f":"IFERROR(IF(OR(I70=\"\",'Historical scenario - input'!$D55=\"\"),\"\",I70/'Historical scenario - input'!$D55),\"\")","v":""},{"$f":"IFERROR(IF(OR(J70=\"\",'Historical scenario - input'!$D55=\"\"),\"\",J70/'Historical scenario - input'!$D55),\"\")","v":""},{"$f":"IFERROR(IF(OR(K70=\"\",'Historical scenario - input'!$D55=\"\"),\"\",K70/'Historical scenario - input'!$D55),\"\")","v":""},{"$f":"IFERROR(IF(OR(L70=\"\",'Historical scenario - input'!$D55=\"\"),\"\",L70/'Historical scenario - input'!$D55),\"\")","v":""},{"$f":"IFERROR(IF(OR(M70=\"\",'Historical scenario - input'!$D55=\"\"),\"\",M70/'Historical scenario - input'!$D55),\"\")","v":""},{"$f":"IFERROR(IF(OR(N70=\"\",'Historical scenario - input'!$D55=\"\"),\"\",N70/'Historical scenario - input'!$D55),\"\")","v":""},{"$f":"IFERROR(IF(OR(O70=\"\",'Historical scenario - input'!$D55=\"\"),\"\",O70/'Historical scenario - input'!$D55),\"\")","v":""},{"$f":"IFERROR(IF(OR(P70=\"\",'Historical scenario - input'!$D55=\"\"),\"\",P70/'Historical scenario - input'!$D55),\"\")","v":""},{"$f":"IFERROR(IF(OR(Q70=\"\",'Historical scenario - input'!$D55=\"\"),\"\",Q70/'Historical scenario - input'!$D55),\"\")","v":""},{"$f":"IFERROR(IF(OR(R70=\"\",'Historical scenario - input'!$D55=\"\"),\"\",R70/'Historical scenario - input'!$D55),\"\")","v":""},{"$f":"IFERROR(IF(OR(S70=\"\",'Historical scenario - input'!$D55=\"\"),\"\",S70/'Historical scenario - input'!$D55),\"\")","v":""},{"$f":"IFERROR(IF(OR(T70=\"\",'Historical scenario - input'!$D55=\"\"),\"\",T70/'Historical scenario - input'!$D55),\"\")","v":""},{"$f":"IFERROR(IF(OR(U70=\"\",'Historical scenario - input'!$D55=\"\"),\"\",U70/'Historical scenario - input'!$D55),\"\")","v":""},{"$f":"IFERROR(IF(OR(V70=\"\",'Historical scenario - input'!$D55=\"\"),\"\",V70/'Historical scenario - input'!$D55),\"\")","v":""},{"$f":"IFERROR(IF(OR(W70=\"\",'Historical scenario - input'!$D55=\"\"),\"\",W70/'Historical scenario - input'!$D55),\"\")","v":""}]
[{"$f":"IFERROR('Historical scenario - input'!A56,\"\")","v":""},{"$f":"IFERROR('Historical scenario - input'!B56,\"\")","v":0},{"$f":"IFERROR('Historical scenario - input'!C56,\"\")","v":0},{"$f":"IFERROR(repcalc('Historical scenario - input'!$CV56:$GH56,'Historical scenario - input'!$G56,'Historical scenario - input'!$E56,'Historical scenario - input'!$F56,20,TRUE,TRUE),\"\")","v":0},0,0,0,0,0,0,0,0,0,0,0,0,0,0,0,0,0,0,0,{"$f":"IFERROR(IF(OR(D71=\"\",'Historical scenario - input'!$D56=\"\"),\"\",D71/'Historical scenario - input'!$D56),\"\")","v":""},{"$f":"IFERROR(IF(OR(E71=\"\",'Historical scenario - input'!$D56=\"\"),\"\",E71/'Historical scenario - input'!$D56),\"\")","v":""},{"$f":"IFERROR(IF(OR(F71=\"\",'Historical scenario - input'!$D56=\"\"),\"\",F71/'Historical scenario - input'!$D56),\"\")","v":""},{"$f":"IFERROR(IF(OR(G71=\"\",'Historical scenario - input'!$D56=\"\"),\"\",G71/'Historical scenario - input'!$D56),\"\")","v":""},{"$f":"IFERROR(IF(OR(H71=\"\",'Historical scenario - input'!$D56=\"\"),\"\",H71/'Historical scenario - input'!$D56),\"\")","v":""},{"$f":"IFERROR(IF(OR(I71=\"\",'Historical scenario - input'!$D56=\"\"),\"\",I71/'Historical scenario - input'!$D56),\"\")","v":""},{"$f":"IFERROR(IF(OR(J71=\"\",'Historical scenario - input'!$D56=\"\"),\"\",J71/'Historical scenario - input'!$D56),\"\")","v":""},{"$f":"IFERROR(IF(OR(K71=\"\",'Historical scenario - input'!$D56=\"\"),\"\",K71/'Historical scenario - input'!$D56),\"\")","v":""},{"$f":"IFERROR(IF(OR(L71=\"\",'Historical scenario - input'!$D56=\"\"),\"\",L71/'Historical scenario - input'!$D56),\"\")","v":""},{"$f":"IFERROR(IF(OR(M71=\"\",'Historical scenario - input'!$D56=\"\"),\"\",M71/'Historical scenario - input'!$D56),\"\")","v":""},{"$f":"IFERROR(IF(OR(N71=\"\",'Historical scenario - input'!$D56=\"\"),\"\",N71/'Historical scenario - input'!$D56),\"\")","v":""},{"$f":"IFERROR(IF(OR(O71=\"\",'Historical scenario - input'!$D56=\"\"),\"\",O71/'Historical scenario - input'!$D56),\"\")","v":""},{"$f":"IFERROR(IF(OR(P71=\"\",'Historical scenario - input'!$D56=\"\"),\"\",P71/'Historical scenario - input'!$D56),\"\")","v":""},{"$f":"IFERROR(IF(OR(Q71=\"\",'Historical scenario - input'!$D56=\"\"),\"\",Q71/'Historical scenario - input'!$D56),\"\")","v":""},{"$f":"IFERROR(IF(OR(R71=\"\",'Historical scenario - input'!$D56=\"\"),\"\",R71/'Historical scenario - input'!$D56),\"\")","v":""},{"$f":"IFERROR(IF(OR(S71=\"\",'Historical scenario - input'!$D56=\"\"),\"\",S71/'Historical scenario - input'!$D56),\"\")","v":""},{"$f":"IFERROR(IF(OR(T71=\"\",'Historical scenario - input'!$D56=\"\"),\"\",T71/'Historical scenario - input'!$D56),\"\")","v":""},{"$f":"IFERROR(IF(OR(U71=\"\",'Historical scenario - input'!$D56=\"\"),\"\",U71/'Historical scenario - input'!$D56),\"\")","v":""},{"$f":"IFERROR(IF(OR(V71=\"\",'Historical scenario - input'!$D56=\"\"),\"\",V71/'Historical scenario - input'!$D56),\"\")","v":""},{"$f":"IFERROR(IF(OR(W71=\"\",'Historical scenario - input'!$D56=\"\"),\"\",W71/'Historical scenario - input'!$D56),\"\")","v":""}]
[{"$f":"IFERROR('Historical scenario - input'!A57,\"\")","v":""},{"$f":"IFERROR('Historical scenario - input'!B57,\"\")","v":0},{"$f":"IFERROR('Historical scenario - input'!C57,\"\")","v":0},{"$f":"IFERROR(repcalc('Historical scenario - input'!$CV57:$GH57,'Historical scenario - input'!$G57,'Historical scenario - input'!$E57,'Historical scenario - input'!$F57,20,TRUE,TRUE),\"\")","v":""},"","","","","","","","","","","","","","","","","","","",{"$f":"IFERROR(IF(OR(D72=\"\",'Historical scenario - input'!$D57=\"\"),\"\",D72/'Historical scenario - input'!$D57),\"\")","v":""},{"$f":"IFERROR(IF(OR(E72=\"\",'Historical scenario - input'!$D57=\"\"),\"\",E72/'Historical scenario - input'!$D57),\"\")","v":""},{"$f":"IFERROR(IF(OR(F72=\"\",'Historical scenario - input'!$D57=\"\"),\"\",F72/'Historical scenario - input'!$D57),\"\")","v":""},{"$f":"IFERROR(IF(OR(G72=\"\",'Historical scenario - input'!$D57=\"\"),\"\",G72/'Historical scenario - input'!$D57),\"\")","v":""},{"$f":"IFERROR(IF(OR(H72=\"\",'Historical scenario - input'!$D57=\"\"),\"\",H72/'Historical scenario - input'!$D57),\"\")","v":""},{"$f":"IFERROR(IF(OR(I72=\"\",'Historical scenario - input'!$D57=\"\"),\"\",I72/'Historical scenario - input'!$D57),\"\")","v":""},{"$f":"IFERROR(IF(OR(J72=\"\",'Historical scenario - input'!$D57=\"\"),\"\",J72/'Historical scenario - input'!$D57),\"\")","v":""},{"$f":"IFERROR(IF(OR(K72=\"\",'Historical scenario - input'!$D57=\"\"),\"\",K72/'Historical scenario - input'!$D57),\"\")","v":""},{"$f":"IFERROR(IF(OR(L72=\"\",'Historical scenario - input'!$D57=\"\"),\"\",L72/'Historical scenario - input'!$D57),\"\")","v":""},{"$f":"IFERROR(IF(OR(M72=\"\",'Historical scenario - input'!$D57=\"\"),\"\",M72/'Historical scenario - input'!$D57),\"\")","v":""},{"$f":"IFERROR(IF(OR(N72=\"\",'Historical scenario - input'!$D57=\"\"),\"\",N72/'Historical scenario - input'!$D57),\"\")","v":""},{"$f":"IFERROR(IF(OR(O72=\"\",'Historical scenario - input'!$D57=\"\"),\"\",O72/'Historical scenario - input'!$D57),\"\")","v":""},{"$f":"IFERROR(IF(OR(P72=\"\",'Historical scenario - input'!$D57=\"\"),\"\",P72/'Historical scenario - input'!$D57),\"\")","v":""},{"$f":"IFERROR(IF(OR(Q72=\"\",'Historical scenario - input'!$D57=\"\"),\"\",Q72/'Historical scenario - input'!$D57),\"\")","v":""},{"$f":"IFERROR(IF(OR(R72=\"\",'Historical scenario - input'!$D57=\"\"),\"\",R72/'Historical scenario - input'!$D57),\"\")","v":""},{"$f":"IFERROR(IF(OR(S72=\"\",'Historical scenario - input'!$D57=\"\"),\"\",S72/'Historical scenario - input'!$D57),\"\")","v":""},{"$f":"IFERROR(IF(OR(T72=\"\",'Historical scenario - input'!$D57=\"\"),\"\",T72/'Historical scenario - input'!$D57),\"\")","v":""},{"$f":"IFERROR(IF(OR(U72=\"\",'Historical scenario - input'!$D57=\"\"),\"\",U72/'Historical scenario - input'!$D57),\"\")","v":""},{"$f":"IFERROR(IF(OR(V72=\"\",'Historical scenario - input'!$D57=\"\"),\"\",V72/'Historical scenario - input'!$D57),\"\")","v":""},{"$f":"IFERROR(IF(OR(W72=\"\",'Historical scenario - input'!$D57=\"\"),\"\",W72/'Historical scenario - input'!$D57),\"\")","v":""}]
[{"$f":"IFERROR('Historical scenario - input'!A58,\"\")","v":""},{"$f":"IFERROR('Historical scenario - input'!B58,\"\")","v":0},{"$f":"IFERROR('Historical scenario - input'!C58,\"\")","v":0},{"$f":"IFERROR(repcalc('Historical scenario - input'!$CV58:$GH58,'Historical scenario - input'!$G58,'Historical scenario - input'!$E58,'Historical scenario - input'!$F58,20,TRUE,TRUE),\"\")","v":""},"","","","","","","","","","","","","","","","","","","",{"$f":"IFERROR(IF(OR(D73=\"\",'Historical scenario - input'!$D58=\"\"),\"\",D73/'Historical scenario - input'!$D58),\"\")","v":""},{"$f":"IFERROR(IF(OR(E73=\"\",'Historical scenario - input'!$D58=\"\"),\"\",E73/'Historical scenario - input'!$D58),\"\")","v":""},{"$f":"IFERROR(IF(OR(F73=\"\",'Historical scenario - input'!$D58=\"\"),\"\",F73/'Historical scenario - input'!$D58),\"\")","v":""},{"$f":"IFERROR(IF(OR(G73=\"\",'Historical scenario - input'!$D58=\"\"),\"\",G73/'Historical scenario - input'!$D58),\"\")","v":""},{"$f":"IFERROR(IF(OR(H73=\"\",'Historical scenario - input'!$D58=\"\"),\"\",H73/'Historical scenario - input'!$D58),\"\")","v":""},{"$f":"IFERROR(IF(OR(I73=\"\",'Historical scenario - input'!$D58=\"\"),\"\",I73/'Historical scenario - input'!$D58),\"\")","v":""},{"$f":"IFERROR(IF(OR(J73=\"\",'Historical scenario - input'!$D58=\"\"),\"\",J73/'Historical scenario - input'!$D58),\"\")","v":""},{"$f":"IFERROR(IF(OR(K73=\"\",'Historical scenario - input'!$D58=\"\"),\"\",K73/'Historical scenario - input'!$D58),\"\")","v":""},{"$f":"IFERROR(IF(OR(L73=\"\",'Historical scenario - input'!$D58=\"\"),\"\",L73/'Historical scenario - input'!$D58),\"\")","v":""},{"$f":"IFERROR(IF(OR(M73=\"\",'Historical scenario - input'!$D58=\"\"),\"\",M73/'Historical scenario - input'!$D58),\"\")","v":""},{"$f":"IFERROR(IF(OR(N73=\"\",'Historical scenario - input'!$D58=\"\"),\"\",N73/'Historical scenario - input'!$D58),\"\")","v":""},{"$f":"IFERROR(IF(OR(O73=\"\",'Historical scenario - input'!$D58=\"\"),\"\",O73/'Historical scenario - input'!$D58),\"\")","v":""},{"$f":"IFERROR(IF(OR(P73=\"\",'Historical scenario - input'!$D58=\"\"),\"\",P73/'Historical scenario - input'!$D58),\"\")","v":""},{"$f":"IFERROR(IF(OR(Q73=\"\",'Historical scenario - input'!$D58=\"\"),\"\",Q73/'Historical scenario - input'!$D58),\"\")","v":""},{"$f":"IFERROR(IF(OR(R73=\"\",'Historical scenario - input'!$D58=\"\"),\"\",R73/'Historical scenario - input'!$D58),\"\")","v":""},{"$f":"IFERROR(IF(OR(S73=\"\",'Historical scenario - input'!$D58=\"\"),\"\",S73/'Historical scenario - input'!$D58),\"\")","v":""},{"$f":"IFERROR(IF(OR(T73=\"\",'Historical scenario - input'!$D58=\"\"),\"\",T73/'Historical scenario - input'!$D58),\"\")","v":""},{"$f":"IFERROR(IF(OR(U73=\"\",'Historical scenario - input'!$D58=\"\"),\"\",U73/'Historical scenario - input'!$D58),\"\")","v":""},{"$f":"IFERROR(IF(OR(V73=\"\",'Historical scenario - input'!$D58=\"\"),\"\",V73/'Historical scenario - input'!$D58),\"\")","v":""},{"$f":"IFERROR(IF(OR(W73=\"\",'Historical scenario - input'!$D58=\"\"),\"\",W73/'Historical scenario - input'!$D58),\"\")","v":""}]
[{"$f":"IFERROR('Historical scenario - input'!A59,\"\")","v":""},{"$f":"IFERROR('Historical scenario - input'!B59,\"\")","v":0},{"$f":"IFERROR('Historical scenario - input'!C59,\"\")","v":0},{"$f":"IFERROR(repcalc('Historical scenario - input'!$CV59:$GH59,'Historical scenario - input'!$G59,'Historical scenario - input'!$E59,'Historical scenario - input'!$F59,20,TRUE,TRUE),\"\")","v":""},"","","","","","","","","","","","","","","","","","","",{"$f":"IFERROR(IF(OR(D74=\"\",'Historical scenario - input'!$D59=\"\"),\"\",D74/'Historical scenario - input'!$D59),\"\")","v":""},{"$f":"IFERROR(IF(OR(E74=\"\",'Historical scenario - input'!$D59=\"\"),\"\",E74/'Historical scenario - input'!$D59),\"\")","v":""},{"$f":"IFERROR(IF(OR(F74=\"\",'Historical scenario - input'!$D59=\"\"),\"\",F74/'Historical scenario - input'!$D59),\"\")","v":""},{"$f":"IFERROR(IF(OR(G74=\"\",'Historical scenario - input'!$D59=\"\"),\"\",G74/'Historical scenario - input'!$D59),\"\")","v":""},{"$f":"IFERROR(IF(OR(H74=\"\",'Historical scenario - input'!$D59=\"\"),\"\",H74/'Historical scenario - input'!$D59),\"\")","v":""},{"$f":"IFERROR(IF(OR(I74=\"\",'Historical scenario - input'!$D59=\"\"),\"\",I74/'Historical scenario - input'!$D59),\"\")","v":""},{"$f":"IFERROR(IF(OR(J74=\"\",'Historical scenario - input'!$D59=\"\"),\"\",J74/'Historical scenario - input'!$D59),\"\")","v":""},{"$f":"IFERROR(IF(OR(K74=\"\",'Historical scenario - input'!$D59=\"\"),\"\",K74/'Historical scenario - input'!$D59),\"\")","v":""},{"$f":"IFERROR(IF(OR(L74=\"\",'Historical scenario - input'!$D59=\"\"),\"\",L74/'Historical scenario - input'!$D59),\"\")","v":""},{"$f":"IFERROR(IF(OR(M74=\"\",'Historical scenario - input'!$D59=\"\"),\"\",M74/'Historical scenario - input'!$D59),\"\")","v":""},{"$f":"IFERROR(IF(OR(N74=\"\",'Historical scenario - input'!$D59=\"\"),\"\",N74/'Historical scenario - input'!$D59),\"\")","v":""},{"$f":"IFERROR(IF(OR(O74=\"\",'Historical scenario - input'!$D59=\"\"),\"\",O74/'Historical scenario - input'!$D59),\"\")","v":""},{"$f":"IFERROR(IF(OR(P74=\"\",'Historical scenario - input'!$D59=\"\"),\"\",P74/'Historical scenario - input'!$D59),\"\")","v":""},{"$f":"IFERROR(IF(OR(Q74=\"\",'Historical scenario - input'!$D59=\"\"),\"\",Q74/'Historical scenario - input'!$D59),\"\")","v":""},{"$f":"IFERROR(IF(OR(R74=\"\",'Historical scenario - input'!$D59=\"\"),\"\",R74/'Historical scenario - input'!$D59),\"\")","v":""},{"$f":"IFERROR(IF(OR(S74=\"\",'Historical scenario - input'!$D59=\"\"),\"\",S74/'Historical scenario - input'!$D59),\"\")","v":""},{"$f":"IFERROR(IF(OR(T74=\"\",'Historical scenario - input'!$D59=\"\"),\"\",T74/'Historical scenario - input'!$D59),\"\")","v":""},{"$f":"IFERROR(IF(OR(U74=\"\",'Historical scenario - input'!$D59=\"\"),\"\",U74/'Historical scenario - input'!$D59),\"\")","v":""},{"$f":"IFERROR(IF(OR(V74=\"\",'Historical scenario - input'!$D59=\"\"),\"\",V74/'Historical scenario - input'!$D59),\"\")","v":""},{"$f":"IFERROR(IF(OR(W74=\"\",'Historical scenario - input'!$D59=\"\"),\"\",W74/'Historical scenario - input'!$D59),\"\")","v":""}]
[{"$f":"IFERROR('Historical scenario - input'!A60,\"\")","v":""},{"$f":"IFERROR('Historical scenario - input'!B60,\"\")","v":0},{"$f":"IFERROR('Historical scenario - input'!C60,\"\")","v":0},{"$f":"IFERROR(repcalc('Historical scenario - input'!$CV60:$GH60,'Historical scenario - input'!$G60,'Historical scenario - input'!$E60,'Historical scenario - input'!$F60,20,TRUE,TRUE),\"\")","v":""},"","","","","","","","","","","","","","","","","","","",{"$f":"IFERROR(IF(OR(D75=\"\",'Historical scenario - input'!$D60=\"\"),\"\",D75/'Historical scenario - input'!$D60),\"\")","v":""},{"$f":"IFERROR(IF(OR(E75=\"\",'Historical scenario - input'!$D60=\"\"),\"\",E75/'Historical scenario - input'!$D60),\"\")","v":""},{"$f":"IFERROR(IF(OR(F75=\"\",'Historical scenario - input'!$D60=\"\"),\"\",F75/'Historical scenario - input'!$D60),\"\")","v":""},{"$f":"IFERROR(IF(OR(G75=\"\",'Historical scenario - input'!$D60=\"\"),\"\",G75/'Historical scenario - input'!$D60),\"\")","v":""},{"$f":"IFERROR(IF(OR(H75=\"\",'Historical scenario - input'!$D60=\"\"),\"\",H75/'Historical scenario - input'!$D60),\"\")","v":""},{"$f":"IFERROR(IF(OR(I75=\"\",'Historical scenario - input'!$D60=\"\"),\"\",I75/'Historical scenario - input'!$D60),\"\")","v":""},{"$f":"IFERROR(IF(OR(J75=\"\",'Historical scenario - input'!$D60=\"\"),\"\",J75/'Historical scenario - input'!$D60),\"\")","v":""},{"$f":"IFERROR(IF(OR(K75=\"\",'Historical scenario - input'!$D60=\"\"),\"\",K75/'Historical scenario - input'!$D60),\"\")","v":""},{"$f":"IFERROR(IF(OR(L75=\"\",'Historical scenario - input'!$D60=\"\"),\"\",L75/'Historical scenario - input'!$D60),\"\")","v":""},{"$f":"IFERROR(IF(OR(M75=\"\",'Historical scenario - input'!$D60=\"\"),\"\",M75/'Historical scenario - input'!$D60),\"\")","v":""},{"$f":"IFERROR(IF(OR(N75=\"\",'Historical scenario - input'!$D60=\"\"),\"\",N75/'Historical scenario - input'!$D60),\"\")","v":""},{"$f":"IFERROR(IF(OR(O75=\"\",'Historical scenario - input'!$D60=\"\"),\"\",O75/'Historical scenario - input'!$D60),\"\")","v":""},{"$f":"IFERROR(IF(OR(P75=\"\",'Historical scenario - input'!$D60=\"\"),\"\",P75/'Historical scenario - input'!$D60),\"\")","v":""},{"$f":"IFERROR(IF(OR(Q75=\"\",'Historical scenario - input'!$D60=\"\"),\"\",Q75/'Historical scenario - input'!$D60),\"\")","v":""},{"$f":"IFERROR(IF(OR(R75=\"\",'Historical scenario - input'!$D60=\"\"),\"\",R75/'Historical scenario - input'!$D60),\"\")","v":""},{"$f":"IFERROR(IF(OR(S75=\"\",'Historical scenario - input'!$D60=\"\"),\"\",S75/'Historical scenario - input'!$D60),\"\")","v":""},{"$f":"IFERROR(IF(OR(T75=\"\",'Historical scenario - input'!$D60=\"\"),\"\",T75/'Historical scenario - input'!$D60),\"\")","v":""},{"$f":"IFERROR(IF(OR(U75=\"\",'Historical scenario - input'!$D60=\"\"),\"\",U75/'Historical scenario - input'!$D60),\"\")","v":""},{"$f":"IFERROR(IF(OR(V75=\"\",'Historical scenario - input'!$D60=\"\"),\"\",V75/'Historical scenario - input'!$D60),\"\")","v":""},{"$f":"IFERROR(IF(OR(W75=\"\",'Historical scenario - input'!$D60=\"\"),\"\",W75/'Historical scenario - input'!$D60),\"\")","v":""}]
[{"$f":"IFERROR('Historical scenario - input'!A61,\"\")","v":""},{"$f":"IFERROR('Historical scenario - input'!B61,\"\")","v":0},{"$f":"IFERROR('Historical scenario - input'!C61,\"\")","v":0},{"$f":"IFERROR(repcalc('Historical scenario - input'!$CV61:$GH61,'Historical scenario - input'!$G61,'Historical scenario - input'!$E61,'Historical scenario - input'!$F61,20,TRUE,TRUE),\"\")","v":""},"","","","","","","","","","","","","","","","","","","",{"$f":"IFERROR(IF(OR(D76=\"\",'Historical scenario - input'!$D61=\"\"),\"\",D76/'Historical scenario - input'!$D61),\"\")","v":""},{"$f":"IFERROR(IF(OR(E76=\"\",'Historical scenario - input'!$D61=\"\"),\"\",E76/'Historical scenario - input'!$D61),\"\")","v":""},{"$f":"IFERROR(IF(OR(F76=\"\",'Historical scenario - input'!$D61=\"\"),\"\",F76/'Historical scenario - input'!$D61),\"\")","v":""},{"$f":"IFERROR(IF(OR(G76=\"\",'Historical scenario - input'!$D61=\"\"),\"\",G76/'Historical scenario - input'!$D61),\"\")","v":""},{"$f":"IFERROR(IF(OR(H76=\"\",'Historical scenario - input'!$D61=\"\"),\"\",H76/'Historical scenario - input'!$D61),\"\")","v":""},{"$f":"IFERROR(IF(OR(I76=\"\",'Historical scenario - input'!$D61=\"\"),\"\",I76/'Historical scenario - input'!$D61),\"\")","v":""},{"$f":"IFERROR(IF(OR(J76=\"\",'Historical scenario - input'!$D61=\"\"),\"\",J76/'Historical scenario - input'!$D61),\"\")","v":""},{"$f":"IFERROR(IF(OR(K76=\"\",'Historical scenario - input'!$D61=\"\"),\"\",K76/'Historical scenario - input'!$D61),\"\")","v":""},{"$f":"IFERROR(IF(OR(L76=\"\",'Historical scenario - input'!$D61=\"\"),\"\",L76/'Historical scenario - input'!$D61),\"\")","v":""},{"$f":"IFERROR(IF(OR(M76=\"\",'Historical scenario - input'!$D61=\"\"),\"\",M76/'Historical scenario - input'!$D61),\"\")","v":""},{"$f":"IFERROR(IF(OR(N76=\"\",'Historical scenario - input'!$D61=\"\"),\"\",N76/'Historical scenario - input'!$D61),\"\")","v":""},{"$f":"IFERROR(IF(OR(O76=\"\",'Historical scenario - input'!$D61=\"\"),\"\",O76/'Historical scenario - input'!$D61),\"\")","v":""},{"$f":"IFERROR(IF(OR(P76=\"\",'Historical scenario - input'!$D61=\"\"),\"\",P76/'Historical scenario - input'!$D61),\"\")","v":""},{"$f":"IFERROR(IF(OR(Q76=\"\",'Historical scenario - input'!$D61=\"\"),\"\",Q76/'Historical scenario - input'!$D61),\"\")","v":""},{"$f":"IFERROR(IF(OR(R76=\"\",'Historical scenario - input'!$D61=\"\"),\"\",R76/'Historical scenario - input'!$D61),\"\")","v":""},{"$f":"IFERROR(IF(OR(S76=\"\",'Historical scenario - input'!$D61=\"\"),\"\",S76/'Historical scenario - input'!$D61),\"\")","v":""},{"$f":"IFERROR(IF(OR(T76=\"\",'Historical scenario - input'!$D61=\"\"),\"\",T76/'Historical scenario - input'!$D61),\"\")","v":""},{"$f":"IFERROR(IF(OR(U76=\"\",'Historical scenario - input'!$D61=\"\"),\"\",U76/'Historical scenario - input'!$D61),\"\")","v":""},{"$f":"IFERROR(IF(OR(V76=\"\",'Historical scenario - input'!$D61=\"\"),\"\",V76/'Historical scenario - input'!$D61),\"\")","v":""},{"$f":"IFERROR(IF(OR(W76=\"\",'Historical scenario - input'!$D61=\"\"),\"\",W76/'Historical scenario - input'!$D61),\"\")","v":""}]
[{"$f":"IFERROR('Historical scenario - input'!A62,\"\")","v":""},{"$f":"IFERROR('Historical scenario - input'!B62,\"\")","v":0},{"$f":"IFERROR('Historical scenario - input'!C62,\"\")","v":0},{"$f":"IFERROR(repcalc('Historical scenario - input'!$CV62:$GH62,'Historical scenario - input'!$G62,'Historical scenario - input'!$E62,'Historical scenario - input'!$F62,20,TRUE,TRUE),\"\")","v":""},"","","","","","","","","","","","","","","","","","","",{"$f":"IFERROR(IF(OR(D77=\"\",'Historical scenario - input'!$D62=\"\"),\"\",D77/'Historical scenario - input'!$D62),\"\")","v":""},{"$f":"IFERROR(IF(OR(E77=\"\",'Historical scenario - input'!$D62=\"\"),\"\",E77/'Historical scenario - input'!$D62),\"\")","v":""},{"$f":"IFERROR(IF(OR(F77=\"\",'Historical scenario - input'!$D62=\"\"),\"\",F77/'Historical scenario - input'!$D62),\"\")","v":""},{"$f":"IFERROR(IF(OR(G77=\"\",'Historical scenario - input'!$D62=\"\"),\"\",G77/'Historical scenario - input'!$D62),\"\")","v":""},{"$f":"IFERROR(IF(OR(H77=\"\",'Historical scenario - input'!$D62=\"\"),\"\",H77/'Historical scenario - input'!$D62),\"\")","v":""},{"$f":"IFERROR(IF(OR(I77=\"\",'Historical scenario - input'!$D62=\"\"),\"\",I77/'Historical scenario - input'!$D62),\"\")","v":""},{"$f":"IFERROR(IF(OR(J77=\"\",'Historical scenario - input'!$D62=\"\"),\"\",J77/'Historical scenario - input'!$D62),\"\")","v":""},{"$f":"IFERROR(IF(OR(K77=\"\",'Historical scenario - input'!$D62=\"\"),\"\",K77/'Historical scenario - input'!$D62),\"\")","v":""},{"$f":"IFERROR(IF(OR(L77=\"\",'Historical scenario - input'!$D62=\"\"),\"\",L77/'Historical scenario - input'!$D62),\"\")","v":""},{"$f":"IFERROR(IF(OR(M77=\"\",'Historical scenario - input'!$D62=\"\"),\"\",M77/'Historical scenario - input'!$D62),\"\")","v":""},{"$f":"IFERROR(IF(OR(N77=\"\",'Historical scenario - input'!$D62=\"\"),\"\",N77/'Historical scenario - input'!$D62),\"\")","v":""},{"$f":"IFERROR(IF(OR(O77=\"\",'Historical scenario - input'!$D62=\"\"),\"\",O77/'Historical scenario - input'!$D62),\"\")","v":""},{"$f":"IFERROR(IF(OR(P77=\"\",'Historical scenario - input'!$D62=\"\"),\"\",P77/'Historical scenario - input'!$D62),\"\")","v":""},{"$f":"IFERROR(IF(OR(Q77=\"\",'Historical scenario - input'!$D62=\"\"),\"\",Q77/'Historical scenario - input'!$D62),\"\")","v":""},{"$f":"IFERROR(IF(OR(R77=\"\",'Historical scenario - input'!$D62=\"\"),\"\",R77/'Historical scenario - input'!$D62),\"\")","v":""},{"$f":"IFERROR(IF(OR(S77=\"\",'Historical scenario - input'!$D62=\"\"),\"\",S77/'Historical scenario - input'!$D62),\"\")","v":""},{"$f":"IFERROR(IF(OR(T77=\"\",'Historical scenario - input'!$D62=\"\"),\"\",T77/'Historical scenario - input'!$D62),\"\")","v":""},{"$f":"IFERROR(IF(OR(U77=\"\",'Historical scenario - input'!$D62=\"\"),\"\",U77/'Historical scenario - input'!$D62),\"\")","v":""},{"$f":"IFERROR(IF(OR(V77=\"\",'Historical scenario - input'!$D62=\"\"),\"\",V77/'Historical scenario - input'!$D62),\"\")","v":""},{"$f":"IFERROR(IF(OR(W77=\"\",'Historical scenario - input'!$D62=\"\"),\"\",W77/'Historical scenario - input'!$D62),\"\")","v":""}]
[{"$f":"IFERROR('Historical scenario - input'!A63,\"\")","v":""},{"$f":"IFERROR('Historical scenario - input'!B63,\"\")","v":0},{"$f":"IFERROR('Historical scenario - input'!C63,\"\")","v":0},{"$f":"IFERROR(repcalc('Historical scenario - input'!$CV63:$GH63,'Historical scenario - input'!$G63,'Historical scenario - input'!$E63,'Historical scenario - input'!$F63,20,TRUE,TRUE),\"\")","v":""},"","","","","","","","","","","","","","","","","","","",{"$f":"IFERROR(IF(OR(D78=\"\",'Historical scenario - input'!$D63=\"\"),\"\",D78/'Historical scenario - input'!$D63),\"\")","v":""},{"$f":"IFERROR(IF(OR(E78=\"\",'Historical scenario - input'!$D63=\"\"),\"\",E78/'Historical scenario - input'!$D63),\"\")","v":""},{"$f":"IFERROR(IF(OR(F78=\"\",'Historical scenario - input'!$D63=\"\"),\"\",F78/'Historical scenario - input'!$D63),\"\")","v":""},{"$f":"IFERROR(IF(OR(G78=\"\",'Historical scenario - input'!$D63=\"\"),\"\",G78/'Historical scenario - input'!$D63),\"\")","v":""},{"$f":"IFERROR(IF(OR(H78=\"\",'Historical scenario - input'!$D63=\"\"),\"\",H78/'Historical scenario - input'!$D63),\"\")","v":""},{"$f":"IFERROR(IF(OR(I78=\"\",'Historical scenario - input'!$D63=\"\"),\"\",I78/'Historical scenario - input'!$D63),\"\")","v":""},{"$f":"IFERROR(IF(OR(J78=\"\",'Historical scenario - input'!$D63=\"\"),\"\",J78/'Historical scenario - input'!$D63),\"\")","v":""},{"$f":"IFERROR(IF(OR(K78=\"\",'Historical scenario - input'!$D63=\"\"),\"\",K78/'Historical scenario - input'!$D63),\"\")","v":""},{"$f":"IFERROR(IF(OR(L78=\"\",'Historical scenario - input'!$D63=\"\"),\"\",L78/'Historical scenario - input'!$D63),\"\")","v":""},{"$f":"IFERROR(IF(OR(M78=\"\",'Historical scenario - input'!$D63=\"\"),\"\",M78/'Historical scenario - input'!$D63),\"\")","v":""},{"$f":"IFERROR(IF(OR(N78=\"\",'Historical scenario - input'!$D63=\"\"),\"\",N78/'Historical scenario - input'!$D63),\"\")","v":""},{"$f":"IFERROR(IF(OR(O78=\"\",'Historical scenario - input'!$D63=\"\"),\"\",O78/'Historical scenario - input'!$D63),\"\")","v":""},{"$f":"IFERROR(IF(OR(P78=\"\",'Historical scenario - input'!$D63=\"\"),\"\",P78/'Historical scenario - input'!$D63),\"\")","v":""},{"$f":"IFERROR(IF(OR(Q78=\"\",'Historical scenario - input'!$D63=\"\"),\"\",Q78/'Historical scenario - input'!$D63),\"\")","v":""},{"$f":"IFERROR(IF(OR(R78=\"\",'Historical scenario - input'!$D63=\"\"),\"\",R78/'Historical scenario - input'!$D63),\"\")","v":""},{"$f":"IFERROR(IF(OR(S78=\"\",'Historical scenario - input'!$D63=\"\"),\"\",S78/'Historical scenario - input'!$D63),\"\")","v":""},{"$f":"IFERROR(IF(OR(T78=\"\",'Historical scenario - input'!$D63=\"\"),\"\",T78/'Historical scenario - input'!$D63),\"\")","v":""},{"$f":"IFERROR(IF(OR(U78=\"\",'Historical scenario - input'!$D63=\"\"),\"\",U78/'Historical scenario - input'!$D63),\"\")","v":""},{"$f":"IFERROR(IF(OR(V78=\"\",'Historical scenario - input'!$D63=\"\"),\"\",V78/'Historical scenario - input'!$D63),\"\")","v":""},{"$f":"IFERROR(IF(OR(W78=\"\",'Historical scenario - input'!$D63=\"\"),\"\",W78/'Historical scenario - input'!$D63),\"\")","v":""}]
[{"$f":"IFERROR('Historical scenario - input'!A64,\"\")","v":""},{"$f":"IFERROR('Historical scenario - input'!B64,\"\")","v":0},{"$f":"IFERROR('Historical scenario - input'!C64,\"\")","v":0},{"$f":"IFERROR(repcalc('Historical scenario - input'!$CV64:$GH64,'Historical scenario - input'!$G64,'Historical scenario - input'!$E64,'Historical scenario - input'!$F64,20,TRUE,TRUE),\"\")","v":""},"","","","","","","","","","","","","","","","","","","",{"$f":"IFERROR(IF(OR(D79=\"\",'Historical scenario - input'!$D64=\"\"),\"\",D79/'Historical scenario - input'!$D64),\"\")","v":""},{"$f":"IFERROR(IF(OR(E79=\"\",'Historical scenario - input'!$D64=\"\"),\"\",E79/'Historical scenario - input'!$D64),\"\")","v":""},{"$f":"IFERROR(IF(OR(F79=\"\",'Historical scenario - input'!$D64=\"\"),\"\",F79/'Historical scenario - input'!$D64),\"\")","v":""},{"$f":"IFERROR(IF(OR(G79=\"\",'Historical scenario - input'!$D64=\"\"),\"\",G79/'Historical scenario - input'!$D64),\"\")","v":""},{"$f":"IFERROR(IF(OR(H79=\"\",'Historical scenario - input'!$D64=\"\"),\"\",H79/'Historical scenario - input'!$D64),\"\")","v":""},{"$f":"IFERROR(IF(OR(I79=\"\",'Historical scenario - input'!$D64=\"\"),\"\",I79/'Historical scenario - input'!$D64),\"\")","v":""},{"$f":"IFERROR(IF(OR(J79=\"\",'Historical scenario - input'!$D64=\"\"),\"\",J79/'Historical scenario - input'!$D64),\"\")","v":""},{"$f":"IFERROR(IF(OR(K79=\"\",'Historical scenario - input'!$D64=\"\"),\"\",K79/'Historical scenario - input'!$D64),\"\")","v":""},{"$f":"IFERROR(IF(OR(L79=\"\",'Historical scenario - input'!$D64=\"\"),\"\",L79/'Historical scenario - input'!$D64),\"\")","v":""},{"$f":"IFERROR(IF(OR(M79=\"\",'Historical scenario - input'!$D64=\"\"),\"\",M79/'Historical scenario - input'!$D64),\"\")","v":""},{"$f":"IFERROR(IF(OR(N79=\"\",'Historical scenario - input'!$D64=\"\"),\"\",N79/'Historical scenario - input'!$D64),\"\")","v":""},{"$f":"IFERROR(IF(OR(O79=\"\",'Historical scenario - input'!$D64=\"\"),\"\",O79/'Historical scenario - input'!$D64),\"\")","v":""},{"$f":"IFERROR(IF(OR(P79=\"\",'Historical scenario - input'!$D64=\"\"),\"\",P79/'Historical scenario - input'!$D64),\"\")","v":""},{"$f":"IFERROR(IF(OR(Q79=\"\",'Historical scenario - input'!$D64=\"\"),\"\",Q79/'Historical scenario - input'!$D64),\"\")","v":""},{"$f":"IFERROR(IF(OR(R79=\"\",'Historical scenario - input'!$D64=\"\"),\"\",R79/'Historical scenario - input'!$D64),\"\")","v":""},{"$f":"IFERROR(IF(OR(S79=\"\",'Historical scenario - input'!$D64=\"\"),\"\",S79/'Historical scenario - input'!$D64),\"\")","v":""},{"$f":"IFERROR(IF(OR(T79=\"\",'Historical scenario - input'!$D64=\"\"),\"\",T79/'Historical scenario - input'!$D64),\"\")","v":""},{"$f":"IFERROR(IF(OR(U79=\"\",'Historical scenario - input'!$D64=\"\"),\"\",U79/'Historical scenario - input'!$D64),\"\")","v":""},{"$f":"IFERROR(IF(OR(V79=\"\",'Historical scenario - input'!$D64=\"\"),\"\",V79/'Historical scenario - input'!$D64),\"\")","v":""},{"$f":"IFERROR(IF(OR(W79=\"\",'Historical scenario - input'!$D64=\"\"),\"\",W79/'Historical scenario - input'!$D64),\"\")","v":""}]
[{"$f":"IFERROR('Historical scenario - input'!A65,\"\")","v":""},{"$f":"IFERROR('Historical scenario - input'!B65,\"\")","v":0},{"$f":"IFERROR('Historical scenario - input'!C65,\"\")","v":0},{"$f":"IFERROR(repcalc('Historical scenario - input'!$CV65:$GH65,'Historical scenario - input'!$G65,'Historical scenario - input'!$E65,'Historical scenario - input'!$F65,20,TRUE,TRUE),\"\")","v":""},"","","","","","","","","","","","","","","","","","","",{"$f":"IFERROR(IF(OR(D80=\"\",'Historical scenario - input'!$D65=\"\"),\"\",D80/'Historical scenario - input'!$D65),\"\")","v":""},{"$f":"IFERROR(IF(OR(E80=\"\",'Historical scenario - input'!$D65=\"\"),\"\",E80/'Historical scenario - input'!$D65),\"\")","v":""},{"$f":"IFERROR(IF(OR(F80=\"\",'Historical scenario - input'!$D65=\"\"),\"\",F80/'Historical scenario - input'!$D65),\"\")","v":""},{"$f":"IFERROR(IF(OR(G80=\"\",'Historical scenario - input'!$D65=\"\"),\"\",G80/'Historical scenario - input'!$D65),\"\")","v":""},{"$f":"IFERROR(IF(OR(H80=\"\",'Historical scenario - input'!$D65=\"\"),\"\",H80/'Historical scenario - input'!$D65),\"\")","v":""},{"$f":"IFERROR(IF(OR(I80=\"\",'Historical scenario - input'!$D65=\"\"),\"\",I80/'Historical scenario - input'!$D65),\"\")","v":""},{"$f":"IFERROR(IF(OR(J80=\"\",'Historical scenario - input'!$D65=\"\"),\"\",J80/'Historical scenario - input'!$D65),\"\")","v":""},{"$f":"IFERROR(IF(OR(K80=\"\",'Historical scenario - input'!$D65=\"\"),\"\",K80/'Historical scenario - input'!$D65),\"\")","v":""},{"$f":"IFERROR(IF(OR(L80=\"\",'Historical scenario - input'!$D65=\"\"),\"\",L80/'Historical scenario - input'!$D65),\"\")","v":""},{"$f":"IFERROR(IF(OR(M80=\"\",'Historical scenario - input'!$D65=\"\"),\"\",M80/'Historical scenario - input'!$D65),\"\")","v":""},{"$f":"IFERROR(IF(OR(N80=\"\",'Historical scenario - input'!$D65=\"\"),\"\",N80/'Historical scenario - input'!$D65),\"\")","v":""},{"$f":"IFERROR(IF(OR(O80=\"\",'Historical scenario - input'!$D65=\"\"),\"\",O80/'Historical scenario - input'!$D65),\"\")","v":""},{"$f":"IFERROR(IF(OR(P80=\"\",'Historical scenario - input'!$D65=\"\"),\"\",P80/'Historical scenario - input'!$D65),\"\")","v":""},{"$f":"IFERROR(IF(OR(Q80=\"\",'Historical scenario - input'!$D65=\"\"),\"\",Q80/'Historical scenario - input'!$D65),\"\")","v":""},{"$f":"IFERROR(IF(OR(R80=\"\",'Historical scenario - input'!$D65=\"\"),\"\",R80/'Historical scenario - input'!$D65),\"\")","v":""},{"$f":"IFERROR(IF(OR(S80=\"\",'Historical scenario - input'!$D65=\"\"),\"\",S80/'Historical scenario - input'!$D65),\"\")","v":""},{"$f":"IFERROR(IF(OR(T80=\"\",'Historical scenario - input'!$D65=\"\"),\"\",T80/'Historical scenario - input'!$D65),\"\")","v":""},{"$f":"IFERROR(IF(OR(U80=\"\",'Historical scenario - input'!$D65=\"\"),\"\",U80/'Historical scenario - input'!$D65),\"\")","v":""},{"$f":"IFERROR(IF(OR(V80=\"\",'Historical scenario - input'!$D65=\"\"),\"\",V80/'Historical scenario - input'!$D65),\"\")","v":""},{"$f":"IFERROR(IF(OR(W80=\"\",'Historical scenario - input'!$D65=\"\"),\"\",W80/'Historical scenario - input'!$D65),\"\")","v":""}]
[{"$f":"IFERROR('Historical scenario - input'!A66,\"\")","v":""},{"$f":"IFERROR('Historical scenario - input'!B66,\"\")","v":0},{"$f":"IFERROR('Historical scenario - input'!C66,\"\")","v":0},{"$f":"IFERROR(repcalc('Historical scenario - input'!$CV66:$GH66,'Historical scenario - input'!$G66,'Historical scenario - input'!$E66,'Historical scenario - input'!$F66,20,TRUE,TRUE),\"\")","v":""},"","","","","","","","","","","","","","","","","","","",{"$f":"IFERROR(IF(OR(D81=\"\",'Historical scenario - input'!$D66=\"\"),\"\",D81/'Historical scenario - input'!$D66),\"\")","v":""},{"$f":"IFERROR(IF(OR(E81=\"\",'Historical scenario - input'!$D66=\"\"),\"\",E81/'Historical scenario - input'!$D66),\"\")","v":""},{"$f":"IFERROR(IF(OR(F81=\"\",'Historical scenario - input'!$D66=\"\"),\"\",F81/'Historical scenario - input'!$D66),\"\")","v":""},{"$f":"IFERROR(IF(OR(G81=\"\",'Historical scenario - input'!$D66=\"\"),\"\",G81/'Historical scenario - input'!$D66),\"\")","v":""},{"$f":"IFERROR(IF(OR(H81=\"\",'Historical scenario - input'!$D66=\"\"),\"\",H81/'Historical scenario - input'!$D66),\"\")","v":""},{"$f":"IFERROR(IF(OR(I81=\"\",'Historical scenario - input'!$D66=\"\"),\"\",I81/'Historical scenario - input'!$D66),\"\")","v":""},{"$f":"IFERROR(IF(OR(J81=\"\",'Historical scenario - input'!$D66=\"\"),\"\",J81/'Historical scenario - input'!$D66),\"\")","v":""},{"$f":"IFERROR(IF(OR(K81=\"\",'Historical scenario - input'!$D66=\"\"),\"\",K81/'Historical scenario - input'!$D66),\"\")","v":""},{"$f":"IFERROR(IF(OR(L81=\"\",'Historical scenario - input'!$D66=\"\"),\"\",L81/'Historical scenario - input'!$D66),\"\")","v":""},{"$f":"IFERROR(IF(OR(M81=\"\",'Historical scenario - input'!$D66=\"\"),\"\",M81/'Historical scenario - input'!$D66),\"\")","v":""},{"$f":"IFERROR(IF(OR(N81=\"\",'Historical scenario - input'!$D66=\"\"),\"\",N81/'Historical scenario - input'!$D66),\"\")","v":""},{"$f":"IFERROR(IF(OR(O81=\"\",'Historical scenario - input'!$D66=\"\"),\"\",O81/'Historical scenario - input'!$D66),\"\")","v":""},{"$f":"IFERROR(IF(OR(P81=\"\",'Historical scenario - input'!$D66=\"\"),\"\",P81/'Historical scenario - input'!$D66),\"\")","v":""},{"$f":"IFERROR(IF(OR(Q81=\"\",'Historical scenario - input'!$D66=\"\"),\"\",Q81/'Historical scenario - input'!$D66),\"\")","v":""},{"$f":"IFERROR(IF(OR(R81=\"\",'Historical scenario - input'!$D66=\"\"),\"\",R81/'Historical scenario - input'!$D66),\"\")","v":""},{"$f":"IFERROR(IF(OR(S81=\"\",'Historical scenario - input'!$D66=\"\"),\"\",S81/'Historical scenario - input'!$D66),\"\")","v":""},{"$f":"IFERROR(IF(OR(T81=\"\",'Historical scenario - input'!$D66=\"\"),\"\",T81/'Historical scenario - input'!$D66),\"\")","v":""},{"$f":"IFERROR(IF(OR(U81=\"\",'Historical scenario - input'!$D66=\"\"),\"\",U81/'Historical scenario - input'!$D66),\"\")","v":""},{"$f":"IFERROR(IF(OR(V81=\"\",'Historical scenario - input'!$D66=\"\"),\"\",V81/'Historical scenario - input'!$D66),\"\")","v":""},{"$f":"IFERROR(IF(OR(W81=\"\",'Historical scenario - input'!$D66=\"\"),\"\",W81/'Historical scenario - input'!$D66),\"\")","v":""}]
[{"$f":"IFERROR('Historical scenario - input'!A67,\"\")","v":""},{"$f":"IFERROR('Historical scenario - input'!B67,\"\")","v":0},{"$f":"IFERROR('Historical scenario - input'!C67,\"\")","v":0},{"$f":"IFERROR(repcalc('Historical scenario - input'!$CV67:$GH67,'Historical scenario - input'!$G67,'Historical scenario - input'!$E67,'Historical scenario - input'!$F67,20,TRUE,TRUE),\"\")","v":""},"","","","","","","","","","","","","","","","","","","",{"$f":"IFERROR(IF(OR(D82=\"\",'Historical scenario - input'!$D67=\"\"),\"\",D82/'Historical scenario - input'!$D67),\"\")","v":""},{"$f":"IFERROR(IF(OR(E82=\"\",'Historical scenario - input'!$D67=\"\"),\"\",E82/'Historical scenario - input'!$D67),\"\")","v":""},{"$f":"IFERROR(IF(OR(F82=\"\",'Historical scenario - input'!$D67=\"\"),\"\",F82/'Historical scenario - input'!$D67),\"\")","v":""},{"$f":"IFERROR(IF(OR(G82=\"\",'Historical scenario - input'!$D67=\"\"),\"\",G82/'Historical scenario - input'!$D67),\"\")","v":""},{"$f":"IFERROR(IF(OR(H82=\"\",'Historical scenario - input'!$D67=\"\"),\"\",H82/'Historical scenario - input'!$D67),\"\")","v":""},{"$f":"IFERROR(IF(OR(I82=\"\",'Historical scenario - input'!$D67=\"\"),\"\",I82/'Historical scenario - input'!$D67),\"\")","v":""},{"$f":"IFERROR(IF(OR(J82=\"\",'Historical scenario - input'!$D67=\"\"),\"\",J82/'Historical scenario - input'!$D67),\"\")","v":""},{"$f":"IFERROR(IF(OR(K82=\"\",'Historical scenario - input'!$D67=\"\"),\"\",K82/'Historical scenario - input'!$D67),\"\")","v":""},{"$f":"IFERROR(IF(OR(L82=\"\",'Historical scenario - input'!$D67=\"\"),\"\",L82/'Historical scenario - input'!$D67),\"\")","v":""},{"$f":"IFERROR(IF(OR(M82=\"\",'Historical scenario - input'!$D67=\"\"),\"\",M82/'Historical scenario - input'!$D67),\"\")","v":""},{"$f":"IFERROR(IF(OR(N82=\"\",'Historical scenario - input'!$D67=\"\"),\"\",N82/'Historical scenario - input'!$D67),\"\")","v":""},{"$f":"IFERROR(IF(OR(O82=\"\",'Historical scenario - input'!$D67=\"\"),\"\",O82/'Historical scenario - input'!$D67),\"\")","v":""},{"$f":"IFERROR(IF(OR(P82=\"\",'Historical scenario - input'!$D67=\"\"),\"\",P82/'Historical scenario - input'!$D67),\"\")","v":""},{"$f":"IFERROR(IF(OR(Q82=\"\",'Historical scenario - input'!$D67=\"\"),\"\",Q82/'Historical scenario - input'!$D67),\"\")","v":""},{"$f":"IFERROR(IF(OR(R82=\"\",'Historical scenario - input'!$D67=\"\"),\"\",R82/'Historical scenario - input'!$D67),\"\")","v":""},{"$f":"IFERROR(IF(OR(S82=\"\",'Historical scenario - input'!$D67=\"\"),\"\",S82/'Historical scenario - input'!$D67),\"\")","v":""},{"$f":"IFERROR(IF(OR(T82=\"\",'Historical scenario - input'!$D67=\"\"),\"\",T82/'Historical scenario - input'!$D67),\"\")","v":""},{"$f":"IFERROR(IF(OR(U82=\"\",'Historical scenario - input'!$D67=\"\"),\"\",U82/'Historical scenario - input'!$D67),\"\")","v":""},{"$f":"IFERROR(IF(OR(V82=\"\",'Historical scenario - input'!$D67=\"\"),\"\",V82/'Historical scenario - input'!$D67),\"\")","v":""},{"$f":"IFERROR(IF(OR(W82=\"\",'Historical scenario - input'!$D67=\"\"),\"\",W82/'Historical scenario - input'!$D67),\"\")","v":""}]
[{"$f":"IFERROR('Historical scenario - input'!A68,\"\")","v":""},{"$f":"IFERROR('Historical scenario - input'!B68,\"\")","v":0},{"$f":"IFERROR('Historical scenario - input'!C68,\"\")","v":0},{"$f":"IFERROR(repcalc('Historical scenario - input'!$CV68:$GH68,'Historical scenario - input'!$G68,'Historical scenario - input'!$E68,'Historical scenario - input'!$F68,20,TRUE,TRUE),\"\")","v":""},"","","","","","","","","","","","","","","","","","","",{"$f":"IFERROR(IF(OR(D83=\"\",'Historical scenario - input'!$D68=\"\"),\"\",D83/'Historical scenario - input'!$D68),\"\")","v":""},{"$f":"IFERROR(IF(OR(E83=\"\",'Historical scenario - input'!$D68=\"\"),\"\",E83/'Historical scenario - input'!$D68),\"\")","v":""},{"$f":"IFERROR(IF(OR(F83=\"\",'Historical scenario - input'!$D68=\"\"),\"\",F83/'Historical scenario - input'!$D68),\"\")","v":""},{"$f":"IFERROR(IF(OR(G83=\"\",'Historical scenario - input'!$D68=\"\"),\"\",G83/'Historical scenario - input'!$D68),\"\")","v":""},{"$f":"IFERROR(IF(OR(H83=\"\",'Historical scenario - input'!$D68=\"\"),\"\",H83/'Historical scenario - input'!$D68),\"\")","v":""},{"$f":"IFERROR(IF(OR(I83=\"\",'Historical scenario - input'!$D68=\"\"),\"\",I83/'Historical scenario - input'!$D68),\"\")","v":""},{"$f":"IFERROR(IF(OR(J83=\"\",'Historical scenario - input'!$D68=\"\"),\"\",J83/'Historical scenario - input'!$D68),\"\")","v":""},{"$f":"IFERROR(IF(OR(K83=\"\",'Historical scenario - input'!$D68=\"\"),\"\",K83/'Historical scenario - input'!$D68),\"\")","v":""},{"$f":"IFERROR(IF(OR(L83=\"\",'Historical scenario - input'!$D68=\"\"),\"\",L83/'Historical scenario - input'!$D68),\"\")","v":""},{"$f":"IFERROR(IF(OR(M83=\"\",'Historical scenario - input'!$D68=\"\"),\"\",M83/'Historical scenario - input'!$D68),\"\")","v":""},{"$f":"IFERROR(IF(OR(N83=\"\",'Historical scenario - input'!$D68=\"\"),\"\",N83/'Historical scenario - input'!$D68),\"\")","v":""},{"$f":"IFERROR(IF(OR(O83=\"\",'Historical scenario - input'!$D68=\"\"),\"\",O83/'Historical scenario - input'!$D68),\"\")","v":""},{"$f":"IFERROR(IF(OR(P83=\"\",'Historical scenario - input'!$D68=\"\"),\"\",P83/'Historical scenario - input'!$D68),\"\")","v":""},{"$f":"IFERROR(IF(OR(Q83=\"\",'Historical scenario - input'!$D68=\"\"),\"\",Q83/'Historical scenario - input'!$D68),\"\")","v":""},{"$f":"IFERROR(IF(OR(R83=\"\",'Historical scenario - input'!$D68=\"\"),\"\",R83/'Historical scenario - input'!$D68),\"\")","v":""},{"$f":"IFERROR(IF(OR(S83=\"\",'Historical scenario - input'!$D68=\"\"),\"\",S83/'Historical scenario - input'!$D68),\"\")","v":""},{"$f":"IFERROR(IF(OR(T83=\"\",'Historical scenario - input'!$D68=\"\"),\"\",T83/'Historical scenario - input'!$D68),\"\")","v":""},{"$f":"IFERROR(IF(OR(U83=\"\",'Historical scenario - input'!$D68=\"\"),\"\",U83/'Historical scenario - input'!$D68),\"\")","v":""},{"$f":"IFERROR(IF(OR(V83=\"\",'Historical scenario - input'!$D68=\"\"),\"\",V83/'Historical scenario - input'!$D68),\"\")","v":""},{"$f":"IFERROR(IF(OR(W83=\"\",'Historical scenario - input'!$D68=\"\"),\"\",W83/'Historical scenario - input'!$D68),\"\")","v":""}]
[{"$f":"IFERROR('Historical scenario - input'!A69,\"\")","v":""},{"$f":"IFERROR('Historical scenario - input'!B69,\"\")","v":0},{"$f":"IFERROR('Historical scenario - input'!C69,\"\")","v":0},{"$f":"IFERROR(repcalc('Historical scenario - input'!$CV69:$GH69,'Historical scenario - input'!$G69,'Historical scenario - input'!$E69,'Historical scenario - input'!$F69,20,TRUE,TRUE),\"\")","v":""},"","","","","","","","","","","","","","","","","","","",{"$f":"IFERROR(IF(OR(D84=\"\",'Historical scenario - input'!$D69=\"\"),\"\",D84/'Historical scenario - input'!$D69),\"\")","v":""},{"$f":"IFERROR(IF(OR(E84=\"\",'Historical scenario - input'!$D69=\"\"),\"\",E84/'Historical scenario - input'!$D69),\"\")","v":""},{"$f":"IFERROR(IF(OR(F84=\"\",'Historical scenario - input'!$D69=\"\"),\"\",F84/'Historical scenario - input'!$D69),\"\")","v":""},{"$f":"IFERROR(IF(OR(G84=\"\",'Historical scenario - input'!$D69=\"\"),\"\",G84/'Historical scenario - input'!$D69),\"\")","v":""},{"$f":"IFERROR(IF(OR(H84=\"\",'Historical scenario - input'!$D69=\"\"),\"\",H84/'Historical scenario - input'!$D69),\"\")","v":""},{"$f":"IFERROR(IF(OR(I84=\"\",'Historical scenario - input'!$D69=\"\"),\"\",I84/'Historical scenario - input'!$D69),\"\")","v":""},{"$f":"IFERROR(IF(OR(J84=\"\",'Historical scenario - input'!$D69=\"\"),\"\",J84/'Historical scenario - input'!$D69),\"\")","v":""},{"$f":"IFERROR(IF(OR(K84=\"\",'Historical scenario - input'!$D69=\"\"),\"\",K84/'Historical scenario - input'!$D69),\"\")","v":""},{"$f":"IFERROR(IF(OR(L84=\"\",'Historical scenario - input'!$D69=\"\"),\"\",L84/'Historical scenario - input'!$D69),\"\")","v":""},{"$f":"IFERROR(IF(OR(M84=\"\",'Historical scenario - input'!$D69=\"\"),\"\",M84/'Historical scenario - input'!$D69),\"\")","v":""},{"$f":"IFERROR(IF(OR(N84=\"\",'Historical scenario - input'!$D69=\"\"),\"\",N84/'Historical scenario - input'!$D69),\"\")","v":""},{"$f":"IFERROR(IF(OR(O84=\"\",'Historical scenario - input'!$D69=\"\"),\"\",O84/'Historical scenario - input'!$D69),\"\")","v":""},{"$f":"IFERROR(IF(OR(P84=\"\",'Historical scenario - input'!$D69=\"\"),\"\",P84/'Historical scenario - input'!$D69),\"\")","v":""},{"$f":"IFERROR(IF(OR(Q84=\"\",'Historical scenario - input'!$D69=\"\"),\"\",Q84/'Historical scenario - input'!$D69),\"\")","v":""},{"$f":"IFERROR(IF(OR(R84=\"\",'Historical scenario - input'!$D69=\"\"),\"\",R84/'Historical scenario - input'!$D69),\"\")","v":""},{"$f":"IFERROR(IF(OR(S84=\"\",'Historical scenario - input'!$D69=\"\"),\"\",S84/'Historical scenario - input'!$D69),\"\")","v":""},{"$f":"IFERROR(IF(OR(T84=\"\",'Historical scenario - input'!$D69=\"\"),\"\",T84/'Historical scenario - input'!$D69),\"\")","v":""},{"$f":"IFERROR(IF(OR(U84=\"\",'Historical scenario - input'!$D69=\"\"),\"\",U84/'Historical scenario - input'!$D69),\"\")","v":""},{"$f":"IFERROR(IF(OR(V84=\"\",'Historical scenario - input'!$D69=\"\"),\"\",V84/'Historical scenario - input'!$D69),\"\")","v":""},{"$f":"IFERROR(IF(OR(W84=\"\",'Historical scenario - input'!$D69=\"\"),\"\",W84/'Historical scenario - input'!$D69),\"\")","v":""}]
[{"$f":"IFERROR('Historical scenario - input'!A70,\"\")","v":""},{"$f":"IFERROR('Historical scenario - input'!B70,\"\")","v":0},{"$f":"IFERROR('Historical scenario - input'!C70,\"\")","v":0},{"$f":"IFERROR(repcalc('Historical scenario - input'!$CV70:$GH70,'Historical scenario - input'!$G70,'Historical scenario - input'!$E70,'Historical scenario - input'!$F70,20,TRUE,TRUE),\"\")","v":""},"","","","","","","","","","","","","","","","","","","",{"$f":"IFERROR(IF(OR(D85=\"\",'Historical scenario - input'!$D70=\"\"),\"\",D85/'Historical scenario - input'!$D70),\"\")","v":""},{"$f":"IFERROR(IF(OR(E85=\"\",'Historical scenario - input'!$D70=\"\"),\"\",E85/'Historical scenario - input'!$D70),\"\")","v":""},{"$f":"IFERROR(IF(OR(F85=\"\",'Historical scenario - input'!$D70=\"\"),\"\",F85/'Historical scenario - input'!$D70),\"\")","v":""},{"$f":"IFERROR(IF(OR(G85=\"\",'Historical scenario - input'!$D70=\"\"),\"\",G85/'Historical scenario - input'!$D70),\"\")","v":""},{"$f":"IFERROR(IF(OR(H85=\"\",'Historical scenario - input'!$D70=\"\"),\"\",H85/'Historical scenario - input'!$D70),\"\")","v":""},{"$f":"IFERROR(IF(OR(I85=\"\",'Historical scenario - input'!$D70=\"\"),\"\",I85/'Historical scenario - input'!$D70),\"\")","v":""},{"$f":"IFERROR(IF(OR(J85=\"\",'Historical scenario - input'!$D70=\"\"),\"\",J85/'Historical scenario - input'!$D70),\"\")","v":""},{"$f":"IFERROR(IF(OR(K85=\"\",'Historical scenario - input'!$D70=\"\"),\"\",K85/'Historical scenario - input'!$D70),\"\")","v":""},{"$f":"IFERROR(IF(OR(L85=\"\",'Historical scenario - input'!$D70=\"\"),\"\",L85/'Historical scenario - input'!$D70),\"\")","v":""},{"$f":"IFERROR(IF(OR(M85=\"\",'Historical scenario - input'!$D70=\"\"),\"\",M85/'Historical scenario - input'!$D70),\"\")","v":""},{"$f":"IFERROR(IF(OR(N85=\"\",'Historical scenario - input'!$D70=\"\"),\"\",N85/'Historical scenario - input'!$D70),\"\")","v":""},{"$f":"IFERROR(IF(OR(O85=\"\",'Historical scenario - input'!$D70=\"\"),\"\",O85/'Historical scenario - input'!$D70),\"\")","v":""},{"$f":"IFERROR(IF(OR(P85=\"\",'Historical scenario - input'!$D70=\"\"),\"\",P85/'Historical scenario - input'!$D70),\"\")","v":""},{"$f":"IFERROR(IF(OR(Q85=\"\",'Historical scenario - input'!$D70=\"\"),\"\",Q85/'Historical scenario - input'!$D70),\"\")","v":""},{"$f":"IFERROR(IF(OR(R85=\"\",'Historical scenario - input'!$D70=\"\"),\"\",R85/'Historical scenario - input'!$D70),\"\")","v":""},{"$f":"IFERROR(IF(OR(S85=\"\",'Historical scenario - input'!$D70=\"\"),\"\",S85/'Historical scenario - input'!$D70),\"\")","v":""},{"$f":"IFERROR(IF(OR(T85=\"\",'Historical scenario - input'!$D70=\"\"),\"\",T85/'Historical scenario - input'!$D70),\"\")","v":""},{"$f":"IFERROR(IF(OR(U85=\"\",'Historical scenario - input'!$D70=\"\"),\"\",U85/'Historical scenario - input'!$D70),\"\")","v":""},{"$f":"IFERROR(IF(OR(V85=\"\",'Historical scenario - input'!$D70=\"\"),\"\",V85/'Historical scenario - input'!$D70),\"\")","v":""},{"$f":"IFERROR(IF(OR(W85=\"\",'Historical scenario - input'!$D70=\"\"),\"\",W85/'Historical scenario - input'!$D70),\"\")","v":""}]
[{"$f":"IFERROR('Historical scenario - input'!A71,\"\")","v":""},{"$f":"IFERROR('Historical scenario - input'!B71,\"\")","v":0},{"$f":"IFERROR('Historical scenario - input'!C71,\"\")","v":0},{"$f":"IFERROR(repcalc('Historical scenario - input'!$CV71:$GH71,'Historical scenario - input'!$G71,'Historical scenario - input'!$E71,'Historical scenario - input'!$F71,20,TRUE,TRUE),\"\")","v":""},"","","","","","","","","","","","","","","","","","","",{"$f":"IFERROR(IF(OR(D86=\"\",'Historical scenario - input'!$D71=\"\"),\"\",D86/'Historical scenario - input'!$D71),\"\")","v":""},{"$f":"IFERROR(IF(OR(E86=\"\",'Historical scenario - input'!$D71=\"\"),\"\",E86/'Historical scenario - input'!$D71),\"\")","v":""},{"$f":"IFERROR(IF(OR(F86=\"\",'Historical scenario - input'!$D71=\"\"),\"\",F86/'Historical scenario - input'!$D71),\"\")","v":""},{"$f":"IFERROR(IF(OR(G86=\"\",'Historical scenario - input'!$D71=\"\"),\"\",G86/'Historical scenario - input'!$D71),\"\")","v":""},{"$f":"IFERROR(IF(OR(H86=\"\",'Historical scenario - input'!$D71=\"\"),\"\",H86/'Historical scenario - input'!$D71),\"\")","v":""},{"$f":"IFERROR(IF(OR(I86=\"\",'Historical scenario - input'!$D71=\"\"),\"\",I86/'Historical scenario - input'!$D71),\"\")","v":""},{"$f":"IFERROR(IF(OR(J86=\"\",'Historical scenario - input'!$D71=\"\"),\"\",J86/'Historical scenario - input'!$D71),\"\")","v":""},{"$f":"IFERROR(IF(OR(K86=\"\",'Historical scenario - input'!$D71=\"\"),\"\",K86/'Historical scenario - input'!$D71),\"\")","v":""},{"$f":"IFERROR(IF(OR(L86=\"\",'Historical scenario - input'!$D71=\"\"),\"\",L86/'Historical scenario - input'!$D71),\"\")","v":""},{"$f":"IFERROR(IF(OR(M86=\"\",'Historical scenario - input'!$D71=\"\"),\"\",M86/'Historical scenario - input'!$D71),\"\")","v":""},{"$f":"IFERROR(IF(OR(N86=\"\",'Historical scenario - input'!$D71=\"\"),\"\",N86/'Historical scenario - input'!$D71),\"\")","v":""},{"$f":"IFERROR(IF(OR(O86=\"\",'Historical scenario - input'!$D71=\"\"),\"\",O86/'Historical scenario - input'!$D71),\"\")","v":""},{"$f":"IFERROR(IF(OR(P86=\"\",'Historical scenario - input'!$D71=\"\"),\"\",P86/'Historical scenario - input'!$D71),\"\")","v":""},{"$f":"IFERROR(IF(OR(Q86=\"\",'Historical scenario - input'!$D71=\"\"),\"\",Q86/'Historical scenario - input'!$D71),\"\")","v":""},{"$f":"IFERROR(IF(OR(R86=\"\",'Historical scenario - input'!$D71=\"\"),\"\",R86/'Historical scenario - input'!$D71),\"\")","v":""},{"$f":"IFERROR(IF(OR(S86=\"\",'Historical scenario - input'!$D71=\"\"),\"\",S86/'Historical scenario - input'!$D71),\"\")","v":""},{"$f":"IFERROR(IF(OR(T86=\"\",'Historical scenario - input'!$D71=\"\"),\"\",T86/'Historical scenario - input'!$D71),\"\")","v":""},{"$f":"IFERROR(IF(OR(U86=\"\",'Historical scenario - input'!$D71=\"\"),\"\",U86/'Historical scenario - input'!$D71),\"\")","v":""},{"$f":"IFERROR(IF(OR(V86=\"\",'Historical scenario - input'!$D71=\"\"),\"\",V86/'Historical scenario - input'!$D71),\"\")","v":""},{"$f":"IFERROR(IF(OR(W86=\"\",'Historical scenario - input'!$D71=\"\"),\"\",W86/'Historical scenario - input'!$D71),\"\")","v":""}]
[{"$f":"IFERROR('Historical scenario - input'!A72,\"\")","v":""},{"$f":"IFERROR('Historical scenario - input'!B72,\"\")","v":0},{"$f":"IFERROR('Historical scenario - input'!C72,\"\")","v":0},{"$f":"IFERROR(repcalc('Historical scenario - input'!$CV72:$GH72,'Historical scenario - input'!$G72,'Historical scenario - input'!$E72,'Historical scenario - input'!$F72,20,TRUE,TRUE),\"\")","v":""},"","","","","","","","","","","","","","","","","","","",{"$f":"IFERROR(IF(OR(D87=\"\",'Historical scenario - input'!$D72=\"\"),\"\",D87/'Historical scenario - input'!$D72),\"\")","v":""},{"$f":"IFERROR(IF(OR(E87=\"\",'Historical scenario - input'!$D72=\"\"),\"\",E87/'Historical scenario - input'!$D72),\"\")","v":""},{"$f":"IFERROR(IF(OR(F87=\"\",'Historical scenario - input'!$D72=\"\"),\"\",F87/'Historical scenario - input'!$D72),\"\")","v":""},{"$f":"IFERROR(IF(OR(G87=\"\",'Historical scenario - input'!$D72=\"\"),\"\",G87/'Historical scenario - input'!$D72),\"\")","v":""},{"$f":"IFERROR(IF(OR(H87=\"\",'Historical scenario - input'!$D72=\"\"),\"\",H87/'Historical scenario - input'!$D72),\"\")","v":""},{"$f":"IFERROR(IF(OR(I87=\"\",'Historical scenario - input'!$D72=\"\"),\"\",I87/'Historical scenario - input'!$D72),\"\")","v":""},{"$f":"IFERROR(IF(OR(J87=\"\",'Historical scenario - input'!$D72=\"\"),\"\",J87/'Historical scenario - input'!$D72),\"\")","v":""},{"$f":"IFERROR(IF(OR(K87=\"\",'Historical scenario - input'!$D72=\"\"),\"\",K87/'Historical scenario - input'!$D72),\"\")","v":""},{"$f":"IFERROR(IF(OR(L87=\"\",'Historical scenario - input'!$D72=\"\"),\"\",L87/'Historical scenario - input'!$D72),\"\")","v":""},{"$f":"IFERROR(IF(OR(M87=\"\",'Historical scenario - input'!$D72=\"\"),\"\",M87/'Historical scenario - input'!$D72),\"\")","v":""},{"$f":"IFERROR(IF(OR(N87=\"\",'Historical scenario - input'!$D72=\"\"),\"\",N87/'Historical scenario - input'!$D72),\"\")","v":""},{"$f":"IFERROR(IF(OR(O87=\"\",'Historical scenario - input'!$D72=\"\"),\"\",O87/'Historical scenario - input'!$D72),\"\")","v":""},{"$f":"IFERROR(IF(OR(P87=\"\",'Historical scenario - input'!$D72=\"\"),\"\",P87/'Historical scenario - input'!$D72),\"\")","v":""},{"$f":"IFERROR(IF(OR(Q87=\"\",'Historical scenario - input'!$D72=\"\"),\"\",Q87/'Historical scenario - input'!$D72),\"\")","v":""},{"$f":"IFERROR(IF(OR(R87=\"\",'Historical scenario - input'!$D72=\"\"),\"\",R87/'Historical scenario - input'!$D72),\"\")","v":""},{"$f":"IFERROR(IF(OR(S87=\"\",'Historical scenario - input'!$D72=\"\"),\"\",S87/'Historical scenario - input'!$D72),\"\")","v":""},{"$f":"IFERROR(IF(OR(T87=\"\",'Historical scenario - input'!$D72=\"\"),\"\",T87/'Historical scenario - input'!$D72),\"\")","v":""},{"$f":"IFERROR(IF(OR(U87=\"\",'Historical scenario - input'!$D72=\"\"),\"\",U87/'Historical scenario - input'!$D72),\"\")","v":""},{"$f":"IFERROR(IF(OR(V87=\"\",'Historical scenario - input'!$D72=\"\"),\"\",V87/'Historical scenario - input'!$D72),\"\")","v":""},{"$f":"IFERROR(IF(OR(W87=\"\",'Historical scenario - input'!$D72=\"\"),\"\",W87/'Historical scenario - input'!$D72),\"\")","v":""}]
[{"$f":"IFERROR('Historical scenario - input'!A73,\"\")","v":""},{"$f":"IFERROR('Historical scenario - input'!B73,\"\")","v":0},{"$f":"IFERROR('Historical scenario - input'!C73,\"\")","v":0},{"$f":"IFERROR(repcalc('Historical scenario - input'!$CV73:$GH73,'Historical scenario - input'!$G73,'Historical scenario - input'!$E73,'Historical scenario - input'!$F73,20,TRUE,TRUE),\"\")","v":""},"","","","","","","","","","","","","","","","","","","",{"$f":"IFERROR(IF(OR(D88=\"\",'Historical scenario - input'!$D73=\"\"),\"\",D88/'Historical scenario - input'!$D73),\"\")","v":""},{"$f":"IFERROR(IF(OR(E88=\"\",'Historical scenario - input'!$D73=\"\"),\"\",E88/'Historical scenario - input'!$D73),\"\")","v":""},{"$f":"IFERROR(IF(OR(F88=\"\",'Historical scenario - input'!$D73=\"\"),\"\",F88/'Historical scenario - input'!$D73),\"\")","v":""},{"$f":"IFERROR(IF(OR(G88=\"\",'Historical scenario - input'!$D73=\"\"),\"\",G88/'Historical scenario - input'!$D73),\"\")","v":""},{"$f":"IFERROR(IF(OR(H88=\"\",'Historical scenario - input'!$D73=\"\"),\"\",H88/'Historical scenario - input'!$D73),\"\")","v":""},{"$f":"IFERROR(IF(OR(I88=\"\",'Historical scenario - input'!$D73=\"\"),\"\",I88/'Historical scenario - input'!$D73),\"\")","v":""},{"$f":"IFERROR(IF(OR(J88=\"\",'Historical scenario - input'!$D73=\"\"),\"\",J88/'Historical scenario - input'!$D73),\"\")","v":""},{"$f":"IFERROR(IF(OR(K88=\"\",'Historical scenario - input'!$D73=\"\"),\"\",K88/'Historical scenario - input'!$D73),\"\")","v":""},{"$f":"IFERROR(IF(OR(L88=\"\",'Historical scenario - input'!$D73=\"\"),\"\",L88/'Historical scenario - input'!$D73),\"\")","v":""},{"$f":"IFERROR(IF(OR(M88=\"\",'Historical scenario - input'!$D73=\"\"),\"\",M88/'Historical scenario - input'!$D73),\"\")","v":""},{"$f":"IFERROR(IF(OR(N88=\"\",'Historical scenario - input'!$D73=\"\"),\"\",N88/'Historical scenario - input'!$D73),\"\")","v":""},{"$f":"IFERROR(IF(OR(O88=\"\",'Historical scenario - input'!$D73=\"\"),\"\",O88/'Historical scenario - input'!$D73),\"\")","v":""},{"$f":"IFERROR(IF(OR(P88=\"\",'Historical scenario - input'!$D73=\"\"),\"\",P88/'Historical scenario - input'!$D73),\"\")","v":""},{"$f":"IFERROR(IF(OR(Q88=\"\",'Historical scenario - input'!$D73=\"\"),\"\",Q88/'Historical scenario - input'!$D73),\"\")","v":""},{"$f":"IFERROR(IF(OR(R88=\"\",'Historical scenario - input'!$D73=\"\"),\"\",R88/'Historical scenario - input'!$D73),\"\")","v":""},{"$f":"IFERROR(IF(OR(S88=\"\",'Historical scenario - input'!$D73=\"\"),\"\",S88/'Historical scenario - input'!$D73),\"\")","v":""},{"$f":"IFERROR(IF(OR(T88=\"\",'Historical scenario - input'!$D73=\"\"),\"\",T88/'Historical scenario - input'!$D73),\"\")","v":""},{"$f":"IFERROR(IF(OR(U88=\"\",'Historical scenario - input'!$D73=\"\"),\"\",U88/'Historical scenario - input'!$D73),\"\")","v":""},{"$f":"IFERROR(IF(OR(V88=\"\",'Historical scenario - input'!$D73=\"\"),\"\",V88/'Historical scenario - input'!$D73),\"\")","v":""},{"$f":"IFERROR(IF(OR(W88=\"\",'Historical scenario - input'!$D73=\"\"),\"\",W88/'Historical scenario - input'!$D73),\"\")","v":""}]
[{"$f":"IFERROR('Historical scenario - input'!A74,\"\")","v":""},{"$f":"IFERROR('Historical scenario - input'!B74,\"\")","v":0},{"$f":"IFERROR('Historical scenario - input'!C74,\"\")","v":0},{"$f":"IFERROR(repcalc('Historical scenario - input'!$CV74:$GH74,'Historical scenario - input'!$G74,'Historical scenario - input'!$E74,'Historical scenario - input'!$F74,20,TRUE,TRUE),\"\")","v":""},"","","","","","","","","","","","","","","","","","","",{"$f":"IFERROR(IF(OR(D89=\"\",'Historical scenario - input'!$D74=\"\"),\"\",D89/'Historical scenario - input'!$D74),\"\")","v":""},{"$f":"IFERROR(IF(OR(E89=\"\",'Historical scenario - input'!$D74=\"\"),\"\",E89/'Historical scenario - input'!$D74),\"\")","v":""},{"$f":"IFERROR(IF(OR(F89=\"\",'Historical scenario - input'!$D74=\"\"),\"\",F89/'Historical scenario - input'!$D74),\"\")","v":""},{"$f":"IFERROR(IF(OR(G89=\"\",'Historical scenario - input'!$D74=\"\"),\"\",G89/'Historical scenario - input'!$D74),\"\")","v":""},{"$f":"IFERROR(IF(OR(H89=\"\",'Historical scenario - input'!$D74=\"\"),\"\",H89/'Historical scenario - input'!$D74),\"\")","v":""},{"$f":"IFERROR(IF(OR(I89=\"\",'Historical scenario - input'!$D74=\"\"),\"\",I89/'Historical scenario - input'!$D74),\"\")","v":""},{"$f":"IFERROR(IF(OR(J89=\"\",'Historical scenario - input'!$D74=\"\"),\"\",J89/'Historical scenario - input'!$D74),\"\")","v":""},{"$f":"IFERROR(IF(OR(K89=\"\",'Historical scenario - input'!$D74=\"\"),\"\",K89/'Historical scenario - input'!$D74),\"\")","v":""},{"$f":"IFERROR(IF(OR(L89=\"\",'Historical scenario - input'!$D74=\"\"),\"\",L89/'Historical scenario - input'!$D74),\"\")","v":""},{"$f":"IFERROR(IF(OR(M89=\"\",'Historical scenario - input'!$D74=\"\"),\"\",M89/'Historical scenario - input'!$D74),\"\")","v":""},{"$f":"IFERROR(IF(OR(N89=\"\",'Historical scenario - input'!$D74=\"\"),\"\",N89/'Historical scenario - input'!$D74),\"\")","v":""},{"$f":"IFERROR(IF(OR(O89=\"\",'Historical scenario - input'!$D74=\"\"),\"\",O89/'Historical scenario - input'!$D74),\"\")","v":""},{"$f":"IFERROR(IF(OR(P89=\"\",'Historical scenario - input'!$D74=\"\"),\"\",P89/'Historical scenario - input'!$D74),\"\")","v":""},{"$f":"IFERROR(IF(OR(Q89=\"\",'Historical scenario - input'!$D74=\"\"),\"\",Q89/'Historical scenario - input'!$D74),\"\")","v":""},{"$f":"IFERROR(IF(OR(R89=\"\",'Historical scenario - input'!$D74=\"\"),\"\",R89/'Historical scenario - input'!$D74),\"\")","v":""},{"$f":"IFERROR(IF(OR(S89=\"\",'Historical scenario - input'!$D74=\"\"),\"\",S89/'Historical scenario - input'!$D74),\"\")","v":""},{"$f":"IFERROR(IF(OR(T89=\"\",'Historical scenario - input'!$D74=\"\"),\"\",T89/'Historical scenario - input'!$D74),\"\")","v":""},{"$f":"IFERROR(IF(OR(U89=\"\",'Historical scenario - input'!$D74=\"\"),\"\",U89/'Historical scenario - input'!$D74),\"\")","v":""},{"$f":"IFERROR(IF(OR(V89=\"\",'Historical scenario - input'!$D74=\"\"),\"\",V89/'Historical scenario - input'!$D74),\"\")","v":""},{"$f":"IFERROR(IF(OR(W89=\"\",'Historical scenario - input'!$D74=\"\"),\"\",W89/'Historical scenario - input'!$D74),\"\")","v":""}]
[{"$f":"IFERROR('Historical scenario - input'!A75,\"\")","v":""},{"$f":"IFERROR('Historical scenario - input'!B75,\"\")","v":0},{"$f":"IFERROR('Historical scenario - input'!C75,\"\")","v":0},{"$f":"IFERROR(repcalc('Historical scenario - input'!$CV75:$GH75,'Historical scenario - input'!$G75,'Historical scenario - input'!$E75,'Historical scenario - input'!$F75,20,TRUE,TRUE),\"\")","v":""},"","","","","","","","","","","","","","","","","","","",{"$f":"IFERROR(IF(OR(D90=\"\",'Historical scenario - input'!$D75=\"\"),\"\",D90/'Historical scenario - input'!$D75),\"\")","v":""},{"$f":"IFERROR(IF(OR(E90=\"\",'Historical scenario - input'!$D75=\"\"),\"\",E90/'Historical scenario - input'!$D75),\"\")","v":""},{"$f":"IFERROR(IF(OR(F90=\"\",'Historical scenario - input'!$D75=\"\"),\"\",F90/'Historical scenario - input'!$D75),\"\")","v":""},{"$f":"IFERROR(IF(OR(G90=\"\",'Historical scenario - input'!$D75=\"\"),\"\",G90/'Historical scenario - input'!$D75),\"\")","v":""},{"$f":"IFERROR(IF(OR(H90=\"\",'Historical scenario - input'!$D75=\"\"),\"\",H90/'Historical scenario - input'!$D75),\"\")","v":""},{"$f":"IFERROR(IF(OR(I90=\"\",'Historical scenario - input'!$D75=\"\"),\"\",I90/'Historical scenario - input'!$D75),\"\")","v":""},{"$f":"IFERROR(IF(OR(J90=\"\",'Historical scenario - input'!$D75=\"\"),\"\",J90/'Historical scenario - input'!$D75),\"\")","v":""},{"$f":"IFERROR(IF(OR(K90=\"\",'Historical scenario - input'!$D75=\"\"),\"\",K90/'Historical scenario - input'!$D75),\"\")","v":""},{"$f":"IFERROR(IF(OR(L90=\"\",'Historical scenario - input'!$D75=\"\"),\"\",L90/'Historical scenario - input'!$D75),\"\")","v":""},{"$f":"IFERROR(IF(OR(M90=\"\",'Historical scenario - input'!$D75=\"\"),\"\",M90/'Historical scenario - input'!$D75),\"\")","v":""},{"$f":"IFERROR(IF(OR(N90=\"\",'Historical scenario - input'!$D75=\"\"),\"\",N90/'Historical scenario - input'!$D75),\"\")","v":""},{"$f":"IFERROR(IF(OR(O90=\"\",'Historical scenario - input'!$D75=\"\"),\"\",O90/'Historical scenario - input'!$D75),\"\")","v":""},{"$f":"IFERROR(IF(OR(P90=\"\",'Historical scenario - input'!$D75=\"\"),\"\",P90/'Historical scenario - input'!$D75),\"\")","v":""},{"$f":"IFERROR(IF(OR(Q90=\"\",'Historical scenario - input'!$D75=\"\"),\"\",Q90/'Historical scenario - input'!$D75),\"\")","v":""},{"$f":"IFERROR(IF(OR(R90=\"\",'Historical scenario - input'!$D75=\"\"),\"\",R90/'Historical scenario - input'!$D75),\"\")","v":""},{"$f":"IFERROR(IF(OR(S90=\"\",'Historical scenario - input'!$D75=\"\"),\"\",S90/'Historical scenario - input'!$D75),\"\")","v":""},{"$f":"IFERROR(IF(OR(T90=\"\",'Historical scenario - input'!$D75=\"\"),\"\",T90/'Historical scenario - input'!$D75),\"\")","v":""},{"$f":"IFERROR(IF(OR(U90=\"\",'Historical scenario - input'!$D75=\"\"),\"\",U90/'Historical scenario - input'!$D75),\"\")","v":""},{"$f":"IFERROR(IF(OR(V90=\"\",'Historical scenario - input'!$D75=\"\"),\"\",V90/'Historical scenario - input'!$D75),\"\")","v":""},{"$f":"IFERROR(IF(OR(W90=\"\",'Historical scenario - input'!$D75=\"\"),\"\",W90/'Historical scenario - input'!$D75),\"\")","v":""}]
[{"$f":"IFERROR('Historical scenario - input'!A76,\"\")","v":""},{"$f":"IFERROR('Historical scenario - input'!B76,\"\")","v":0},{"$f":"IFERROR('Historical scenario - input'!C76,\"\")","v":0},{"$f":"IFERROR(repcalc('Historical scenario - input'!$CV76:$GH76,'Historical scenario - input'!$G76,'Historical scenario - input'!$E76,'Historical scenario - input'!$F76,20,TRUE,TRUE),\"\")","v":""},"","","","","","","","","","","","","","","","","","","",{"$f":"IFERROR(IF(OR(D91=\"\",'Historical scenario - input'!$D76=\"\"),\"\",D91/'Historical scenario - input'!$D76),\"\")","v":""},{"$f":"IFERROR(IF(OR(E91=\"\",'Historical scenario - input'!$D76=\"\"),\"\",E91/'Historical scenario - input'!$D76),\"\")","v":""},{"$f":"IFERROR(IF(OR(F91=\"\",'Historical scenario - input'!$D76=\"\"),\"\",F91/'Historical scenario - input'!$D76),\"\")","v":""},{"$f":"IFERROR(IF(OR(G91=\"\",'Historical scenario - input'!$D76=\"\"),\"\",G91/'Historical scenario - input'!$D76),\"\")","v":""},{"$f":"IFERROR(IF(OR(H91=\"\",'Historical scenario - input'!$D76=\"\"),\"\",H91/'Historical scenario - input'!$D76),\"\")","v":""},{"$f":"IFERROR(IF(OR(I91=\"\",'Historical scenario - input'!$D76=\"\"),\"\",I91/'Historical scenario - input'!$D76),\"\")","v":""},{"$f":"IFERROR(IF(OR(J91=\"\",'Historical scenario - input'!$D76=\"\"),\"\",J91/'Historical scenario - input'!$D76),\"\")","v":""},{"$f":"IFERROR(IF(OR(K91=\"\",'Historical scenario - input'!$D76=\"\"),\"\",K91/'Historical scenario - input'!$D76),\"\")","v":""},{"$f":"IFERROR(IF(OR(L91=\"\",'Historical scenario - input'!$D76=\"\"),\"\",L91/'Historical scenario - input'!$D76),\"\")","v":""},{"$f":"IFERROR(IF(OR(M91=\"\",'Historical scenario - input'!$D76=\"\"),\"\",M91/'Historical scenario - input'!$D76),\"\")","v":""},{"$f":"IFERROR(IF(OR(N91=\"\",'Historical scenario - input'!$D76=\"\"),\"\",N91/'Historical scenario - input'!$D76),\"\")","v":""},{"$f":"IFERROR(IF(OR(O91=\"\",'Historical scenario - input'!$D76=\"\"),\"\",O91/'Historical scenario - input'!$D76),\"\")","v":""},{"$f":"IFERROR(IF(OR(P91=\"\",'Historical scenario - input'!$D76=\"\"),\"\",P91/'Historical scenario - input'!$D76),\"\")","v":""},{"$f":"IFERROR(IF(OR(Q91=\"\",'Historical scenario - input'!$D76=\"\"),\"\",Q91/'Historical scenario - input'!$D76),\"\")","v":""},{"$f":"IFERROR(IF(OR(R91=\"\",'Historical scenario - input'!$D76=\"\"),\"\",R91/'Historical scenario - input'!$D76),\"\")","v":""},{"$f":"IFERROR(IF(OR(S91=\"\",'Historical scenario - input'!$D76=\"\"),\"\",S91/'Historical scenario - input'!$D76),\"\")","v":""},{"$f":"IFERROR(IF(OR(T91=\"\",'Historical scenario - input'!$D76=\"\"),\"\",T91/'Historical scenario - input'!$D76),\"\")","v":""},{"$f":"IFERROR(IF(OR(U91=\"\",'Historical scenario - input'!$D76=\"\"),\"\",U91/'Historical scenario - input'!$D76),\"\")","v":""},{"$f":"IFERROR(IF(OR(V91=\"\",'Historical scenario - input'!$D76=\"\"),\"\",V91/'Historical scenario - input'!$D76),\"\")","v":""},{"$f":"IFERROR(IF(OR(W91=\"\",'Historical scenario - input'!$D76=\"\"),\"\",W91/'Historical scenario - input'!$D76),\"\")","v":""}]
[{"$f":"IFERROR('Historical scenario - input'!A77,\"\")","v":""},{"$f":"IFERROR('Historical scenario - input'!B77,\"\")","v":0},{"$f":"IFERROR('Historical scenario - input'!C77,\"\")","v":0},{"$f":"IFERROR(repcalc('Historical scenario - input'!$CV77:$GH77,'Historical scenario - input'!$G77,'Historical scenario - input'!$E77,'Historical scenario - input'!$F77,20,TRUE,TRUE),\"\")","v":""},"","","","","","","","","","","","","","","","","","","",{"$f":"IFERROR(IF(OR(D92=\"\",'Historical scenario - input'!$D77=\"\"),\"\",D92/'Historical scenario - input'!$D77),\"\")","v":""},{"$f":"IFERROR(IF(OR(E92=\"\",'Historical scenario - input'!$D77=\"\"),\"\",E92/'Historical scenario - input'!$D77),\"\")","v":""},{"$f":"IFERROR(IF(OR(F92=\"\",'Historical scenario - input'!$D77=\"\"),\"\",F92/'Historical scenario - input'!$D77),\"\")","v":""},{"$f":"IFERROR(IF(OR(G92=\"\",'Historical scenario - input'!$D77=\"\"),\"\",G92/'Historical scenario - input'!$D77),\"\")","v":""},{"$f":"IFERROR(IF(OR(H92=\"\",'Historical scenario - input'!$D77=\"\"),\"\",H92/'Historical scenario - input'!$D77),\"\")","v":""},{"$f":"IFERROR(IF(OR(I92=\"\",'Historical scenario - input'!$D77=\"\"),\"\",I92/'Historical scenario - input'!$D77),\"\")","v":""},{"$f":"IFERROR(IF(OR(J92=\"\",'Historical scenario - input'!$D77=\"\"),\"\",J92/'Historical scenario - input'!$D77),\"\")","v":""},{"$f":"IFERROR(IF(OR(K92=\"\",'Historical scenario - input'!$D77=\"\"),\"\",K92/'Historical scenario - input'!$D77),\"\")","v":""},{"$f":"IFERROR(IF(OR(L92=\"\",'Historical scenario - input'!$D77=\"\"),\"\",L92/'Historical scenario - input'!$D77),\"\")","v":""},{"$f":"IFERROR(IF(OR(M92=\"\",'Historical scenario - input'!$D77=\"\"),\"\",M92/'Historical scenario - input'!$D77),\"\")","v":""},{"$f":"IFERROR(IF(OR(N92=\"\",'Historical scenario - input'!$D77=\"\"),\"\",N92/'Historical scenario - input'!$D77),\"\")","v":""},{"$f":"IFERROR(IF(OR(O92=\"\",'Historical scenario - input'!$D77=\"\"),\"\",O92/'Historical scenario - input'!$D77),\"\")","v":""},{"$f":"IFERROR(IF(OR(P92=\"\",'Historical scenario - input'!$D77=\"\"),\"\",P92/'Historical scenario - input'!$D77),\"\")","v":""},{"$f":"IFERROR(IF(OR(Q92=\"\",'Historical scenario - input'!$D77=\"\"),\"\",Q92/'Historical scenario - input'!$D77),\"\")","v":""},{"$f":"IFERROR(IF(OR(R92=\"\",'Historical scenario - input'!$D77=\"\"),\"\",R92/'Historical scenario - input'!$D77),\"\")","v":""},{"$f":"IFERROR(IF(OR(S92=\"\",'Historical scenario - input'!$D77=\"\"),\"\",S92/'Historical scenario - input'!$D77),\"\")","v":""},{"$f":"IFERROR(IF(OR(T92=\"\",'Historical scenario - input'!$D77=\"\"),\"\",T92/'Historical scenario - input'!$D77),\"\")","v":""},{"$f":"IFERROR(IF(OR(U92=\"\",'Historical scenario - input'!$D77=\"\"),\"\",U92/'Historical scenario - input'!$D77),\"\")","v":""},{"$f":"IFERROR(IF(OR(V92=\"\",'Historical scenario - input'!$D77=\"\"),\"\",V92/'Historical scenario - input'!$D77),\"\")","v":""},{"$f":"IFERROR(IF(OR(W92=\"\",'Historical scenario - input'!$D77=\"\"),\"\",W92/'Historical scenario - input'!$D77),\"\")","v":""}]
[{"$f":"IFERROR('Historical scenario - input'!A78,\"\")","v":""},{"$f":"IFERROR('Historical scenario - input'!B78,\"\")","v":0},{"$f":"IFERROR('Historical scenario - input'!C78,\"\")","v":0},{"$f":"IFERROR(repcalc('Historical scenario - input'!$CV78:$GH78,'Historical scenario - input'!$G78,'Historical scenario - input'!$E78,'Historical scenario - input'!$F78,20,TRUE,TRUE),\"\")","v":""},"","","","","","","","","","","","","","","","","","","",{"$f":"IFERROR(IF(OR(D93=\"\",'Historical scenario - input'!$D78=\"\"),\"\",D93/'Historical scenario - input'!$D78),\"\")","v":""},{"$f":"IFERROR(IF(OR(E93=\"\",'Historical scenario - input'!$D78=\"\"),\"\",E93/'Historical scenario - input'!$D78),\"\")","v":""},{"$f":"IFERROR(IF(OR(F93=\"\",'Historical scenario - input'!$D78=\"\"),\"\",F93/'Historical scenario - input'!$D78),\"\")","v":""},{"$f":"IFERROR(IF(OR(G93=\"\",'Historical scenario - input'!$D78=\"\"),\"\",G93/'Historical scenario - input'!$D78),\"\")","v":""},{"$f":"IFERROR(IF(OR(H93=\"\",'Historical scenario - input'!$D78=\"\"),\"\",H93/'Historical scenario - input'!$D78),\"\")","v":""},{"$f":"IFERROR(IF(OR(I93=\"\",'Historical scenario - input'!$D78=\"\"),\"\",I93/'Historical scenario - input'!$D78),\"\")","v":""},{"$f":"IFERROR(IF(OR(J93=\"\",'Historical scenario - input'!$D78=\"\"),\"\",J93/'Historical scenario - input'!$D78),\"\")","v":""},{"$f":"IFERROR(IF(OR(K93=\"\",'Historical scenario - input'!$D78=\"\"),\"\",K93/'Historical scenario - input'!$D78),\"\")","v":""},{"$f":"IFERROR(IF(OR(L93=\"\",'Historical scenario - input'!$D78=\"\"),\"\",L93/'Historical scenario - input'!$D78),\"\")","v":""},{"$f":"IFERROR(IF(OR(M93=\"\",'Historical scenario - input'!$D78=\"\"),\"\",M93/'Historical scenario - input'!$D78),\"\")","v":""},{"$f":"IFERROR(IF(OR(N93=\"\",'Historical scenario - input'!$D78=\"\"),\"\",N93/'Historical scenario - input'!$D78),\"\")","v":""},{"$f":"IFERROR(IF(OR(O93=\"\",'Historical scenario - input'!$D78=\"\"),\"\",O93/'Historical scenario - input'!$D78),\"\")","v":""},{"$f":"IFERROR(IF(OR(P93=\"\",'Historical scenario - input'!$D78=\"\"),\"\",P93/'Historical scenario - input'!$D78),\"\")","v":""},{"$f":"IFERROR(IF(OR(Q93=\"\",'Historical scenario - input'!$D78=\"\"),\"\",Q93/'Historical scenario - input'!$D78),\"\")","v":""},{"$f":"IFERROR(IF(OR(R93=\"\",'Historical scenario - input'!$D78=\"\"),\"\",R93/'Historical scenario - input'!$D78),\"\")","v":""},{"$f":"IFERROR(IF(OR(S93=\"\",'Historical scenario - input'!$D78=\"\"),\"\",S93/'Historical scenario - input'!$D78),\"\")","v":""},{"$f":"IFERROR(IF(OR(T93=\"\",'Historical scenario - input'!$D78=\"\"),\"\",T93/'Historical scenario - input'!$D78),\"\")","v":""},{"$f":"IFERROR(IF(OR(U93=\"\",'Historical scenario - input'!$D78=\"\"),\"\",U93/'Historical scenario - input'!$D78),\"\")","v":""},{"$f":"IFERROR(IF(OR(V93=\"\",'Historical scenario - input'!$D78=\"\"),\"\",V93/'Historical scenario - input'!$D78),\"\")","v":""},{"$f":"IFERROR(IF(OR(W93=\"\",'Historical scenario - input'!$D78=\"\"),\"\",W93/'Historical scenario - input'!$D78),\"\")","v":""}]
[{"$f":"IFERROR('Historical scenario - input'!A79,\"\")","v":""},{"$f":"IFERROR('Historical scenario - input'!B79,\"\")","v":0},{"$f":"IFERROR('Historical scenario - input'!C79,\"\")","v":0},{"$f":"IFERROR(repcalc('Historical scenario - input'!$CV79:$GH79,'Historical scenario - input'!$G79,'Historical scenario - input'!$E79,'Historical scenario - input'!$F79,20,TRUE,TRUE),\"\")","v":""},"","","","","","","","","","","","","","","","","","","",{"$f":"IFERROR(IF(OR(D94=\"\",'Historical scenario - input'!$D79=\"\"),\"\",D94/'Historical scenario - input'!$D79),\"\")","v":""},{"$f":"IFERROR(IF(OR(E94=\"\",'Historical scenario - input'!$D79=\"\"),\"\",E94/'Historical scenario - input'!$D79),\"\")","v":""},{"$f":"IFERROR(IF(OR(F94=\"\",'Historical scenario - input'!$D79=\"\"),\"\",F94/'Historical scenario - input'!$D79),\"\")","v":""},{"$f":"IFERROR(IF(OR(G94=\"\",'Historical scenario - input'!$D79=\"\"),\"\",G94/'Historical scenario - input'!$D79),\"\")","v":""},{"$f":"IFERROR(IF(OR(H94=\"\",'Historical scenario - input'!$D79=\"\"),\"\",H94/'Historical scenario - input'!$D79),\"\")","v":""},{"$f":"IFERROR(IF(OR(I94=\"\",'Historical scenario - input'!$D79=\"\"),\"\",I94/'Historical scenario - input'!$D79),\"\")","v":""},{"$f":"IFERROR(IF(OR(J94=\"\",'Historical scenario - input'!$D79=\"\"),\"\",J94/'Historical scenario - input'!$D79),\"\")","v":""},{"$f":"IFERROR(IF(OR(K94=\"\",'Historical scenario - input'!$D79=\"\"),\"\",K94/'Historical scenario - input'!$D79),\"\")","v":""},{"$f":"IFERROR(IF(OR(L94=\"\",'Historical scenario - input'!$D79=\"\"),\"\",L94/'Historical scenario - input'!$D79),\"\")","v":""},{"$f":"IFERROR(IF(OR(M94=\"\",'Historical scenario - input'!$D79=\"\"),\"\",M94/'Historical scenario - input'!$D79),\"\")","v":""},{"$f":"IFERROR(IF(OR(N94=\"\",'Historical scenario - input'!$D79=\"\"),\"\",N94/'Historical scenario - input'!$D79),\"\")","v":""},{"$f":"IFERROR(IF(OR(O94=\"\",'Historical scenario - input'!$D79=\"\"),\"\",O94/'Historical scenario - input'!$D79),\"\")","v":""},{"$f":"IFERROR(IF(OR(P94=\"\",'Historical scenario - input'!$D79=\"\"),\"\",P94/'Historical scenario - input'!$D79),\"\")","v":""},{"$f":"IFERROR(IF(OR(Q94=\"\",'Historical scenario - input'!$D79=\"\"),\"\",Q94/'Historical scenario - input'!$D79),\"\")","v":""},{"$f":"IFERROR(IF(OR(R94=\"\",'Historical scenario - input'!$D79=\"\"),\"\",R94/'Historical scenario - input'!$D79),\"\")","v":""},{"$f":"IFERROR(IF(OR(S94=\"\",'Historical scenario - input'!$D79=\"\"),\"\",S94/'Historical scenario - input'!$D79),\"\")","v":""},{"$f":"IFERROR(IF(OR(T94=\"\",'Historical scenario - input'!$D79=\"\"),\"\",T94/'Historical scenario - input'!$D79),\"\")","v":""},{"$f":"IFERROR(IF(OR(U94=\"\",'Historical scenario - input'!$D79=\"\"),\"\",U94/'Historical scenario - input'!$D79),\"\")","v":""},{"$f":"IFERROR(IF(OR(V94=\"\",'Historical scenario - input'!$D79=\"\"),\"\",V94/'Historical scenario - input'!$D79),\"\")","v":""},{"$f":"IFERROR(IF(OR(W94=\"\",'Historical scenario - input'!$D79=\"\"),\"\",W94/'Historical scenario - input'!$D79),\"\")","v":""}]
[{"$f":"IFERROR('Historical scenario - input'!A80,\"\")","v":""},{"$f":"IFERROR('Historical scenario - input'!B80,\"\")","v":0},{"$f":"IFERROR('Historical scenario - input'!C80,\"\")","v":0},{"$f":"IFERROR(repcalc('Historical scenario - input'!$CV80:$GH80,'Historical scenario - input'!$G80,'Historical scenario - input'!$E80,'Historical scenario - input'!$F80,20,TRUE,TRUE),\"\")","v":""},"","","","","","","","","","","","","","","","","","","",{"$f":"IFERROR(IF(OR(D95=\"\",'Historical scenario - input'!$D80=\"\"),\"\",D95/'Historical scenario - input'!$D80),\"\")","v":""},{"$f":"IFERROR(IF(OR(E95=\"\",'Historical scenario - input'!$D80=\"\"),\"\",E95/'Historical scenario - input'!$D80),\"\")","v":""},{"$f":"IFERROR(IF(OR(F95=\"\",'Historical scenario - input'!$D80=\"\"),\"\",F95/'Historical scenario - input'!$D80),\"\")","v":""},{"$f":"IFERROR(IF(OR(G95=\"\",'Historical scenario - input'!$D80=\"\"),\"\",G95/'Historical scenario - input'!$D80),\"\")","v":""},{"$f":"IFERROR(IF(OR(H95=\"\",'Historical scenario - input'!$D80=\"\"),\"\",H95/'Historical scenario - input'!$D80),\"\")","v":""},{"$f":"IFERROR(IF(OR(I95=\"\",'Historical scenario - input'!$D80=\"\"),\"\",I95/'Historical scenario - input'!$D80),\"\")","v":""},{"$f":"IFERROR(IF(OR(J95=\"\",'Historical scenario - input'!$D80=\"\"),\"\",J95/'Historical scenario - input'!$D80),\"\")","v":""},{"$f":"IFERROR(IF(OR(K95=\"\",'Historical scenario - input'!$D80=\"\"),\"\",K95/'Historical scenario - input'!$D80),\"\")","v":""},{"$f":"IFERROR(IF(OR(L95=\"\",'Historical scenario - input'!$D80=\"\"),\"\",L95/'Historical scenario - input'!$D80),\"\")","v":""},{"$f":"IFERROR(IF(OR(M95=\"\",'Historical scenario - input'!$D80=\"\"),\"\",M95/'Historical scenario - input'!$D80),\"\")","v":""},{"$f":"IFERROR(IF(OR(N95=\"\",'Historical scenario - input'!$D80=\"\"),\"\",N95/'Historical scenario - input'!$D80),\"\")","v":""},{"$f":"IFERROR(IF(OR(O95=\"\",'Historical scenario - input'!$D80=\"\"),\"\",O95/'Historical scenario - input'!$D80),\"\")","v":""},{"$f":"IFERROR(IF(OR(P95=\"\",'Historical scenario - input'!$D80=\"\"),\"\",P95/'Historical scenario - input'!$D80),\"\")","v":""},{"$f":"IFERROR(IF(OR(Q95=\"\",'Historical scenario - input'!$D80=\"\"),\"\",Q95/'Historical scenario - input'!$D80),\"\")","v":""},{"$f":"IFERROR(IF(OR(R95=\"\",'Historical scenario - input'!$D80=\"\"),\"\",R95/'Historical scenario - input'!$D80),\"\")","v":""},{"$f":"IFERROR(IF(OR(S95=\"\",'Historical scenario - input'!$D80=\"\"),\"\",S95/'Historical scenario - input'!$D80),\"\")","v":""},{"$f":"IFERROR(IF(OR(T95=\"\",'Historical scenario - input'!$D80=\"\"),\"\",T95/'Historical scenario - input'!$D80),\"\")","v":""},{"$f":"IFERROR(IF(OR(U95=\"\",'Historical scenario - input'!$D80=\"\"),\"\",U95/'Historical scenario - input'!$D80),\"\")","v":""},{"$f":"IFERROR(IF(OR(V95=\"\",'Historical scenario - input'!$D80=\"\"),\"\",V95/'Historical scenario - input'!$D80),\"\")","v":""},{"$f":"IFERROR(IF(OR(W95=\"\",'Historical scenario - input'!$D80=\"\"),\"\",W95/'Historical scenario - input'!$D80),\"\")","v":""}]
[{"$f":"IFERROR('Historical scenario - input'!A81,\"\")","v":""},{"$f":"IFERROR('Historical scenario - input'!B81,\"\")","v":0},{"$f":"IFERROR('Historical scenario - input'!C81,\"\")","v":0},{"$f":"IFERROR(repcalc('Historical scenario - input'!$CV81:$GH81,'Historical scenario - input'!$G81,'Historical scenario - input'!$E81,'Historical scenario - input'!$F81,20,TRUE,TRUE),\"\")","v":""},"","","","","","","","","","","","","","","","","","","",{"$f":"IFERROR(IF(OR(D96=\"\",'Historical scenario - input'!$D81=\"\"),\"\",D96/'Historical scenario - input'!$D81),\"\")","v":""},{"$f":"IFERROR(IF(OR(E96=\"\",'Historical scenario - input'!$D81=\"\"),\"\",E96/'Historical scenario - input'!$D81),\"\")","v":""},{"$f":"IFERROR(IF(OR(F96=\"\",'Historical scenario - input'!$D81=\"\"),\"\",F96/'Historical scenario - input'!$D81),\"\")","v":""},{"$f":"IFERROR(IF(OR(G96=\"\",'Historical scenario - input'!$D81=\"\"),\"\",G96/'Historical scenario - input'!$D81),\"\")","v":""},{"$f":"IFERROR(IF(OR(H96=\"\",'Historical scenario - input'!$D81=\"\"),\"\",H96/'Historical scenario - input'!$D81),\"\")","v":""},{"$f":"IFERROR(IF(OR(I96=\"\",'Historical scenario - input'!$D81=\"\"),\"\",I96/'Historical scenario - input'!$D81),\"\")","v":""},{"$f":"IFERROR(IF(OR(J96=\"\",'Historical scenario - input'!$D81=\"\"),\"\",J96/'Historical scenario - input'!$D81),\"\")","v":""},{"$f":"IFERROR(IF(OR(K96=\"\",'Historical scenario - input'!$D81=\"\"),\"\",K96/'Historical scenario - input'!$D81),\"\")","v":""},{"$f":"IFERROR(IF(OR(L96=\"\",'Historical scenario - input'!$D81=\"\"),\"\",L96/'Historical scenario - input'!$D81),\"\")","v":""},{"$f":"IFERROR(IF(OR(M96=\"\",'Historical scenario - input'!$D81=\"\"),\"\",M96/'Historical scenario - input'!$D81),\"\")","v":""},{"$f":"IFERROR(IF(OR(N96=\"\",'Historical scenario - input'!$D81=\"\"),\"\",N96/'Historical scenario - input'!$D81),\"\")","v":""},{"$f":"IFERROR(IF(OR(O96=\"\",'Historical scenario - input'!$D81=\"\"),\"\",O96/'Historical scenario - input'!$D81),\"\")","v":""},{"$f":"IFERROR(IF(OR(P96=\"\",'Historical scenario - input'!$D81=\"\"),\"\",P96/'Historical scenario - input'!$D81),\"\")","v":""},{"$f":"IFERROR(IF(OR(Q96=\"\",'Historical scenario - input'!$D81=\"\"),\"\",Q96/'Historical scenario - input'!$D81),\"\")","v":""},{"$f":"IFERROR(IF(OR(R96=\"\",'Historical scenario - input'!$D81=\"\"),\"\",R96/'Historical scenario - input'!$D81),\"\")","v":""},{"$f":"IFERROR(IF(OR(S96=\"\",'Historical scenario - input'!$D81=\"\"),\"\",S96/'Historical scenario - input'!$D81),\"\")","v":""},{"$f":"IFERROR(IF(OR(T96=\"\",'Historical scenario - input'!$D81=\"\"),\"\",T96/'Historical scenario - input'!$D81),\"\")","v":""},{"$f":"IFERROR(IF(OR(U96=\"\",'Historical scenario - input'!$D81=\"\"),\"\",U96/'Historical scenario - input'!$D81),\"\")","v":""},{"$f":"IFERROR(IF(OR(V96=\"\",'Historical scenario - input'!$D81=\"\"),\"\",V96/'Historical scenario - input'!$D81),\"\")","v":""},{"$f":"IFERROR(IF(OR(W96=\"\",'Historical scenario - input'!$D81=\"\"),\"\",W96/'Historical scenario - input'!$D81),\"\")","v":""}]
[{"$f":"IFERROR('Historical scenario - input'!A82,\"\")","v":""},{"$f":"IFERROR('Historical scenario - input'!B82,\"\")","v":0},{"$f":"IFERROR('Historical scenario - input'!C82,\"\")","v":0},{"$f":"IFERROR(repcalc('Historical scenario - input'!$CV82:$GH82,'Historical scenario - input'!$G82,'Historical scenario - input'!$E82,'Historical scenario - input'!$F82,20,TRUE,TRUE),\"\")","v":""},"","","","","","","","","","","","","","","","","","","",{"$f":"IFERROR(IF(OR(D97=\"\",'Historical scenario - input'!$D82=\"\"),\"\",D97/'Historical scenario - input'!$D82),\"\")","v":""},{"$f":"IFERROR(IF(OR(E97=\"\",'Historical scenario - input'!$D82=\"\"),\"\",E97/'Historical scenario - input'!$D82),\"\")","v":""},{"$f":"IFERROR(IF(OR(F97=\"\",'Historical scenario - input'!$D82=\"\"),\"\",F97/'Historical scenario - input'!$D82),\"\")","v":""},{"$f":"IFERROR(IF(OR(G97=\"\",'Historical scenario - input'!$D82=\"\"),\"\",G97/'Historical scenario - input'!$D82),\"\")","v":""},{"$f":"IFERROR(IF(OR(H97=\"\",'Historical scenario - input'!$D82=\"\"),\"\",H97/'Historical scenario - input'!$D82),\"\")","v":""},{"$f":"IFERROR(IF(OR(I97=\"\",'Historical scenario - input'!$D82=\"\"),\"\",I97/'Historical scenario - input'!$D82),\"\")","v":""},{"$f":"IFERROR(IF(OR(J97=\"\",'Historical scenario - input'!$D82=\"\"),\"\",J97/'Historical scenario - input'!$D82),\"\")","v":""},{"$f":"IFERROR(IF(OR(K97=\"\",'Historical scenario - input'!$D82=\"\"),\"\",K97/'Historical scenario - input'!$D82),\"\")","v":""},{"$f":"IFERROR(IF(OR(L97=\"\",'Historical scenario - input'!$D82=\"\"),\"\",L97/'Historical scenario - input'!$D82),\"\")","v":""},{"$f":"IFERROR(IF(OR(M97=\"\",'Historical scenario - input'!$D82=\"\"),\"\",M97/'Historical scenario - input'!$D82),\"\")","v":""},{"$f":"IFERROR(IF(OR(N97=\"\",'Historical scenario - input'!$D82=\"\"),\"\",N97/'Historical scenario - input'!$D82),\"\")","v":""},{"$f":"IFERROR(IF(OR(O97=\"\",'Historical scenario - input'!$D82=\"\"),\"\",O97/'Historical scenario - input'!$D82),\"\")","v":""},{"$f":"IFERROR(IF(OR(P97=\"\",'Historical scenario - input'!$D82=\"\"),\"\",P97/'Historical scenario - input'!$D82),\"\")","v":""},{"$f":"IFERROR(IF(OR(Q97=\"\",'Historical scenario - input'!$D82=\"\"),\"\",Q97/'Historical scenario - input'!$D82),\"\")","v":""},{"$f":"IFERROR(IF(OR(R97=\"\",'Historical scenario - input'!$D82=\"\"),\"\",R97/'Historical scenario - input'!$D82),\"\")","v":""},{"$f":"IFERROR(IF(OR(S97=\"\",'Historical scenario - input'!$D82=\"\"),\"\",S97/'Historical scenario - input'!$D82),\"\")","v":""},{"$f":"IFERROR(IF(OR(T97=\"\",'Historical scenario - input'!$D82=\"\"),\"\",T97/'Historical scenario - input'!$D82),\"\")","v":""},{"$f":"IFERROR(IF(OR(U97=\"\",'Historical scenario - input'!$D82=\"\"),\"\",U97/'Historical scenario - input'!$D82),\"\")","v":""},{"$f":"IFERROR(IF(OR(V97=\"\",'Historical scenario - input'!$D82=\"\"),\"\",V97/'Historical scenario - input'!$D82),\"\")","v":""},{"$f":"IFERROR(IF(OR(W97=\"\",'Historical scenario - input'!$D82=\"\"),\"\",W97/'Historical scenario - input'!$D82),\"\")","v":""}]
[{"$f":"IFERROR('Historical scenario - input'!A83,\"\")","v":""},{"$f":"IFERROR('Historical scenario - input'!B83,\"\")","v":0},{"$f":"IFERROR('Historical scenario - input'!C83,\"\")","v":0},{"$f":"IFERROR(repcalc('Historical scenario - input'!$CV83:$GH83,'Historical scenario - input'!$G83,'Historical scenario - input'!$E83,'Historical scenario - input'!$F83,20,TRUE,TRUE),\"\")","v":""},"","","","","","","","","","","","","","","","","","","",{"$f":"IFERROR(IF(OR(D98=\"\",'Historical scenario - input'!$D83=\"\"),\"\",D98/'Historical scenario - input'!$D83),\"\")","v":""},{"$f":"IFERROR(IF(OR(E98=\"\",'Historical scenario - input'!$D83=\"\"),\"\",E98/'Historical scenario - input'!$D83),\"\")","v":""},{"$f":"IFERROR(IF(OR(F98=\"\",'Historical scenario - input'!$D83=\"\"),\"\",F98/'Historical scenario - input'!$D83),\"\")","v":""},{"$f":"IFERROR(IF(OR(G98=\"\",'Historical scenario - input'!$D83=\"\"),\"\",G98/'Historical scenario - input'!$D83),\"\")","v":""},{"$f":"IFERROR(IF(OR(H98=\"\",'Historical scenario - input'!$D83=\"\"),\"\",H98/'Historical scenario - input'!$D83),\"\")","v":""},{"$f":"IFERROR(IF(OR(I98=\"\",'Historical scenario - input'!$D83=\"\"),\"\",I98/'Historical scenario - input'!$D83),\"\")","v":""},{"$f":"IFERROR(IF(OR(J98=\"\",'Historical scenario - input'!$D83=\"\"),\"\",J98/'Historical scenario - input'!$D83),\"\")","v":""},{"$f":"IFERROR(IF(OR(K98=\"\",'Historical scenario - input'!$D83=\"\"),\"\",K98/'Historical scenario - input'!$D83),\"\")","v":""},{"$f":"IFERROR(IF(OR(L98=\"\",'Historical scenario - input'!$D83=\"\"),\"\",L98/'Historical scenario - input'!$D83),\"\")","v":""},{"$f":"IFERROR(IF(OR(M98=\"\",'Historical scenario - input'!$D83=\"\"),\"\",M98/'Historical scenario - input'!$D83),\"\")","v":""},{"$f":"IFERROR(IF(OR(N98=\"\",'Historical scenario - input'!$D83=\"\"),\"\",N98/'Historical scenario - input'!$D83),\"\")","v":""},{"$f":"IFERROR(IF(OR(O98=\"\",'Historical scenario - input'!$D83=\"\"),\"\",O98/'Historical scenario - input'!$D83),\"\")","v":""},{"$f":"IFERROR(IF(OR(P98=\"\",'Historical scenario - input'!$D83=\"\"),\"\",P98/'Historical scenario - input'!$D83),\"\")","v":""},{"$f":"IFERROR(IF(OR(Q98=\"\",'Historical scenario - input'!$D83=\"\"),\"\",Q98/'Historical scenario - input'!$D83),\"\")","v":""},{"$f":"IFERROR(IF(OR(R98=\"\",'Historical scenario - input'!$D83=\"\"),\"\",R98/'Historical scenario - input'!$D83),\"\")","v":""},{"$f":"IFERROR(IF(OR(S98=\"\",'Historical scenario - input'!$D83=\"\"),\"\",S98/'Historical scenario - input'!$D83),\"\")","v":""},{"$f":"IFERROR(IF(OR(T98=\"\",'Historical scenario - input'!$D83=\"\"),\"\",T98/'Historical scenario - input'!$D83),\"\")","v":""},{"$f":"IFERROR(IF(OR(U98=\"\",'Historical scenario - input'!$D83=\"\"),\"\",U98/'Historical scenario - input'!$D83),\"\")","v":""},{"$f":"IFERROR(IF(OR(V98=\"\",'Historical scenario - input'!$D83=\"\"),\"\",V98/'Historical scenario - input'!$D83),\"\")","v":""},{"$f":"IFERROR(IF(OR(W98=\"\",'Historical scenario - input'!$D83=\"\"),\"\",W98/'Historical scenario - input'!$D83),\"\")","v":""}]
[{"$f":"IFERROR('Historical scenario - input'!A84,\"\")","v":""},{"$f":"IFERROR('Historical scenario - input'!B84,\"\")","v":0},{"$f":"IFERROR('Historical scenario - input'!C84,\"\")","v":0},{"$f":"IFERROR(repcalc('Historical scenario - input'!$CV84:$GH84,'Historical scenario - input'!$G84,'Historical scenario - input'!$E84,'Historical scenario - input'!$F84,20,TRUE,TRUE),\"\")","v":""},"","","","","","","","","","","","","","","","","","","",{"$f":"IFERROR(IF(OR(D99=\"\",'Historical scenario - input'!$D84=\"\"),\"\",D99/'Historical scenario - input'!$D84),\"\")","v":""},{"$f":"IFERROR(IF(OR(E99=\"\",'Historical scenario - input'!$D84=\"\"),\"\",E99/'Historical scenario - input'!$D84),\"\")","v":""},{"$f":"IFERROR(IF(OR(F99=\"\",'Historical scenario - input'!$D84=\"\"),\"\",F99/'Historical scenario - input'!$D84),\"\")","v":""},{"$f":"IFERROR(IF(OR(G99=\"\",'Historical scenario - input'!$D84=\"\"),\"\",G99/'Historical scenario - input'!$D84),\"\")","v":""},{"$f":"IFERROR(IF(OR(H99=\"\",'Historical scenario - input'!$D84=\"\"),\"\",H99/'Historical scenario - input'!$D84),\"\")","v":""},{"$f":"IFERROR(IF(OR(I99=\"\",'Historical scenario - input'!$D84=\"\"),\"\",I99/'Historical scenario - input'!$D84),\"\")","v":""},{"$f":"IFERROR(IF(OR(J99=\"\",'Historical scenario - input'!$D84=\"\"),\"\",J99/'Historical scenario - input'!$D84),\"\")","v":""},{"$f":"IFERROR(IF(OR(K99=\"\",'Historical scenario - input'!$D84=\"\"),\"\",K99/'Historical scenario - input'!$D84),\"\")","v":""},{"$f":"IFERROR(IF(OR(L99=\"\",'Historical scenario - input'!$D84=\"\"),\"\",L99/'Historical scenario - input'!$D84),\"\")","v":""},{"$f":"IFERROR(IF(OR(M99=\"\",'Historical scenario - input'!$D84=\"\"),\"\",M99/'Historical scenario - input'!$D84),\"\")","v":""},{"$f":"IFERROR(IF(OR(N99=\"\",'Historical scenario - input'!$D84=\"\"),\"\",N99/'Historical scenario - input'!$D84),\"\")","v":""},{"$f":"IFERROR(IF(OR(O99=\"\",'Historical scenario - input'!$D84=\"\"),\"\",O99/'Historical scenario - input'!$D84),\"\")","v":""},{"$f":"IFERROR(IF(OR(P99=\"\",'Historical scenario - input'!$D84=\"\"),\"\",P99/'Historical scenario - input'!$D84),\"\")","v":""},{"$f":"IFERROR(IF(OR(Q99=\"\",'Historical scenario - input'!$D84=\"\"),\"\",Q99/'Historical scenario - input'!$D84),\"\")","v":""},{"$f":"IFERROR(IF(OR(R99=\"\",'Historical scenario - input'!$D84=\"\"),\"\",R99/'Historical scenario - input'!$D84),\"\")","v":""},{"$f":"IFERROR(IF(OR(S99=\"\",'Historical scenario - input'!$D84=\"\"),\"\",S99/'Historical scenario - input'!$D84),\"\")","v":""},{"$f":"IFERROR(IF(OR(T99=\"\",'Historical scenario - input'!$D84=\"\"),\"\",T99/'Historical scenario - input'!$D84),\"\")","v":""},{"$f":"IFERROR(IF(OR(U99=\"\",'Historical scenario - input'!$D84=\"\"),\"\",U99/'Historical scenario - input'!$D84),\"\")","v":""},{"$f":"IFERROR(IF(OR(V99=\"\",'Historical scenario - input'!$D84=\"\"),\"\",V99/'Historical scenario - input'!$D84),\"\")","v":""},{"$f":"IFERROR(IF(OR(W99=\"\",'Historical scenario - input'!$D84=\"\"),\"\",W99/'Historical scenario - input'!$D84),\"\")","v":""}]
[{"$f":"IFERROR('Historical scenario - input'!A85,\"\")","v":""},{"$f":"IFERROR('Historical scenario - input'!B85,\"\")","v":0},{"$f":"IFERROR('Historical scenario - input'!C85,\"\")","v":0},{"$f":"IFERROR(repcalc('Historical scenario - input'!$CV85:$GH85,'Historical scenario - input'!$G85,'Historical scenario - input'!$E85,'Historical scenario - input'!$F85,20,TRUE,TRUE),\"\")","v":""},"","","","","","","","","","","","","","","","","","","",{"$f":"IFERROR(IF(OR(D100=\"\",'Historical scenario - input'!$D85=\"\"),\"\",D100/'Historical scenario - input'!$D85),\"\")","v":""},{"$f":"IFERROR(IF(OR(E100=\"\",'Historical scenario - input'!$D85=\"\"),\"\",E100/'Historical scenario - input'!$D85),\"\")","v":""},{"$f":"IFERROR(IF(OR(F100=\"\",'Historical scenario - input'!$D85=\"\"),\"\",F100/'Historical scenario - input'!$D85),\"\")","v":""},{"$f":"IFERROR(IF(OR(G100=\"\",'Historical scenario - input'!$D85=\"\"),\"\",G100/'Historical scenario - input'!$D85),\"\")","v":""},{"$f":"IFERROR(IF(OR(H100=\"\",'Historical scenario - input'!$D85=\"\"),\"\",H100/'Historical scenario - input'!$D85),\"\")","v":""},{"$f":"IFERROR(IF(OR(I100=\"\",'Historical scenario - input'!$D85=\"\"),\"\",I100/'Historical scenario - input'!$D85),\"\")","v":""},{"$f":"IFERROR(IF(OR(J100=\"\",'Historical scenario - input'!$D85=\"\"),\"\",J100/'Historical scenario - input'!$D85),\"\")","v":""},{"$f":"IFERROR(IF(OR(K100=\"\",'Historical scenario - input'!$D85=\"\"),\"\",K100/'Historical scenario - input'!$D85),\"\")","v":""},{"$f":"IFERROR(IF(OR(L100=\"\",'Historical scenario - input'!$D85=\"\"),\"\",L100/'Historical scenario - input'!$D85),\"\")","v":""},{"$f":"IFERROR(IF(OR(M100=\"\",'Historical scenario - input'!$D85=\"\"),\"\",M100/'Historical scenario - input'!$D85),\"\")","v":""},{"$f":"IFERROR(IF(OR(N100=\"\",'Historical scenario - input'!$D85=\"\"),\"\",N100/'Historical scenario - input'!$D85),\"\")","v":""},{"$f":"IFERROR(IF(OR(O100=\"\",'Historical scenario - input'!$D85=\"\"),\"\",O100/'Historical scenario - input'!$D85),\"\")","v":""},{"$f":"IFERROR(IF(OR(P100=\"\",'Historical scenario - input'!$D85=\"\"),\"\",P100/'Historical scenario - input'!$D85),\"\")","v":""},{"$f":"IFERROR(IF(OR(Q100=\"\",'Historical scenario - input'!$D85=\"\"),\"\",Q100/'Historical scenario - input'!$D85),\"\")","v":""},{"$f":"IFERROR(IF(OR(R100=\"\",'Historical scenario - input'!$D85=\"\"),\"\",R100/'Historical scenario - input'!$D85),\"\")","v":""},{"$f":"IFERROR(IF(OR(S100=\"\",'Historical scenario - input'!$D85=\"\"),\"\",S100/'Historical scenario - input'!$D85),\"\")","v":""},{"$f":"IFERROR(IF(OR(T100=\"\",'Historical scenario - input'!$D85=\"\"),\"\",T100/'Historical scenario - input'!$D85),\"\")","v":""},{"$f":"IFERROR(IF(OR(U100=\"\",'Historical scenario - input'!$D85=\"\"),\"\",U100/'Historical scenario - input'!$D85),\"\")","v":""},{"$f":"IFERROR(IF(OR(V100=\"\",'Historical scenario - input'!$D85=\"\"),\"\",V100/'Historical scenario - input'!$D85),\"\")","v":""},{"$f":"IFERROR(IF(OR(W100=\"\",'Historical scenario - input'!$D85=\"\"),\"\",W100/'Historical scenario - input'!$D85),\"\")","v":""}]
[{"$f":"IFERROR('Historical scenario - input'!A86,\"\")","v":""},{"$f":"IFERROR('Historical scenario - input'!B86,\"\")","v":0},{"$f":"IFERROR('Historical scenario - input'!C86,\"\")","v":0},{"$f":"IFERROR(repcalc('Historical scenario - input'!$CV86:$GH86,'Historical scenario - input'!$G86,'Historical scenario - input'!$E86,'Historical scenario - input'!$F86,20,TRUE,TRUE),\"\")","v":""},"","","","","","","","","","","","","","","","","","","",{"$f":"IFERROR(IF(OR(D101=\"\",'Historical scenario - input'!$D86=\"\"),\"\",D101/'Historical scenario - input'!$D86),\"\")","v":""},{"$f":"IFERROR(IF(OR(E101=\"\",'Historical scenario - input'!$D86=\"\"),\"\",E101/'Historical scenario - input'!$D86),\"\")","v":""},{"$f":"IFERROR(IF(OR(F101=\"\",'Historical scenario - input'!$D86=\"\"),\"\",F101/'Historical scenario - input'!$D86),\"\")","v":""},{"$f":"IFERROR(IF(OR(G101=\"\",'Historical scenario - input'!$D86=\"\"),\"\",G101/'Historical scenario - input'!$D86),\"\")","v":""},{"$f":"IFERROR(IF(OR(H101=\"\",'Historical scenario - input'!$D86=\"\"),\"\",H101/'Historical scenario - input'!$D86),\"\")","v":""},{"$f":"IFERROR(IF(OR(I101=\"\",'Historical scenario - input'!$D86=\"\"),\"\",I101/'Historical scenario - input'!$D86),\"\")","v":""},{"$f":"IFERROR(IF(OR(J101=\"\",'Historical scenario - input'!$D86=\"\"),\"\",J101/'Historical scenario - input'!$D86),\"\")","v":""},{"$f":"IFERROR(IF(OR(K101=\"\",'Historical scenario - input'!$D86=\"\"),\"\",K101/'Historical scenario - input'!$D86),\"\")","v":""},{"$f":"IFERROR(IF(OR(L101=\"\",'Historical scenario - input'!$D86=\"\"),\"\",L101/'Historical scenario - input'!$D86),\"\")","v":""},{"$f":"IFERROR(IF(OR(M101=\"\",'Historical scenario - input'!$D86=\"\"),\"\",M101/'Historical scenario - input'!$D86),\"\")","v":""},{"$f":"IFERROR(IF(OR(N101=\"\",'Historical scenario - input'!$D86=\"\"),\"\",N101/'Historical scenario - input'!$D86),\"\")","v":""},{"$f":"IFERROR(IF(OR(O101=\"\",'Historical scenario - input'!$D86=\"\"),\"\",O101/'Historical scenario - input'!$D86),\"\")","v":""},{"$f":"IFERROR(IF(OR(P101=\"\",'Historical scenario - input'!$D86=\"\"),\"\",P101/'Historical scenario - input'!$D86),\"\")","v":""},{"$f":"IFERROR(IF(OR(Q101=\"\",'Historical scenario - input'!$D86=\"\"),\"\",Q101/'Historical scenario - input'!$D86),\"\")","v":""},{"$f":"IFERROR(IF(OR(R101=\"\",'Historical scenario - input'!$D86=\"\"),\"\",R101/'Historical scenario - input'!$D86),\"\")","v":""},{"$f":"IFERROR(IF(OR(S101=\"\",'Historical scenario - input'!$D86=\"\"),\"\",S101/'Historical scenario - input'!$D86),\"\")","v":""},{"$f":"IFERROR(IF(OR(T101=\"\",'Historical scenario - input'!$D86=\"\"),\"\",T101/'Historical scenario - input'!$D86),\"\")","v":""},{"$f":"IFERROR(IF(OR(U101=\"\",'Historical scenario - input'!$D86=\"\"),\"\",U101/'Historical scenario - input'!$D86),\"\")","v":""},{"$f":"IFERROR(IF(OR(V101=\"\",'Historical scenario - input'!$D86=\"\"),\"\",V101/'Historical scenario - input'!$D86),\"\")","v":""},{"$f":"IFERROR(IF(OR(W101=\"\",'Historical scenario - input'!$D86=\"\"),\"\",W101/'Historical scenario - input'!$D86),\"\")","v":""}]
[{"$f":"IFERROR('Historical scenario - input'!A87,\"\")","v":""},{"$f":"IFERROR('Historical scenario - input'!B87,\"\")","v":0},{"$f":"IFERROR('Historical scenario - input'!C87,\"\")","v":0},{"$f":"IFERROR(repcalc('Historical scenario - input'!$CV87:$GH87,'Historical scenario - input'!$G87,'Historical scenario - input'!$E87,'Historical scenario - input'!$F87,20,TRUE,TRUE),\"\")","v":""},"","","","","","","","","","","","","","","","","","","",{"$f":"IFERROR(IF(OR(D102=\"\",'Historical scenario - input'!$D87=\"\"),\"\",D102/'Historical scenario - input'!$D87),\"\")","v":""},{"$f":"IFERROR(IF(OR(E102=\"\",'Historical scenario - input'!$D87=\"\"),\"\",E102/'Historical scenario - input'!$D87),\"\")","v":""},{"$f":"IFERROR(IF(OR(F102=\"\",'Historical scenario - input'!$D87=\"\"),\"\",F102/'Historical scenario - input'!$D87),\"\")","v":""},{"$f":"IFERROR(IF(OR(G102=\"\",'Historical scenario - input'!$D87=\"\"),\"\",G102/'Historical scenario - input'!$D87),\"\")","v":""},{"$f":"IFERROR(IF(OR(H102=\"\",'Historical scenario - input'!$D87=\"\"),\"\",H102/'Historical scenario - input'!$D87),\"\")","v":""},{"$f":"IFERROR(IF(OR(I102=\"\",'Historical scenario - input'!$D87=\"\"),\"\",I102/'Historical scenario - input'!$D87),\"\")","v":""},{"$f":"IFERROR(IF(OR(J102=\"\",'Historical scenario - input'!$D87=\"\"),\"\",J102/'Historical scenario - input'!$D87),\"\")","v":""},{"$f":"IFERROR(IF(OR(K102=\"\",'Historical scenario - input'!$D87=\"\"),\"\",K102/'Historical scenario - input'!$D87),\"\")","v":""},{"$f":"IFERROR(IF(OR(L102=\"\",'Historical scenario - input'!$D87=\"\"),\"\",L102/'Historical scenario - input'!$D87),\"\")","v":""},{"$f":"IFERROR(IF(OR(M102=\"\",'Historical scenario - input'!$D87=\"\"),\"\",M102/'Historical scenario - input'!$D87),\"\")","v":""},{"$f":"IFERROR(IF(OR(N102=\"\",'Historical scenario - input'!$D87=\"\"),\"\",N102/'Historical scenario - input'!$D87),\"\")","v":""},{"$f":"IFERROR(IF(OR(O102=\"\",'Historical scenario - input'!$D87=\"\"),\"\",O102/'Historical scenario - input'!$D87),\"\")","v":""},{"$f":"IFERROR(IF(OR(P102=\"\",'Historical scenario - input'!$D87=\"\"),\"\",P102/'Historical scenario - input'!$D87),\"\")","v":""},{"$f":"IFERROR(IF(OR(Q102=\"\",'Historical scenario - input'!$D87=\"\"),\"\",Q102/'Historical scenario - input'!$D87),\"\")","v":""},{"$f":"IFERROR(IF(OR(R102=\"\",'Historical scenario - input'!$D87=\"\"),\"\",R102/'Historical scenario - input'!$D87),\"\")","v":""},{"$f":"IFERROR(IF(OR(S102=\"\",'Historical scenario - input'!$D87=\"\"),\"\",S102/'Historical scenario - input'!$D87),\"\")","v":""},{"$f":"IFERROR(IF(OR(T102=\"\",'Historical scenario - input'!$D87=\"\"),\"\",T102/'Historical scenario - input'!$D87),\"\")","v":""},{"$f":"IFERROR(IF(OR(U102=\"\",'Historical scenario - input'!$D87=\"\"),\"\",U102/'Historical scenario - input'!$D87),\"\")","v":""},{"$f":"IFERROR(IF(OR(V102=\"\",'Historical scenario - input'!$D87=\"\"),\"\",V102/'Historical scenario - input'!$D87),\"\")","v":""},{"$f":"IFERROR(IF(OR(W102=\"\",'Historical scenario - input'!$D87=\"\"),\"\",W102/'Historical scenario - input'!$D87),\"\")","v":""}]
[{"$f":"IFERROR('Historical scenario - input'!A88,\"\")","v":""},{"$f":"IFERROR('Historical scenario - input'!B88,\"\")","v":0},{"$f":"IFERROR('Historical scenario - input'!C88,\"\")","v":0},{"$f":"IFERROR(repcalc('Historical scenario - input'!$CV88:$GH88,'Historical scenario - input'!$G88,'Historical scenario - input'!$E88,'Historical scenario - input'!$F88,20,TRUE,TRUE),\"\")","v":""},"","","","","","","","","","","","","","","","","","","",{"$f":"IFERROR(IF(OR(D103=\"\",'Historical scenario - input'!$D88=\"\"),\"\",D103/'Historical scenario - input'!$D88),\"\")","v":""},{"$f":"IFERROR(IF(OR(E103=\"\",'Historical scenario - input'!$D88=\"\"),\"\",E103/'Historical scenario - input'!$D88),\"\")","v":""},{"$f":"IFERROR(IF(OR(F103=\"\",'Historical scenario - input'!$D88=\"\"),\"\",F103/'Historical scenario - input'!$D88),\"\")","v":""},{"$f":"IFERROR(IF(OR(G103=\"\",'Historical scenario - input'!$D88=\"\"),\"\",G103/'Historical scenario - input'!$D88),\"\")","v":""},{"$f":"IFERROR(IF(OR(H103=\"\",'Historical scenario - input'!$D88=\"\"),\"\",H103/'Historical scenario - input'!$D88),\"\")","v":""},{"$f":"IFERROR(IF(OR(I103=\"\",'Historical scenario - input'!$D88=\"\"),\"\",I103/'Historical scenario - input'!$D88),\"\")","v":""},{"$f":"IFERROR(IF(OR(J103=\"\",'Historical scenario - input'!$D88=\"\"),\"\",J103/'Historical scenario - input'!$D88),\"\")","v":""},{"$f":"IFERROR(IF(OR(K103=\"\",'Historical scenario - input'!$D88=\"\"),\"\",K103/'Historical scenario - input'!$D88),\"\")","v":""},{"$f":"IFERROR(IF(OR(L103=\"\",'Historical scenario - input'!$D88=\"\"),\"\",L103/'Historical scenario - input'!$D88),\"\")","v":""},{"$f":"IFERROR(IF(OR(M103=\"\",'Historical scenario - input'!$D88=\"\"),\"\",M103/'Historical scenario - input'!$D88),\"\")","v":""},{"$f":"IFERROR(IF(OR(N103=\"\",'Historical scenario - input'!$D88=\"\"),\"\",N103/'Historical scenario - input'!$D88),\"\")","v":""},{"$f":"IFERROR(IF(OR(O103=\"\",'Historical scenario - input'!$D88=\"\"),\"\",O103/'Historical scenario - input'!$D88),\"\")","v":""},{"$f":"IFERROR(IF(OR(P103=\"\",'Historical scenario - input'!$D88=\"\"),\"\",P103/'Historical scenario - input'!$D88),\"\")","v":""},{"$f":"IFERROR(IF(OR(Q103=\"\",'Historical scenario - input'!$D88=\"\"),\"\",Q103/'Historical scenario - input'!$D88),\"\")","v":""},{"$f":"IFERROR(IF(OR(R103=\"\",'Historical scenario - input'!$D88=\"\"),\"\",R103/'Historical scenario - input'!$D88),\"\")","v":""},{"$f":"IFERROR(IF(OR(S103=\"\",'Historical scenario - input'!$D88=\"\"),\"\",S103/'Historical scenario - input'!$D88),\"\")","v":""},{"$f":"IFERROR(IF(OR(T103=\"\",'Historical scenario - input'!$D88=\"\"),\"\",T103/'Historical scenario - input'!$D88),\"\")","v":""},{"$f":"IFERROR(IF(OR(U103=\"\",'Historical scenario - input'!$D88=\"\"),\"\",U103/'Historical scenario - input'!$D88),\"\")","v":""},{"$f":"IFERROR(IF(OR(V103=\"\",'Historical scenario - input'!$D88=\"\"),\"\",V103/'Historical scenario - input'!$D88),\"\")","v":""},{"$f":"IFERROR(IF(OR(W103=\"\",'Historical scenario - input'!$D88=\"\"),\"\",W103/'Historical scenario - input'!$D88),\"\")","v":""}]
[{"$f":"IFERROR('Historical scenario - input'!A89,\"\")","v":""},{"$f":"IFERROR('Historical scenario - input'!B89,\"\")","v":0},{"$f":"IFERROR('Historical scenario - input'!C89,\"\")","v":0},{"$f":"IFERROR(repcalc('Historical scenario - input'!$CV89:$GH89,'Historical scenario - input'!$G89,'Historical scenario - input'!$E89,'Historical scenario - input'!$F89,20,TRUE,TRUE),\"\")","v":""},"","","","","","","","","","","","","","","","","","","",{"$f":"IFERROR(IF(OR(D104=\"\",'Historical scenario - input'!$D89=\"\"),\"\",D104/'Historical scenario - input'!$D89),\"\")","v":""},{"$f":"IFERROR(IF(OR(E104=\"\",'Historical scenario - input'!$D89=\"\"),\"\",E104/'Historical scenario - input'!$D89),\"\")","v":""},{"$f":"IFERROR(IF(OR(F104=\"\",'Historical scenario - input'!$D89=\"\"),\"\",F104/'Historical scenario - input'!$D89),\"\")","v":""},{"$f":"IFERROR(IF(OR(G104=\"\",'Historical scenario - input'!$D89=\"\"),\"\",G104/'Historical scenario - input'!$D89),\"\")","v":""},{"$f":"IFERROR(IF(OR(H104=\"\",'Historical scenario - input'!$D89=\"\"),\"\",H104/'Historical scenario - input'!$D89),\"\")","v":""},{"$f":"IFERROR(IF(OR(I104=\"\",'Historical scenario - input'!$D89=\"\"),\"\",I104/'Historical scenario - input'!$D89),\"\")","v":""},{"$f":"IFERROR(IF(OR(J104=\"\",'Historical scenario - input'!$D89=\"\"),\"\",J104/'Historical scenario - input'!$D89),\"\")","v":""},{"$f":"IFERROR(IF(OR(K104=\"\",'Historical scenario - input'!$D89=\"\"),\"\",K104/'Historical scenario - input'!$D89),\"\")","v":""},{"$f":"IFERROR(IF(OR(L104=\"\",'Historical scenario - input'!$D89=\"\"),\"\",L104/'Historical scenario - input'!$D89),\"\")","v":""},{"$f":"IFERROR(IF(OR(M104=\"\",'Historical scenario - input'!$D89=\"\"),\"\",M104/'Historical scenario - input'!$D89),\"\")","v":""},{"$f":"IFERROR(IF(OR(N104=\"\",'Historical scenario - input'!$D89=\"\"),\"\",N104/'Historical scenario - input'!$D89),\"\")","v":""},{"$f":"IFERROR(IF(OR(O104=\"\",'Historical scenario - input'!$D89=\"\"),\"\",O104/'Historical scenario - input'!$D89),\"\")","v":""},{"$f":"IFERROR(IF(OR(P104=\"\",'Historical scenario - input'!$D89=\"\"),\"\",P104/'Historical scenario - input'!$D89),\"\")","v":""},{"$f":"IFERROR(IF(OR(Q104=\"\",'Historical scenario - input'!$D89=\"\"),\"\",Q104/'Historical scenario - input'!$D89),\"\")","v":""},{"$f":"IFERROR(IF(OR(R104=\"\",'Historical scenario - input'!$D89=\"\"),\"\",R104/'Historical scenario - input'!$D89),\"\")","v":""},{"$f":"IFERROR(IF(OR(S104=\"\",'Historical scenario - input'!$D89=\"\"),\"\",S104/'Historical scenario - input'!$D89),\"\")","v":""},{"$f":"IFERROR(IF(OR(T104=\"\",'Historical scenario - input'!$D89=\"\"),\"\",T104/'Historical scenario - input'!$D89),\"\")","v":""},{"$f":"IFERROR(IF(OR(U104=\"\",'Historical scenario - input'!$D89=\"\"),\"\",U104/'Historical scenario - input'!$D89),\"\")","v":""},{"$f":"IFERROR(IF(OR(V104=\"\",'Historical scenario - input'!$D89=\"\"),\"\",V104/'Historical scenario - input'!$D89),\"\")","v":""},{"$f":"IFERROR(IF(OR(W104=\"\",'Historical scenario - input'!$D89=\"\"),\"\",W104/'Historical scenario - input'!$D89),\"\")","v":""}]
[{"$f":"IFERROR('Historical scenario - input'!A90,\"\")","v":""},{"$f":"IFERROR('Historical scenario - input'!B90,\"\")","v":0},{"$f":"IFERROR('Historical scenario - input'!C90,\"\")","v":0},{"$f":"IFERROR(repcalc('Historical scenario - input'!$CV90:$GH90,'Historical scenario - input'!$G90,'Historical scenario - input'!$E90,'Historical scenario - input'!$F90,20,TRUE,TRUE),\"\")","v":""},"","","","","","","","","","","","","","","","","","","",{"$f":"IFERROR(IF(OR(D105=\"\",'Historical scenario - input'!$D90=\"\"),\"\",D105/'Historical scenario - input'!$D90),\"\")","v":""},{"$f":"IFERROR(IF(OR(E105=\"\",'Historical scenario - input'!$D90=\"\"),\"\",E105/'Historical scenario - input'!$D90),\"\")","v":""},{"$f":"IFERROR(IF(OR(F105=\"\",'Historical scenario - input'!$D90=\"\"),\"\",F105/'Historical scenario - input'!$D90),\"\")","v":""},{"$f":"IFERROR(IF(OR(G105=\"\",'Historical scenario - input'!$D90=\"\"),\"\",G105/'Historical scenario - input'!$D90),\"\")","v":""},{"$f":"IFERROR(IF(OR(H105=\"\",'Historical scenario - input'!$D90=\"\"),\"\",H105/'Historical scenario - input'!$D90),\"\")","v":""},{"$f":"IFERROR(IF(OR(I105=\"\",'Historical scenario - input'!$D90=\"\"),\"\",I105/'Historical scenario - input'!$D90),\"\")","v":""},{"$f":"IFERROR(IF(OR(J105=\"\",'Historical scenario - input'!$D90=\"\"),\"\",J105/'Historical scenario - input'!$D90),\"\")","v":""},{"$f":"IFERROR(IF(OR(K105=\"\",'Historical scenario - input'!$D90=\"\"),\"\",K105/'Historical scenario - input'!$D90),\"\")","v":""},{"$f":"IFERROR(IF(OR(L105=\"\",'Historical scenario - input'!$D90=\"\"),\"\",L105/'Historical scenario - input'!$D90),\"\")","v":""},{"$f":"IFERROR(IF(OR(M105=\"\",'Historical scenario - input'!$D90=\"\"),\"\",M105/'Historical scenario - input'!$D90),\"\")","v":""},{"$f":"IFERROR(IF(OR(N105=\"\",'Historical scenario - input'!$D90=\"\"),\"\",N105/'Historical scenario - input'!$D90),\"\")","v":""},{"$f":"IFERROR(IF(OR(O105=\"\",'Historical scenario - input'!$D90=\"\"),\"\",O105/'Historical scenario - input'!$D90),\"\")","v":""},{"$f":"IFERROR(IF(OR(P105=\"\",'Historical scenario - input'!$D90=\"\"),\"\",P105/'Historical scenario - input'!$D90),\"\")","v":""},{"$f":"IFERROR(IF(OR(Q105=\"\",'Historical scenario - input'!$D90=\"\"),\"\",Q105/'Historical scenario - input'!$D90),\"\")","v":""},{"$f":"IFERROR(IF(OR(R105=\"\",'Historical scenario - input'!$D90=\"\"),\"\",R105/'Historical scenario - input'!$D90),\"\")","v":""},{"$f":"IFERROR(IF(OR(S105=\"\",'Historical scenario - input'!$D90=\"\"),\"\",S105/'Historical scenario - input'!$D90),\"\")","v":""},{"$f":"IFERROR(IF(OR(T105=\"\",'Historical scenario - input'!$D90=\"\"),\"\",T105/'Historical scenario - input'!$D90),\"\")","v":""},{"$f":"IFERROR(IF(OR(U105=\"\",'Historical scenario - input'!$D90=\"\"),\"\",U105/'Historical scenario - input'!$D90),\"\")","v":""},{"$f":"IFERROR(IF(OR(V105=\"\",'Historical scenario - input'!$D90=\"\"),\"\",V105/'Historical scenario - input'!$D90),\"\")","v":""},{"$f":"IFERROR(IF(OR(W105=\"\",'Historical scenario - input'!$D90=\"\"),\"\",W105/'Historical scenario - input'!$D90),\"\")","v":""}]
[{"$f":"IFERROR('Historical scenario - input'!A91,\"\")","v":""},{"$f":"IFERROR('Historical scenario - input'!B91,\"\")","v":0},{"$f":"IFERROR('Historical scenario - input'!C91,\"\")","v":0},{"$f":"IFERROR(repcalc('Historical scenario - input'!$CV91:$GH91,'Historical scenario - input'!$G91,'Historical scenario - input'!$E91,'Historical scenario - input'!$F91,20,TRUE,TRUE),\"\")","v":""},"","","","","","","","","","","","","","","","","","","",{"$f":"IFERROR(IF(OR(D106=\"\",'Historical scenario - input'!$D91=\"\"),\"\",D106/'Historical scenario - input'!$D91),\"\")","v":""},{"$f":"IFERROR(IF(OR(E106=\"\",'Historical scenario - input'!$D91=\"\"),\"\",E106/'Historical scenario - input'!$D91),\"\")","v":""},{"$f":"IFERROR(IF(OR(F106=\"\",'Historical scenario - input'!$D91=\"\"),\"\",F106/'Historical scenario - input'!$D91),\"\")","v":""},{"$f":"IFERROR(IF(OR(G106=\"\",'Historical scenario - input'!$D91=\"\"),\"\",G106/'Historical scenario - input'!$D91),\"\")","v":""},{"$f":"IFERROR(IF(OR(H106=\"\",'Historical scenario - input'!$D91=\"\"),\"\",H106/'Historical scenario - input'!$D91),\"\")","v":""},{"$f":"IFERROR(IF(OR(I106=\"\",'Historical scenario - input'!$D91=\"\"),\"\",I106/'Historical scenario - input'!$D91),\"\")","v":""},{"$f":"IFERROR(IF(OR(J106=\"\",'Historical scenario - input'!$D91=\"\"),\"\",J106/'Historical scenario - input'!$D91),\"\")","v":""},{"$f":"IFERROR(IF(OR(K106=\"\",'Historical scenario - input'!$D91=\"\"),\"\",K106/'Historical scenario - input'!$D91),\"\")","v":""},{"$f":"IFERROR(IF(OR(L106=\"\",'Historical scenario - input'!$D91=\"\"),\"\",L106/'Historical scenario - input'!$D91),\"\")","v":""},{"$f":"IFERROR(IF(OR(M106=\"\",'Historical scenario - input'!$D91=\"\"),\"\",M106/'Historical scenario - input'!$D91),\"\")","v":""},{"$f":"IFERROR(IF(OR(N106=\"\",'Historical scenario - input'!$D91=\"\"),\"\",N106/'Historical scenario - input'!$D91),\"\")","v":""},{"$f":"IFERROR(IF(OR(O106=\"\",'Historical scenario - input'!$D91=\"\"),\"\",O106/'Historical scenario - input'!$D91),\"\")","v":""},{"$f":"IFERROR(IF(OR(P106=\"\",'Historical scenario - input'!$D91=\"\"),\"\",P106/'Historical scenario - input'!$D91),\"\")","v":""},{"$f":"IFERROR(IF(OR(Q106=\"\",'Historical scenario - input'!$D91=\"\"),\"\",Q106/'Historical scenario - input'!$D91),\"\")","v":""},{"$f":"IFERROR(IF(OR(R106=\"\",'Historical scenario - input'!$D91=\"\"),\"\",R106/'Historical scenario - input'!$D91),\"\")","v":""},{"$f":"IFERROR(IF(OR(S106=\"\",'Historical scenario - input'!$D91=\"\"),\"\",S106/'Historical scenario - input'!$D91),\"\")","v":""},{"$f":"IFERROR(IF(OR(T106=\"\",'Historical scenario - input'!$D91=\"\"),\"\",T106/'Historical scenario - input'!$D91),\"\")","v":""},{"$f":"IFERROR(IF(OR(U106=\"\",'Historical scenario - input'!$D91=\"\"),\"\",U106/'Historical scenario - input'!$D91),\"\")","v":""},{"$f":"IFERROR(IF(OR(V106=\"\",'Historical scenario - input'!$D91=\"\"),\"\",V106/'Historical scenario - input'!$D91),\"\")","v":""},{"$f":"IFERROR(IF(OR(W106=\"\",'Historical scenario - input'!$D91=\"\"),\"\",W106/'Historical scenario - input'!$D91),\"\")","v":""}]
[{"$f":"IFERROR('Historical scenario - input'!A92,\"\")","v":""},{"$f":"IFERROR('Historical scenario - input'!B92,\"\")","v":0},{"$f":"IFERROR('Historical scenario - input'!C92,\"\")","v":0},{"$f":"IFERROR(repcalc('Historical scenario - input'!$CV92:$GH92,'Historical scenario - input'!$G92,'Historical scenario - input'!$E92,'Historical scenario - input'!$F92,20,TRUE,TRUE),\"\")","v":""},"","","","","","","","","","","","","","","","","","","",{"$f":"IFERROR(IF(OR(D107=\"\",'Historical scenario - input'!$D92=\"\"),\"\",D107/'Historical scenario - input'!$D92),\"\")","v":""},{"$f":"IFERROR(IF(OR(E107=\"\",'Historical scenario - input'!$D92=\"\"),\"\",E107/'Historical scenario - input'!$D92),\"\")","v":""},{"$f":"IFERROR(IF(OR(F107=\"\",'Historical scenario - input'!$D92=\"\"),\"\",F107/'Historical scenario - input'!$D92),\"\")","v":""},{"$f":"IFERROR(IF(OR(G107=\"\",'Historical scenario - input'!$D92=\"\"),\"\",G107/'Historical scenario - input'!$D92),\"\")","v":""},{"$f":"IFERROR(IF(OR(H107=\"\",'Historical scenario - input'!$D92=\"\"),\"\",H107/'Historical scenario - input'!$D92),\"\")","v":""},{"$f":"IFERROR(IF(OR(I107=\"\",'Historical scenario - input'!$D92=\"\"),\"\",I107/'Historical scenario - input'!$D92),\"\")","v":""},{"$f":"IFERROR(IF(OR(J107=\"\",'Historical scenario - input'!$D92=\"\"),\"\",J107/'Historical scenario - input'!$D92),\"\")","v":""},{"$f":"IFERROR(IF(OR(K107=\"\",'Historical scenario - input'!$D92=\"\"),\"\",K107/'Historical scenario - input'!$D92),\"\")","v":""},{"$f":"IFERROR(IF(OR(L107=\"\",'Historical scenario - input'!$D92=\"\"),\"\",L107/'Historical scenario - input'!$D92),\"\")","v":""},{"$f":"IFERROR(IF(OR(M107=\"\",'Historical scenario - input'!$D92=\"\"),\"\",M107/'Historical scenario - input'!$D92),\"\")","v":""},{"$f":"IFERROR(IF(OR(N107=\"\",'Historical scenario - input'!$D92=\"\"),\"\",N107/'Historical scenario - input'!$D92),\"\")","v":""},{"$f":"IFERROR(IF(OR(O107=\"\",'Historical scenario - input'!$D92=\"\"),\"\",O107/'Historical scenario - input'!$D92),\"\")","v":""},{"$f":"IFERROR(IF(OR(P107=\"\",'Historical scenario - input'!$D92=\"\"),\"\",P107/'Historical scenario - input'!$D92),\"\")","v":""},{"$f":"IFERROR(IF(OR(Q107=\"\",'Historical scenario - input'!$D92=\"\"),\"\",Q107/'Historical scenario - input'!$D92),\"\")","v":""},{"$f":"IFERROR(IF(OR(R107=\"\",'Historical scenario - input'!$D92=\"\"),\"\",R107/'Historical scenario - input'!$D92),\"\")","v":""},{"$f":"IFERROR(IF(OR(S107=\"\",'Historical scenario - input'!$D92=\"\"),\"\",S107/'Historical scenario - input'!$D92),\"\")","v":""},{"$f":"IFERROR(IF(OR(T107=\"\",'Historical scenario - input'!$D92=\"\"),\"\",T107/'Historical scenario - input'!$D92),\"\")","v":""},{"$f":"IFERROR(IF(OR(U107=\"\",'Historical scenario - input'!$D92=\"\"),\"\",U107/'Historical scenario - input'!$D92),\"\")","v":""},{"$f":"IFERROR(IF(OR(V107=\"\",'Historical scenario - input'!$D92=\"\"),\"\",V107/'Historical scenario - input'!$D92),\"\")","v":""},{"$f":"IFERROR(IF(OR(W107=\"\",'Historical scenario - input'!$D92=\"\"),\"\",W107/'Historical scenario - input'!$D92),\"\")","v":""}]
[{"$f":"IFERROR('Historical scenario - input'!A93,\"\")","v":""},{"$f":"IFERROR('Historical scenario - input'!B93,\"\")","v":0},{"$f":"IFERROR('Historical scenario - input'!C93,\"\")","v":0},{"$f":"IFERROR(repcalc('Historical scenario - input'!$CV93:$GH93,'Historical scenario - input'!$G93,'Historical scenario - input'!$E93,'Historical scenario - input'!$F93,20,TRUE,TRUE),\"\")","v":""},"","","","","","","","","","","","","","","","","","","",{"$f":"IFERROR(IF(OR(D108=\"\",'Historical scenario - input'!$D93=\"\"),\"\",D108/'Historical scenario - input'!$D93),\"\")","v":""},{"$f":"IFERROR(IF(OR(E108=\"\",'Historical scenario - input'!$D93=\"\"),\"\",E108/'Historical scenario - input'!$D93),\"\")","v":""},{"$f":"IFERROR(IF(OR(F108=\"\",'Historical scenario - input'!$D93=\"\"),\"\",F108/'Historical scenario - input'!$D93),\"\")","v":""},{"$f":"IFERROR(IF(OR(G108=\"\",'Historical scenario - input'!$D93=\"\"),\"\",G108/'Historical scenario - input'!$D93),\"\")","v":""},{"$f":"IFERROR(IF(OR(H108=\"\",'Historical scenario - input'!$D93=\"\"),\"\",H108/'Historical scenario - input'!$D93),\"\")","v":""},{"$f":"IFERROR(IF(OR(I108=\"\",'Historical scenario - input'!$D93=\"\"),\"\",I108/'Historical scenario - input'!$D93),\"\")","v":""},{"$f":"IFERROR(IF(OR(J108=\"\",'Historical scenario - input'!$D93=\"\"),\"\",J108/'Historical scenario - input'!$D93),\"\")","v":""},{"$f":"IFERROR(IF(OR(K108=\"\",'Historical scenario - input'!$D93=\"\"),\"\",K108/'Historical scenario - input'!$D93),\"\")","v":""},{"$f":"IFERROR(IF(OR(L108=\"\",'Historical scenario - input'!$D93=\"\"),\"\",L108/'Historical scenario - input'!$D93),\"\")","v":""},{"$f":"IFERROR(IF(OR(M108=\"\",'Historical scenario - input'!$D93=\"\"),\"\",M108/'Historical scenario - input'!$D93),\"\")","v":""},{"$f":"IFERROR(IF(OR(N108=\"\",'Historical scenario - input'!$D93=\"\"),\"\",N108/'Historical scenario - input'!$D93),\"\")","v":""},{"$f":"IFERROR(IF(OR(O108=\"\",'Historical scenario - input'!$D93=\"\"),\"\",O108/'Historical scenario - input'!$D93),\"\")","v":""},{"$f":"IFERROR(IF(OR(P108=\"\",'Historical scenario - input'!$D93=\"\"),\"\",P108/'Historical scenario - input'!$D93),\"\")","v":""},{"$f":"IFERROR(IF(OR(Q108=\"\",'Historical scenario - input'!$D93=\"\"),\"\",Q108/'Historical scenario - input'!$D93),\"\")","v":""},{"$f":"IFERROR(IF(OR(R108=\"\",'Historical scenario - input'!$D93=\"\"),\"\",R108/'Historical scenario - input'!$D93),\"\")","v":""},{"$f":"IFERROR(IF(OR(S108=\"\",'Historical scenario - input'!$D93=\"\"),\"\",S108/'Historical scenario - input'!$D93),\"\")","v":""},{"$f":"IFERROR(IF(OR(T108=\"\",'Historical scenario - input'!$D93=\"\"),\"\",T108/'Historical scenario - input'!$D93),\"\")","v":""},{"$f":"IFERROR(IF(OR(U108=\"\",'Historical scenario - input'!$D93=\"\"),\"\",U108/'Historical scenario - input'!$D93),\"\")","v":""},{"$f":"IFERROR(IF(OR(V108=\"\",'Historical scenario - input'!$D93=\"\"),\"\",V108/'Historical scenario - input'!$D93),\"\")","v":""},{"$f":"IFERROR(IF(OR(W108=\"\",'Historical scenario - input'!$D93=\"\"),\"\",W108/'Historical scenario - input'!$D93),\"\")","v":""}]
[{"$f":"IFERROR('Historical scenario - input'!A94,\"\")","v":""},{"$f":"IFERROR('Historical scenario - input'!B94,\"\")","v":0},{"$f":"IFERROR('Historical scenario - input'!C94,\"\")","v":0},{"$f":"IFERROR(repcalc('Historical scenario - input'!$CV94:$GH94,'Historical scenario - input'!$G94,'Historical scenario - input'!$E94,'Historical scenario - input'!$F94,20,TRUE,TRUE),\"\")","v":""},"","","","","","","","","","","","","","","","","","","",{"$f":"IFERROR(IF(OR(D109=\"\",'Historical scenario - input'!$D94=\"\"),\"\",D109/'Historical scenario - input'!$D94),\"\")","v":""},{"$f":"IFERROR(IF(OR(E109=\"\",'Historical scenario - input'!$D94=\"\"),\"\",E109/'Historical scenario - input'!$D94),\"\")","v":""},{"$f":"IFERROR(IF(OR(F109=\"\",'Historical scenario - input'!$D94=\"\"),\"\",F109/'Historical scenario - input'!$D94),\"\")","v":""},{"$f":"IFERROR(IF(OR(G109=\"\",'Historical scenario - input'!$D94=\"\"),\"\",G109/'Historical scenario - input'!$D94),\"\")","v":""},{"$f":"IFERROR(IF(OR(H109=\"\",'Historical scenario - input'!$D94=\"\"),\"\",H109/'Historical scenario - input'!$D94),\"\")","v":""},{"$f":"IFERROR(IF(OR(I109=\"\",'Historical scenario - input'!$D94=\"\"),\"\",I109/'Historical scenario - input'!$D94),\"\")","v":""},{"$f":"IFERROR(IF(OR(J109=\"\",'Historical scenario - input'!$D94=\"\"),\"\",J109/'Historical scenario - input'!$D94),\"\")","v":""},{"$f":"IFERROR(IF(OR(K109=\"\",'Historical scenario - input'!$D94=\"\"),\"\",K109/'Historical scenario - input'!$D94),\"\")","v":""},{"$f":"IFERROR(IF(OR(L109=\"\",'Historical scenario - input'!$D94=\"\"),\"\",L109/'Historical scenario - input'!$D94),\"\")","v":""},{"$f":"IFERROR(IF(OR(M109=\"\",'Historical scenario - input'!$D94=\"\"),\"\",M109/'Historical scenario - input'!$D94),\"\")","v":""},{"$f":"IFERROR(IF(OR(N109=\"\",'Historical scenario - input'!$D94=\"\"),\"\",N109/'Historical scenario - input'!$D94),\"\")","v":""},{"$f":"IFERROR(IF(OR(O109=\"\",'Historical scenario - input'!$D94=\"\"),\"\",O109/'Historical scenario - input'!$D94),\"\")","v":""},{"$f":"IFERROR(IF(OR(P109=\"\",'Historical scenario - input'!$D94=\"\"),\"\",P109/'Historical scenario - input'!$D94),\"\")","v":""},{"$f":"IFERROR(IF(OR(Q109=\"\",'Historical scenario - input'!$D94=\"\"),\"\",Q109/'Historical scenario - input'!$D94),\"\")","v":""},{"$f":"IFERROR(IF(OR(R109=\"\",'Historical scenario - input'!$D94=\"\"),\"\",R109/'Historical scenario - input'!$D94),\"\")","v":""},{"$f":"IFERROR(IF(OR(S109=\"\",'Historical scenario - input'!$D94=\"\"),\"\",S109/'Historical scenario - input'!$D94),\"\")","v":""},{"$f":"IFERROR(IF(OR(T109=\"\",'Historical scenario - input'!$D94=\"\"),\"\",T109/'Historical scenario - input'!$D94),\"\")","v":""},{"$f":"IFERROR(IF(OR(U109=\"\",'Historical scenario - input'!$D94=\"\"),\"\",U109/'Historical scenario - input'!$D94),\"\")","v":""},{"$f":"IFERROR(IF(OR(V109=\"\",'Historical scenario - input'!$D94=\"\"),\"\",V109/'Historical scenario - input'!$D94),\"\")","v":""},{"$f":"IFERROR(IF(OR(W109=\"\",'Historical scenario - input'!$D94=\"\"),\"\",W109/'Historical scenario - input'!$D94),\"\")","v":""}]
[{"$f":"IFERROR('Historical scenario - input'!A95,\"\")","v":""},{"$f":"IFERROR('Historical scenario - input'!B95,\"\")","v":0},{"$f":"IFERROR('Historical scenario - input'!C95,\"\")","v":0},{"$f":"IFERROR(repcalc('Historical scenario - input'!$CV95:$GH95,'Historical scenario - input'!$G95,'Historical scenario - input'!$E95,'Historical scenario - input'!$F95,20,TRUE,TRUE),\"\")","v":""},"","","","","","","","","","","","","","","","","","","",{"$f":"IFERROR(IF(OR(D110=\"\",'Historical scenario - input'!$D95=\"\"),\"\",D110/'Historical scenario - input'!$D95),\"\")","v":""},{"$f":"IFERROR(IF(OR(E110=\"\",'Historical scenario - input'!$D95=\"\"),\"\",E110/'Historical scenario - input'!$D95),\"\")","v":""},{"$f":"IFERROR(IF(OR(F110=\"\",'Historical scenario - input'!$D95=\"\"),\"\",F110/'Historical scenario - input'!$D95),\"\")","v":""},{"$f":"IFERROR(IF(OR(G110=\"\",'Historical scenario - input'!$D95=\"\"),\"\",G110/'Historical scenario - input'!$D95),\"\")","v":""},{"$f":"IFERROR(IF(OR(H110=\"\",'Historical scenario - input'!$D95=\"\"),\"\",H110/'Historical scenario - input'!$D95),\"\")","v":""},{"$f":"IFERROR(IF(OR(I110=\"\",'Historical scenario - input'!$D95=\"\"),\"\",I110/'Historical scenario - input'!$D95),\"\")","v":""},{"$f":"IFERROR(IF(OR(J110=\"\",'Historical scenario - input'!$D95=\"\"),\"\",J110/'Historical scenario - input'!$D95),\"\")","v":""},{"$f":"IFERROR(IF(OR(K110=\"\",'Historical scenario - input'!$D95=\"\"),\"\",K110/'Historical scenario - input'!$D95),\"\")","v":""},{"$f":"IFERROR(IF(OR(L110=\"\",'Historical scenario - input'!$D95=\"\"),\"\",L110/'Historical scenario - input'!$D95),\"\")","v":""},{"$f":"IFERROR(IF(OR(M110=\"\",'Historical scenario - input'!$D95=\"\"),\"\",M110/'Historical scenario - input'!$D95),\"\")","v":""},{"$f":"IFERROR(IF(OR(N110=\"\",'Historical scenario - input'!$D95=\"\"),\"\",N110/'Historical scenario - input'!$D95),\"\")","v":""},{"$f":"IFERROR(IF(OR(O110=\"\",'Historical scenario - input'!$D95=\"\"),\"\",O110/'Historical scenario - input'!$D95),\"\")","v":""},{"$f":"IFERROR(IF(OR(P110=\"\",'Historical scenario - input'!$D95=\"\"),\"\",P110/'Historical scenario - input'!$D95),\"\")","v":""},{"$f":"IFERROR(IF(OR(Q110=\"\",'Historical scenario - input'!$D95=\"\"),\"\",Q110/'Historical scenario - input'!$D95),\"\")","v":""},{"$f":"IFERROR(IF(OR(R110=\"\",'Historical scenario - input'!$D95=\"\"),\"\",R110/'Historical scenario - input'!$D95),\"\")","v":""},{"$f":"IFERROR(IF(OR(S110=\"\",'Historical scenario - input'!$D95=\"\"),\"\",S110/'Historical scenario - input'!$D95),\"\")","v":""},{"$f":"IFERROR(IF(OR(T110=\"\",'Historical scenario - input'!$D95=\"\"),\"\",T110/'Historical scenario - input'!$D95),\"\")","v":""},{"$f":"IFERROR(IF(OR(U110=\"\",'Historical scenario - input'!$D95=\"\"),\"\",U110/'Historical scenario - input'!$D95),\"\")","v":""},{"$f":"IFERROR(IF(OR(V110=\"\",'Historical scenario - input'!$D95=\"\"),\"\",V110/'Historical scenario - input'!$D95),\"\")","v":""},{"$f":"IFERROR(IF(OR(W110=\"\",'Historical scenario - input'!$D95=\"\"),\"\",W110/'Historical scenario - input'!$D95),\"\")","v":""}]
[{"$f":"IFERROR('Historical scenario - input'!A96,\"\")","v":""},{"$f":"IFERROR('Historical scenario - input'!B96,\"\")","v":0},{"$f":"IFERROR('Historical scenario - input'!C96,\"\")","v":0},{"$f":"IFERROR(repcalc('Historical scenario - input'!$CV96:$GH96,'Historical scenario - input'!$G96,'Historical scenario - input'!$E96,'Historical scenario - input'!$F96,20,TRUE,TRUE),\"\")","v":""},"","","","","","","","","","","","","","","","","","","",{"$f":"IFERROR(IF(OR(D111=\"\",'Historical scenario - input'!$D96=\"\"),\"\",D111/'Historical scenario - input'!$D96),\"\")","v":""},{"$f":"IFERROR(IF(OR(E111=\"\",'Historical scenario - input'!$D96=\"\"),\"\",E111/'Historical scenario - input'!$D96),\"\")","v":""},{"$f":"IFERROR(IF(OR(F111=\"\",'Historical scenario - input'!$D96=\"\"),\"\",F111/'Historical scenario - input'!$D96),\"\")","v":""},{"$f":"IFERROR(IF(OR(G111=\"\",'Historical scenario - input'!$D96=\"\"),\"\",G111/'Historical scenario - input'!$D96),\"\")","v":""},{"$f":"IFERROR(IF(OR(H111=\"\",'Historical scenario - input'!$D96=\"\"),\"\",H111/'Historical scenario - input'!$D96),\"\")","v":""},{"$f":"IFERROR(IF(OR(I111=\"\",'Historical scenario - input'!$D96=\"\"),\"\",I111/'Historical scenario - input'!$D96),\"\")","v":""},{"$f":"IFERROR(IF(OR(J111=\"\",'Historical scenario - input'!$D96=\"\"),\"\",J111/'Historical scenario - input'!$D96),\"\")","v":""},{"$f":"IFERROR(IF(OR(K111=\"\",'Historical scenario - input'!$D96=\"\"),\"\",K111/'Historical scenario - input'!$D96),\"\")","v":""},{"$f":"IFERROR(IF(OR(L111=\"\",'Historical scenario - input'!$D96=\"\"),\"\",L111/'Historical scenario - input'!$D96),\"\")","v":""},{"$f":"IFERROR(IF(OR(M111=\"\",'Historical scenario - input'!$D96=\"\"),\"\",M111/'Historical scenario - input'!$D96),\"\")","v":""},{"$f":"IFERROR(IF(OR(N111=\"\",'Historical scenario - input'!$D96=\"\"),\"\",N111/'Historical scenario - input'!$D96),\"\")","v":""},{"$f":"IFERROR(IF(OR(O111=\"\",'Historical scenario - input'!$D96=\"\"),\"\",O111/'Historical scenario - input'!$D96),\"\")","v":""},{"$f":"IFERROR(IF(OR(P111=\"\",'Historical scenario - input'!$D96=\"\"),\"\",P111/'Historical scenario - input'!$D96),\"\")","v":""},{"$f":"IFERROR(IF(OR(Q111=\"\",'Historical scenario - input'!$D96=\"\"),\"\",Q111/'Historical scenario - input'!$D96),\"\")","v":""},{"$f":"IFERROR(IF(OR(R111=\"\",'Historical scenario - input'!$D96=\"\"),\"\",R111/'Historical scenario - input'!$D96),\"\")","v":""},{"$f":"IFERROR(IF(OR(S111=\"\",'Historical scenario - input'!$D96=\"\"),\"\",S111/'Historical scenario - input'!$D96),\"\")","v":""},{"$f":"IFERROR(IF(OR(T111=\"\",'Historical scenario - input'!$D96=\"\"),\"\",T111/'Historical scenario - input'!$D96),\"\")","v":""},{"$f":"IFERROR(IF(OR(U111=\"\",'Historical scenario - input'!$D96=\"\"),\"\",U111/'Historical scenario - input'!$D96),\"\")","v":""},{"$f":"IFERROR(IF(OR(V111=\"\",'Historical scenario - input'!$D96=\"\"),\"\",V111/'Historical scenario - input'!$D96),\"\")","v":""},{"$f":"IFERROR(IF(OR(W111=\"\",'Historical scenario - input'!$D96=\"\"),\"\",W111/'Historical scenario - input'!$D96),\"\")","v":""}]
[{"$f":"IFERROR('Historical scenario - input'!A97,\"\")","v":""},{"$f":"IFERROR('Historical scenario - input'!B97,\"\")","v":0},{"$f":"IFERROR('Historical scenario - input'!C97,\"\")","v":0},{"$f":"IFERROR(repcalc('Historical scenario - input'!$CV97:$GH97,'Historical scenario - input'!$G97,'Historical scenario - input'!$E97,'Historical scenario - input'!$F97,20,TRUE,TRUE),\"\")","v":""},"","","","","","","","","","","","","","","","","","","",{"$f":"IFERROR(IF(OR(D112=\"\",'Historical scenario - input'!$D97=\"\"),\"\",D112/'Historical scenario - input'!$D97),\"\")","v":""},{"$f":"IFERROR(IF(OR(E112=\"\",'Historical scenario - input'!$D97=\"\"),\"\",E112/'Historical scenario - input'!$D97),\"\")","v":""},{"$f":"IFERROR(IF(OR(F112=\"\",'Historical scenario - input'!$D97=\"\"),\"\",F112/'Historical scenario - input'!$D97),\"\")","v":""},{"$f":"IFERROR(IF(OR(G112=\"\",'Historical scenario - input'!$D97=\"\"),\"\",G112/'Historical scenario - input'!$D97),\"\")","v":""},{"$f":"IFERROR(IF(OR(H112=\"\",'Historical scenario - input'!$D97=\"\"),\"\",H112/'Historical scenario - input'!$D97),\"\")","v":""},{"$f":"IFERROR(IF(OR(I112=\"\",'Historical scenario - input'!$D97=\"\"),\"\",I112/'Historical scenario - input'!$D97),\"\")","v":""},{"$f":"IFERROR(IF(OR(J112=\"\",'Historical scenario - input'!$D97=\"\"),\"\",J112/'Historical scenario - input'!$D97),\"\")","v":""},{"$f":"IFERROR(IF(OR(K112=\"\",'Historical scenario - input'!$D97=\"\"),\"\",K112/'Historical scenario - input'!$D97),\"\")","v":""},{"$f":"IFERROR(IF(OR(L112=\"\",'Historical scenario - input'!$D97=\"\"),\"\",L112/'Historical scenario - input'!$D97),\"\")","v":""},{"$f":"IFERROR(IF(OR(M112=\"\",'Historical scenario - input'!$D97=\"\"),\"\",M112/'Historical scenario - input'!$D97),\"\")","v":""},{"$f":"IFERROR(IF(OR(N112=\"\",'Historical scenario - input'!$D97=\"\"),\"\",N112/'Historical scenario - input'!$D97),\"\")","v":""},{"$f":"IFERROR(IF(OR(O112=\"\",'Historical scenario - input'!$D97=\"\"),\"\",O112/'Historical scenario - input'!$D97),\"\")","v":""},{"$f":"IFERROR(IF(OR(P112=\"\",'Historical scenario - input'!$D97=\"\"),\"\",P112/'Historical scenario - input'!$D97),\"\")","v":""},{"$f":"IFERROR(IF(OR(Q112=\"\",'Historical scenario - input'!$D97=\"\"),\"\",Q112/'Historical scenario - input'!$D97),\"\")","v":""},{"$f":"IFERROR(IF(OR(R112=\"\",'Historical scenario - input'!$D97=\"\"),\"\",R112/'Historical scenario - input'!$D97),\"\")","v":""},{"$f":"IFERROR(IF(OR(S112=\"\",'Historical scenario - input'!$D97=\"\"),\"\",S112/'Historical scenario - input'!$D97),\"\")","v":""},{"$f":"IFERROR(IF(OR(T112=\"\",'Historical scenario - input'!$D97=\"\"),\"\",T112/'Historical scenario - input'!$D97),\"\")","v":""},{"$f":"IFERROR(IF(OR(U112=\"\",'Historical scenario - input'!$D97=\"\"),\"\",U112/'Historical scenario - input'!$D97),\"\")","v":""},{"$f":"IFERROR(IF(OR(V112=\"\",'Historical scenario - input'!$D97=\"\"),\"\",V112/'Historical scenario - input'!$D97),\"\")","v":""},{"$f":"IFERROR(IF(OR(W112=\"\",'Historical scenario - input'!$D97=\"\"),\"\",W112/'Historical scenario - input'!$D97),\"\")","v":""}]
[{"$f":"IFERROR('Historical scenario - input'!A98,\"\")","v":""},{"$f":"IFERROR('Historical scenario - input'!B98,\"\")","v":0},{"$f":"IFERROR('Historical scenario - input'!C98,\"\")","v":0},{"$f":"IFERROR(repcalc('Historical scenario - input'!$CV98:$GH98,'Historical scenario - input'!$G98,'Historical scenario - input'!$E98,'Historical scenario - input'!$F98,20,TRUE,TRUE),\"\")","v":""},"","","","","","","","","","","","","","","","","","","",{"$f":"IFERROR(IF(OR(D113=\"\",'Historical scenario - input'!$D98=\"\"),\"\",D113/'Historical scenario - input'!$D98),\"\")","v":""},{"$f":"IFERROR(IF(OR(E113=\"\",'Historical scenario - input'!$D98=\"\"),\"\",E113/'Historical scenario - input'!$D98),\"\")","v":""},{"$f":"IFERROR(IF(OR(F113=\"\",'Historical scenario - input'!$D98=\"\"),\"\",F113/'Historical scenario - input'!$D98),\"\")","v":""},{"$f":"IFERROR(IF(OR(G113=\"\",'Historical scenario - input'!$D98=\"\"),\"\",G113/'Historical scenario - input'!$D98),\"\")","v":""},{"$f":"IFERROR(IF(OR(H113=\"\",'Historical scenario - input'!$D98=\"\"),\"\",H113/'Historical scenario - input'!$D98),\"\")","v":""},{"$f":"IFERROR(IF(OR(I113=\"\",'Historical scenario - input'!$D98=\"\"),\"\",I113/'Historical scenario - input'!$D98),\"\")","v":""},{"$f":"IFERROR(IF(OR(J113=\"\",'Historical scenario - input'!$D98=\"\"),\"\",J113/'Historical scenario - input'!$D98),\"\")","v":""},{"$f":"IFERROR(IF(OR(K113=\"\",'Historical scenario - input'!$D98=\"\"),\"\",K113/'Historical scenario - input'!$D98),\"\")","v":""},{"$f":"IFERROR(IF(OR(L113=\"\",'Historical scenario - input'!$D98=\"\"),\"\",L113/'Historical scenario - input'!$D98),\"\")","v":""},{"$f":"IFERROR(IF(OR(M113=\"\",'Historical scenario - input'!$D98=\"\"),\"\",M113/'Historical scenario - input'!$D98),\"\")","v":""},{"$f":"IFERROR(IF(OR(N113=\"\",'Historical scenario - input'!$D98=\"\"),\"\",N113/'Historical scenario - input'!$D98),\"\")","v":""},{"$f":"IFERROR(IF(OR(O113=\"\",'Historical scenario - input'!$D98=\"\"),\"\",O113/'Historical scenario - input'!$D98),\"\")","v":""},{"$f":"IFERROR(IF(OR(P113=\"\",'Historical scenario - input'!$D98=\"\"),\"\",P113/'Historical scenario - input'!$D98),\"\")","v":""},{"$f":"IFERROR(IF(OR(Q113=\"\",'Historical scenario - input'!$D98=\"\"),\"\",Q113/'Historical scenario - input'!$D98),\"\")","v":""},{"$f":"IFERROR(IF(OR(R113=\"\",'Historical scenario - input'!$D98=\"\"),\"\",R113/'Historical scenario - input'!$D98),\"\")","v":""},{"$f":"IFERROR(IF(OR(S113=\"\",'Historical scenario - input'!$D98=\"\"),\"\",S113/'Historical scenario - input'!$D98),\"\")","v":""},{"$f":"IFERROR(IF(OR(T113=\"\",'Historical scenario - input'!$D98=\"\"),\"\",T113/'Historical scenario - input'!$D98),\"\")","v":""},{"$f":"IFERROR(IF(OR(U113=\"\",'Historical scenario - input'!$D98=\"\"),\"\",U113/'Historical scenario - input'!$D98),\"\")","v":""},{"$f":"IFERROR(IF(OR(V113=\"\",'Historical scenario - input'!$D98=\"\"),\"\",V113/'Historical scenario - input'!$D98),\"\")","v":""},{"$f":"IFERROR(IF(OR(W113=\"\",'Historical scenario - input'!$D98=\"\"),\"\",W113/'Historical scenario - input'!$D98),\"\")","v":""}]
[{"$f":"IFERROR('Historical scenario - input'!A99,\"\")","v":""},{"$f":"IFERROR('Historical scenario - input'!B99,\"\")","v":0},{"$f":"IFERROR('Historical scenario - input'!C99,\"\")","v":0},{"$f":"IFERROR(repcalc('Historical scenario - input'!$CV99:$GH99,'Historical scenario - input'!$G99,'Historical scenario - input'!$E99,'Historical scenario - input'!$F99,20,TRUE,TRUE),\"\")","v":""},"","","","","","","","","","","","","","","","","","","",{"$f":"IFERROR(IF(OR(D114=\"\",'Historical scenario - input'!$D99=\"\"),\"\",D114/'Historical scenario - input'!$D99),\"\")","v":""},{"$f":"IFERROR(IF(OR(E114=\"\",'Historical scenario - input'!$D99=\"\"),\"\",E114/'Historical scenario - input'!$D99),\"\")","v":""},{"$f":"IFERROR(IF(OR(F114=\"\",'Historical scenario - input'!$D99=\"\"),\"\",F114/'Historical scenario - input'!$D99),\"\")","v":""},{"$f":"IFERROR(IF(OR(G114=\"\",'Historical scenario - input'!$D99=\"\"),\"\",G114/'Historical scenario - input'!$D99),\"\")","v":""},{"$f":"IFERROR(IF(OR(H114=\"\",'Historical scenario - input'!$D99=\"\"),\"\",H114/'Historical scenario - input'!$D99),\"\")","v":""},{"$f":"IFERROR(IF(OR(I114=\"\",'Historical scenario - input'!$D99=\"\"),\"\",I114/'Historical scenario - input'!$D99),\"\")","v":""},{"$f":"IFERROR(IF(OR(J114=\"\",'Historical scenario - input'!$D99=\"\"),\"\",J114/'Historical scenario - input'!$D99),\"\")","v":""},{"$f":"IFERROR(IF(OR(K114=\"\",'Historical scenario - input'!$D99=\"\"),\"\",K114/'Historical scenario - input'!$D99),\"\")","v":""},{"$f":"IFERROR(IF(OR(L114=\"\",'Historical scenario - input'!$D99=\"\"),\"\",L114/'Historical scenario - input'!$D99),\"\")","v":""},{"$f":"IFERROR(IF(OR(M114=\"\",'Historical scenario - input'!$D99=\"\"),\"\",M114/'Historical scenario - input'!$D99),\"\")","v":""},{"$f":"IFERROR(IF(OR(N114=\"\",'Historical scenario - input'!$D99=\"\"),\"\",N114/'Historical scenario - input'!$D99),\"\")","v":""},{"$f":"IFERROR(IF(OR(O114=\"\",'Historical scenario - input'!$D99=\"\"),\"\",O114/'Historical scenario - input'!$D99),\"\")","v":""},{"$f":"IFERROR(IF(OR(P114=\"\",'Historical scenario - input'!$D99=\"\"),\"\",P114/'Historical scenario - input'!$D99),\"\")","v":""},{"$f":"IFERROR(IF(OR(Q114=\"\",'Historical scenario - input'!$D99=\"\"),\"\",Q114/'Historical scenario - input'!$D99),\"\")","v":""},{"$f":"IFERROR(IF(OR(R114=\"\",'Historical scenario - input'!$D99=\"\"),\"\",R114/'Historical scenario - input'!$D99),\"\")","v":""},{"$f":"IFERROR(IF(OR(S114=\"\",'Historical scenario - input'!$D99=\"\"),\"\",S114/'Historical scenario - input'!$D99),\"\")","v":""},{"$f":"IFERROR(IF(OR(T114=\"\",'Historical scenario - input'!$D99=\"\"),\"\",T114/'Historical scenario - input'!$D99),\"\")","v":""},{"$f":"IFERROR(IF(OR(U114=\"\",'Historical scenario - input'!$D99=\"\"),\"\",U114/'Historical scenario - input'!$D99),\"\")","v":""},{"$f":"IFERROR(IF(OR(V114=\"\",'Historical scenario - input'!$D99=\"\"),\"\",V114/'Historical scenario - input'!$D99),\"\")","v":""},{"$f":"IFERROR(IF(OR(W114=\"\",'Historical scenario - input'!$D99=\"\"),\"\",W114/'Historical scenario - input'!$D99),\"\")","v":""}]
[{"$f":"IFERROR('Historical scenario - input'!A100,\"\")","v":""},{"$f":"IFERROR('Historical scenario - input'!B100,\"\")","v":0},{"$f":"IFERROR('Historical scenario - input'!C100,\"\")","v":0},{"$f":"IFERROR(repcalc('Historical scenario - input'!$CV100:$GH100,'Historical scenario - input'!$G100,'Historical scenario - input'!$E100,'Historical scenario - input'!$F100,20,TRUE,TRUE),\"\")","v":""},"","","","","","","","","","","","","","","","","","","",{"$f":"IFERROR(IF(OR(D115=\"\",'Historical scenario - input'!$D100=\"\"),\"\",D115/'Historical scenario - input'!$D100),\"\")","v":""},{"$f":"IFERROR(IF(OR(E115=\"\",'Historical scenario - input'!$D100=\"\"),\"\",E115/'Historical scenario - input'!$D100),\"\")","v":""},{"$f":"IFERROR(IF(OR(F115=\"\",'Historical scenario - input'!$D100=\"\"),\"\",F115/'Historical scenario - input'!$D100),\"\")","v":""},{"$f":"IFERROR(IF(OR(G115=\"\",'Historical scenario - input'!$D100=\"\"),\"\",G115/'Historical scenario - input'!$D100),\"\")","v":""},{"$f":"IFERROR(IF(OR(H115=\"\",'Historical scenario - input'!$D100=\"\"),\"\",H115/'Historical scenario - input'!$D100),\"\")","v":""},{"$f":"IFERROR(IF(OR(I115=\"\",'Historical scenario - input'!$D100=\"\"),\"\",I115/'Historical scenario - input'!$D100),\"\")","v":""},{"$f":"IFERROR(IF(OR(J115=\"\",'Historical scenario - input'!$D100=\"\"),\"\",J115/'Historical scenario - input'!$D100),\"\")","v":""},{"$f":"IFERROR(IF(OR(K115=\"\",'Historical scenario - input'!$D100=\"\"),\"\",K115/'Historical scenario - input'!$D100),\"\")","v":""},{"$f":"IFERROR(IF(OR(L115=\"\",'Historical scenario - input'!$D100=\"\"),\"\",L115/'Historical scenario - input'!$D100),\"\")","v":""},{"$f":"IFERROR(IF(OR(M115=\"\",'Historical scenario - input'!$D100=\"\"),\"\",M115/'Historical scenario - input'!$D100),\"\")","v":""},{"$f":"IFERROR(IF(OR(N115=\"\",'Historical scenario - input'!$D100=\"\"),\"\",N115/'Historical scenario - input'!$D100),\"\")","v":""},{"$f":"IFERROR(IF(OR(O115=\"\",'Historical scenario - input'!$D100=\"\"),\"\",O115/'Historical scenario - input'!$D100),\"\")","v":""},{"$f":"IFERROR(IF(OR(P115=\"\",'Historical scenario - input'!$D100=\"\"),\"\",P115/'Historical scenario - input'!$D100),\"\")","v":""},{"$f":"IFERROR(IF(OR(Q115=\"\",'Historical scenario - input'!$D100=\"\"),\"\",Q115/'Historical scenario - input'!$D100),\"\")","v":""},{"$f":"IFERROR(IF(OR(R115=\"\",'Historical scenario - input'!$D100=\"\"),\"\",R115/'Historical scenario - input'!$D100),\"\")","v":""},{"$f":"IFERROR(IF(OR(S115=\"\",'Historical scenario - input'!$D100=\"\"),\"\",S115/'Historical scenario - input'!$D100),\"\")","v":""},{"$f":"IFERROR(IF(OR(T115=\"\",'Historical scenario - input'!$D100=\"\"),\"\",T115/'Historical scenario - input'!$D100),\"\")","v":""},{"$f":"IFERROR(IF(OR(U115=\"\",'Historical scenario - input'!$D100=\"\"),\"\",U115/'Historical scenario - input'!$D100),\"\")","v":""},{"$f":"IFERROR(IF(OR(V115=\"\",'Historical scenario - input'!$D100=\"\"),\"\",V115/'Historical scenario - input'!$D100),\"\")","v":""},{"$f":"IFERROR(IF(OR(W115=\"\",'Historical scenario - input'!$D100=\"\"),\"\",W115/'Historical scenario - input'!$D100),\"\")","v":""}]
[{"$f":"IFERROR('Historical scenario - input'!A101,\"\")","v":""},{"$f":"IFERROR('Historical scenario - input'!B101,\"\")","v":0},{"$f":"IFERROR('Historical scenario - input'!C101,\"\")","v":0},{"$f":"IFERROR(repcalc('Historical scenario - input'!$CV101:$GH101,'Historical scenario - input'!$G101,'Historical scenario - input'!$E101,'Historical scenario - input'!$F101,20,TRUE,TRUE),\"\")","v":""},"","","","","","","","","","","","","","","","","","","",{"$f":"IFERROR(IF(OR(D116=\"\",'Historical scenario - input'!$D101=\"\"),\"\",D116/'Historical scenario - input'!$D101),\"\")","v":""},{"$f":"IFERROR(IF(OR(E116=\"\",'Historical scenario - input'!$D101=\"\"),\"\",E116/'Historical scenario - input'!$D101),\"\")","v":""},{"$f":"IFERROR(IF(OR(F116=\"\",'Historical scenario - input'!$D101=\"\"),\"\",F116/'Historical scenario - input'!$D101),\"\")","v":""},{"$f":"IFERROR(IF(OR(G116=\"\",'Historical scenario - input'!$D101=\"\"),\"\",G116/'Historical scenario - input'!$D101),\"\")","v":""},{"$f":"IFERROR(IF(OR(H116=\"\",'Historical scenario - input'!$D101=\"\"),\"\",H116/'Historical scenario - input'!$D101),\"\")","v":""},{"$f":"IFERROR(IF(OR(I116=\"\",'Historical scenario - input'!$D101=\"\"),\"\",I116/'Historical scenario - input'!$D101),\"\")","v":""},{"$f":"IFERROR(IF(OR(J116=\"\",'Historical scenario - input'!$D101=\"\"),\"\",J116/'Historical scenario - input'!$D101),\"\")","v":""},{"$f":"IFERROR(IF(OR(K116=\"\",'Historical scenario - input'!$D101=\"\"),\"\",K116/'Historical scenario - input'!$D101),\"\")","v":""},{"$f":"IFERROR(IF(OR(L116=\"\",'Historical scenario - input'!$D101=\"\"),\"\",L116/'Historical scenario - input'!$D101),\"\")","v":""},{"$f":"IFERROR(IF(OR(M116=\"\",'Historical scenario - input'!$D101=\"\"),\"\",M116/'Historical scenario - input'!$D101),\"\")","v":""},{"$f":"IFERROR(IF(OR(N116=\"\",'Historical scenario - input'!$D101=\"\"),\"\",N116/'Historical scenario - input'!$D101),\"\")","v":""},{"$f":"IFERROR(IF(OR(O116=\"\",'Historical scenario - input'!$D101=\"\"),\"\",O116/'Historical scenario - input'!$D101),\"\")","v":""},{"$f":"IFERROR(IF(OR(P116=\"\",'Historical scenario - input'!$D101=\"\"),\"\",P116/'Historical scenario - input'!$D101),\"\")","v":""},{"$f":"IFERROR(IF(OR(Q116=\"\",'Historical scenario - input'!$D101=\"\"),\"\",Q116/'Historical scenario - input'!$D101),\"\")","v":""},{"$f":"IFERROR(IF(OR(R116=\"\",'Historical scenario - input'!$D101=\"\"),\"\",R116/'Historical scenario - input'!$D101),\"\")","v":""},{"$f":"IFERROR(IF(OR(S116=\"\",'Historical scenario - input'!$D101=\"\"),\"\",S116/'Historical scenario - input'!$D101),\"\")","v":""},{"$f":"IFERROR(IF(OR(T116=\"\",'Historical scenario - input'!$D101=\"\"),\"\",T116/'Historical scenario - input'!$D101),\"\")","v":""},{"$f":"IFERROR(IF(OR(U116=\"\",'Historical scenario - input'!$D101=\"\"),\"\",U116/'Historical scenario - input'!$D101),\"\")","v":""},{"$f":"IFERROR(IF(OR(V116=\"\",'Historical scenario - input'!$D101=\"\"),\"\",V116/'Historical scenario - input'!$D101),\"\")","v":""},{"$f":"IFERROR(IF(OR(W116=\"\",'Historical scenario - input'!$D101=\"\"),\"\",W116/'Historical scenario - input'!$D101),\"\")","v":""}]
[{"$f":"IFERROR('Historical scenario - input'!A102,\"\")","v":""},{"$f":"IFERROR('Historical scenario - input'!B102,\"\")","v":0},{"$f":"IFERROR('Historical scenario - input'!C102,\"\")","v":0},{"$f":"IFERROR(repcalc('Historical scenario - input'!$CV102:$GH102,'Historical scenario - input'!$G102,'Historical scenario - input'!$E102,'Historical scenario - input'!$F102,20,TRUE,TRUE),\"\")","v":""},"","","","","","","","","","","","","","","","","","","",{"$f":"IFERROR(IF(OR(D117=\"\",'Historical scenario - input'!$D102=\"\"),\"\",D117/'Historical scenario - input'!$D102),\"\")","v":""},{"$f":"IFERROR(IF(OR(E117=\"\",'Historical scenario - input'!$D102=\"\"),\"\",E117/'Historical scenario - input'!$D102),\"\")","v":""},{"$f":"IFERROR(IF(OR(F117=\"\",'Historical scenario - input'!$D102=\"\"),\"\",F117/'Historical scenario - input'!$D102),\"\")","v":""},{"$f":"IFERROR(IF(OR(G117=\"\",'Historical scenario - input'!$D102=\"\"),\"\",G117/'Historical scenario - input'!$D102),\"\")","v":""},{"$f":"IFERROR(IF(OR(H117=\"\",'Historical scenario - input'!$D102=\"\"),\"\",H117/'Historical scenario - input'!$D102),\"\")","v":""},{"$f":"IFERROR(IF(OR(I117=\"\",'Historical scenario - input'!$D102=\"\"),\"\",I117/'Historical scenario - input'!$D102),\"\")","v":""},{"$f":"IFERROR(IF(OR(J117=\"\",'Historical scenario - input'!$D102=\"\"),\"\",J117/'Historical scenario - input'!$D102),\"\")","v":""},{"$f":"IFERROR(IF(OR(K117=\"\",'Historical scenario - input'!$D102=\"\"),\"\",K117/'Historical scenario - input'!$D102),\"\")","v":""},{"$f":"IFERROR(IF(OR(L117=\"\",'Historical scenario - input'!$D102=\"\"),\"\",L117/'Historical scenario - input'!$D102),\"\")","v":""},{"$f":"IFERROR(IF(OR(M117=\"\",'Historical scenario - input'!$D102=\"\"),\"\",M117/'Historical scenario - input'!$D102),\"\")","v":""},{"$f":"IFERROR(IF(OR(N117=\"\",'Historical scenario - input'!$D102=\"\"),\"\",N117/'Historical scenario - input'!$D102),\"\")","v":""},{"$f":"IFERROR(IF(OR(O117=\"\",'Historical scenario - input'!$D102=\"\"),\"\",O117/'Historical scenario - input'!$D102),\"\")","v":""},{"$f":"IFERROR(IF(OR(P117=\"\",'Historical scenario - input'!$D102=\"\"),\"\",P117/'Historical scenario - input'!$D102),\"\")","v":""},{"$f":"IFERROR(IF(OR(Q117=\"\",'Historical scenario - input'!$D102=\"\"),\"\",Q117/'Historical scenario - input'!$D102),\"\")","v":""},{"$f":"IFERROR(IF(OR(R117=\"\",'Historical scenario - input'!$D102=\"\"),\"\",R117/'Historical scenario - input'!$D102),\"\")","v":""},{"$f":"IFERROR(IF(OR(S117=\"\",'Historical scenario - input'!$D102=\"\"),\"\",S117/'Historical scenario - input'!$D102),\"\")","v":""},{"$f":"IFERROR(IF(OR(T117=\"\",'Historical scenario - input'!$D102=\"\"),\"\",T117/'Historical scenario - input'!$D102),\"\")","v":""},{"$f":"IFERROR(IF(OR(U117=\"\",'Historical scenario - input'!$D102=\"\"),\"\",U117/'Historical scenario - input'!$D102),\"\")","v":""},{"$f":"IFERROR(IF(OR(V117=\"\",'Historical scenario - input'!$D102=\"\"),\"\",V117/'Historical scenario - input'!$D102),\"\")","v":""},{"$f":"IFERROR(IF(OR(W117=\"\",'Historical scenario - input'!$D102=\"\"),\"\",W117/'Historical scenario - input'!$D102),\"\")","v":""}]
[{"$f":"IFERROR('Historical scenario - input'!A103,\"\")","v":""},{"$f":"IFERROR('Historical scenario - input'!B103,\"\")","v":0},{"$f":"IFERROR('Historical scenario - input'!C103,\"\")","v":0},{"$f":"IFERROR(repcalc('Historical scenario - input'!$CV103:$GH103,'Historical scenario - input'!$G103,'Historical scenario - input'!$E103,'Historical scenario - input'!$F103,20,TRUE,TRUE),\"\")","v":""},"","","","","","","","","","","","","","","","","","","",{"$f":"IFERROR(IF(OR(D118=\"\",'Historical scenario - input'!$D103=\"\"),\"\",D118/'Historical scenario - input'!$D103),\"\")","v":""},{"$f":"IFERROR(IF(OR(E118=\"\",'Historical scenario - input'!$D103=\"\"),\"\",E118/'Historical scenario - input'!$D103),\"\")","v":""},{"$f":"IFERROR(IF(OR(F118=\"\",'Historical scenario - input'!$D103=\"\"),\"\",F118/'Historical scenario - input'!$D103),\"\")","v":""},{"$f":"IFERROR(IF(OR(G118=\"\",'Historical scenario - input'!$D103=\"\"),\"\",G118/'Historical scenario - input'!$D103),\"\")","v":""},{"$f":"IFERROR(IF(OR(H118=\"\",'Historical scenario - input'!$D103=\"\"),\"\",H118/'Historical scenario - input'!$D103),\"\")","v":""},{"$f":"IFERROR(IF(OR(I118=\"\",'Historical scenario - input'!$D103=\"\"),\"\",I118/'Historical scenario - input'!$D103),\"\")","v":""},{"$f":"IFERROR(IF(OR(J118=\"\",'Historical scenario - input'!$D103=\"\"),\"\",J118/'Historical scenario - input'!$D103),\"\")","v":""},{"$f":"IFERROR(IF(OR(K118=\"\",'Historical scenario - input'!$D103=\"\"),\"\",K118/'Historical scenario - input'!$D103),\"\")","v":""},{"$f":"IFERROR(IF(OR(L118=\"\",'Historical scenario - input'!$D103=\"\"),\"\",L118/'Historical scenario - input'!$D103),\"\")","v":""},{"$f":"IFERROR(IF(OR(M118=\"\",'Historical scenario - input'!$D103=\"\"),\"\",M118/'Historical scenario - input'!$D103),\"\")","v":""},{"$f":"IFERROR(IF(OR(N118=\"\",'Historical scenario - input'!$D103=\"\"),\"\",N118/'Historical scenario - input'!$D103),\"\")","v":""},{"$f":"IFERROR(IF(OR(O118=\"\",'Historical scenario - input'!$D103=\"\"),\"\",O118/'Historical scenario - input'!$D103),\"\")","v":""},{"$f":"IFERROR(IF(OR(P118=\"\",'Historical scenario - input'!$D103=\"\"),\"\",P118/'Historical scenario - input'!$D103),\"\")","v":""},{"$f":"IFERROR(IF(OR(Q118=\"\",'Historical scenario - input'!$D103=\"\"),\"\",Q118/'Historical scenario - input'!$D103),\"\")","v":""},{"$f":"IFERROR(IF(OR(R118=\"\",'Historical scenario - input'!$D103=\"\"),\"\",R118/'Historical scenario - input'!$D103),\"\")","v":""},{"$f":"IFERROR(IF(OR(S118=\"\",'Historical scenario - input'!$D103=\"\"),\"\",S118/'Historical scenario - input'!$D103),\"\")","v":""},{"$f":"IFERROR(IF(OR(T118=\"\",'Historical scenario - input'!$D103=\"\"),\"\",T118/'Historical scenario - input'!$D103),\"\")","v":""},{"$f":"IFERROR(IF(OR(U118=\"\",'Historical scenario - input'!$D103=\"\"),\"\",U118/'Historical scenario - input'!$D103),\"\")","v":""},{"$f":"IFERROR(IF(OR(V118=\"\",'Historical scenario - input'!$D103=\"\"),\"\",V118/'Historical scenario - input'!$D103),\"\")","v":""},{"$f":"IFERROR(IF(OR(W118=\"\",'Historical scenario - input'!$D103=\"\"),\"\",W118/'Historical scenario - input'!$D103),\"\")","v":""}]
[{"$f":"IFERROR('Historical scenario - input'!A104,\"\")","v":""},{"$f":"IFERROR('Historical scenario - input'!B104,\"\")","v":0},{"$f":"IFERROR('Historical scenario - input'!C104,\"\")","v":0},{"$f":"IFERROR(repcalc('Historical scenario - input'!$CV104:$GH104,'Historical scenario - input'!$G104,'Historical scenario - input'!$E104,'Historical scenario - input'!$F104,20,TRUE,TRUE),\"\")","v":""},"","","","","","","","","","","","","","","","","","","",{"$f":"IFERROR(IF(OR(D119=\"\",'Historical scenario - input'!$D104=\"\"),\"\",D119/'Historical scenario - input'!$D104),\"\")","v":""},{"$f":"IFERROR(IF(OR(E119=\"\",'Historical scenario - input'!$D104=\"\"),\"\",E119/'Historical scenario - input'!$D104),\"\")","v":""},{"$f":"IFERROR(IF(OR(F119=\"\",'Historical scenario - input'!$D104=\"\"),\"\",F119/'Historical scenario - input'!$D104),\"\")","v":""},{"$f":"IFERROR(IF(OR(G119=\"\",'Historical scenario - input'!$D104=\"\"),\"\",G119/'Historical scenario - input'!$D104),\"\")","v":""},{"$f":"IFERROR(IF(OR(H119=\"\",'Historical scenario - input'!$D104=\"\"),\"\",H119/'Historical scenario - input'!$D104),\"\")","v":""},{"$f":"IFERROR(IF(OR(I119=\"\",'Historical scenario - input'!$D104=\"\"),\"\",I119/'Historical scenario - input'!$D104),\"\")","v":""},{"$f":"IFERROR(IF(OR(J119=\"\",'Historical scenario - input'!$D104=\"\"),\"\",J119/'Historical scenario - input'!$D104),\"\")","v":""},{"$f":"IFERROR(IF(OR(K119=\"\",'Historical scenario - input'!$D104=\"\"),\"\",K119/'Historical scenario - input'!$D104),\"\")","v":""},{"$f":"IFERROR(IF(OR(L119=\"\",'Historical scenario - input'!$D104=\"\"),\"\",L119/'Historical scenario - input'!$D104),\"\")","v":""},{"$f":"IFERROR(IF(OR(M119=\"\",'Historical scenario - input'!$D104=\"\"),\"\",M119/'Historical scenario - input'!$D104),\"\")","v":""},{"$f":"IFERROR(IF(OR(N119=\"\",'Historical scenario - input'!$D104=\"\"),\"\",N119/'Historical scenario - input'!$D104),\"\")","v":""},{"$f":"IFERROR(IF(OR(O119=\"\",'Historical scenario - input'!$D104=\"\"),\"\",O119/'Historical scenario - input'!$D104),\"\")","v":""},{"$f":"IFERROR(IF(OR(P119=\"\",'Historical scenario - input'!$D104=\"\"),\"\",P119/'Historical scenario - input'!$D104),\"\")","v":""},{"$f":"IFERROR(IF(OR(Q119=\"\",'Historical scenario - input'!$D104=\"\"),\"\",Q119/'Historical scenario - input'!$D104),\"\")","v":""},{"$f":"IFERROR(IF(OR(R119=\"\",'Historical scenario - input'!$D104=\"\"),\"\",R119/'Historical scenario - input'!$D104),\"\")","v":""},{"$f":"IFERROR(IF(OR(S119=\"\",'Historical scenario - input'!$D104=\"\"),\"\",S119/'Historical scenario - input'!$D104),\"\")","v":""},{"$f":"IFERROR(IF(OR(T119=\"\",'Historical scenario - input'!$D104=\"\"),\"\",T119/'Historical scenario - input'!$D104),\"\")","v":""},{"$f":"IFERROR(IF(OR(U119=\"\",'Historical scenario - input'!$D104=\"\"),\"\",U119/'Historical scenario - input'!$D104),\"\")","v":""},{"$f":"IFERROR(IF(OR(V119=\"\",'Historical scenario - input'!$D104=\"\"),\"\",V119/'Historical scenario - input'!$D104),\"\")","v":""},{"$f":"IFERROR(IF(OR(W119=\"\",'Historical scenario - input'!$D104=\"\"),\"\",W119/'Historical scenario - input'!$D104),\"\")","v":""}]
[{"$f":"IFERROR('Historical scenario - input'!A105,\"\")","v":""},{"$f":"IFERROR('Historical scenario - input'!B105,\"\")","v":0},{"$f":"IFERROR('Historical scenario - input'!C105,\"\")","v":0},{"$f":"IFERROR(repcalc('Historical scenario - input'!$CV105:$GH105,'Historical scenario - input'!$G105,'Historical scenario - input'!$E105,'Historical scenario - input'!$F105,20,TRUE,TRUE),\"\")","v":""},"","","","","","","","","","","","","","","","","","","",{"$f":"IFERROR(IF(OR(D120=\"\",'Historical scenario - input'!$D105=\"\"),\"\",D120/'Historical scenario - input'!$D105),\"\")","v":""},{"$f":"IFERROR(IF(OR(E120=\"\",'Historical scenario - input'!$D105=\"\"),\"\",E120/'Historical scenario - input'!$D105),\"\")","v":""},{"$f":"IFERROR(IF(OR(F120=\"\",'Historical scenario - input'!$D105=\"\"),\"\",F120/'Historical scenario - input'!$D105),\"\")","v":""},{"$f":"IFERROR(IF(OR(G120=\"\",'Historical scenario - input'!$D105=\"\"),\"\",G120/'Historical scenario - input'!$D105),\"\")","v":""},{"$f":"IFERROR(IF(OR(H120=\"\",'Historical scenario - input'!$D105=\"\"),\"\",H120/'Historical scenario - input'!$D105),\"\")","v":""},{"$f":"IFERROR(IF(OR(I120=\"\",'Historical scenario - input'!$D105=\"\"),\"\",I120/'Historical scenario - input'!$D105),\"\")","v":""},{"$f":"IFERROR(IF(OR(J120=\"\",'Historical scenario - input'!$D105=\"\"),\"\",J120/'Historical scenario - input'!$D105),\"\")","v":""},{"$f":"IFERROR(IF(OR(K120=\"\",'Historical scenario - input'!$D105=\"\"),\"\",K120/'Historical scenario - input'!$D105),\"\")","v":""},{"$f":"IFERROR(IF(OR(L120=\"\",'Historical scenario - input'!$D105=\"\"),\"\",L120/'Historical scenario - input'!$D105),\"\")","v":""},{"$f":"IFERROR(IF(OR(M120=\"\",'Historical scenario - input'!$D105=\"\"),\"\",M120/'Historical scenario - input'!$D105),\"\")","v":""},{"$f":"IFERROR(IF(OR(N120=\"\",'Historical scenario - input'!$D105=\"\"),\"\",N120/'Historical scenario - input'!$D105),\"\")","v":""},{"$f":"IFERROR(IF(OR(O120=\"\",'Historical scenario - input'!$D105=\"\"),\"\",O120/'Historical scenario - input'!$D105),\"\")","v":""},{"$f":"IFERROR(IF(OR(P120=\"\",'Historical scenario - input'!$D105=\"\"),\"\",P120/'Historical scenario - input'!$D105),\"\")","v":""},{"$f":"IFERROR(IF(OR(Q120=\"\",'Historical scenario - input'!$D105=\"\"),\"\",Q120/'Historical scenario - input'!$D105),\"\")","v":""},{"$f":"IFERROR(IF(OR(R120=\"\",'Historical scenario - input'!$D105=\"\"),\"\",R120/'Historical scenario - input'!$D105),\"\")","v":""},{"$f":"IFERROR(IF(OR(S120=\"\",'Historical scenario - input'!$D105=\"\"),\"\",S120/'Historical scenario - input'!$D105),\"\")","v":""},{"$f":"IFERROR(IF(OR(T120=\"\",'Historical scenario - input'!$D105=\"\"),\"\",T120/'Historical scenario - input'!$D105),\"\")","v":""},{"$f":"IFERROR(IF(OR(U120=\"\",'Historical scenario - input'!$D105=\"\"),\"\",U120/'Historical scenario - input'!$D105),\"\")","v":""},{"$f":"IFERROR(IF(OR(V120=\"\",'Historical scenario - input'!$D105=\"\"),\"\",V120/'Historical scenario - input'!$D105),\"\")","v":""},{"$f":"IFERROR(IF(OR(W120=\"\",'Historical scenario - input'!$D105=\"\"),\"\",W120/'Historical scenario - input'!$D105),\"\")","v":""}]
[{"$f":"IFERROR('Historical scenario - input'!A106,\"\")","v":""},{"$f":"IFERROR('Historical scenario - input'!B106,\"\")","v":0},{"$f":"IFERROR('Historical scenario - input'!C106,\"\")","v":0},{"$f":"IFERROR(repcalc('Historical scenario - input'!$CV106:$GH106,'Historical scenario - input'!$G106,'Historical scenario - input'!$E106,'Historical scenario - input'!$F106,20,TRUE,TRUE),\"\")","v":""},"","","","","","","","","","","","","","","","","","","",{"$f":"IFERROR(IF(OR(D121=\"\",'Historical scenario - input'!$D106=\"\"),\"\",D121/'Historical scenario - input'!$D106),\"\")","v":""},{"$f":"IFERROR(IF(OR(E121=\"\",'Historical scenario - input'!$D106=\"\"),\"\",E121/'Historical scenario - input'!$D106),\"\")","v":""},{"$f":"IFERROR(IF(OR(F121=\"\",'Historical scenario - input'!$D106=\"\"),\"\",F121/'Historical scenario - input'!$D106),\"\")","v":""},{"$f":"IFERROR(IF(OR(G121=\"\",'Historical scenario - input'!$D106=\"\"),\"\",G121/'Historical scenario - input'!$D106),\"\")","v":""},{"$f":"IFERROR(IF(OR(H121=\"\",'Historical scenario - input'!$D106=\"\"),\"\",H121/'Historical scenario - input'!$D106),\"\")","v":""},{"$f":"IFERROR(IF(OR(I121=\"\",'Historical scenario - input'!$D106=\"\"),\"\",I121/'Historical scenario - input'!$D106),\"\")","v":""},{"$f":"IFERROR(IF(OR(J121=\"\",'Historical scenario - input'!$D106=\"\"),\"\",J121/'Historical scenario - input'!$D106),\"\")","v":""},{"$f":"IFERROR(IF(OR(K121=\"\",'Historical scenario - input'!$D106=\"\"),\"\",K121/'Historical scenario - input'!$D106),\"\")","v":""},{"$f":"IFERROR(IF(OR(L121=\"\",'Historical scenario - input'!$D106=\"\"),\"\",L121/'Historical scenario - input'!$D106),\"\")","v":""},{"$f":"IFERROR(IF(OR(M121=\"\",'Historical scenario - input'!$D106=\"\"),\"\",M121/'Historical scenario - input'!$D106),\"\")","v":""},{"$f":"IFERROR(IF(OR(N121=\"\",'Historical scenario - input'!$D106=\"\"),\"\",N121/'Historical scenario - input'!$D106),\"\")","v":""},{"$f":"IFERROR(IF(OR(O121=\"\",'Historical scenario - input'!$D106=\"\"),\"\",O121/'Historical scenario - input'!$D106),\"\")","v":""},{"$f":"IFERROR(IF(OR(P121=\"\",'Historical scenario - input'!$D106=\"\"),\"\",P121/'Historical scenario - input'!$D106),\"\")","v":""},{"$f":"IFERROR(IF(OR(Q121=\"\",'Historical scenario - input'!$D106=\"\"),\"\",Q121/'Historical scenario - input'!$D106),\"\")","v":""},{"$f":"IFERROR(IF(OR(R121=\"\",'Historical scenario - input'!$D106=\"\"),\"\",R121/'Historical scenario - input'!$D106),\"\")","v":""},{"$f":"IFERROR(IF(OR(S121=\"\",'Historical scenario - input'!$D106=\"\"),\"\",S121/'Historical scenario - input'!$D106),\"\")","v":""},{"$f":"IFERROR(IF(OR(T121=\"\",'Historical scenario - input'!$D106=\"\"),\"\",T121/'Historical scenario - input'!$D106),\"\")","v":""},{"$f":"IFERROR(IF(OR(U121=\"\",'Historical scenario - input'!$D106=\"\"),\"\",U121/'Historical scenario - input'!$D106),\"\")","v":""},{"$f":"IFERROR(IF(OR(V121=\"\",'Historical scenario - input'!$D106=\"\"),\"\",V121/'Historical scenario - input'!$D106),\"\")","v":""},{"$f":"IFERROR(IF(OR(W121=\"\",'Historical scenario - input'!$D106=\"\"),\"\",W121/'Historical scenario - input'!$D106),\"\")","v":""}]
[{"$f":"IFERROR('Historical scenario - input'!A107,\"\")","v":""},{"$f":"IFERROR('Historical scenario - input'!B107,\"\")","v":0},{"$f":"IFERROR('Historical scenario - input'!C107,\"\")","v":0},{"$f":"IFERROR(repcalc('Historical scenario - input'!$CV107:$GH107,'Historical scenario - input'!$G107,'Historical scenario - input'!$E107,'Historical scenario - input'!$F107,20,TRUE,TRUE),\"\")","v":""},"","","","","","","","","","","","","","","","","","","",{"$f":"IFERROR(IF(OR(D122=\"\",'Historical scenario - input'!$D107=\"\"),\"\",D122/'Historical scenario - input'!$D107),\"\")","v":""},{"$f":"IFERROR(IF(OR(E122=\"\",'Historical scenario - input'!$D107=\"\"),\"\",E122/'Historical scenario - input'!$D107),\"\")","v":""},{"$f":"IFERROR(IF(OR(F122=\"\",'Historical scenario - input'!$D107=\"\"),\"\",F122/'Historical scenario - input'!$D107),\"\")","v":""},{"$f":"IFERROR(IF(OR(G122=\"\",'Historical scenario - input'!$D107=\"\"),\"\",G122/'Historical scenario - input'!$D107),\"\")","v":""},{"$f":"IFERROR(IF(OR(H122=\"\",'Historical scenario - input'!$D107=\"\"),\"\",H122/'Historical scenario - input'!$D107),\"\")","v":""},{"$f":"IFERROR(IF(OR(I122=\"\",'Historical scenario - input'!$D107=\"\"),\"\",I122/'Historical scenario - input'!$D107),\"\")","v":""},{"$f":"IFERROR(IF(OR(J122=\"\",'Historical scenario - input'!$D107=\"\"),\"\",J122/'Historical scenario - input'!$D107),\"\")","v":""},{"$f":"IFERROR(IF(OR(K122=\"\",'Historical scenario - input'!$D107=\"\"),\"\",K122/'Historical scenario - input'!$D107),\"\")","v":""},{"$f":"IFERROR(IF(OR(L122=\"\",'Historical scenario - input'!$D107=\"\"),\"\",L122/'Historical scenario - input'!$D107),\"\")","v":""},{"$f":"IFERROR(IF(OR(M122=\"\",'Historical scenario - input'!$D107=\"\"),\"\",M122/'Historical scenario - input'!$D107),\"\")","v":""},{"$f":"IFERROR(IF(OR(N122=\"\",'Historical scenario - input'!$D107=\"\"),\"\",N122/'Historical scenario - input'!$D107),\"\")","v":""},{"$f":"IFERROR(IF(OR(O122=\"\",'Historical scenario - input'!$D107=\"\"),\"\",O122/'Historical scenario - input'!$D107),\"\")","v":""},{"$f":"IFERROR(IF(OR(P122=\"\",'Historical scenario - input'!$D107=\"\"),\"\",P122/'Historical scenario - input'!$D107),\"\")","v":""},{"$f":"IFERROR(IF(OR(Q122=\"\",'Historical scenario - input'!$D107=\"\"),\"\",Q122/'Historical scenario - input'!$D107),\"\")","v":""},{"$f":"IFERROR(IF(OR(R122=\"\",'Historical scenario - input'!$D107=\"\"),\"\",R122/'Historical scenario - input'!$D107),\"\")","v":""},{"$f":"IFERROR(IF(OR(S122=\"\",'Historical scenario - input'!$D107=\"\"),\"\",S122/'Historical scenario - input'!$D107),\"\")","v":""},{"$f":"IFERROR(IF(OR(T122=\"\",'Historical scenario - input'!$D107=\"\"),\"\",T122/'Historical scenario - input'!$D107),\"\")","v":""},{"$f":"IFERROR(IF(OR(U122=\"\",'Historical scenario - input'!$D107=\"\"),\"\",U122/'Historical scenario - input'!$D107),\"\")","v":""},{"$f":"IFERROR(IF(OR(V122=\"\",'Historical scenario - input'!$D107=\"\"),\"\",V122/'Historical scenario - input'!$D107),\"\")","v":""},{"$f":"IFERROR(IF(OR(W122=\"\",'Historical scenario - input'!$D107=\"\"),\"\",W122/'Historical scenario - input'!$D107),\"\")","v":""}]
[{"$f":"IFERROR('Historical scenario - input'!A108,\"\")","v":""},{"$f":"IFERROR('Historical scenario - input'!B108,\"\")","v":0},{"$f":"IFERROR('Historical scenario - input'!C108,\"\")","v":0},{"$f":"IFERROR(repcalc('Historical scenario - input'!$CV108:$GH108,'Historical scenario - input'!$G108,'Historical scenario - input'!$E108,'Historical scenario - input'!$F108,20,TRUE,TRUE),\"\")","v":""},"","","","","","","","","","","","","","","","","","","",{"$f":"IFERROR(IF(OR(D123=\"\",'Historical scenario - input'!$D108=\"\"),\"\",D123/'Historical scenario - input'!$D108),\"\")","v":""},{"$f":"IFERROR(IF(OR(E123=\"\",'Historical scenario - input'!$D108=\"\"),\"\",E123/'Historical scenario - input'!$D108),\"\")","v":""},{"$f":"IFERROR(IF(OR(F123=\"\",'Historical scenario - input'!$D108=\"\"),\"\",F123/'Historical scenario - input'!$D108),\"\")","v":""},{"$f":"IFERROR(IF(OR(G123=\"\",'Historical scenario - input'!$D108=\"\"),\"\",G123/'Historical scenario - input'!$D108),\"\")","v":""},{"$f":"IFERROR(IF(OR(H123=\"\",'Historical scenario - input'!$D108=\"\"),\"\",H123/'Historical scenario - input'!$D108),\"\")","v":""},{"$f":"IFERROR(IF(OR(I123=\"\",'Historical scenario - input'!$D108=\"\"),\"\",I123/'Historical scenario - input'!$D108),\"\")","v":""},{"$f":"IFERROR(IF(OR(J123=\"\",'Historical scenario - input'!$D108=\"\"),\"\",J123/'Historical scenario - input'!$D108),\"\")","v":""},{"$f":"IFERROR(IF(OR(K123=\"\",'Historical scenario - input'!$D108=\"\"),\"\",K123/'Historical scenario - input'!$D108),\"\")","v":""},{"$f":"IFERROR(IF(OR(L123=\"\",'Historical scenario - input'!$D108=\"\"),\"\",L123/'Historical scenario - input'!$D108),\"\")","v":""},{"$f":"IFERROR(IF(OR(M123=\"\",'Historical scenario - input'!$D108=\"\"),\"\",M123/'Historical scenario - input'!$D108),\"\")","v":""},{"$f":"IFERROR(IF(OR(N123=\"\",'Historical scenario - input'!$D108=\"\"),\"\",N123/'Historical scenario - input'!$D108),\"\")","v":""},{"$f":"IFERROR(IF(OR(O123=\"\",'Historical scenario - input'!$D108=\"\"),\"\",O123/'Historical scenario - input'!$D108),\"\")","v":""},{"$f":"IFERROR(IF(OR(P123=\"\",'Historical scenario - input'!$D108=\"\"),\"\",P123/'Historical scenario - input'!$D108),\"\")","v":""},{"$f":"IFERROR(IF(OR(Q123=\"\",'Historical scenario - input'!$D108=\"\"),\"\",Q123/'Historical scenario - input'!$D108),\"\")","v":""},{"$f":"IFERROR(IF(OR(R123=\"\",'Historical scenario - input'!$D108=\"\"),\"\",R123/'Historical scenario - input'!$D108),\"\")","v":""},{"$f":"IFERROR(IF(OR(S123=\"\",'Historical scenario - input'!$D108=\"\"),\"\",S123/'Historical scenario - input'!$D108),\"\")","v":""},{"$f":"IFERROR(IF(OR(T123=\"\",'Historical scenario - input'!$D108=\"\"),\"\",T123/'Historical scenario - input'!$D108),\"\")","v":""},{"$f":"IFERROR(IF(OR(U123=\"\",'Historical scenario - input'!$D108=\"\"),\"\",U123/'Historical scenario - input'!$D108),\"\")","v":""},{"$f":"IFERROR(IF(OR(V123=\"\",'Historical scenario - input'!$D108=\"\"),\"\",V123/'Historical scenario - input'!$D108),\"\")","v":""},{"$f":"IFERROR(IF(OR(W123=\"\",'Historical scenario - input'!$D108=\"\"),\"\",W123/'Historical scenario - input'!$D108),\"\")","v":""}]
[{"$f":"IFERROR('Historical scenario - input'!A109,\"\")","v":""},{"$f":"IFERROR('Historical scenario - input'!B109,\"\")","v":0},{"$f":"IFERROR('Historical scenario - input'!C109,\"\")","v":0},{"$f":"IFERROR(repcalc('Historical scenario - input'!$CV109:$GH109,'Historical scenario - input'!$G109,'Historical scenario - input'!$E109,'Historical scenario - input'!$F109,20,TRUE,TRUE),\"\")","v":""},"","","","","","","","","","","","","","","","","","","",{"$f":"IFERROR(IF(OR(D124=\"\",'Historical scenario - input'!$D109=\"\"),\"\",D124/'Historical scenario - input'!$D109),\"\")","v":""},{"$f":"IFERROR(IF(OR(E124=\"\",'Historical scenario - input'!$D109=\"\"),\"\",E124/'Historical scenario - input'!$D109),\"\")","v":""},{"$f":"IFERROR(IF(OR(F124=\"\",'Historical scenario - input'!$D109=\"\"),\"\",F124/'Historical scenario - input'!$D109),\"\")","v":""},{"$f":"IFERROR(IF(OR(G124=\"\",'Historical scenario - input'!$D109=\"\"),\"\",G124/'Historical scenario - input'!$D109),\"\")","v":""},{"$f":"IFERROR(IF(OR(H124=\"\",'Historical scenario - input'!$D109=\"\"),\"\",H124/'Historical scenario - input'!$D109),\"\")","v":""},{"$f":"IFERROR(IF(OR(I124=\"\",'Historical scenario - input'!$D109=\"\"),\"\",I124/'Historical scenario - input'!$D109),\"\")","v":""},{"$f":"IFERROR(IF(OR(J124=\"\",'Historical scenario - input'!$D109=\"\"),\"\",J124/'Historical scenario - input'!$D109),\"\")","v":""},{"$f":"IFERROR(IF(OR(K124=\"\",'Historical scenario - input'!$D109=\"\"),\"\",K124/'Historical scenario - input'!$D109),\"\")","v":""},{"$f":"IFERROR(IF(OR(L124=\"\",'Historical scenario - input'!$D109=\"\"),\"\",L124/'Historical scenario - input'!$D109),\"\")","v":""},{"$f":"IFERROR(IF(OR(M124=\"\",'Historical scenario - input'!$D109=\"\"),\"\",M124/'Historical scenario - input'!$D109),\"\")","v":""},{"$f":"IFERROR(IF(OR(N124=\"\",'Historical scenario - input'!$D109=\"\"),\"\",N124/'Historical scenario - input'!$D109),\"\")","v":""},{"$f":"IFERROR(IF(OR(O124=\"\",'Historical scenario - input'!$D109=\"\"),\"\",O124/'Historical scenario - input'!$D109),\"\")","v":""},{"$f":"IFERROR(IF(OR(P124=\"\",'Historical scenario - input'!$D109=\"\"),\"\",P124/'Historical scenario - input'!$D109),\"\")","v":""},{"$f":"IFERROR(IF(OR(Q124=\"\",'Historical scenario - input'!$D109=\"\"),\"\",Q124/'Historical scenario - input'!$D109),\"\")","v":""},{"$f":"IFERROR(IF(OR(R124=\"\",'Historical scenario - input'!$D109=\"\"),\"\",R124/'Historical scenario - input'!$D109),\"\")","v":""},{"$f":"IFERROR(IF(OR(S124=\"\",'Historical scenario - input'!$D109=\"\"),\"\",S124/'Historical scenario - input'!$D109),\"\")","v":""},{"$f":"IFERROR(IF(OR(T124=\"\",'Historical scenario - input'!$D109=\"\"),\"\",T124/'Historical scenario - input'!$D109),\"\")","v":""},{"$f":"IFERROR(IF(OR(U124=\"\",'Historical scenario - input'!$D109=\"\"),\"\",U124/'Historical scenario - input'!$D109),\"\")","v":""},{"$f":"IFERROR(IF(OR(V124=\"\",'Historical scenario - input'!$D109=\"\"),\"\",V124/'Historical scenario - input'!$D109),\"\")","v":""},{"$f":"IFERROR(IF(OR(W124=\"\",'Historical scenario - input'!$D109=\"\"),\"\",W124/'Historical scenario - input'!$D109),\"\")","v":""}]
[{"$f":"IFERROR('Historical scenario - input'!A110,\"\")","v":""},{"$f":"IFERROR('Historical scenario - input'!B110,\"\")","v":0},{"$f":"IFERROR('Historical scenario - input'!C110,\"\")","v":0},{"$f":"IFERROR(repcalc('Historical scenario - input'!$CV110:$GH110,'Historical scenario - input'!$G110,'Historical scenario - input'!$E110,'Historical scenario - input'!$F110,20,TRUE,TRUE),\"\")","v":""},"","","","","","","","","","","","","","","","","","","",{"$f":"IFERROR(IF(OR(D125=\"\",'Historical scenario - input'!$D110=\"\"),\"\",D125/'Historical scenario - input'!$D110),\"\")","v":""},{"$f":"IFERROR(IF(OR(E125=\"\",'Historical scenario - input'!$D110=\"\"),\"\",E125/'Historical scenario - input'!$D110),\"\")","v":""},{"$f":"IFERROR(IF(OR(F125=\"\",'Historical scenario - input'!$D110=\"\"),\"\",F125/'Historical scenario - input'!$D110),\"\")","v":""},{"$f":"IFERROR(IF(OR(G125=\"\",'Historical scenario - input'!$D110=\"\"),\"\",G125/'Historical scenario - input'!$D110),\"\")","v":""},{"$f":"IFERROR(IF(OR(H125=\"\",'Historical scenario - input'!$D110=\"\"),\"\",H125/'Historical scenario - input'!$D110),\"\")","v":""},{"$f":"IFERROR(IF(OR(I125=\"\",'Historical scenario - input'!$D110=\"\"),\"\",I125/'Historical scenario - input'!$D110),\"\")","v":""},{"$f":"IFERROR(IF(OR(J125=\"\",'Historical scenario - input'!$D110=\"\"),\"\",J125/'Historical scenario - input'!$D110),\"\")","v":""},{"$f":"IFERROR(IF(OR(K125=\"\",'Historical scenario - input'!$D110=\"\"),\"\",K125/'Historical scenario - input'!$D110),\"\")","v":""},{"$f":"IFERROR(IF(OR(L125=\"\",'Historical scenario - input'!$D110=\"\"),\"\",L125/'Historical scenario - input'!$D110),\"\")","v":""},{"$f":"IFERROR(IF(OR(M125=\"\",'Historical scenario - input'!$D110=\"\"),\"\",M125/'Historical scenario - input'!$D110),\"\")","v":""},{"$f":"IFERROR(IF(OR(N125=\"\",'Historical scenario - input'!$D110=\"\"),\"\",N125/'Historical scenario - input'!$D110),\"\")","v":""},{"$f":"IFERROR(IF(OR(O125=\"\",'Historical scenario - input'!$D110=\"\"),\"\",O125/'Historical scenario - input'!$D110),\"\")","v":""},{"$f":"IFERROR(IF(OR(P125=\"\",'Historical scenario - input'!$D110=\"\"),\"\",P125/'Historical scenario - input'!$D110),\"\")","v":""},{"$f":"IFERROR(IF(OR(Q125=\"\",'Historical scenario - input'!$D110=\"\"),\"\",Q125/'Historical scenario - input'!$D110),\"\")","v":""},{"$f":"IFERROR(IF(OR(R125=\"\",'Historical scenario - input'!$D110=\"\"),\"\",R125/'Historical scenario - input'!$D110),\"\")","v":""},{"$f":"IFERROR(IF(OR(S125=\"\",'Historical scenario - input'!$D110=\"\"),\"\",S125/'Historical scenario - input'!$D110),\"\")","v":""},{"$f":"IFERROR(IF(OR(T125=\"\",'Historical scenario - input'!$D110=\"\"),\"\",T125/'Historical scenario - input'!$D110),\"\")","v":""},{"$f":"IFERROR(IF(OR(U125=\"\",'Historical scenario - input'!$D110=\"\"),\"\",U125/'Historical scenario - input'!$D110),\"\")","v":""},{"$f":"IFERROR(IF(OR(V125=\"\",'Historical scenario - input'!$D110=\"\"),\"\",V125/'Historical scenario - input'!$D110),\"\")","v":""},{"$f":"IFERROR(IF(OR(W125=\"\",'Historical scenario - input'!$D110=\"\"),\"\",W125/'Historical scenario - input'!$D110),\"\")","v":""}]
[{"$f":"IFERROR('Historical scenario - input'!A111,\"\")","v":""},{"$f":"IFERROR('Historical scenario - input'!B111,\"\")","v":0},{"$f":"IFERROR('Historical scenario - input'!C111,\"\")","v":0},{"$f":"IFERROR(repcalc('Historical scenario - input'!$CV111:$GH111,'Historical scenario - input'!$G111,'Historical scenario - input'!$E111,'Historical scenario - input'!$F111,20,TRUE,TRUE),\"\")","v":""},"","","","","","","","","","","","","","","","","","","",{"$f":"IFERROR(IF(OR(D126=\"\",'Historical scenario - input'!$D111=\"\"),\"\",D126/'Historical scenario - input'!$D111),\"\")","v":""},{"$f":"IFERROR(IF(OR(E126=\"\",'Historical scenario - input'!$D111=\"\"),\"\",E126/'Historical scenario - input'!$D111),\"\")","v":""},{"$f":"IFERROR(IF(OR(F126=\"\",'Historical scenario - input'!$D111=\"\"),\"\",F126/'Historical scenario - input'!$D111),\"\")","v":""},{"$f":"IFERROR(IF(OR(G126=\"\",'Historical scenario - input'!$D111=\"\"),\"\",G126/'Historical scenario - input'!$D111),\"\")","v":""},{"$f":"IFERROR(IF(OR(H126=\"\",'Historical scenario - input'!$D111=\"\"),\"\",H126/'Historical scenario - input'!$D111),\"\")","v":""},{"$f":"IFERROR(IF(OR(I126=\"\",'Historical scenario - input'!$D111=\"\"),\"\",I126/'Historical scenario - input'!$D111),\"\")","v":""},{"$f":"IFERROR(IF(OR(J126=\"\",'Historical scenario - input'!$D111=\"\"),\"\",J126/'Historical scenario - input'!$D111),\"\")","v":""},{"$f":"IFERROR(IF(OR(K126=\"\",'Historical scenario - input'!$D111=\"\"),\"\",K126/'Historical scenario - input'!$D111),\"\")","v":""},{"$f":"IFERROR(IF(OR(L126=\"\",'Historical scenario - input'!$D111=\"\"),\"\",L126/'Historical scenario - input'!$D111),\"\")","v":""},{"$f":"IFERROR(IF(OR(M126=\"\",'Historical scenario - input'!$D111=\"\"),\"\",M126/'Historical scenario - input'!$D111),\"\")","v":""},{"$f":"IFERROR(IF(OR(N126=\"\",'Historical scenario - input'!$D111=\"\"),\"\",N126/'Historical scenario - input'!$D111),\"\")","v":""},{"$f":"IFERROR(IF(OR(O126=\"\",'Historical scenario - input'!$D111=\"\"),\"\",O126/'Historical scenario - input'!$D111),\"\")","v":""},{"$f":"IFERROR(IF(OR(P126=\"\",'Historical scenario - input'!$D111=\"\"),\"\",P126/'Historical scenario - input'!$D111),\"\")","v":""},{"$f":"IFERROR(IF(OR(Q126=\"\",'Historical scenario - input'!$D111=\"\"),\"\",Q126/'Historical scenario - input'!$D111),\"\")","v":""},{"$f":"IFERROR(IF(OR(R126=\"\",'Historical scenario - input'!$D111=\"\"),\"\",R126/'Historical scenario - input'!$D111),\"\")","v":""},{"$f":"IFERROR(IF(OR(S126=\"\",'Historical scenario - input'!$D111=\"\"),\"\",S126/'Historical scenario - input'!$D111),\"\")","v":""},{"$f":"IFERROR(IF(OR(T126=\"\",'Historical scenario - input'!$D111=\"\"),\"\",T126/'Historical scenario - input'!$D111),\"\")","v":""},{"$f":"IFERROR(IF(OR(U126=\"\",'Historical scenario - input'!$D111=\"\"),\"\",U126/'Historical scenario - input'!$D111),\"\")","v":""},{"$f":"IFERROR(IF(OR(V126=\"\",'Historical scenario - input'!$D111=\"\"),\"\",V126/'Historical scenario - input'!$D111),\"\")","v":""},{"$f":"IFERROR(IF(OR(W126=\"\",'Historical scenario - input'!$D111=\"\"),\"\",W126/'Historical scenario - input'!$D111),\"\")","v":""}]
[{"$f":"IFERROR('Historical scenario - input'!A112,\"\")","v":""},{"$f":"IFERROR('Historical scenario - input'!B112,\"\")","v":0},{"$f":"IFERROR('Historical scenario - input'!C112,\"\")","v":0},{"$f":"IFERROR(repcalc('Historical scenario - input'!$CV112:$GH112,'Historical scenario - input'!$G112,'Historical scenario - input'!$E112,'Historical scenario - input'!$F112,20,TRUE,TRUE),\"\")","v":""},"","","","","","","","","","","","","","","","","","","",{"$f":"IFERROR(IF(OR(D127=\"\",'Historical scenario - input'!$D112=\"\"),\"\",D127/'Historical scenario - input'!$D112),\"\")","v":""},{"$f":"IFERROR(IF(OR(E127=\"\",'Historical scenario - input'!$D112=\"\"),\"\",E127/'Historical scenario - input'!$D112),\"\")","v":""},{"$f":"IFERROR(IF(OR(F127=\"\",'Historical scenario - input'!$D112=\"\"),\"\",F127/'Historical scenario - input'!$D112),\"\")","v":""},{"$f":"IFERROR(IF(OR(G127=\"\",'Historical scenario - input'!$D112=\"\"),\"\",G127/'Historical scenario - input'!$D112),\"\")","v":""},{"$f":"IFERROR(IF(OR(H127=\"\",'Historical scenario - input'!$D112=\"\"),\"\",H127/'Historical scenario - input'!$D112),\"\")","v":""},{"$f":"IFERROR(IF(OR(I127=\"\",'Historical scenario - input'!$D112=\"\"),\"\",I127/'Historical scenario - input'!$D112),\"\")","v":""},{"$f":"IFERROR(IF(OR(J127=\"\",'Historical scenario - input'!$D112=\"\"),\"\",J127/'Historical scenario - input'!$D112),\"\")","v":""},{"$f":"IFERROR(IF(OR(K127=\"\",'Historical scenario - input'!$D112=\"\"),\"\",K127/'Historical scenario - input'!$D112),\"\")","v":""},{"$f":"IFERROR(IF(OR(L127=\"\",'Historical scenario - input'!$D112=\"\"),\"\",L127/'Historical scenario - input'!$D112),\"\")","v":""},{"$f":"IFERROR(IF(OR(M127=\"\",'Historical scenario - input'!$D112=\"\"),\"\",M127/'Historical scenario - input'!$D112),\"\")","v":""},{"$f":"IFERROR(IF(OR(N127=\"\",'Historical scenario - input'!$D112=\"\"),\"\",N127/'Historical scenario - input'!$D112),\"\")","v":""},{"$f":"IFERROR(IF(OR(O127=\"\",'Historical scenario - input'!$D112=\"\"),\"\",O127/'Historical scenario - input'!$D112),\"\")","v":""},{"$f":"IFERROR(IF(OR(P127=\"\",'Historical scenario - input'!$D112=\"\"),\"\",P127/'Historical scenario - input'!$D112),\"\")","v":""},{"$f":"IFERROR(IF(OR(Q127=\"\",'Historical scenario - input'!$D112=\"\"),\"\",Q127/'Historical scenario - input'!$D112),\"\")","v":""},{"$f":"IFERROR(IF(OR(R127=\"\",'Historical scenario - input'!$D112=\"\"),\"\",R127/'Historical scenario - input'!$D112),\"\")","v":""},{"$f":"IFERROR(IF(OR(S127=\"\",'Historical scenario - input'!$D112=\"\"),\"\",S127/'Historical scenario - input'!$D112),\"\")","v":""},{"$f":"IFERROR(IF(OR(T127=\"\",'Historical scenario - input'!$D112=\"\"),\"\",T127/'Historical scenario - input'!$D112),\"\")","v":""},{"$f":"IFERROR(IF(OR(U127=\"\",'Historical scenario - input'!$D112=\"\"),\"\",U127/'Historical scenario - input'!$D112),\"\")","v":""},{"$f":"IFERROR(IF(OR(V127=\"\",'Historical scenario - input'!$D112=\"\"),\"\",V127/'Historical scenario - input'!$D112),\"\")","v":""},{"$f":"IFERROR(IF(OR(W127=\"\",'Historical scenario - input'!$D112=\"\"),\"\",W127/'Historical scenario - input'!$D112),\"\")","v":""}]
[{"$f":"IFERROR('Historical scenario - input'!A113,\"\")","v":""},{"$f":"IFERROR('Historical scenario - input'!B113,\"\")","v":0},{"$f":"IFERROR('Historical scenario - input'!C113,\"\")","v":0},{"$f":"IFERROR(repcalc('Historical scenario - input'!$CV113:$GH113,'Historical scenario - input'!$G113,'Historical scenario - input'!$E113,'Historical scenario - input'!$F113,20,TRUE,TRUE),\"\")","v":""},"","","","","","","","","","","","","","","","","","","",{"$f":"IFERROR(IF(OR(D128=\"\",'Historical scenario - input'!$D113=\"\"),\"\",D128/'Historical scenario - input'!$D113),\"\")","v":""},{"$f":"IFERROR(IF(OR(E128=\"\",'Historical scenario - input'!$D113=\"\"),\"\",E128/'Historical scenario - input'!$D113),\"\")","v":""},{"$f":"IFERROR(IF(OR(F128=\"\",'Historical scenario - input'!$D113=\"\"),\"\",F128/'Historical scenario - input'!$D113),\"\")","v":""},{"$f":"IFERROR(IF(OR(G128=\"\",'Historical scenario - input'!$D113=\"\"),\"\",G128/'Historical scenario - input'!$D113),\"\")","v":""},{"$f":"IFERROR(IF(OR(H128=\"\",'Historical scenario - input'!$D113=\"\"),\"\",H128/'Historical scenario - input'!$D113),\"\")","v":""},{"$f":"IFERROR(IF(OR(I128=\"\",'Historical scenario - input'!$D113=\"\"),\"\",I128/'Historical scenario - input'!$D113),\"\")","v":""},{"$f":"IFERROR(IF(OR(J128=\"\",'Historical scenario - input'!$D113=\"\"),\"\",J128/'Historical scenario - input'!$D113),\"\")","v":""},{"$f":"IFERROR(IF(OR(K128=\"\",'Historical scenario - input'!$D113=\"\"),\"\",K128/'Historical scenario - input'!$D113),\"\")","v":""},{"$f":"IFERROR(IF(OR(L128=\"\",'Historical scenario - input'!$D113=\"\"),\"\",L128/'Historical scenario - input'!$D113),\"\")","v":""},{"$f":"IFERROR(IF(OR(M128=\"\",'Historical scenario - input'!$D113=\"\"),\"\",M128/'Historical scenario - input'!$D113),\"\")","v":""},{"$f":"IFERROR(IF(OR(N128=\"\",'Historical scenario - input'!$D113=\"\"),\"\",N128/'Historical scenario - input'!$D113),\"\")","v":""},{"$f":"IFERROR(IF(OR(O128=\"\",'Historical scenario - input'!$D113=\"\"),\"\",O128/'Historical scenario - input'!$D113),\"\")","v":""},{"$f":"IFERROR(IF(OR(P128=\"\",'Historical scenario - input'!$D113=\"\"),\"\",P128/'Historical scenario - input'!$D113),\"\")","v":""},{"$f":"IFERROR(IF(OR(Q128=\"\",'Historical scenario - input'!$D113=\"\"),\"\",Q128/'Historical scenario - input'!$D113),\"\")","v":""},{"$f":"IFERROR(IF(OR(R128=\"\",'Historical scenario - input'!$D113=\"\"),\"\",R128/'Historical scenario - input'!$D113),\"\")","v":""},{"$f":"IFERROR(IF(OR(S128=\"\",'Historical scenario - input'!$D113=\"\"),\"\",S128/'Historical scenario - input'!$D113),\"\")","v":""},{"$f":"IFERROR(IF(OR(T128=\"\",'Historical scenario - input'!$D113=\"\"),\"\",T128/'Historical scenario - input'!$D113),\"\")","v":""},{"$f":"IFERROR(IF(OR(U128=\"\",'Historical scenario - input'!$D113=\"\"),\"\",U128/'Historical scenario - input'!$D113),\"\")","v":""},{"$f":"IFERROR(IF(OR(V128=\"\",'Historical scenario - input'!$D113=\"\"),\"\",V128/'Historical scenario - input'!$D113),\"\")","v":""},{"$f":"IFERROR(IF(OR(W128=\"\",'Historical scenario - input'!$D113=\"\"),\"\",W128/'Historical scenario - input'!$D113),\"\")","v":""}]
[{"$f":"IFERROR('Historical scenario - input'!A114,\"\")","v":""},{"$f":"IFERROR('Historical scenario - input'!B114,\"\")","v":0},{"$f":"IFERROR('Historical scenario - input'!C114,\"\")","v":0},{"$f":"IFERROR(repcalc('Historical scenario - input'!$CV114:$GH114,'Historical scenario - input'!$G114,'Historical scenario - input'!$E114,'Historical scenario - input'!$F114,20,TRUE,TRUE),\"\")","v":""},"","","","","","","","","","","","","","","","","","","",{"$f":"IFERROR(IF(OR(D129=\"\",'Historical scenario - input'!$D114=\"\"),\"\",D129/'Historical scenario - input'!$D114),\"\")","v":""},{"$f":"IFERROR(IF(OR(E129=\"\",'Historical scenario - input'!$D114=\"\"),\"\",E129/'Historical scenario - input'!$D114),\"\")","v":""},{"$f":"IFERROR(IF(OR(F129=\"\",'Historical scenario - input'!$D114=\"\"),\"\",F129/'Historical scenario - input'!$D114),\"\")","v":""},{"$f":"IFERROR(IF(OR(G129=\"\",'Historical scenario - input'!$D114=\"\"),\"\",G129/'Historical scenario - input'!$D114),\"\")","v":""},{"$f":"IFERROR(IF(OR(H129=\"\",'Historical scenario - input'!$D114=\"\"),\"\",H129/'Historical scenario - input'!$D114),\"\")","v":""},{"$f":"IFERROR(IF(OR(I129=\"\",'Historical scenario - input'!$D114=\"\"),\"\",I129/'Historical scenario - input'!$D114),\"\")","v":""},{"$f":"IFERROR(IF(OR(J129=\"\",'Historical scenario - input'!$D114=\"\"),\"\",J129/'Historical scenario - input'!$D114),\"\")","v":""},{"$f":"IFERROR(IF(OR(K129=\"\",'Historical scenario - input'!$D114=\"\"),\"\",K129/'Historical scenario - input'!$D114),\"\")","v":""},{"$f":"IFERROR(IF(OR(L129=\"\",'Historical scenario - input'!$D114=\"\"),\"\",L129/'Historical scenario - input'!$D114),\"\")","v":""},{"$f":"IFERROR(IF(OR(M129=\"\",'Historical scenario - input'!$D114=\"\"),\"\",M129/'Historical scenario - input'!$D114),\"\")","v":""},{"$f":"IFERROR(IF(OR(N129=\"\",'Historical scenario - input'!$D114=\"\"),\"\",N129/'Historical scenario - input'!$D114),\"\")","v":""},{"$f":"IFERROR(IF(OR(O129=\"\",'Historical scenario - input'!$D114=\"\"),\"\",O129/'Historical scenario - input'!$D114),\"\")","v":""},{"$f":"IFERROR(IF(OR(P129=\"\",'Historical scenario - input'!$D114=\"\"),\"\",P129/'Historical scenario - input'!$D114),\"\")","v":""},{"$f":"IFERROR(IF(OR(Q129=\"\",'Historical scenario - input'!$D114=\"\"),\"\",Q129/'Historical scenario - input'!$D114),\"\")","v":""},{"$f":"IFERROR(IF(OR(R129=\"\",'Historical scenario - input'!$D114=\"\"),\"\",R129/'Historical scenario - input'!$D114),\"\")","v":""},{"$f":"IFERROR(IF(OR(S129=\"\",'Historical scenario - input'!$D114=\"\"),\"\",S129/'Historical scenario - input'!$D114),\"\")","v":""},{"$f":"IFERROR(IF(OR(T129=\"\",'Historical scenario - input'!$D114=\"\"),\"\",T129/'Historical scenario - input'!$D114),\"\")","v":""},{"$f":"IFERROR(IF(OR(U129=\"\",'Historical scenario - input'!$D114=\"\"),\"\",U129/'Historical scenario - input'!$D114),\"\")","v":""},{"$f":"IFERROR(IF(OR(V129=\"\",'Historical scenario - input'!$D114=\"\"),\"\",V129/'Historical scenario - input'!$D114),\"\")","v":""},{"$f":"IFERROR(IF(OR(W129=\"\",'Historical scenario - input'!$D114=\"\"),\"\",W129/'Historical scenario - input'!$D114),\"\")","v":""}]
[{"$f":"IFERROR('Historical scenario - input'!A115,\"\")","v":""},{"$f":"IFERROR('Historical scenario - input'!B115,\"\")","v":0},{"$f":"IFERROR('Historical scenario - input'!C115,\"\")","v":0},{"$f":"IFERROR(repcalc('Historical scenario - input'!$CV115:$GH115,'Historical scenario - input'!$G115,'Historical scenario - input'!$E115,'Historical scenario - input'!$F115,20,TRUE,TRUE),\"\")","v":""},"","","","","","","","","","","","","","","","","","","",{"$f":"IFERROR(IF(OR(D130=\"\",'Historical scenario - input'!$D115=\"\"),\"\",D130/'Historical scenario - input'!$D115),\"\")","v":""},{"$f":"IFERROR(IF(OR(E130=\"\",'Historical scenario - input'!$D115=\"\"),\"\",E130/'Historical scenario - input'!$D115),\"\")","v":""},{"$f":"IFERROR(IF(OR(F130=\"\",'Historical scenario - input'!$D115=\"\"),\"\",F130/'Historical scenario - input'!$D115),\"\")","v":""},{"$f":"IFERROR(IF(OR(G130=\"\",'Historical scenario - input'!$D115=\"\"),\"\",G130/'Historical scenario - input'!$D115),\"\")","v":""},{"$f":"IFERROR(IF(OR(H130=\"\",'Historical scenario - input'!$D115=\"\"),\"\",H130/'Historical scenario - input'!$D115),\"\")","v":""},{"$f":"IFERROR(IF(OR(I130=\"\",'Historical scenario - input'!$D115=\"\"),\"\",I130/'Historical scenario - input'!$D115),\"\")","v":""},{"$f":"IFERROR(IF(OR(J130=\"\",'Historical scenario - input'!$D115=\"\"),\"\",J130/'Historical scenario - input'!$D115),\"\")","v":""},{"$f":"IFERROR(IF(OR(K130=\"\",'Historical scenario - input'!$D115=\"\"),\"\",K130/'Historical scenario - input'!$D115),\"\")","v":""},{"$f":"IFERROR(IF(OR(L130=\"\",'Historical scenario - input'!$D115=\"\"),\"\",L130/'Historical scenario - input'!$D115),\"\")","v":""},{"$f":"IFERROR(IF(OR(M130=\"\",'Historical scenario - input'!$D115=\"\"),\"\",M130/'Historical scenario - input'!$D115),\"\")","v":""},{"$f":"IFERROR(IF(OR(N130=\"\",'Historical scenario - input'!$D115=\"\"),\"\",N130/'Historical scenario - input'!$D115),\"\")","v":""},{"$f":"IFERROR(IF(OR(O130=\"\",'Historical scenario - input'!$D115=\"\"),\"\",O130/'Historical scenario - input'!$D115),\"\")","v":""},{"$f":"IFERROR(IF(OR(P130=\"\",'Historical scenario - input'!$D115=\"\"),\"\",P130/'Historical scenario - input'!$D115),\"\")","v":""},{"$f":"IFERROR(IF(OR(Q130=\"\",'Historical scenario - input'!$D115=\"\"),\"\",Q130/'Historical scenario - input'!$D115),\"\")","v":""},{"$f":"IFERROR(IF(OR(R130=\"\",'Historical scenario - input'!$D115=\"\"),\"\",R130/'Historical scenario - input'!$D115),\"\")","v":""},{"$f":"IFERROR(IF(OR(S130=\"\",'Historical scenario - input'!$D115=\"\"),\"\",S130/'Historical scenario - input'!$D115),\"\")","v":""},{"$f":"IFERROR(IF(OR(T130=\"\",'Historical scenario - input'!$D115=\"\"),\"\",T130/'Historical scenario - input'!$D115),\"\")","v":""},{"$f":"IFERROR(IF(OR(U130=\"\",'Historical scenario - input'!$D115=\"\"),\"\",U130/'Historical scenario - input'!$D115),\"\")","v":""},{"$f":"IFERROR(IF(OR(V130=\"\",'Historical scenario - input'!$D115=\"\"),\"\",V130/'Historical scenario - input'!$D115),\"\")","v":""},{"$f":"IFERROR(IF(OR(W130=\"\",'Historical scenario - input'!$D115=\"\"),\"\",W130/'Historical scenario - input'!$D115),\"\")","v":""}]
[{"$f":"IFERROR('Historical scenario - input'!A116,\"\")","v":""},{"$f":"IFERROR('Historical scenario - input'!B116,\"\")","v":0},{"$f":"IFERROR('Historical scenario - input'!C116,\"\")","v":0},{"$f":"IFERROR(repcalc('Historical scenario - input'!$CV116:$GH116,'Historical scenario - input'!$G116,'Historical scenario - input'!$E116,'Historical scenario - input'!$F116,20,TRUE,TRUE),\"\")","v":""},"","","","","","","","","","","","","","","","","","","",{"$f":"IFERROR(IF(OR(D131=\"\",'Historical scenario - input'!$D116=\"\"),\"\",D131/'Historical scenario - input'!$D116),\"\")","v":""},{"$f":"IFERROR(IF(OR(E131=\"\",'Historical scenario - input'!$D116=\"\"),\"\",E131/'Historical scenario - input'!$D116),\"\")","v":""},{"$f":"IFERROR(IF(OR(F131=\"\",'Historical scenario - input'!$D116=\"\"),\"\",F131/'Historical scenario - input'!$D116),\"\")","v":""},{"$f":"IFERROR(IF(OR(G131=\"\",'Historical scenario - input'!$D116=\"\"),\"\",G131/'Historical scenario - input'!$D116),\"\")","v":""},{"$f":"IFERROR(IF(OR(H131=\"\",'Historical scenario - input'!$D116=\"\"),\"\",H131/'Historical scenario - input'!$D116),\"\")","v":""},{"$f":"IFERROR(IF(OR(I131=\"\",'Historical scenario - input'!$D116=\"\"),\"\",I131/'Historical scenario - input'!$D116),\"\")","v":""},{"$f":"IFERROR(IF(OR(J131=\"\",'Historical scenario - input'!$D116=\"\"),\"\",J131/'Historical scenario - input'!$D116),\"\")","v":""},{"$f":"IFERROR(IF(OR(K131=\"\",'Historical scenario - input'!$D116=\"\"),\"\",K131/'Historical scenario - input'!$D116),\"\")","v":""},{"$f":"IFERROR(IF(OR(L131=\"\",'Historical scenario - input'!$D116=\"\"),\"\",L131/'Historical scenario - input'!$D116),\"\")","v":""},{"$f":"IFERROR(IF(OR(M131=\"\",'Historical scenario - input'!$D116=\"\"),\"\",M131/'Historical scenario - input'!$D116),\"\")","v":""},{"$f":"IFERROR(IF(OR(N131=\"\",'Historical scenario - input'!$D116=\"\"),\"\",N131/'Historical scenario - input'!$D116),\"\")","v":""},{"$f":"IFERROR(IF(OR(O131=\"\",'Historical scenario - input'!$D116=\"\"),\"\",O131/'Historical scenario - input'!$D116),\"\")","v":""},{"$f":"IFERROR(IF(OR(P131=\"\",'Historical scenario - input'!$D116=\"\"),\"\",P131/'Historical scenario - input'!$D116),\"\")","v":""},{"$f":"IFERROR(IF(OR(Q131=\"\",'Historical scenario - input'!$D116=\"\"),\"\",Q131/'Historical scenario - input'!$D116),\"\")","v":""},{"$f":"IFERROR(IF(OR(R131=\"\",'Historical scenario - input'!$D116=\"\"),\"\",R131/'Historical scenario - input'!$D116),\"\")","v":""},{"$f":"IFERROR(IF(OR(S131=\"\",'Historical scenario - input'!$D116=\"\"),\"\",S131/'Historical scenario - input'!$D116),\"\")","v":""},{"$f":"IFERROR(IF(OR(T131=\"\",'Historical scenario - input'!$D116=\"\"),\"\",T131/'Historical scenario - input'!$D116),\"\")","v":""},{"$f":"IFERROR(IF(OR(U131=\"\",'Historical scenario - input'!$D116=\"\"),\"\",U131/'Historical scenario - input'!$D116),\"\")","v":""},{"$f":"IFERROR(IF(OR(V131=\"\",'Historical scenario - input'!$D116=\"\"),\"\",V131/'Historical scenario - input'!$D116),\"\")","v":""},{"$f":"IFERROR(IF(OR(W131=\"\",'Historical scenario - input'!$D116=\"\"),\"\",W131/'Historical scenario - input'!$D116),\"\")","v":""}]
[{"$f":"IFERROR('Historical scenario - input'!A117,\"\")","v":""},{"$f":"IFERROR('Historical scenario - input'!B117,\"\")","v":0},{"$f":"IFERROR('Historical scenario - input'!C117,\"\")","v":0},{"$f":"IFERROR(repcalc('Historical scenario - input'!$CV117:$GH117,'Historical scenario - input'!$G117,'Historical scenario - input'!$E117,'Historical scenario - input'!$F117,20,TRUE,TRUE),\"\")","v":""},"","","","","","","","","","","","","","","","","","","",{"$f":"IFERROR(IF(OR(D132=\"\",'Historical scenario - input'!$D117=\"\"),\"\",D132/'Historical scenario - input'!$D117),\"\")","v":""},{"$f":"IFERROR(IF(OR(E132=\"\",'Historical scenario - input'!$D117=\"\"),\"\",E132/'Historical scenario - input'!$D117),\"\")","v":""},{"$f":"IFERROR(IF(OR(F132=\"\",'Historical scenario - input'!$D117=\"\"),\"\",F132/'Historical scenario - input'!$D117),\"\")","v":""},{"$f":"IFERROR(IF(OR(G132=\"\",'Historical scenario - input'!$D117=\"\"),\"\",G132/'Historical scenario - input'!$D117),\"\")","v":""},{"$f":"IFERROR(IF(OR(H132=\"\",'Historical scenario - input'!$D117=\"\"),\"\",H132/'Historical scenario - input'!$D117),\"\")","v":""},{"$f":"IFERROR(IF(OR(I132=\"\",'Historical scenario - input'!$D117=\"\"),\"\",I132/'Historical scenario - input'!$D117),\"\")","v":""},{"$f":"IFERROR(IF(OR(J132=\"\",'Historical scenario - input'!$D117=\"\"),\"\",J132/'Historical scenario - input'!$D117),\"\")","v":""},{"$f":"IFERROR(IF(OR(K132=\"\",'Historical scenario - input'!$D117=\"\"),\"\",K132/'Historical scenario - input'!$D117),\"\")","v":""},{"$f":"IFERROR(IF(OR(L132=\"\",'Historical scenario - input'!$D117=\"\"),\"\",L132/'Historical scenario - input'!$D117),\"\")","v":""},{"$f":"IFERROR(IF(OR(M132=\"\",'Historical scenario - input'!$D117=\"\"),\"\",M132/'Historical scenario - input'!$D117),\"\")","v":""},{"$f":"IFERROR(IF(OR(N132=\"\",'Historical scenario - input'!$D117=\"\"),\"\",N132/'Historical scenario - input'!$D117),\"\")","v":""},{"$f":"IFERROR(IF(OR(O132=\"\",'Historical scenario - input'!$D117=\"\"),\"\",O132/'Historical scenario - input'!$D117),\"\")","v":""},{"$f":"IFERROR(IF(OR(P132=\"\",'Historical scenario - input'!$D117=\"\"),\"\",P132/'Historical scenario - input'!$D117),\"\")","v":""},{"$f":"IFERROR(IF(OR(Q132=\"\",'Historical scenario - input'!$D117=\"\"),\"\",Q132/'Historical scenario - input'!$D117),\"\")","v":""},{"$f":"IFERROR(IF(OR(R132=\"\",'Historical scenario - input'!$D117=\"\"),\"\",R132/'Historical scenario - input'!$D117),\"\")","v":""},{"$f":"IFERROR(IF(OR(S132=\"\",'Historical scenario - input'!$D117=\"\"),\"\",S132/'Historical scenario - input'!$D117),\"\")","v":""},{"$f":"IFERROR(IF(OR(T132=\"\",'Historical scenario - input'!$D117=\"\"),\"\",T132/'Historical scenario - input'!$D117),\"\")","v":""},{"$f":"IFERROR(IF(OR(U132=\"\",'Historical scenario - input'!$D117=\"\"),\"\",U132/'Historical scenario - input'!$D117),\"\")","v":""},{"$f":"IFERROR(IF(OR(V132=\"\",'Historical scenario - input'!$D117=\"\"),\"\",V132/'Historical scenario - input'!$D117),\"\")","v":""},{"$f":"IFERROR(IF(OR(W132=\"\",'Historical scenario - input'!$D117=\"\"),\"\",W132/'Historical scenario - input'!$D117),\"\")","v":""}]
[{"$f":"IFERROR('Historical scenario - input'!A118,\"\")","v":""},{"$f":"IFERROR('Historical scenario - input'!B118,\"\")","v":0},{"$f":"IFERROR('Historical scenario - input'!C118,\"\")","v":0},{"$f":"IFERROR(repcalc('Historical scenario - input'!$CV118:$GH118,'Historical scenario - input'!$G118,'Historical scenario - input'!$E118,'Historical scenario - input'!$F118,20,TRUE,TRUE),\"\")","v":""},"","","","","","","","","","","","","","","","","","","",{"$f":"IFERROR(IF(OR(D133=\"\",'Historical scenario - input'!$D118=\"\"),\"\",D133/'Historical scenario - input'!$D118),\"\")","v":""},{"$f":"IFERROR(IF(OR(E133=\"\",'Historical scenario - input'!$D118=\"\"),\"\",E133/'Historical scenario - input'!$D118),\"\")","v":""},{"$f":"IFERROR(IF(OR(F133=\"\",'Historical scenario - input'!$D118=\"\"),\"\",F133/'Historical scenario - input'!$D118),\"\")","v":""},{"$f":"IFERROR(IF(OR(G133=\"\",'Historical scenario - input'!$D118=\"\"),\"\",G133/'Historical scenario - input'!$D118),\"\")","v":""},{"$f":"IFERROR(IF(OR(H133=\"\",'Historical scenario - input'!$D118=\"\"),\"\",H133/'Historical scenario - input'!$D118),\"\")","v":""},{"$f":"IFERROR(IF(OR(I133=\"\",'Historical scenario - input'!$D118=\"\"),\"\",I133/'Historical scenario - input'!$D118),\"\")","v":""},{"$f":"IFERROR(IF(OR(J133=\"\",'Historical scenario - input'!$D118=\"\"),\"\",J133/'Historical scenario - input'!$D118),\"\")","v":""},{"$f":"IFERROR(IF(OR(K133=\"\",'Historical scenario - input'!$D118=\"\"),\"\",K133/'Historical scenario - input'!$D118),\"\")","v":""},{"$f":"IFERROR(IF(OR(L133=\"\",'Historical scenario - input'!$D118=\"\"),\"\",L133/'Historical scenario - input'!$D118),\"\")","v":""},{"$f":"IFERROR(IF(OR(M133=\"\",'Historical scenario - input'!$D118=\"\"),\"\",M133/'Historical scenario - input'!$D118),\"\")","v":""},{"$f":"IFERROR(IF(OR(N133=\"\",'Historical scenario - input'!$D118=\"\"),\"\",N133/'Historical scenario - input'!$D118),\"\")","v":""},{"$f":"IFERROR(IF(OR(O133=\"\",'Historical scenario - input'!$D118=\"\"),\"\",O133/'Historical scenario - input'!$D118),\"\")","v":""},{"$f":"IFERROR(IF(OR(P133=\"\",'Historical scenario - input'!$D118=\"\"),\"\",P133/'Historical scenario - input'!$D118),\"\")","v":""},{"$f":"IFERROR(IF(OR(Q133=\"\",'Historical scenario - input'!$D118=\"\"),\"\",Q133/'Historical scenario - input'!$D118),\"\")","v":""},{"$f":"IFERROR(IF(OR(R133=\"\",'Historical scenario - input'!$D118=\"\"),\"\",R133/'Historical scenario - input'!$D118),\"\")","v":""},{"$f":"IFERROR(IF(OR(S133=\"\",'Historical scenario - input'!$D118=\"\"),\"\",S133/'Historical scenario - input'!$D118),\"\")","v":""},{"$f":"IFERROR(IF(OR(T133=\"\",'Historical scenario - input'!$D118=\"\"),\"\",T133/'Historical scenario - input'!$D118),\"\")","v":""},{"$f":"IFERROR(IF(OR(U133=\"\",'Historical scenario - input'!$D118=\"\"),\"\",U133/'Historical scenario - input'!$D118),\"\")","v":""},{"$f":"IFERROR(IF(OR(V133=\"\",'Historical scenario - input'!$D118=\"\"),\"\",V133/'Historical scenario - input'!$D118),\"\")","v":""},{"$f":"IFERROR(IF(OR(W133=\"\",'Historical scenario - input'!$D118=\"\"),\"\",W133/'Historical scenario - input'!$D118),\"\")","v":""}]
[{"$f":"IFERROR('Historical scenario - input'!A119,\"\")","v":""},{"$f":"IFERROR('Historical scenario - input'!B119,\"\")","v":0},{"$f":"IFERROR('Historical scenario - input'!C119,\"\")","v":0},{"$f":"IFERROR(repcalc('Historical scenario - input'!$CV119:$GH119,'Historical scenario - input'!$G119,'Historical scenario - input'!$E119,'Historical scenario - input'!$F119,20,TRUE,TRUE),\"\")","v":""},"","","","","","","","","","","","","","","","","","","",{"$f":"IFERROR(IF(OR(D134=\"\",'Historical scenario - input'!$D119=\"\"),\"\",D134/'Historical scenario - input'!$D119),\"\")","v":""},{"$f":"IFERROR(IF(OR(E134=\"\",'Historical scenario - input'!$D119=\"\"),\"\",E134/'Historical scenario - input'!$D119),\"\")","v":""},{"$f":"IFERROR(IF(OR(F134=\"\",'Historical scenario - input'!$D119=\"\"),\"\",F134/'Historical scenario - input'!$D119),\"\")","v":""},{"$f":"IFERROR(IF(OR(G134=\"\",'Historical scenario - input'!$D119=\"\"),\"\",G134/'Historical scenario - input'!$D119),\"\")","v":""},{"$f":"IFERROR(IF(OR(H134=\"\",'Historical scenario - input'!$D119=\"\"),\"\",H134/'Historical scenario - input'!$D119),\"\")","v":""},{"$f":"IFERROR(IF(OR(I134=\"\",'Historical scenario - input'!$D119=\"\"),\"\",I134/'Historical scenario - input'!$D119),\"\")","v":""},{"$f":"IFERROR(IF(OR(J134=\"\",'Historical scenario - input'!$D119=\"\"),\"\",J134/'Historical scenario - input'!$D119),\"\")","v":""},{"$f":"IFERROR(IF(OR(K134=\"\",'Historical scenario - input'!$D119=\"\"),\"\",K134/'Historical scenario - input'!$D119),\"\")","v":""},{"$f":"IFERROR(IF(OR(L134=\"\",'Historical scenario - input'!$D119=\"\"),\"\",L134/'Historical scenario - input'!$D119),\"\")","v":""},{"$f":"IFERROR(IF(OR(M134=\"\",'Historical scenario - input'!$D119=\"\"),\"\",M134/'Historical scenario - input'!$D119),\"\")","v":""},{"$f":"IFERROR(IF(OR(N134=\"\",'Historical scenario - input'!$D119=\"\"),\"\",N134/'Historical scenario - input'!$D119),\"\")","v":""},{"$f":"IFERROR(IF(OR(O134=\"\",'Historical scenario - input'!$D119=\"\"),\"\",O134/'Historical scenario - input'!$D119),\"\")","v":""},{"$f":"IFERROR(IF(OR(P134=\"\",'Historical scenario - input'!$D119=\"\"),\"\",P134/'Historical scenario - input'!$D119),\"\")","v":""},{"$f":"IFERROR(IF(OR(Q134=\"\",'Historical scenario - input'!$D119=\"\"),\"\",Q134/'Historical scenario - input'!$D119),\"\")","v":""},{"$f":"IFERROR(IF(OR(R134=\"\",'Historical scenario - input'!$D119=\"\"),\"\",R134/'Historical scenario - input'!$D119),\"\")","v":""},{"$f":"IFERROR(IF(OR(S134=\"\",'Historical scenario - input'!$D119=\"\"),\"\",S134/'Historical scenario - input'!$D119),\"\")","v":""},{"$f":"IFERROR(IF(OR(T134=\"\",'Historical scenario - input'!$D119=\"\"),\"\",T134/'Historical scenario - input'!$D119),\"\")","v":""},{"$f":"IFERROR(IF(OR(U134=\"\",'Historical scenario - input'!$D119=\"\"),\"\",U134/'Historical scenario - input'!$D119),\"\")","v":""},{"$f":"IFERROR(IF(OR(V134=\"\",'Historical scenario - input'!$D119=\"\"),\"\",V134/'Historical scenario - input'!$D119),\"\")","v":""},{"$f":"IFERROR(IF(OR(W134=\"\",'Historical scenario - input'!$D119=\"\"),\"\",W134/'Historical scenario - input'!$D119),\"\")","v":""}]
[{"$f":"IFERROR('Historical scenario - input'!A120,\"\")","v":""},{"$f":"IFERROR('Historical scenario - input'!B120,\"\")","v":0},{"$f":"IFERROR('Historical scenario - input'!C120,\"\")","v":0},{"$f":"IFERROR(repcalc('Historical scenario - input'!$CV120:$GH120,'Historical scenario - input'!$G120,'Historical scenario - input'!$E120,'Historical scenario - input'!$F120,20,TRUE,TRUE),\"\")","v":""},"","","","","","","","","","","","","","","","","","","",{"$f":"IFERROR(IF(OR(D135=\"\",'Historical scenario - input'!$D120=\"\"),\"\",D135/'Historical scenario - input'!$D120),\"\")","v":""},{"$f":"IFERROR(IF(OR(E135=\"\",'Historical scenario - input'!$D120=\"\"),\"\",E135/'Historical scenario - input'!$D120),\"\")","v":""},{"$f":"IFERROR(IF(OR(F135=\"\",'Historical scenario - input'!$D120=\"\"),\"\",F135/'Historical scenario - input'!$D120),\"\")","v":""},{"$f":"IFERROR(IF(OR(G135=\"\",'Historical scenario - input'!$D120=\"\"),\"\",G135/'Historical scenario - input'!$D120),\"\")","v":""},{"$f":"IFERROR(IF(OR(H135=\"\",'Historical scenario - input'!$D120=\"\"),\"\",H135/'Historical scenario - input'!$D120),\"\")","v":""},{"$f":"IFERROR(IF(OR(I135=\"\",'Historical scenario - input'!$D120=\"\"),\"\",I135/'Historical scenario - input'!$D120),\"\")","v":""},{"$f":"IFERROR(IF(OR(J135=\"\",'Historical scenario - input'!$D120=\"\"),\"\",J135/'Historical scenario - input'!$D120),\"\")","v":""},{"$f":"IFERROR(IF(OR(K135=\"\",'Historical scenario - input'!$D120=\"\"),\"\",K135/'Historical scenario - input'!$D120),\"\")","v":""},{"$f":"IFERROR(IF(OR(L135=\"\",'Historical scenario - input'!$D120=\"\"),\"\",L135/'Historical scenario - input'!$D120),\"\")","v":""},{"$f":"IFERROR(IF(OR(M135=\"\",'Historical scenario - input'!$D120=\"\"),\"\",M135/'Historical scenario - input'!$D120),\"\")","v":""},{"$f":"IFERROR(IF(OR(N135=\"\",'Historical scenario - input'!$D120=\"\"),\"\",N135/'Historical scenario - input'!$D120),\"\")","v":""},{"$f":"IFERROR(IF(OR(O135=\"\",'Historical scenario - input'!$D120=\"\"),\"\",O135/'Historical scenario - input'!$D120),\"\")","v":""},{"$f":"IFERROR(IF(OR(P135=\"\",'Historical scenario - input'!$D120=\"\"),\"\",P135/'Historical scenario - input'!$D120),\"\")","v":""},{"$f":"IFERROR(IF(OR(Q135=\"\",'Historical scenario - input'!$D120=\"\"),\"\",Q135/'Historical scenario - input'!$D120),\"\")","v":""},{"$f":"IFERROR(IF(OR(R135=\"\",'Historical scenario - input'!$D120=\"\"),\"\",R135/'Historical scenario - input'!$D120),\"\")","v":""},{"$f":"IFERROR(IF(OR(S135=\"\",'Historical scenario - input'!$D120=\"\"),\"\",S135/'Historical scenario - input'!$D120),\"\")","v":""},{"$f":"IFERROR(IF(OR(T135=\"\",'Historical scenario - input'!$D120=\"\"),\"\",T135/'Historical scenario - input'!$D120),\"\")","v":""},{"$f":"IFERROR(IF(OR(U135=\"\",'Historical scenario - input'!$D120=\"\"),\"\",U135/'Historical scenario - input'!$D120),\"\")","v":""},{"$f":"IFERROR(IF(OR(V135=\"\",'Historical scenario - input'!$D120=\"\"),\"\",V135/'Historical scenario - input'!$D120),\"\")","v":""},{"$f":"IFERROR(IF(OR(W135=\"\",'Historical scenario - input'!$D120=\"\"),\"\",W135/'Historical scenario - input'!$D120),\"\")","v":""}]
[{"$f":"IFERROR('Historical scenario - input'!A121,\"\")","v":""},{"$f":"IFERROR('Historical scenario - input'!B121,\"\")","v":0},{"$f":"IFERROR('Historical scenario - input'!C121,\"\")","v":0},{"$f":"IFERROR(repcalc('Historical scenario - input'!$CV121:$GH121,'Historical scenario - input'!$G121,'Historical scenario - input'!$E121,'Historical scenario - input'!$F121,20,TRUE,TRUE),\"\")","v":""},"","","","","","","","","","","","","","","","","","","",{"$f":"IFERROR(IF(OR(D136=\"\",'Historical scenario - input'!$D121=\"\"),\"\",D136/'Historical scenario - input'!$D121),\"\")","v":""},{"$f":"IFERROR(IF(OR(E136=\"\",'Historical scenario - input'!$D121=\"\"),\"\",E136/'Historical scenario - input'!$D121),\"\")","v":""},{"$f":"IFERROR(IF(OR(F136=\"\",'Historical scenario - input'!$D121=\"\"),\"\",F136/'Historical scenario - input'!$D121),\"\")","v":""},{"$f":"IFERROR(IF(OR(G136=\"\",'Historical scenario - input'!$D121=\"\"),\"\",G136/'Historical scenario - input'!$D121),\"\")","v":""},{"$f":"IFERROR(IF(OR(H136=\"\",'Historical scenario - input'!$D121=\"\"),\"\",H136/'Historical scenario - input'!$D121),\"\")","v":""},{"$f":"IFERROR(IF(OR(I136=\"\",'Historical scenario - input'!$D121=\"\"),\"\",I136/'Historical scenario - input'!$D121),\"\")","v":""},{"$f":"IFERROR(IF(OR(J136=\"\",'Historical scenario - input'!$D121=\"\"),\"\",J136/'Historical scenario - input'!$D121),\"\")","v":""},{"$f":"IFERROR(IF(OR(K136=\"\",'Historical scenario - input'!$D121=\"\"),\"\",K136/'Historical scenario - input'!$D121),\"\")","v":""},{"$f":"IFERROR(IF(OR(L136=\"\",'Historical scenario - input'!$D121=\"\"),\"\",L136/'Historical scenario - input'!$D121),\"\")","v":""},{"$f":"IFERROR(IF(OR(M136=\"\",'Historical scenario - input'!$D121=\"\"),\"\",M136/'Historical scenario - input'!$D121),\"\")","v":""},{"$f":"IFERROR(IF(OR(N136=\"\",'Historical scenario - input'!$D121=\"\"),\"\",N136/'Historical scenario - input'!$D121),\"\")","v":""},{"$f":"IFERROR(IF(OR(O136=\"\",'Historical scenario - input'!$D121=\"\"),\"\",O136/'Historical scenario - input'!$D121),\"\")","v":""},{"$f":"IFERROR(IF(OR(P136=\"\",'Historical scenario - input'!$D121=\"\"),\"\",P136/'Historical scenario - input'!$D121),\"\")","v":""},{"$f":"IFERROR(IF(OR(Q136=\"\",'Historical scenario - input'!$D121=\"\"),\"\",Q136/'Historical scenario - input'!$D121),\"\")","v":""},{"$f":"IFERROR(IF(OR(R136=\"\",'Historical scenario - input'!$D121=\"\"),\"\",R136/'Historical scenario - input'!$D121),\"\")","v":""},{"$f":"IFERROR(IF(OR(S136=\"\",'Historical scenario - input'!$D121=\"\"),\"\",S136/'Historical scenario - input'!$D121),\"\")","v":""},{"$f":"IFERROR(IF(OR(T136=\"\",'Historical scenario - input'!$D121=\"\"),\"\",T136/'Historical scenario - input'!$D121),\"\")","v":""},{"$f":"IFERROR(IF(OR(U136=\"\",'Historical scenario - input'!$D121=\"\"),\"\",U136/'Historical scenario - input'!$D121),\"\")","v":""},{"$f":"IFERROR(IF(OR(V136=\"\",'Historical scenario - input'!$D121=\"\"),\"\",V136/'Historical scenario - input'!$D121),\"\")","v":""},{"$f":"IFERROR(IF(OR(W136=\"\",'Historical scenario - input'!$D121=\"\"),\"\",W136/'Historical scenario - input'!$D121),\"\")","v":""}]
[{"$f":"IFERROR('Historical scenario - input'!A122,\"\")","v":""},{"$f":"IFERROR('Historical scenario - input'!B122,\"\")","v":0},{"$f":"IFERROR('Historical scenario - input'!C122,\"\")","v":0},{"$f":"IFERROR(repcalc('Historical scenario - input'!$CV122:$GH122,'Historical scenario - input'!$G122,'Historical scenario - input'!$E122,'Historical scenario - input'!$F122,20,TRUE,TRUE),\"\")","v":""},"","","","","","","","","","","","","","","","","","","",{"$f":"IFERROR(IF(OR(D137=\"\",'Historical scenario - input'!$D122=\"\"),\"\",D137/'Historical scenario - input'!$D122),\"\")","v":""},{"$f":"IFERROR(IF(OR(E137=\"\",'Historical scenario - input'!$D122=\"\"),\"\",E137/'Historical scenario - input'!$D122),\"\")","v":""},{"$f":"IFERROR(IF(OR(F137=\"\",'Historical scenario - input'!$D122=\"\"),\"\",F137/'Historical scenario - input'!$D122),\"\")","v":""},{"$f":"IFERROR(IF(OR(G137=\"\",'Historical scenario - input'!$D122=\"\"),\"\",G137/'Historical scenario - input'!$D122),\"\")","v":""},{"$f":"IFERROR(IF(OR(H137=\"\",'Historical scenario - input'!$D122=\"\"),\"\",H137/'Historical scenario - input'!$D122),\"\")","v":""},{"$f":"IFERROR(IF(OR(I137=\"\",'Historical scenario - input'!$D122=\"\"),\"\",I137/'Historical scenario - input'!$D122),\"\")","v":""},{"$f":"IFERROR(IF(OR(J137=\"\",'Historical scenario - input'!$D122=\"\"),\"\",J137/'Historical scenario - input'!$D122),\"\")","v":""},{"$f":"IFERROR(IF(OR(K137=\"\",'Historical scenario - input'!$D122=\"\"),\"\",K137/'Historical scenario - input'!$D122),\"\")","v":""},{"$f":"IFERROR(IF(OR(L137=\"\",'Historical scenario - input'!$D122=\"\"),\"\",L137/'Historical scenario - input'!$D122),\"\")","v":""},{"$f":"IFERROR(IF(OR(M137=\"\",'Historical scenario - input'!$D122=\"\"),\"\",M137/'Historical scenario - input'!$D122),\"\")","v":""},{"$f":"IFERROR(IF(OR(N137=\"\",'Historical scenario - input'!$D122=\"\"),\"\",N137/'Historical scenario - input'!$D122),\"\")","v":""},{"$f":"IFERROR(IF(OR(O137=\"\",'Historical scenario - input'!$D122=\"\"),\"\",O137/'Historical scenario - input'!$D122),\"\")","v":""},{"$f":"IFERROR(IF(OR(P137=\"\",'Historical scenario - input'!$D122=\"\"),\"\",P137/'Historical scenario - input'!$D122),\"\")","v":""},{"$f":"IFERROR(IF(OR(Q137=\"\",'Historical scenario - input'!$D122=\"\"),\"\",Q137/'Historical scenario - input'!$D122),\"\")","v":""},{"$f":"IFERROR(IF(OR(R137=\"\",'Historical scenario - input'!$D122=\"\"),\"\",R137/'Historical scenario - input'!$D122),\"\")","v":""},{"$f":"IFERROR(IF(OR(S137=\"\",'Historical scenario - input'!$D122=\"\"),\"\",S137/'Historical scenario - input'!$D122),\"\")","v":""},{"$f":"IFERROR(IF(OR(T137=\"\",'Historical scenario - input'!$D122=\"\"),\"\",T137/'Historical scenario - input'!$D122),\"\")","v":""},{"$f":"IFERROR(IF(OR(U137=\"\",'Historical scenario - input'!$D122=\"\"),\"\",U137/'Historical scenario - input'!$D122),\"\")","v":""},{"$f":"IFERROR(IF(OR(V137=\"\",'Historical scenario - input'!$D122=\"\"),\"\",V137/'Historical scenario - input'!$D122),\"\")","v":""},{"$f":"IFERROR(IF(OR(W137=\"\",'Historical scenario - input'!$D122=\"\"),\"\",W137/'Historical scenario - input'!$D122),\"\")","v":""}]
[{"$f":"IFERROR('Historical scenario - input'!A123,\"\")","v":""},{"$f":"IFERROR('Historical scenario - input'!B123,\"\")","v":0},{"$f":"IFERROR('Historical scenario - input'!C123,\"\")","v":0},{"$f":"IFERROR(repcalc('Historical scenario - input'!$CV123:$GH123,'Historical scenario - input'!$G123,'Historical scenario - input'!$E123,'Historical scenario - input'!$F123,20,TRUE,TRUE),\"\")","v":""},"","","","","","","","","","","","","","","","","","","",{"$f":"IFERROR(IF(OR(D138=\"\",'Historical scenario - input'!$D123=\"\"),\"\",D138/'Historical scenario - input'!$D123),\"\")","v":""},{"$f":"IFERROR(IF(OR(E138=\"\",'Historical scenario - input'!$D123=\"\"),\"\",E138/'Historical scenario - input'!$D123),\"\")","v":""},{"$f":"IFERROR(IF(OR(F138=\"\",'Historical scenario - input'!$D123=\"\"),\"\",F138/'Historical scenario - input'!$D123),\"\")","v":""},{"$f":"IFERROR(IF(OR(G138=\"\",'Historical scenario - input'!$D123=\"\"),\"\",G138/'Historical scenario - input'!$D123),\"\")","v":""},{"$f":"IFERROR(IF(OR(H138=\"\",'Historical scenario - input'!$D123=\"\"),\"\",H138/'Historical scenario - input'!$D123),\"\")","v":""},{"$f":"IFERROR(IF(OR(I138=\"\",'Historical scenario - input'!$D123=\"\"),\"\",I138/'Historical scenario - input'!$D123),\"\")","v":""},{"$f":"IFERROR(IF(OR(J138=\"\",'Historical scenario - input'!$D123=\"\"),\"\",J138/'Historical scenario - input'!$D123),\"\")","v":""},{"$f":"IFERROR(IF(OR(K138=\"\",'Historical scenario - input'!$D123=\"\"),\"\",K138/'Historical scenario - input'!$D123),\"\")","v":""},{"$f":"IFERROR(IF(OR(L138=\"\",'Historical scenario - input'!$D123=\"\"),\"\",L138/'Historical scenario - input'!$D123),\"\")","v":""},{"$f":"IFERROR(IF(OR(M138=\"\",'Historical scenario - input'!$D123=\"\"),\"\",M138/'Historical scenario - input'!$D123),\"\")","v":""},{"$f":"IFERROR(IF(OR(N138=\"\",'Historical scenario - input'!$D123=\"\"),\"\",N138/'Historical scenario - input'!$D123),\"\")","v":""},{"$f":"IFERROR(IF(OR(O138=\"\",'Historical scenario - input'!$D123=\"\"),\"\",O138/'Historical scenario - input'!$D123),\"\")","v":""},{"$f":"IFERROR(IF(OR(P138=\"\",'Historical scenario - input'!$D123=\"\"),\"\",P138/'Historical scenario - input'!$D123),\"\")","v":""},{"$f":"IFERROR(IF(OR(Q138=\"\",'Historical scenario - input'!$D123=\"\"),\"\",Q138/'Historical scenario - input'!$D123),\"\")","v":""},{"$f":"IFERROR(IF(OR(R138=\"\",'Historical scenario - input'!$D123=\"\"),\"\",R138/'Historical scenario - input'!$D123),\"\")","v":""},{"$f":"IFERROR(IF(OR(S138=\"\",'Historical scenario - input'!$D123=\"\"),\"\",S138/'Historical scenario - input'!$D123),\"\")","v":""},{"$f":"IFERROR(IF(OR(T138=\"\",'Historical scenario - input'!$D123=\"\"),\"\",T138/'Historical scenario - input'!$D123),\"\")","v":""},{"$f":"IFERROR(IF(OR(U138=\"\",'Historical scenario - input'!$D123=\"\"),\"\",U138/'Historical scenario - input'!$D123),\"\")","v":""},{"$f":"IFERROR(IF(OR(V138=\"\",'Historical scenario - input'!$D123=\"\"),\"\",V138/'Historical scenario - input'!$D123),\"\")","v":""},{"$f":"IFERROR(IF(OR(W138=\"\",'Historical scenario - input'!$D123=\"\"),\"\",W138/'Historical scenario - input'!$D123),\"\")","v":""}]
[{"$f":"IFERROR('Historical scenario - input'!A124,\"\")","v":""},{"$f":"IFERROR('Historical scenario - input'!B124,\"\")","v":0},{"$f":"IFERROR('Historical scenario - input'!C124,\"\")","v":0},{"$f":"IFERROR(repcalc('Historical scenario - input'!$CV124:$GH124,'Historical scenario - input'!$G124,'Historical scenario - input'!$E124,'Historical scenario - input'!$F124,20,TRUE,TRUE),\"\")","v":""},"","","","","","","","","","","","","","","","","","","",{"$f":"IFERROR(IF(OR(D139=\"\",'Historical scenario - input'!$D124=\"\"),\"\",D139/'Historical scenario - input'!$D124),\"\")","v":""},{"$f":"IFERROR(IF(OR(E139=\"\",'Historical scenario - input'!$D124=\"\"),\"\",E139/'Historical scenario - input'!$D124),\"\")","v":""},{"$f":"IFERROR(IF(OR(F139=\"\",'Historical scenario - input'!$D124=\"\"),\"\",F139/'Historical scenario - input'!$D124),\"\")","v":""},{"$f":"IFERROR(IF(OR(G139=\"\",'Historical scenario - input'!$D124=\"\"),\"\",G139/'Historical scenario - input'!$D124),\"\")","v":""},{"$f":"IFERROR(IF(OR(H139=\"\",'Historical scenario - input'!$D124=\"\"),\"\",H139/'Historical scenario - input'!$D124),\"\")","v":""},{"$f":"IFERROR(IF(OR(I139=\"\",'Historical scenario - input'!$D124=\"\"),\"\",I139/'Historical scenario - input'!$D124),\"\")","v":""},{"$f":"IFERROR(IF(OR(J139=\"\",'Historical scenario - input'!$D124=\"\"),\"\",J139/'Historical scenario - input'!$D124),\"\")","v":""},{"$f":"IFERROR(IF(OR(K139=\"\",'Historical scenario - input'!$D124=\"\"),\"\",K139/'Historical scenario - input'!$D124),\"\")","v":""},{"$f":"IFERROR(IF(OR(L139=\"\",'Historical scenario - input'!$D124=\"\"),\"\",L139/'Historical scenario - input'!$D124),\"\")","v":""},{"$f":"IFERROR(IF(OR(M139=\"\",'Historical scenario - input'!$D124=\"\"),\"\",M139/'Historical scenario - input'!$D124),\"\")","v":""},{"$f":"IFERROR(IF(OR(N139=\"\",'Historical scenario - input'!$D124=\"\"),\"\",N139/'Historical scenario - input'!$D124),\"\")","v":""},{"$f":"IFERROR(IF(OR(O139=\"\",'Historical scenario - input'!$D124=\"\"),\"\",O139/'Historical scenario - input'!$D124),\"\")","v":""},{"$f":"IFERROR(IF(OR(P139=\"\",'Historical scenario - input'!$D124=\"\"),\"\",P139/'Historical scenario - input'!$D124),\"\")","v":""},{"$f":"IFERROR(IF(OR(Q139=\"\",'Historical scenario - input'!$D124=\"\"),\"\",Q139/'Historical scenario - input'!$D124),\"\")","v":""},{"$f":"IFERROR(IF(OR(R139=\"\",'Historical scenario - input'!$D124=\"\"),\"\",R139/'Historical scenario - input'!$D124),\"\")","v":""},{"$f":"IFERROR(IF(OR(S139=\"\",'Historical scenario - input'!$D124=\"\"),\"\",S139/'Historical scenario - input'!$D124),\"\")","v":""},{"$f":"IFERROR(IF(OR(T139=\"\",'Historical scenario - input'!$D124=\"\"),\"\",T139/'Historical scenario - input'!$D124),\"\")","v":""},{"$f":"IFERROR(IF(OR(U139=\"\",'Historical scenario - input'!$D124=\"\"),\"\",U139/'Historical scenario - input'!$D124),\"\")","v":""},{"$f":"IFERROR(IF(OR(V139=\"\",'Historical scenario - input'!$D124=\"\"),\"\",V139/'Historical scenario - input'!$D124),\"\")","v":""},{"$f":"IFERROR(IF(OR(W139=\"\",'Historical scenario - input'!$D124=\"\"),\"\",W139/'Historical scenario - input'!$D124),\"\")","v":""}]
[{"$f":"IFERROR('Historical scenario - input'!A125,\"\")","v":""},{"$f":"IFERROR('Historical scenario - input'!B125,\"\")","v":0},{"$f":"IFERROR('Historical scenario - input'!C125,\"\")","v":0},{"$f":"IFERROR(repcalc('Historical scenario - input'!$CV125:$GH125,'Historical scenario - input'!$G125,'Historical scenario - input'!$E125,'Historical scenario - input'!$F125,20,TRUE,TRUE),\"\")","v":""},"","","","","","","","","","","","","","","","","","","",{"$f":"IFERROR(IF(OR(D140=\"\",'Historical scenario - input'!$D125=\"\"),\"\",D140/'Historical scenario - input'!$D125),\"\")","v":""},{"$f":"IFERROR(IF(OR(E140=\"\",'Historical scenario - input'!$D125=\"\"),\"\",E140/'Historical scenario - input'!$D125),\"\")","v":""},{"$f":"IFERROR(IF(OR(F140=\"\",'Historical scenario - input'!$D125=\"\"),\"\",F140/'Historical scenario - input'!$D125),\"\")","v":""},{"$f":"IFERROR(IF(OR(G140=\"\",'Historical scenario - input'!$D125=\"\"),\"\",G140/'Historical scenario - input'!$D125),\"\")","v":""},{"$f":"IFERROR(IF(OR(H140=\"\",'Historical scenario - input'!$D125=\"\"),\"\",H140/'Historical scenario - input'!$D125),\"\")","v":""},{"$f":"IFERROR(IF(OR(I140=\"\",'Historical scenario - input'!$D125=\"\"),\"\",I140/'Historical scenario - input'!$D125),\"\")","v":""},{"$f":"IFERROR(IF(OR(J140=\"\",'Historical scenario - input'!$D125=\"\"),\"\",J140/'Historical scenario - input'!$D125),\"\")","v":""},{"$f":"IFERROR(IF(OR(K140=\"\",'Historical scenario - input'!$D125=\"\"),\"\",K140/'Historical scenario - input'!$D125),\"\")","v":""},{"$f":"IFERROR(IF(OR(L140=\"\",'Historical scenario - input'!$D125=\"\"),\"\",L140/'Historical scenario - input'!$D125),\"\")","v":""},{"$f":"IFERROR(IF(OR(M140=\"\",'Historical scenario - input'!$D125=\"\"),\"\",M140/'Historical scenario - input'!$D125),\"\")","v":""},{"$f":"IFERROR(IF(OR(N140=\"\",'Historical scenario - input'!$D125=\"\"),\"\",N140/'Historical scenario - input'!$D125),\"\")","v":""},{"$f":"IFERROR(IF(OR(O140=\"\",'Historical scenario - input'!$D125=\"\"),\"\",O140/'Historical scenario - input'!$D125),\"\")","v":""},{"$f":"IFERROR(IF(OR(P140=\"\",'Historical scenario - input'!$D125=\"\"),\"\",P140/'Historical scenario - input'!$D125),\"\")","v":""},{"$f":"IFERROR(IF(OR(Q140=\"\",'Historical scenario - input'!$D125=\"\"),\"\",Q140/'Historical scenario - input'!$D125),\"\")","v":""},{"$f":"IFERROR(IF(OR(R140=\"\",'Historical scenario - input'!$D125=\"\"),\"\",R140/'Historical scenario - input'!$D125),\"\")","v":""},{"$f":"IFERROR(IF(OR(S140=\"\",'Historical scenario - input'!$D125=\"\"),\"\",S140/'Historical scenario - input'!$D125),\"\")","v":""},{"$f":"IFERROR(IF(OR(T140=\"\",'Historical scenario - input'!$D125=\"\"),\"\",T140/'Historical scenario - input'!$D125),\"\")","v":""},{"$f":"IFERROR(IF(OR(U140=\"\",'Historical scenario - input'!$D125=\"\"),\"\",U140/'Historical scenario - input'!$D125),\"\")","v":""},{"$f":"IFERROR(IF(OR(V140=\"\",'Historical scenario - input'!$D125=\"\"),\"\",V140/'Historical scenario - input'!$D125),\"\")","v":""},{"$f":"IFERROR(IF(OR(W140=\"\",'Historical scenario - input'!$D125=\"\"),\"\",W140/'Historical scenario - input'!$D125),\"\")","v":""}]
[{"$f":"IFERROR('Historical scenario - input'!A126,\"\")","v":""},{"$f":"IFERROR('Historical scenario - input'!B126,\"\")","v":0},{"$f":"IFERROR('Historical scenario - input'!C126,\"\")","v":0},{"$f":"IFERROR(repcalc('Historical scenario - input'!$CV126:$GH126,'Historical scenario - input'!$G126,'Historical scenario - input'!$E126,'Historical scenario - input'!$F126,20,TRUE,TRUE),\"\")","v":""},"","","","","","","","","","","","","","","","","","","",{"$f":"IFERROR(IF(OR(D141=\"\",'Historical scenario - input'!$D126=\"\"),\"\",D141/'Historical scenario - input'!$D126),\"\")","v":""},{"$f":"IFERROR(IF(OR(E141=\"\",'Historical scenario - input'!$D126=\"\"),\"\",E141/'Historical scenario - input'!$D126),\"\")","v":""},{"$f":"IFERROR(IF(OR(F141=\"\",'Historical scenario - input'!$D126=\"\"),\"\",F141/'Historical scenario - input'!$D126),\"\")","v":""},{"$f":"IFERROR(IF(OR(G141=\"\",'Historical scenario - input'!$D126=\"\"),\"\",G141/'Historical scenario - input'!$D126),\"\")","v":""},{"$f":"IFERROR(IF(OR(H141=\"\",'Historical scenario - input'!$D126=\"\"),\"\",H141/'Historical scenario - input'!$D126),\"\")","v":""},{"$f":"IFERROR(IF(OR(I141=\"\",'Historical scenario - input'!$D126=\"\"),\"\",I141/'Historical scenario - input'!$D126),\"\")","v":""},{"$f":"IFERROR(IF(OR(J141=\"\",'Historical scenario - input'!$D126=\"\"),\"\",J141/'Historical scenario - input'!$D126),\"\")","v":""},{"$f":"IFERROR(IF(OR(K141=\"\",'Historical scenario - input'!$D126=\"\"),\"\",K141/'Historical scenario - input'!$D126),\"\")","v":""},{"$f":"IFERROR(IF(OR(L141=\"\",'Historical scenario - input'!$D126=\"\"),\"\",L141/'Historical scenario - input'!$D126),\"\")","v":""},{"$f":"IFERROR(IF(OR(M141=\"\",'Historical scenario - input'!$D126=\"\"),\"\",M141/'Historical scenario - input'!$D126),\"\")","v":""},{"$f":"IFERROR(IF(OR(N141=\"\",'Historical scenario - input'!$D126=\"\"),\"\",N141/'Historical scenario - input'!$D126),\"\")","v":""},{"$f":"IFERROR(IF(OR(O141=\"\",'Historical scenario - input'!$D126=\"\"),\"\",O141/'Historical scenario - input'!$D126),\"\")","v":""},{"$f":"IFERROR(IF(OR(P141=\"\",'Historical scenario - input'!$D126=\"\"),\"\",P141/'Historical scenario - input'!$D126),\"\")","v":""},{"$f":"IFERROR(IF(OR(Q141=\"\",'Historical scenario - input'!$D126=\"\"),\"\",Q141/'Historical scenario - input'!$D126),\"\")","v":""},{"$f":"IFERROR(IF(OR(R141=\"\",'Historical scenario - input'!$D126=\"\"),\"\",R141/'Historical scenario - input'!$D126),\"\")","v":""},{"$f":"IFERROR(IF(OR(S141=\"\",'Historical scenario - input'!$D126=\"\"),\"\",S141/'Historical scenario - input'!$D126),\"\")","v":""},{"$f":"IFERROR(IF(OR(T141=\"\",'Historical scenario - input'!$D126=\"\"),\"\",T141/'Historical scenario - input'!$D126),\"\")","v":""},{"$f":"IFERROR(IF(OR(U141=\"\",'Historical scenario - input'!$D126=\"\"),\"\",U141/'Historical scenario - input'!$D126),\"\")","v":""},{"$f":"IFERROR(IF(OR(V141=\"\",'Historical scenario - input'!$D126=\"\"),\"\",V141/'Historical scenario - input'!$D126),\"\")","v":""},{"$f":"IFERROR(IF(OR(W141=\"\",'Historical scenario - input'!$D126=\"\"),\"\",W141/'Historical scenario - input'!$D126),\"\")","v":""}]
[{"$f":"IFERROR('Historical scenario - input'!A127,\"\")","v":""},{"$f":"IFERROR('Historical scenario - input'!B127,\"\")","v":0},{"$f":"IFERROR('Historical scenario - input'!C127,\"\")","v":0},{"$f":"IFERROR(repcalc('Historical scenario - input'!$CV127:$GH127,'Historical scenario - input'!$G127,'Historical scenario - input'!$E127,'Historical scenario - input'!$F127,20,TRUE,TRUE),\"\")","v":""},"","","","","","","","","","","","","","","","","","","",{"$f":"IFERROR(IF(OR(D142=\"\",'Historical scenario - input'!$D127=\"\"),\"\",D142/'Historical scenario - input'!$D127),\"\")","v":""},{"$f":"IFERROR(IF(OR(E142=\"\",'Historical scenario - input'!$D127=\"\"),\"\",E142/'Historical scenario - input'!$D127),\"\")","v":""},{"$f":"IFERROR(IF(OR(F142=\"\",'Historical scenario - input'!$D127=\"\"),\"\",F142/'Historical scenario - input'!$D127),\"\")","v":""},{"$f":"IFERROR(IF(OR(G142=\"\",'Historical scenario - input'!$D127=\"\"),\"\",G142/'Historical scenario - input'!$D127),\"\")","v":""},{"$f":"IFERROR(IF(OR(H142=\"\",'Historical scenario - input'!$D127=\"\"),\"\",H142/'Historical scenario - input'!$D127),\"\")","v":""},{"$f":"IFERROR(IF(OR(I142=\"\",'Historical scenario - input'!$D127=\"\"),\"\",I142/'Historical scenario - input'!$D127),\"\")","v":""},{"$f":"IFERROR(IF(OR(J142=\"\",'Historical scenario - input'!$D127=\"\"),\"\",J142/'Historical scenario - input'!$D127),\"\")","v":""},{"$f":"IFERROR(IF(OR(K142=\"\",'Historical scenario - input'!$D127=\"\"),\"\",K142/'Historical scenario - input'!$D127),\"\")","v":""},{"$f":"IFERROR(IF(OR(L142=\"\",'Historical scenario - input'!$D127=\"\"),\"\",L142/'Historical scenario - input'!$D127),\"\")","v":""},{"$f":"IFERROR(IF(OR(M142=\"\",'Historical scenario - input'!$D127=\"\"),\"\",M142/'Historical scenario - input'!$D127),\"\")","v":""},{"$f":"IFERROR(IF(OR(N142=\"\",'Historical scenario - input'!$D127=\"\"),\"\",N142/'Historical scenario - input'!$D127),\"\")","v":""},{"$f":"IFERROR(IF(OR(O142=\"\",'Historical scenario - input'!$D127=\"\"),\"\",O142/'Historical scenario - input'!$D127),\"\")","v":""},{"$f":"IFERROR(IF(OR(P142=\"\",'Historical scenario - input'!$D127=\"\"),\"\",P142/'Historical scenario - input'!$D127),\"\")","v":""},{"$f":"IFERROR(IF(OR(Q142=\"\",'Historical scenario - input'!$D127=\"\"),\"\",Q142/'Historical scenario - input'!$D127),\"\")","v":""},{"$f":"IFERROR(IF(OR(R142=\"\",'Historical scenario - input'!$D127=\"\"),\"\",R142/'Historical scenario - input'!$D127),\"\")","v":""},{"$f":"IFERROR(IF(OR(S142=\"\",'Historical scenario - input'!$D127=\"\"),\"\",S142/'Historical scenario - input'!$D127),\"\")","v":""},{"$f":"IFERROR(IF(OR(T142=\"\",'Historical scenario - input'!$D127=\"\"),\"\",T142/'Historical scenario - input'!$D127),\"\")","v":""},{"$f":"IFERROR(IF(OR(U142=\"\",'Historical scenario - input'!$D127=\"\"),\"\",U142/'Historical scenario - input'!$D127),\"\")","v":""},{"$f":"IFERROR(IF(OR(V142=\"\",'Historical scenario - input'!$D127=\"\"),\"\",V142/'Historical scenario - input'!$D127),\"\")","v":""},{"$f":"IFERROR(IF(OR(W142=\"\",'Historical scenario - input'!$D127=\"\"),\"\",W142/'Historical scenario - input'!$D127),\"\")","v":""}]
[{"$f":"IFERROR('Historical scenario - input'!A128,\"\")","v":""},{"$f":"IFERROR('Historical scenario - input'!B128,\"\")","v":0},{"$f":"IFERROR('Historical scenario - input'!C128,\"\")","v":0},{"$f":"IFERROR(repcalc('Historical scenario - input'!$CV128:$GH128,'Historical scenario - input'!$G128,'Historical scenario - input'!$E128,'Historical scenario - input'!$F128,20,TRUE,TRUE),\"\")","v":""},"","","","","","","","","","","","","","","","","","","",{"$f":"IFERROR(IF(OR(D143=\"\",'Historical scenario - input'!$D128=\"\"),\"\",D143/'Historical scenario - input'!$D128),\"\")","v":""},{"$f":"IFERROR(IF(OR(E143=\"\",'Historical scenario - input'!$D128=\"\"),\"\",E143/'Historical scenario - input'!$D128),\"\")","v":""},{"$f":"IFERROR(IF(OR(F143=\"\",'Historical scenario - input'!$D128=\"\"),\"\",F143/'Historical scenario - input'!$D128),\"\")","v":""},{"$f":"IFERROR(IF(OR(G143=\"\",'Historical scenario - input'!$D128=\"\"),\"\",G143/'Historical scenario - input'!$D128),\"\")","v":""},{"$f":"IFERROR(IF(OR(H143=\"\",'Historical scenario - input'!$D128=\"\"),\"\",H143/'Historical scenario - input'!$D128),\"\")","v":""},{"$f":"IFERROR(IF(OR(I143=\"\",'Historical scenario - input'!$D128=\"\"),\"\",I143/'Historical scenario - input'!$D128),\"\")","v":""},{"$f":"IFERROR(IF(OR(J143=\"\",'Historical scenario - input'!$D128=\"\"),\"\",J143/'Historical scenario - input'!$D128),\"\")","v":""},{"$f":"IFERROR(IF(OR(K143=\"\",'Historical scenario - input'!$D128=\"\"),\"\",K143/'Historical scenario - input'!$D128),\"\")","v":""},{"$f":"IFERROR(IF(OR(L143=\"\",'Historical scenario - input'!$D128=\"\"),\"\",L143/'Historical scenario - input'!$D128),\"\")","v":""},{"$f":"IFERROR(IF(OR(M143=\"\",'Historical scenario - input'!$D128=\"\"),\"\",M143/'Historical scenario - input'!$D128),\"\")","v":""},{"$f":"IFERROR(IF(OR(N143=\"\",'Historical scenario - input'!$D128=\"\"),\"\",N143/'Historical scenario - input'!$D128),\"\")","v":""},{"$f":"IFERROR(IF(OR(O143=\"\",'Historical scenario - input'!$D128=\"\"),\"\",O143/'Historical scenario - input'!$D128),\"\")","v":""},{"$f":"IFERROR(IF(OR(P143=\"\",'Historical scenario - input'!$D128=\"\"),\"\",P143/'Historical scenario - input'!$D128),\"\")","v":""},{"$f":"IFERROR(IF(OR(Q143=\"\",'Historical scenario - input'!$D128=\"\"),\"\",Q143/'Historical scenario - input'!$D128),\"\")","v":""},{"$f":"IFERROR(IF(OR(R143=\"\",'Historical scenario - input'!$D128=\"\"),\"\",R143/'Historical scenario - input'!$D128),\"\")","v":""},{"$f":"IFERROR(IF(OR(S143=\"\",'Historical scenario - input'!$D128=\"\"),\"\",S143/'Historical scenario - input'!$D128),\"\")","v":""},{"$f":"IFERROR(IF(OR(T143=\"\",'Historical scenario - input'!$D128=\"\"),\"\",T143/'Historical scenario - input'!$D128),\"\")","v":""},{"$f":"IFERROR(IF(OR(U143=\"\",'Historical scenario - input'!$D128=\"\"),\"\",U143/'Historical scenario - input'!$D128),\"\")","v":""},{"$f":"IFERROR(IF(OR(V143=\"\",'Historical scenario - input'!$D128=\"\"),\"\",V143/'Historical scenario - input'!$D128),\"\")","v":""},{"$f":"IFERROR(IF(OR(W143=\"\",'Historical scenario - input'!$D128=\"\"),\"\",W143/'Historical scenario - input'!$D128),\"\")","v":""}]
[{"$f":"IFERROR('Historical scenario - input'!A129,\"\")","v":""},{"$f":"IFERROR('Historical scenario - input'!B129,\"\")","v":0},{"$f":"IFERROR('Historical scenario - input'!C129,\"\")","v":0},{"$f":"IFERROR(repcalc('Historical scenario - input'!$CV129:$GH129,'Historical scenario - input'!$G129,'Historical scenario - input'!$E129,'Historical scenario - input'!$F129,20,TRUE,TRUE),\"\")","v":""},"","","","","","","","","","","","","","","","","","","",{"$f":"IFERROR(IF(OR(D144=\"\",'Historical scenario - input'!$D129=\"\"),\"\",D144/'Historical scenario - input'!$D129),\"\")","v":""},{"$f":"IFERROR(IF(OR(E144=\"\",'Historical scenario - input'!$D129=\"\"),\"\",E144/'Historical scenario - input'!$D129),\"\")","v":""},{"$f":"IFERROR(IF(OR(F144=\"\",'Historical scenario - input'!$D129=\"\"),\"\",F144/'Historical scenario - input'!$D129),\"\")","v":""},{"$f":"IFERROR(IF(OR(G144=\"\",'Historical scenario - input'!$D129=\"\"),\"\",G144/'Historical scenario - input'!$D129),\"\")","v":""},{"$f":"IFERROR(IF(OR(H144=\"\",'Historical scenario - input'!$D129=\"\"),\"\",H144/'Historical scenario - input'!$D129),\"\")","v":""},{"$f":"IFERROR(IF(OR(I144=\"\",'Historical scenario - input'!$D129=\"\"),\"\",I144/'Historical scenario - input'!$D129),\"\")","v":""},{"$f":"IFERROR(IF(OR(J144=\"\",'Historical scenario - input'!$D129=\"\"),\"\",J144/'Historical scenario - input'!$D129),\"\")","v":""},{"$f":"IFERROR(IF(OR(K144=\"\",'Historical scenario - input'!$D129=\"\"),\"\",K144/'Historical scenario - input'!$D129),\"\")","v":""},{"$f":"IFERROR(IF(OR(L144=\"\",'Historical scenario - input'!$D129=\"\"),\"\",L144/'Historical scenario - input'!$D129),\"\")","v":""},{"$f":"IFERROR(IF(OR(M144=\"\",'Historical scenario - input'!$D129=\"\"),\"\",M144/'Historical scenario - input'!$D129),\"\")","v":""},{"$f":"IFERROR(IF(OR(N144=\"\",'Historical scenario - input'!$D129=\"\"),\"\",N144/'Historical scenario - input'!$D129),\"\")","v":""},{"$f":"IFERROR(IF(OR(O144=\"\",'Historical scenario - input'!$D129=\"\"),\"\",O144/'Historical scenario - input'!$D129),\"\")","v":""},{"$f":"IFERROR(IF(OR(P144=\"\",'Historical scenario - input'!$D129=\"\"),\"\",P144/'Historical scenario - input'!$D129),\"\")","v":""},{"$f":"IFERROR(IF(OR(Q144=\"\",'Historical scenario - input'!$D129=\"\"),\"\",Q144/'Historical scenario - input'!$D129),\"\")","v":""},{"$f":"IFERROR(IF(OR(R144=\"\",'Historical scenario - input'!$D129=\"\"),\"\",R144/'Historical scenario - input'!$D129),\"\")","v":""},{"$f":"IFERROR(IF(OR(S144=\"\",'Historical scenario - input'!$D129=\"\"),\"\",S144/'Historical scenario - input'!$D129),\"\")","v":""},{"$f":"IFERROR(IF(OR(T144=\"\",'Historical scenario - input'!$D129=\"\"),\"\",T144/'Historical scenario - input'!$D129),\"\")","v":""},{"$f":"IFERROR(IF(OR(U144=\"\",'Historical scenario - input'!$D129=\"\"),\"\",U144/'Historical scenario - input'!$D129),\"\")","v":""},{"$f":"IFERROR(IF(OR(V144=\"\",'Historical scenario - input'!$D129=\"\"),\"\",V144/'Historical scenario - input'!$D129),\"\")","v":""},{"$f":"IFERROR(IF(OR(W144=\"\",'Historical scenario - input'!$D129=\"\"),\"\",W144/'Historical scenario - input'!$D129),\"\")","v":""}]
[{"$f":"IFERROR('Historical scenario - input'!A130,\"\")","v":""},{"$f":"IFERROR('Historical scenario - input'!B130,\"\")","v":0},{"$f":"IFERROR('Historical scenario - input'!C130,\"\")","v":0},{"$f":"IFERROR(repcalc('Historical scenario - input'!$CV130:$GH130,'Historical scenario - input'!$G130,'Historical scenario - input'!$E130,'Historical scenario - input'!$F130,20,TRUE,TRUE),\"\")","v":""},"","","","","","","","","","","","","","","","","","","",{"$f":"IFERROR(IF(OR(D145=\"\",'Historical scenario - input'!$D130=\"\"),\"\",D145/'Historical scenario - input'!$D130),\"\")","v":""},{"$f":"IFERROR(IF(OR(E145=\"\",'Historical scenario - input'!$D130=\"\"),\"\",E145/'Historical scenario - input'!$D130),\"\")","v":""},{"$f":"IFERROR(IF(OR(F145=\"\",'Historical scenario - input'!$D130=\"\"),\"\",F145/'Historical scenario - input'!$D130),\"\")","v":""},{"$f":"IFERROR(IF(OR(G145=\"\",'Historical scenario - input'!$D130=\"\"),\"\",G145/'Historical scenario - input'!$D130),\"\")","v":""},{"$f":"IFERROR(IF(OR(H145=\"\",'Historical scenario - input'!$D130=\"\"),\"\",H145/'Historical scenario - input'!$D130),\"\")","v":""},{"$f":"IFERROR(IF(OR(I145=\"\",'Historical scenario - input'!$D130=\"\"),\"\",I145/'Historical scenario - input'!$D130),\"\")","v":""},{"$f":"IFERROR(IF(OR(J145=\"\",'Historical scenario - input'!$D130=\"\"),\"\",J145/'Historical scenario - input'!$D130),\"\")","v":""},{"$f":"IFERROR(IF(OR(K145=\"\",'Historical scenario - input'!$D130=\"\"),\"\",K145/'Historical scenario - input'!$D130),\"\")","v":""},{"$f":"IFERROR(IF(OR(L145=\"\",'Historical scenario - input'!$D130=\"\"),\"\",L145/'Historical scenario - input'!$D130),\"\")","v":""},{"$f":"IFERROR(IF(OR(M145=\"\",'Historical scenario - input'!$D130=\"\"),\"\",M145/'Historical scenario - input'!$D130),\"\")","v":""},{"$f":"IFERROR(IF(OR(N145=\"\",'Historical scenario - input'!$D130=\"\"),\"\",N145/'Historical scenario - input'!$D130),\"\")","v":""},{"$f":"IFERROR(IF(OR(O145=\"\",'Historical scenario - input'!$D130=\"\"),\"\",O145/'Historical scenario - input'!$D130),\"\")","v":""},{"$f":"IFERROR(IF(OR(P145=\"\",'Historical scenario - input'!$D130=\"\"),\"\",P145/'Historical scenario - input'!$D130),\"\")","v":""},{"$f":"IFERROR(IF(OR(Q145=\"\",'Historical scenario - input'!$D130=\"\"),\"\",Q145/'Historical scenario - input'!$D130),\"\")","v":""},{"$f":"IFERROR(IF(OR(R145=\"\",'Historical scenario - input'!$D130=\"\"),\"\",R145/'Historical scenario - input'!$D130),\"\")","v":""},{"$f":"IFERROR(IF(OR(S145=\"\",'Historical scenario - input'!$D130=\"\"),\"\",S145/'Historical scenario - input'!$D130),\"\")","v":""},{"$f":"IFERROR(IF(OR(T145=\"\",'Historical scenario - input'!$D130=\"\"),\"\",T145/'Historical scenario - input'!$D130),\"\")","v":""},{"$f":"IFERROR(IF(OR(U145=\"\",'Historical scenario - input'!$D130=\"\"),\"\",U145/'Historical scenario - input'!$D130),\"\")","v":""},{"$f":"IFERROR(IF(OR(V145=\"\",'Historical scenario - input'!$D130=\"\"),\"\",V145/'Historical scenario - input'!$D130),\"\")","v":""},{"$f":"IFERROR(IF(OR(W145=\"\",'Historical scenario - input'!$D130=\"\"),\"\",W145/'Historical scenario - input'!$D130),\"\")","v":""}]
[{"$f":"IFERROR('Historical scenario - input'!A131,\"\")","v":""},{"$f":"IFERROR('Historical scenario - input'!B131,\"\")","v":0},{"$f":"IFERROR('Historical scenario - input'!C131,\"\")","v":0},{"$f":"IFERROR(repcalc('Historical scenario - input'!$CV131:$GH131,'Historical scenario - input'!$G131,'Historical scenario - input'!$E131,'Historical scenario - input'!$F131,20,TRUE,TRUE),\"\")","v":""},"","","","","","","","","","","","","","","","","","","",{"$f":"IFERROR(IF(OR(D146=\"\",'Historical scenario - input'!$D131=\"\"),\"\",D146/'Historical scenario - input'!$D131),\"\")","v":""},{"$f":"IFERROR(IF(OR(E146=\"\",'Historical scenario - input'!$D131=\"\"),\"\",E146/'Historical scenario - input'!$D131),\"\")","v":""},{"$f":"IFERROR(IF(OR(F146=\"\",'Historical scenario - input'!$D131=\"\"),\"\",F146/'Historical scenario - input'!$D131),\"\")","v":""},{"$f":"IFERROR(IF(OR(G146=\"\",'Historical scenario - input'!$D131=\"\"),\"\",G146/'Historical scenario - input'!$D131),\"\")","v":""},{"$f":"IFERROR(IF(OR(H146=\"\",'Historical scenario - input'!$D131=\"\"),\"\",H146/'Historical scenario - input'!$D131),\"\")","v":""},{"$f":"IFERROR(IF(OR(I146=\"\",'Historical scenario - input'!$D131=\"\"),\"\",I146/'Historical scenario - input'!$D131),\"\")","v":""},{"$f":"IFERROR(IF(OR(J146=\"\",'Historical scenario - input'!$D131=\"\"),\"\",J146/'Historical scenario - input'!$D131),\"\")","v":""},{"$f":"IFERROR(IF(OR(K146=\"\",'Historical scenario - input'!$D131=\"\"),\"\",K146/'Historical scenario - input'!$D131),\"\")","v":""},{"$f":"IFERROR(IF(OR(L146=\"\",'Historical scenario - input'!$D131=\"\"),\"\",L146/'Historical scenario - input'!$D131),\"\")","v":""},{"$f":"IFERROR(IF(OR(M146=\"\",'Historical scenario - input'!$D131=\"\"),\"\",M146/'Historical scenario - input'!$D131),\"\")","v":""},{"$f":"IFERROR(IF(OR(N146=\"\",'Historical scenario - input'!$D131=\"\"),\"\",N146/'Historical scenario - input'!$D131),\"\")","v":""},{"$f":"IFERROR(IF(OR(O146=\"\",'Historical scenario - input'!$D131=\"\"),\"\",O146/'Historical scenario - input'!$D131),\"\")","v":""},{"$f":"IFERROR(IF(OR(P146=\"\",'Historical scenario - input'!$D131=\"\"),\"\",P146/'Historical scenario - input'!$D131),\"\")","v":""},{"$f":"IFERROR(IF(OR(Q146=\"\",'Historical scenario - input'!$D131=\"\"),\"\",Q146/'Historical scenario - input'!$D131),\"\")","v":""},{"$f":"IFERROR(IF(OR(R146=\"\",'Historical scenario - input'!$D131=\"\"),\"\",R146/'Historical scenario - input'!$D131),\"\")","v":""},{"$f":"IFERROR(IF(OR(S146=\"\",'Historical scenario - input'!$D131=\"\"),\"\",S146/'Historical scenario - input'!$D131),\"\")","v":""},{"$f":"IFERROR(IF(OR(T146=\"\",'Historical scenario - input'!$D131=\"\"),\"\",T146/'Historical scenario - input'!$D131),\"\")","v":""},{"$f":"IFERROR(IF(OR(U146=\"\",'Historical scenario - input'!$D131=\"\"),\"\",U146/'Historical scenario - input'!$D131),\"\")","v":""},{"$f":"IFERROR(IF(OR(V146=\"\",'Historical scenario - input'!$D131=\"\"),\"\",V146/'Historical scenario - input'!$D131),\"\")","v":""},{"$f":"IFERROR(IF(OR(W146=\"\",'Historical scenario - input'!$D131=\"\"),\"\",W146/'Historical scenario - input'!$D131),\"\")","v":""}]
[{"$f":"IFERROR('Historical scenario - input'!A132,\"\")","v":""},{"$f":"IFERROR('Historical scenario - input'!B132,\"\")","v":0},{"$f":"IFERROR('Historical scenario - input'!C132,\"\")","v":0},{"$f":"IFERROR(repcalc('Historical scenario - input'!$CV132:$GH132,'Historical scenario - input'!$G132,'Historical scenario - input'!$E132,'Historical scenario - input'!$F132,20,TRUE,TRUE),\"\")","v":""},"","","","","","","","","","","","","","","","","","","",{"$f":"IFERROR(IF(OR(D147=\"\",'Historical scenario - input'!$D132=\"\"),\"\",D147/'Historical scenario - input'!$D132),\"\")","v":""},{"$f":"IFERROR(IF(OR(E147=\"\",'Historical scenario - input'!$D132=\"\"),\"\",E147/'Historical scenario - input'!$D132),\"\")","v":""},{"$f":"IFERROR(IF(OR(F147=\"\",'Historical scenario - input'!$D132=\"\"),\"\",F147/'Historical scenario - input'!$D132),\"\")","v":""},{"$f":"IFERROR(IF(OR(G147=\"\",'Historical scenario - input'!$D132=\"\"),\"\",G147/'Historical scenario - input'!$D132),\"\")","v":""},{"$f":"IFERROR(IF(OR(H147=\"\",'Historical scenario - input'!$D132=\"\"),\"\",H147/'Historical scenario - input'!$D132),\"\")","v":""},{"$f":"IFERROR(IF(OR(I147=\"\",'Historical scenario - input'!$D132=\"\"),\"\",I147/'Historical scenario - input'!$D132),\"\")","v":""},{"$f":"IFERROR(IF(OR(J147=\"\",'Historical scenario - input'!$D132=\"\"),\"\",J147/'Historical scenario - input'!$D132),\"\")","v":""},{"$f":"IFERROR(IF(OR(K147=\"\",'Historical scenario - input'!$D132=\"\"),\"\",K147/'Historical scenario - input'!$D132),\"\")","v":""},{"$f":"IFERROR(IF(OR(L147=\"\",'Historical scenario - input'!$D132=\"\"),\"\",L147/'Historical scenario - input'!$D132),\"\")","v":""},{"$f":"IFERROR(IF(OR(M147=\"\",'Historical scenario - input'!$D132=\"\"),\"\",M147/'Historical scenario - input'!$D132),\"\")","v":""},{"$f":"IFERROR(IF(OR(N147=\"\",'Historical scenario - input'!$D132=\"\"),\"\",N147/'Historical scenario - input'!$D132),\"\")","v":""},{"$f":"IFERROR(IF(OR(O147=\"\",'Historical scenario - input'!$D132=\"\"),\"\",O147/'Historical scenario - input'!$D132),\"\")","v":""},{"$f":"IFERROR(IF(OR(P147=\"\",'Historical scenario - input'!$D132=\"\"),\"\",P147/'Historical scenario - input'!$D132),\"\")","v":""},{"$f":"IFERROR(IF(OR(Q147=\"\",'Historical scenario - input'!$D132=\"\"),\"\",Q147/'Historical scenario - input'!$D132),\"\")","v":""},{"$f":"IFERROR(IF(OR(R147=\"\",'Historical scenario - input'!$D132=\"\"),\"\",R147/'Historical scenario - input'!$D132),\"\")","v":""},{"$f":"IFERROR(IF(OR(S147=\"\",'Historical scenario - input'!$D132=\"\"),\"\",S147/'Historical scenario - input'!$D132),\"\")","v":""},{"$f":"IFERROR(IF(OR(T147=\"\",'Historical scenario - input'!$D132=\"\"),\"\",T147/'Historical scenario - input'!$D132),\"\")","v":""},{"$f":"IFERROR(IF(OR(U147=\"\",'Historical scenario - input'!$D132=\"\"),\"\",U147/'Historical scenario - input'!$D132),\"\")","v":""},{"$f":"IFERROR(IF(OR(V147=\"\",'Historical scenario - input'!$D132=\"\"),\"\",V147/'Historical scenario - input'!$D132),\"\")","v":""},{"$f":"IFERROR(IF(OR(W147=\"\",'Historical scenario - input'!$D132=\"\"),\"\",W147/'Historical scenario - input'!$D132),\"\")","v":""}]
[{"$f":"IFERROR('Historical scenario - input'!A133,\"\")","v":""},{"$f":"IFERROR('Historical scenario - input'!B133,\"\")","v":0},{"$f":"IFERROR('Historical scenario - input'!C133,\"\")","v":0},{"$f":"IFERROR(repcalc('Historical scenario - input'!$CV133:$GH133,'Historical scenario - input'!$G133,'Historical scenario - input'!$E133,'Historical scenario - input'!$F133,20,TRUE,TRUE),\"\")","v":""},"","","","","","","","","","","","","","","","","","","",{"$f":"IFERROR(IF(OR(D148=\"\",'Historical scenario - input'!$D133=\"\"),\"\",D148/'Historical scenario - input'!$D133),\"\")","v":""},{"$f":"IFERROR(IF(OR(E148=\"\",'Historical scenario - input'!$D133=\"\"),\"\",E148/'Historical scenario - input'!$D133),\"\")","v":""},{"$f":"IFERROR(IF(OR(F148=\"\",'Historical scenario - input'!$D133=\"\"),\"\",F148/'Historical scenario - input'!$D133),\"\")","v":""},{"$f":"IFERROR(IF(OR(G148=\"\",'Historical scenario - input'!$D133=\"\"),\"\",G148/'Historical scenario - input'!$D133),\"\")","v":""},{"$f":"IFERROR(IF(OR(H148=\"\",'Historical scenario - input'!$D133=\"\"),\"\",H148/'Historical scenario - input'!$D133),\"\")","v":""},{"$f":"IFERROR(IF(OR(I148=\"\",'Historical scenario - input'!$D133=\"\"),\"\",I148/'Historical scenario - input'!$D133),\"\")","v":""},{"$f":"IFERROR(IF(OR(J148=\"\",'Historical scenario - input'!$D133=\"\"),\"\",J148/'Historical scenario - input'!$D133),\"\")","v":""},{"$f":"IFERROR(IF(OR(K148=\"\",'Historical scenario - input'!$D133=\"\"),\"\",K148/'Historical scenario - input'!$D133),\"\")","v":""},{"$f":"IFERROR(IF(OR(L148=\"\",'Historical scenario - input'!$D133=\"\"),\"\",L148/'Historical scenario - input'!$D133),\"\")","v":""},{"$f":"IFERROR(IF(OR(M148=\"\",'Historical scenario - input'!$D133=\"\"),\"\",M148/'Historical scenario - input'!$D133),\"\")","v":""},{"$f":"IFERROR(IF(OR(N148=\"\",'Historical scenario - input'!$D133=\"\"),\"\",N148/'Historical scenario - input'!$D133),\"\")","v":""},{"$f":"IFERROR(IF(OR(O148=\"\",'Historical scenario - input'!$D133=\"\"),\"\",O148/'Historical scenario - input'!$D133),\"\")","v":""},{"$f":"IFERROR(IF(OR(P148=\"\",'Historical scenario - input'!$D133=\"\"),\"\",P148/'Historical scenario - input'!$D133),\"\")","v":""},{"$f":"IFERROR(IF(OR(Q148=\"\",'Historical scenario - input'!$D133=\"\"),\"\",Q148/'Historical scenario - input'!$D133),\"\")","v":""},{"$f":"IFERROR(IF(OR(R148=\"\",'Historical scenario - input'!$D133=\"\"),\"\",R148/'Historical scenario - input'!$D133),\"\")","v":""},{"$f":"IFERROR(IF(OR(S148=\"\",'Historical scenario - input'!$D133=\"\"),\"\",S148/'Historical scenario - input'!$D133),\"\")","v":""},{"$f":"IFERROR(IF(OR(T148=\"\",'Historical scenario - input'!$D133=\"\"),\"\",T148/'Historical scenario - input'!$D133),\"\")","v":""},{"$f":"IFERROR(IF(OR(U148=\"\",'Historical scenario - input'!$D133=\"\"),\"\",U148/'Historical scenario - input'!$D133),\"\")","v":""},{"$f":"IFERROR(IF(OR(V148=\"\",'Historical scenario - input'!$D133=\"\"),\"\",V148/'Historical scenario - input'!$D133),\"\")","v":""},{"$f":"IFERROR(IF(OR(W148=\"\",'Historical scenario - input'!$D133=\"\"),\"\",W148/'Historical scenario - input'!$D133),\"\")","v":""}]
[{"$f":"IFERROR('Historical scenario - input'!A134,\"\")","v":""},{"$f":"IFERROR('Historical scenario - input'!B134,\"\")","v":0},{"$f":"IFERROR('Historical scenario - input'!C134,\"\")","v":0},{"$f":"IFERROR(repcalc('Historical scenario - input'!$CV134:$GH134,'Historical scenario - input'!$G134,'Historical scenario - input'!$E134,'Historical scenario - input'!$F134,20,TRUE,TRUE),\"\")","v":""},"","","","","","","","","","","","","","","","","","","",{"$f":"IFERROR(IF(OR(D149=\"\",'Historical scenario - input'!$D134=\"\"),\"\",D149/'Historical scenario - input'!$D134),\"\")","v":""},{"$f":"IFERROR(IF(OR(E149=\"\",'Historical scenario - input'!$D134=\"\"),\"\",E149/'Historical scenario - input'!$D134),\"\")","v":""},{"$f":"IFERROR(IF(OR(F149=\"\",'Historical scenario - input'!$D134=\"\"),\"\",F149/'Historical scenario - input'!$D134),\"\")","v":""},{"$f":"IFERROR(IF(OR(G149=\"\",'Historical scenario - input'!$D134=\"\"),\"\",G149/'Historical scenario - input'!$D134),\"\")","v":""},{"$f":"IFERROR(IF(OR(H149=\"\",'Historical scenario - input'!$D134=\"\"),\"\",H149/'Historical scenario - input'!$D134),\"\")","v":""},{"$f":"IFERROR(IF(OR(I149=\"\",'Historical scenario - input'!$D134=\"\"),\"\",I149/'Historical scenario - input'!$D134),\"\")","v":""},{"$f":"IFERROR(IF(OR(J149=\"\",'Historical scenario - input'!$D134=\"\"),\"\",J149/'Historical scenario - input'!$D134),\"\")","v":""},{"$f":"IFERROR(IF(OR(K149=\"\",'Historical scenario - input'!$D134=\"\"),\"\",K149/'Historical scenario - input'!$D134),\"\")","v":""},{"$f":"IFERROR(IF(OR(L149=\"\",'Historical scenario - input'!$D134=\"\"),\"\",L149/'Historical scenario - input'!$D134),\"\")","v":""},{"$f":"IFERROR(IF(OR(M149=\"\",'Historical scenario - input'!$D134=\"\"),\"\",M149/'Historical scenario - input'!$D134),\"\")","v":""},{"$f":"IFERROR(IF(OR(N149=\"\",'Historical scenario - input'!$D134=\"\"),\"\",N149/'Historical scenario - input'!$D134),\"\")","v":""},{"$f":"IFERROR(IF(OR(O149=\"\",'Historical scenario - input'!$D134=\"\"),\"\",O149/'Historical scenario - input'!$D134),\"\")","v":""},{"$f":"IFERROR(IF(OR(P149=\"\",'Historical scenario - input'!$D134=\"\"),\"\",P149/'Historical scenario - input'!$D134),\"\")","v":""},{"$f":"IFERROR(IF(OR(Q149=\"\",'Historical scenario - input'!$D134=\"\"),\"\",Q149/'Historical scenario - input'!$D134),\"\")","v":""},{"$f":"IFERROR(IF(OR(R149=\"\",'Historical scenario - input'!$D134=\"\"),\"\",R149/'Historical scenario - input'!$D134),\"\")","v":""},{"$f":"IFERROR(IF(OR(S149=\"\",'Historical scenario - input'!$D134=\"\"),\"\",S149/'Historical scenario - input'!$D134),\"\")","v":""},{"$f":"IFERROR(IF(OR(T149=\"\",'Historical scenario - input'!$D134=\"\"),\"\",T149/'Historical scenario - input'!$D134),\"\")","v":""},{"$f":"IFERROR(IF(OR(U149=\"\",'Historical scenario - input'!$D134=\"\"),\"\",U149/'Historical scenario - input'!$D134),\"\")","v":""},{"$f":"IFERROR(IF(OR(V149=\"\",'Historical scenario - input'!$D134=\"\"),\"\",V149/'Historical scenario - input'!$D134),\"\")","v":""},{"$f":"IFERROR(IF(OR(W149=\"\",'Historical scenario - input'!$D134=\"\"),\"\",W149/'Historical scenario - input'!$D134),\"\")","v":""}]
[{"$f":"IFERROR('Historical scenario - input'!A135,\"\")","v":""},{"$f":"IFERROR('Historical scenario - input'!B135,\"\")","v":0},{"$f":"IFERROR('Historical scenario - input'!C135,\"\")","v":0},{"$f":"IFERROR(repcalc('Historical scenario - input'!$CV135:$GH135,'Historical scenario - input'!$G135,'Historical scenario - input'!$E135,'Historical scenario - input'!$F135,20,TRUE,TRUE),\"\")","v":""},"","","","","","","","","","","","","","","","","","","",{"$f":"IFERROR(IF(OR(D150=\"\",'Historical scenario - input'!$D135=\"\"),\"\",D150/'Historical scenario - input'!$D135),\"\")","v":""},{"$f":"IFERROR(IF(OR(E150=\"\",'Historical scenario - input'!$D135=\"\"),\"\",E150/'Historical scenario - input'!$D135),\"\")","v":""},{"$f":"IFERROR(IF(OR(F150=\"\",'Historical scenario - input'!$D135=\"\"),\"\",F150/'Historical scenario - input'!$D135),\"\")","v":""},{"$f":"IFERROR(IF(OR(G150=\"\",'Historical scenario - input'!$D135=\"\"),\"\",G150/'Historical scenario - input'!$D135),\"\")","v":""},{"$f":"IFERROR(IF(OR(H150=\"\",'Historical scenario - input'!$D135=\"\"),\"\",H150/'Historical scenario - input'!$D135),\"\")","v":""},{"$f":"IFERROR(IF(OR(I150=\"\",'Historical scenario - input'!$D135=\"\"),\"\",I150/'Historical scenario - input'!$D135),\"\")","v":""},{"$f":"IFERROR(IF(OR(J150=\"\",'Historical scenario - input'!$D135=\"\"),\"\",J150/'Historical scenario - input'!$D135),\"\")","v":""},{"$f":"IFERROR(IF(OR(K150=\"\",'Historical scenario - input'!$D135=\"\"),\"\",K150/'Historical scenario - input'!$D135),\"\")","v":""},{"$f":"IFERROR(IF(OR(L150=\"\",'Historical scenario - input'!$D135=\"\"),\"\",L150/'Historical scenario - input'!$D135),\"\")","v":""},{"$f":"IFERROR(IF(OR(M150=\"\",'Historical scenario - input'!$D135=\"\"),\"\",M150/'Historical scenario - input'!$D135),\"\")","v":""},{"$f":"IFERROR(IF(OR(N150=\"\",'Historical scenario - input'!$D135=\"\"),\"\",N150/'Historical scenario - input'!$D135),\"\")","v":""},{"$f":"IFERROR(IF(OR(O150=\"\",'Historical scenario - input'!$D135=\"\"),\"\",O150/'Historical scenario - input'!$D135),\"\")","v":""},{"$f":"IFERROR(IF(OR(P150=\"\",'Historical scenario - input'!$D135=\"\"),\"\",P150/'Historical scenario - input'!$D135),\"\")","v":""},{"$f":"IFERROR(IF(OR(Q150=\"\",'Historical scenario - input'!$D135=\"\"),\"\",Q150/'Historical scenario - input'!$D135),\"\")","v":""},{"$f":"IFERROR(IF(OR(R150=\"\",'Historical scenario - input'!$D135=\"\"),\"\",R150/'Historical scenario - input'!$D135),\"\")","v":""},{"$f":"IFERROR(IF(OR(S150=\"\",'Historical scenario - input'!$D135=\"\"),\"\",S150/'Historical scenario - input'!$D135),\"\")","v":""},{"$f":"IFERROR(IF(OR(T150=\"\",'Historical scenario - input'!$D135=\"\"),\"\",T150/'Historical scenario - input'!$D135),\"\")","v":""},{"$f":"IFERROR(IF(OR(U150=\"\",'Historical scenario - input'!$D135=\"\"),\"\",U150/'Historical scenario - input'!$D135),\"\")","v":""},{"$f":"IFERROR(IF(OR(V150=\"\",'Historical scenario - input'!$D135=\"\"),\"\",V150/'Historical scenario - input'!$D135),\"\")","v":""},{"$f":"IFERROR(IF(OR(W150=\"\",'Historical scenario - input'!$D135=\"\"),\"\",W150/'Historical scenario - input'!$D135),\"\")","v":""}]
[{"$f":"IFERROR('Historical scenario - input'!A136,\"\")","v":""},{"$f":"IFERROR('Historical scenario - input'!B136,\"\")","v":0},{"$f":"IFERROR('Historical scenario - input'!C136,\"\")","v":0},{"$f":"IFERROR(repcalc('Historical scenario - input'!$CV136:$GH136,'Historical scenario - input'!$G136,'Historical scenario - input'!$E136,'Historical scenario - input'!$F136,20,TRUE,TRUE),\"\")","v":""},"","","","","","","","","","","","","","","","","","","",{"$f":"IFERROR(IF(OR(D151=\"\",'Historical scenario - input'!$D136=\"\"),\"\",D151/'Historical scenario - input'!$D136),\"\")","v":""},{"$f":"IFERROR(IF(OR(E151=\"\",'Historical scenario - input'!$D136=\"\"),\"\",E151/'Historical scenario - input'!$D136),\"\")","v":""},{"$f":"IFERROR(IF(OR(F151=\"\",'Historical scenario - input'!$D136=\"\"),\"\",F151/'Historical scenario - input'!$D136),\"\")","v":""},{"$f":"IFERROR(IF(OR(G151=\"\",'Historical scenario - input'!$D136=\"\"),\"\",G151/'Historical scenario - input'!$D136),\"\")","v":""},{"$f":"IFERROR(IF(OR(H151=\"\",'Historical scenario - input'!$D136=\"\"),\"\",H151/'Historical scenario - input'!$D136),\"\")","v":""},{"$f":"IFERROR(IF(OR(I151=\"\",'Historical scenario - input'!$D136=\"\"),\"\",I151/'Historical scenario - input'!$D136),\"\")","v":""},{"$f":"IFERROR(IF(OR(J151=\"\",'Historical scenario - input'!$D136=\"\"),\"\",J151/'Historical scenario - input'!$D136),\"\")","v":""},{"$f":"IFERROR(IF(OR(K151=\"\",'Historical scenario - input'!$D136=\"\"),\"\",K151/'Historical scenario - input'!$D136),\"\")","v":""},{"$f":"IFERROR(IF(OR(L151=\"\",'Historical scenario - input'!$D136=\"\"),\"\",L151/'Historical scenario - input'!$D136),\"\")","v":""},{"$f":"IFERROR(IF(OR(M151=\"\",'Historical scenario - input'!$D136=\"\"),\"\",M151/'Historical scenario - input'!$D136),\"\")","v":""},{"$f":"IFERROR(IF(OR(N151=\"\",'Historical scenario - input'!$D136=\"\"),\"\",N151/'Historical scenario - input'!$D136),\"\")","v":""},{"$f":"IFERROR(IF(OR(O151=\"\",'Historical scenario - input'!$D136=\"\"),\"\",O151/'Historical scenario - input'!$D136),\"\")","v":""},{"$f":"IFERROR(IF(OR(P151=\"\",'Historical scenario - input'!$D136=\"\"),\"\",P151/'Historical scenario - input'!$D136),\"\")","v":""},{"$f":"IFERROR(IF(OR(Q151=\"\",'Historical scenario - input'!$D136=\"\"),\"\",Q151/'Historical scenario - input'!$D136),\"\")","v":""},{"$f":"IFERROR(IF(OR(R151=\"\",'Historical scenario - input'!$D136=\"\"),\"\",R151/'Historical scenario - input'!$D136),\"\")","v":""},{"$f":"IFERROR(IF(OR(S151=\"\",'Historical scenario - input'!$D136=\"\"),\"\",S151/'Historical scenario - input'!$D136),\"\")","v":""},{"$f":"IFERROR(IF(OR(T151=\"\",'Historical scenario - input'!$D136=\"\"),\"\",T151/'Historical scenario - input'!$D136),\"\")","v":""},{"$f":"IFERROR(IF(OR(U151=\"\",'Historical scenario - input'!$D136=\"\"),\"\",U151/'Historical scenario - input'!$D136),\"\")","v":""},{"$f":"IFERROR(IF(OR(V151=\"\",'Historical scenario - input'!$D136=\"\"),\"\",V151/'Historical scenario - input'!$D136),\"\")","v":""},{"$f":"IFERROR(IF(OR(W151=\"\",'Historical scenario - input'!$D136=\"\"),\"\",W151/'Historical scenario - input'!$D136),\"\")","v":""}]
[{"$f":"IFERROR('Historical scenario - input'!A137,\"\")","v":""},{"$f":"IFERROR('Historical scenario - input'!B137,\"\")","v":0},{"$f":"IFERROR('Historical scenario - input'!C137,\"\")","v":0},{"$f":"IFERROR(repcalc('Historical scenario - input'!$CV137:$GH137,'Historical scenario - input'!$G137,'Historical scenario - input'!$E137,'Historical scenario - input'!$F137,20,TRUE,TRUE),\"\")","v":""},"","","","","","","","","","","","","","","","","","","",{"$f":"IFERROR(IF(OR(D152=\"\",'Historical scenario - input'!$D137=\"\"),\"\",D152/'Historical scenario - input'!$D137),\"\")","v":""},{"$f":"IFERROR(IF(OR(E152=\"\",'Historical scenario - input'!$D137=\"\"),\"\",E152/'Historical scenario - input'!$D137),\"\")","v":""},{"$f":"IFERROR(IF(OR(F152=\"\",'Historical scenario - input'!$D137=\"\"),\"\",F152/'Historical scenario - input'!$D137),\"\")","v":""},{"$f":"IFERROR(IF(OR(G152=\"\",'Historical scenario - input'!$D137=\"\"),\"\",G152/'Historical scenario - input'!$D137),\"\")","v":""},{"$f":"IFERROR(IF(OR(H152=\"\",'Historical scenario - input'!$D137=\"\"),\"\",H152/'Historical scenario - input'!$D137),\"\")","v":""},{"$f":"IFERROR(IF(OR(I152=\"\",'Historical scenario - input'!$D137=\"\"),\"\",I152/'Historical scenario - input'!$D137),\"\")","v":""},{"$f":"IFERROR(IF(OR(J152=\"\",'Historical scenario - input'!$D137=\"\"),\"\",J152/'Historical scenario - input'!$D137),\"\")","v":""},{"$f":"IFERROR(IF(OR(K152=\"\",'Historical scenario - input'!$D137=\"\"),\"\",K152/'Historical scenario - input'!$D137),\"\")","v":""},{"$f":"IFERROR(IF(OR(L152=\"\",'Historical scenario - input'!$D137=\"\"),\"\",L152/'Historical scenario - input'!$D137),\"\")","v":""},{"$f":"IFERROR(IF(OR(M152=\"\",'Historical scenario - input'!$D137=\"\"),\"\",M152/'Historical scenario - input'!$D137),\"\")","v":""},{"$f":"IFERROR(IF(OR(N152=\"\",'Historical scenario - input'!$D137=\"\"),\"\",N152/'Historical scenario - input'!$D137),\"\")","v":""},{"$f":"IFERROR(IF(OR(O152=\"\",'Historical scenario - input'!$D137=\"\"),\"\",O152/'Historical scenario - input'!$D137),\"\")","v":""},{"$f":"IFERROR(IF(OR(P152=\"\",'Historical scenario - input'!$D137=\"\"),\"\",P152/'Historical scenario - input'!$D137),\"\")","v":""},{"$f":"IFERROR(IF(OR(Q152=\"\",'Historical scenario - input'!$D137=\"\"),\"\",Q152/'Historical scenario - input'!$D137),\"\")","v":""},{"$f":"IFERROR(IF(OR(R152=\"\",'Historical scenario - input'!$D137=\"\"),\"\",R152/'Historical scenario - input'!$D137),\"\")","v":""},{"$f":"IFERROR(IF(OR(S152=\"\",'Historical scenario - input'!$D137=\"\"),\"\",S152/'Historical scenario - input'!$D137),\"\")","v":""},{"$f":"IFERROR(IF(OR(T152=\"\",'Historical scenario - input'!$D137=\"\"),\"\",T152/'Historical scenario - input'!$D137),\"\")","v":""},{"$f":"IFERROR(IF(OR(U152=\"\",'Historical scenario - input'!$D137=\"\"),\"\",U152/'Historical scenario - input'!$D137),\"\")","v":""},{"$f":"IFERROR(IF(OR(V152=\"\",'Historical scenario - input'!$D137=\"\"),\"\",V152/'Historical scenario - input'!$D137),\"\")","v":""},{"$f":"IFERROR(IF(OR(W152=\"\",'Historical scenario - input'!$D137=\"\"),\"\",W152/'Historical scenario - input'!$D137),\"\")","v":""}]
[{"$f":"IFERROR('Historical scenario - input'!A138,\"\")","v":""},{"$f":"IFERROR('Historical scenario - input'!B138,\"\")","v":0},{"$f":"IFERROR('Historical scenario - input'!C138,\"\")","v":0},{"$f":"IFERROR(repcalc('Historical scenario - input'!$CV138:$GH138,'Historical scenario - input'!$G138,'Historical scenario - input'!$E138,'Historical scenario - input'!$F138,20,TRUE,TRUE),\"\")","v":""},"","","","","","","","","","","","","","","","","","","",{"$f":"IFERROR(IF(OR(D153=\"\",'Historical scenario - input'!$D138=\"\"),\"\",D153/'Historical scenario - input'!$D138),\"\")","v":""},{"$f":"IFERROR(IF(OR(E153=\"\",'Historical scenario - input'!$D138=\"\"),\"\",E153/'Historical scenario - input'!$D138),\"\")","v":""},{"$f":"IFERROR(IF(OR(F153=\"\",'Historical scenario - input'!$D138=\"\"),\"\",F153/'Historical scenario - input'!$D138),\"\")","v":""},{"$f":"IFERROR(IF(OR(G153=\"\",'Historical scenario - input'!$D138=\"\"),\"\",G153/'Historical scenario - input'!$D138),\"\")","v":""},{"$f":"IFERROR(IF(OR(H153=\"\",'Historical scenario - input'!$D138=\"\"),\"\",H153/'Historical scenario - input'!$D138),\"\")","v":""},{"$f":"IFERROR(IF(OR(I153=\"\",'Historical scenario - input'!$D138=\"\"),\"\",I153/'Historical scenario - input'!$D138),\"\")","v":""},{"$f":"IFERROR(IF(OR(J153=\"\",'Historical scenario - input'!$D138=\"\"),\"\",J153/'Historical scenario - input'!$D138),\"\")","v":""},{"$f":"IFERROR(IF(OR(K153=\"\",'Historical scenario - input'!$D138=\"\"),\"\",K153/'Historical scenario - input'!$D138),\"\")","v":""},{"$f":"IFERROR(IF(OR(L153=\"\",'Historical scenario - input'!$D138=\"\"),\"\",L153/'Historical scenario - input'!$D138),\"\")","v":""},{"$f":"IFERROR(IF(OR(M153=\"\",'Historical scenario - input'!$D138=\"\"),\"\",M153/'Historical scenario - input'!$D138),\"\")","v":""},{"$f":"IFERROR(IF(OR(N153=\"\",'Historical scenario - input'!$D138=\"\"),\"\",N153/'Historical scenario - input'!$D138),\"\")","v":""},{"$f":"IFERROR(IF(OR(O153=\"\",'Historical scenario - input'!$D138=\"\"),\"\",O153/'Historical scenario - input'!$D138),\"\")","v":""},{"$f":"IFERROR(IF(OR(P153=\"\",'Historical scenario - input'!$D138=\"\"),\"\",P153/'Historical scenario - input'!$D138),\"\")","v":""},{"$f":"IFERROR(IF(OR(Q153=\"\",'Historical scenario - input'!$D138=\"\"),\"\",Q153/'Historical scenario - input'!$D138),\"\")","v":""},{"$f":"IFERROR(IF(OR(R153=\"\",'Historical scenario - input'!$D138=\"\"),\"\",R153/'Historical scenario - input'!$D138),\"\")","v":""},{"$f":"IFERROR(IF(OR(S153=\"\",'Historical scenario - input'!$D138=\"\"),\"\",S153/'Historical scenario - input'!$D138),\"\")","v":""},{"$f":"IFERROR(IF(OR(T153=\"\",'Historical scenario - input'!$D138=\"\"),\"\",T153/'Historical scenario - input'!$D138),\"\")","v":""},{"$f":"IFERROR(IF(OR(U153=\"\",'Historical scenario - input'!$D138=\"\"),\"\",U153/'Historical scenario - input'!$D138),\"\")","v":""},{"$f":"IFERROR(IF(OR(V153=\"\",'Historical scenario - input'!$D138=\"\"),\"\",V153/'Historical scenario - input'!$D138),\"\")","v":""},{"$f":"IFERROR(IF(OR(W153=\"\",'Historical scenario - input'!$D138=\"\"),\"\",W153/'Historical scenario - input'!$D138),\"\")","v":""}]
[{"$f":"IFERROR('Historical scenario - input'!A139,\"\")","v":""},{"$f":"IFERROR('Historical scenario - input'!B139,\"\")","v":0},{"$f":"IFERROR('Historical scenario - input'!C139,\"\")","v":0},{"$f":"IFERROR(repcalc('Historical scenario - input'!$CV139:$GH139,'Historical scenario - input'!$G139,'Historical scenario - input'!$E139,'Historical scenario - input'!$F139,20,TRUE,TRUE),\"\")","v":""},"","","","","","","","","","","","","","","","","","","",{"$f":"IFERROR(IF(OR(D154=\"\",'Historical scenario - input'!$D139=\"\"),\"\",D154/'Historical scenario - input'!$D139),\"\")","v":""},{"$f":"IFERROR(IF(OR(E154=\"\",'Historical scenario - input'!$D139=\"\"),\"\",E154/'Historical scenario - input'!$D139),\"\")","v":""},{"$f":"IFERROR(IF(OR(F154=\"\",'Historical scenario - input'!$D139=\"\"),\"\",F154/'Historical scenario - input'!$D139),\"\")","v":""},{"$f":"IFERROR(IF(OR(G154=\"\",'Historical scenario - input'!$D139=\"\"),\"\",G154/'Historical scenario - input'!$D139),\"\")","v":""},{"$f":"IFERROR(IF(OR(H154=\"\",'Historical scenario - input'!$D139=\"\"),\"\",H154/'Historical scenario - input'!$D139),\"\")","v":""},{"$f":"IFERROR(IF(OR(I154=\"\",'Historical scenario - input'!$D139=\"\"),\"\",I154/'Historical scenario - input'!$D139),\"\")","v":""},{"$f":"IFERROR(IF(OR(J154=\"\",'Historical scenario - input'!$D139=\"\"),\"\",J154/'Historical scenario - input'!$D139),\"\")","v":""},{"$f":"IFERROR(IF(OR(K154=\"\",'Historical scenario - input'!$D139=\"\"),\"\",K154/'Historical scenario - input'!$D139),\"\")","v":""},{"$f":"IFERROR(IF(OR(L154=\"\",'Historical scenario - input'!$D139=\"\"),\"\",L154/'Historical scenario - input'!$D139),\"\")","v":""},{"$f":"IFERROR(IF(OR(M154=\"\",'Historical scenario - input'!$D139=\"\"),\"\",M154/'Historical scenario - input'!$D139),\"\")","v":""},{"$f":"IFERROR(IF(OR(N154=\"\",'Historical scenario - input'!$D139=\"\"),\"\",N154/'Historical scenario - input'!$D139),\"\")","v":""},{"$f":"IFERROR(IF(OR(O154=\"\",'Historical scenario - input'!$D139=\"\"),\"\",O154/'Historical scenario - input'!$D139),\"\")","v":""},{"$f":"IFERROR(IF(OR(P154=\"\",'Historical scenario - input'!$D139=\"\"),\"\",P154/'Historical scenario - input'!$D139),\"\")","v":""},{"$f":"IFERROR(IF(OR(Q154=\"\",'Historical scenario - input'!$D139=\"\"),\"\",Q154/'Historical scenario - input'!$D139),\"\")","v":""},{"$f":"IFERROR(IF(OR(R154=\"\",'Historical scenario - input'!$D139=\"\"),\"\",R154/'Historical scenario - input'!$D139),\"\")","v":""},{"$f":"IFERROR(IF(OR(S154=\"\",'Historical scenario - input'!$D139=\"\"),\"\",S154/'Historical scenario - input'!$D139),\"\")","v":""},{"$f":"IFERROR(IF(OR(T154=\"\",'Historical scenario - input'!$D139=\"\"),\"\",T154/'Historical scenario - input'!$D139),\"\")","v":""},{"$f":"IFERROR(IF(OR(U154=\"\",'Historical scenario - input'!$D139=\"\"),\"\",U154/'Historical scenario - input'!$D139),\"\")","v":""},{"$f":"IFERROR(IF(OR(V154=\"\",'Historical scenario - input'!$D139=\"\"),\"\",V154/'Historical scenario - input'!$D139),\"\")","v":""},{"$f":"IFERROR(IF(OR(W154=\"\",'Historical scenario - input'!$D139=\"\"),\"\",W154/'Historical scenario - input'!$D139),\"\")","v":""}]
[{"$f":"IFERROR('Historical scenario - input'!A140,\"\")","v":""},{"$f":"IFERROR('Historical scenario - input'!B140,\"\")","v":0},{"$f":"IFERROR('Historical scenario - input'!C140,\"\")","v":0},{"$f":"IFERROR(repcalc('Historical scenario - input'!$CV140:$GH140,'Historical scenario - input'!$G140,'Historical scenario - input'!$E140,'Historical scenario - input'!$F140,20,TRUE,TRUE),\"\")","v":""},"","","","","","","","","","","","","","","","","","","",{"$f":"IFERROR(IF(OR(D155=\"\",'Historical scenario - input'!$D140=\"\"),\"\",D155/'Historical scenario - input'!$D140),\"\")","v":""},{"$f":"IFERROR(IF(OR(E155=\"\",'Historical scenario - input'!$D140=\"\"),\"\",E155/'Historical scenario - input'!$D140),\"\")","v":""},{"$f":"IFERROR(IF(OR(F155=\"\",'Historical scenario - input'!$D140=\"\"),\"\",F155/'Historical scenario - input'!$D140),\"\")","v":""},{"$f":"IFERROR(IF(OR(G155=\"\",'Historical scenario - input'!$D140=\"\"),\"\",G155/'Historical scenario - input'!$D140),\"\")","v":""},{"$f":"IFERROR(IF(OR(H155=\"\",'Historical scenario - input'!$D140=\"\"),\"\",H155/'Historical scenario - input'!$D140),\"\")","v":""},{"$f":"IFERROR(IF(OR(I155=\"\",'Historical scenario - input'!$D140=\"\"),\"\",I155/'Historical scenario - input'!$D140),\"\")","v":""},{"$f":"IFERROR(IF(OR(J155=\"\",'Historical scenario - input'!$D140=\"\"),\"\",J155/'Historical scenario - input'!$D140),\"\")","v":""},{"$f":"IFERROR(IF(OR(K155=\"\",'Historical scenario - input'!$D140=\"\"),\"\",K155/'Historical scenario - input'!$D140),\"\")","v":""},{"$f":"IFERROR(IF(OR(L155=\"\",'Historical scenario - input'!$D140=\"\"),\"\",L155/'Historical scenario - input'!$D140),\"\")","v":""},{"$f":"IFERROR(IF(OR(M155=\"\",'Historical scenario - input'!$D140=\"\"),\"\",M155/'Historical scenario - input'!$D140),\"\")","v":""},{"$f":"IFERROR(IF(OR(N155=\"\",'Historical scenario - input'!$D140=\"\"),\"\",N155/'Historical scenario - input'!$D140),\"\")","v":""},{"$f":"IFERROR(IF(OR(O155=\"\",'Historical scenario - input'!$D140=\"\"),\"\",O155/'Historical scenario - input'!$D140),\"\")","v":""},{"$f":"IFERROR(IF(OR(P155=\"\",'Historical scenario - input'!$D140=\"\"),\"\",P155/'Historical scenario - input'!$D140),\"\")","v":""},{"$f":"IFERROR(IF(OR(Q155=\"\",'Historical scenario - input'!$D140=\"\"),\"\",Q155/'Historical scenario - input'!$D140),\"\")","v":""},{"$f":"IFERROR(IF(OR(R155=\"\",'Historical scenario - input'!$D140=\"\"),\"\",R155/'Historical scenario - input'!$D140),\"\")","v":""},{"$f":"IFERROR(IF(OR(S155=\"\",'Historical scenario - input'!$D140=\"\"),\"\",S155/'Historical scenario - input'!$D140),\"\")","v":""},{"$f":"IFERROR(IF(OR(T155=\"\",'Historical scenario - input'!$D140=\"\"),\"\",T155/'Historical scenario - input'!$D140),\"\")","v":""},{"$f":"IFERROR(IF(OR(U155=\"\",'Historical scenario - input'!$D140=\"\"),\"\",U155/'Historical scenario - input'!$D140),\"\")","v":""},{"$f":"IFERROR(IF(OR(V155=\"\",'Historical scenario - input'!$D140=\"\"),\"\",V155/'Historical scenario - input'!$D140),\"\")","v":""},{"$f":"IFERROR(IF(OR(W155=\"\",'Historical scenario - input'!$D140=\"\"),\"\",W155/'Historical scenario - input'!$D140),\"\")","v":""}]
[{"$f":"IFERROR('Historical scenario - input'!A141,\"\")","v":""},{"$f":"IFERROR('Historical scenario - input'!B141,\"\")","v":0},{"$f":"IFERROR('Historical scenario - input'!C141,\"\")","v":0},{"$f":"IFERROR(repcalc('Historical scenario - input'!$CV141:$GH141,'Historical scenario - input'!$G141,'Historical scenario - input'!$E141,'Historical scenario - input'!$F141,20,TRUE,TRUE),\"\")","v":""},"","","","","","","","","","","","","","","","","","","",{"$f":"IFERROR(IF(OR(D156=\"\",'Historical scenario - input'!$D141=\"\"),\"\",D156/'Historical scenario - input'!$D141),\"\")","v":""},{"$f":"IFERROR(IF(OR(E156=\"\",'Historical scenario - input'!$D141=\"\"),\"\",E156/'Historical scenario - input'!$D141),\"\")","v":""},{"$f":"IFERROR(IF(OR(F156=\"\",'Historical scenario - input'!$D141=\"\"),\"\",F156/'Historical scenario - input'!$D141),\"\")","v":""},{"$f":"IFERROR(IF(OR(G156=\"\",'Historical scenario - input'!$D141=\"\"),\"\",G156/'Historical scenario - input'!$D141),\"\")","v":""},{"$f":"IFERROR(IF(OR(H156=\"\",'Historical scenario - input'!$D141=\"\"),\"\",H156/'Historical scenario - input'!$D141),\"\")","v":""},{"$f":"IFERROR(IF(OR(I156=\"\",'Historical scenario - input'!$D141=\"\"),\"\",I156/'Historical scenario - input'!$D141),\"\")","v":""},{"$f":"IFERROR(IF(OR(J156=\"\",'Historical scenario - input'!$D141=\"\"),\"\",J156/'Historical scenario - input'!$D141),\"\")","v":""},{"$f":"IFERROR(IF(OR(K156=\"\",'Historical scenario - input'!$D141=\"\"),\"\",K156/'Historical scenario - input'!$D141),\"\")","v":""},{"$f":"IFERROR(IF(OR(L156=\"\",'Historical scenario - input'!$D141=\"\"),\"\",L156/'Historical scenario - input'!$D141),\"\")","v":""},{"$f":"IFERROR(IF(OR(M156=\"\",'Historical scenario - input'!$D141=\"\"),\"\",M156/'Historical scenario - input'!$D141),\"\")","v":""},{"$f":"IFERROR(IF(OR(N156=\"\",'Historical scenario - input'!$D141=\"\"),\"\",N156/'Historical scenario - input'!$D141),\"\")","v":""},{"$f":"IFERROR(IF(OR(O156=\"\",'Historical scenario - input'!$D141=\"\"),\"\",O156/'Historical scenario - input'!$D141),\"\")","v":""},{"$f":"IFERROR(IF(OR(P156=\"\",'Historical scenario - input'!$D141=\"\"),\"\",P156/'Historical scenario - input'!$D141),\"\")","v":""},{"$f":"IFERROR(IF(OR(Q156=\"\",'Historical scenario - input'!$D141=\"\"),\"\",Q156/'Historical scenario - input'!$D141),\"\")","v":""},{"$f":"IFERROR(IF(OR(R156=\"\",'Historical scenario - input'!$D141=\"\"),\"\",R156/'Historical scenario - input'!$D141),\"\")","v":""},{"$f":"IFERROR(IF(OR(S156=\"\",'Historical scenario - input'!$D141=\"\"),\"\",S156/'Historical scenario - input'!$D141),\"\")","v":""},{"$f":"IFERROR(IF(OR(T156=\"\",'Historical scenario - input'!$D141=\"\"),\"\",T156/'Historical scenario - input'!$D141),\"\")","v":""},{"$f":"IFERROR(IF(OR(U156=\"\",'Historical scenario - input'!$D141=\"\"),\"\",U156/'Historical scenario - input'!$D141),\"\")","v":""},{"$f":"IFERROR(IF(OR(V156=\"\",'Historical scenario - input'!$D141=\"\"),\"\",V156/'Historical scenario - input'!$D141),\"\")","v":""},{"$f":"IFERROR(IF(OR(W156=\"\",'Historical scenario - input'!$D141=\"\"),\"\",W156/'Historical scenario - input'!$D141),\"\")","v":""}]
[{"$f":"IFERROR('Historical scenario - input'!A142,\"\")","v":""},{"$f":"IFERROR('Historical scenario - input'!B142,\"\")","v":0},{"$f":"IFERROR('Historical scenario - input'!C142,\"\")","v":0},{"$f":"IFERROR(repcalc('Historical scenario - input'!$CV142:$GH142,'Historical scenario - input'!$G142,'Historical scenario - input'!$E142,'Historical scenario - input'!$F142,20,TRUE,TRUE),\"\")","v":""},"","","","","","","","","","","","","","","","","","","",{"$f":"IFERROR(IF(OR(D157=\"\",'Historical scenario - input'!$D142=\"\"),\"\",D157/'Historical scenario - input'!$D142),\"\")","v":""},{"$f":"IFERROR(IF(OR(E157=\"\",'Historical scenario - input'!$D142=\"\"),\"\",E157/'Historical scenario - input'!$D142),\"\")","v":""},{"$f":"IFERROR(IF(OR(F157=\"\",'Historical scenario - input'!$D142=\"\"),\"\",F157/'Historical scenario - input'!$D142),\"\")","v":""},{"$f":"IFERROR(IF(OR(G157=\"\",'Historical scenario - input'!$D142=\"\"),\"\",G157/'Historical scenario - input'!$D142),\"\")","v":""},{"$f":"IFERROR(IF(OR(H157=\"\",'Historical scenario - input'!$D142=\"\"),\"\",H157/'Historical scenario - input'!$D142),\"\")","v":""},{"$f":"IFERROR(IF(OR(I157=\"\",'Historical scenario - input'!$D142=\"\"),\"\",I157/'Historical scenario - input'!$D142),\"\")","v":""},{"$f":"IFERROR(IF(OR(J157=\"\",'Historical scenario - input'!$D142=\"\"),\"\",J157/'Historical scenario - input'!$D142),\"\")","v":""},{"$f":"IFERROR(IF(OR(K157=\"\",'Historical scenario - input'!$D142=\"\"),\"\",K157/'Historical scenario - input'!$D142),\"\")","v":""},{"$f":"IFERROR(IF(OR(L157=\"\",'Historical scenario - input'!$D142=\"\"),\"\",L157/'Historical scenario - input'!$D142),\"\")","v":""},{"$f":"IFERROR(IF(OR(M157=\"\",'Historical scenario - input'!$D142=\"\"),\"\",M157/'Historical scenario - input'!$D142),\"\")","v":""},{"$f":"IFERROR(IF(OR(N157=\"\",'Historical scenario - input'!$D142=\"\"),\"\",N157/'Historical scenario - input'!$D142),\"\")","v":""},{"$f":"IFERROR(IF(OR(O157=\"\",'Historical scenario - input'!$D142=\"\"),\"\",O157/'Historical scenario - input'!$D142),\"\")","v":""},{"$f":"IFERROR(IF(OR(P157=\"\",'Historical scenario - input'!$D142=\"\"),\"\",P157/'Historical scenario - input'!$D142),\"\")","v":""},{"$f":"IFERROR(IF(OR(Q157=\"\",'Historical scenario - input'!$D142=\"\"),\"\",Q157/'Historical scenario - input'!$D142),\"\")","v":""},{"$f":"IFERROR(IF(OR(R157=\"\",'Historical scenario - input'!$D142=\"\"),\"\",R157/'Historical scenario - input'!$D142),\"\")","v":""},{"$f":"IFERROR(IF(OR(S157=\"\",'Historical scenario - input'!$D142=\"\"),\"\",S157/'Historical scenario - input'!$D142),\"\")","v":""},{"$f":"IFERROR(IF(OR(T157=\"\",'Historical scenario - input'!$D142=\"\"),\"\",T157/'Historical scenario - input'!$D142),\"\")","v":""},{"$f":"IFERROR(IF(OR(U157=\"\",'Historical scenario - input'!$D142=\"\"),\"\",U157/'Historical scenario - input'!$D142),\"\")","v":""},{"$f":"IFERROR(IF(OR(V157=\"\",'Historical scenario - input'!$D142=\"\"),\"\",V157/'Historical scenario - input'!$D142),\"\")","v":""},{"$f":"IFERROR(IF(OR(W157=\"\",'Historical scenario - input'!$D142=\"\"),\"\",W157/'Historical scenario - input'!$D142),\"\")","v":""}]
[{"$f":"IFERROR('Historical scenario - input'!A143,\"\")","v":""},{"$f":"IFERROR('Historical scenario - input'!B143,\"\")","v":0},{"$f":"IFERROR('Historical scenario - input'!C143,\"\")","v":0},{"$f":"IFERROR(repcalc('Historical scenario - input'!$CV143:$GH143,'Historical scenario - input'!$G143,'Historical scenario - input'!$E143,'Historical scenario - input'!$F143,20,TRUE,TRUE),\"\")","v":""},"","","","","","","","","","","","","","","","","","","",{"$f":"IFERROR(IF(OR(D158=\"\",'Historical scenario - input'!$D143=\"\"),\"\",D158/'Historical scenario - input'!$D143),\"\")","v":""},{"$f":"IFERROR(IF(OR(E158=\"\",'Historical scenario - input'!$D143=\"\"),\"\",E158/'Historical scenario - input'!$D143),\"\")","v":""},{"$f":"IFERROR(IF(OR(F158=\"\",'Historical scenario - input'!$D143=\"\"),\"\",F158/'Historical scenario - input'!$D143),\"\")","v":""},{"$f":"IFERROR(IF(OR(G158=\"\",'Historical scenario - input'!$D143=\"\"),\"\",G158/'Historical scenario - input'!$D143),\"\")","v":""},{"$f":"IFERROR(IF(OR(H158=\"\",'Historical scenario - input'!$D143=\"\"),\"\",H158/'Historical scenario - input'!$D143),\"\")","v":""},{"$f":"IFERROR(IF(OR(I158=\"\",'Historical scenario - input'!$D143=\"\"),\"\",I158/'Historical scenario - input'!$D143),\"\")","v":""},{"$f":"IFERROR(IF(OR(J158=\"\",'Historical scenario - input'!$D143=\"\"),\"\",J158/'Historical scenario - input'!$D143),\"\")","v":""},{"$f":"IFERROR(IF(OR(K158=\"\",'Historical scenario - input'!$D143=\"\"),\"\",K158/'Historical scenario - input'!$D143),\"\")","v":""},{"$f":"IFERROR(IF(OR(L158=\"\",'Historical scenario - input'!$D143=\"\"),\"\",L158/'Historical scenario - input'!$D143),\"\")","v":""},{"$f":"IFERROR(IF(OR(M158=\"\",'Historical scenario - input'!$D143=\"\"),\"\",M158/'Historical scenario - input'!$D143),\"\")","v":""},{"$f":"IFERROR(IF(OR(N158=\"\",'Historical scenario - input'!$D143=\"\"),\"\",N158/'Historical scenario - input'!$D143),\"\")","v":""},{"$f":"IFERROR(IF(OR(O158=\"\",'Historical scenario - input'!$D143=\"\"),\"\",O158/'Historical scenario - input'!$D143),\"\")","v":""},{"$f":"IFERROR(IF(OR(P158=\"\",'Historical scenario - input'!$D143=\"\"),\"\",P158/'Historical scenario - input'!$D143),\"\")","v":""},{"$f":"IFERROR(IF(OR(Q158=\"\",'Historical scenario - input'!$D143=\"\"),\"\",Q158/'Historical scenario - input'!$D143),\"\")","v":""},{"$f":"IFERROR(IF(OR(R158=\"\",'Historical scenario - input'!$D143=\"\"),\"\",R158/'Historical scenario - input'!$D143),\"\")","v":""},{"$f":"IFERROR(IF(OR(S158=\"\",'Historical scenario - input'!$D143=\"\"),\"\",S158/'Historical scenario - input'!$D143),\"\")","v":""},{"$f":"IFERROR(IF(OR(T158=\"\",'Historical scenario - input'!$D143=\"\"),\"\",T158/'Historical scenario - input'!$D143),\"\")","v":""},{"$f":"IFERROR(IF(OR(U158=\"\",'Historical scenario - input'!$D143=\"\"),\"\",U158/'Historical scenario - input'!$D143),\"\")","v":""},{"$f":"IFERROR(IF(OR(V158=\"\",'Historical scenario - input'!$D143=\"\"),\"\",V158/'Historical scenario - input'!$D143),\"\")","v":""},{"$f":"IFERROR(IF(OR(W158=\"\",'Historical scenario - input'!$D143=\"\"),\"\",W158/'Historical scenario - input'!$D143),\"\")","v":""}]
[{"$f":"IFERROR('Historical scenario - input'!A144,\"\")","v":""},{"$f":"IFERROR('Historical scenario - input'!B144,\"\")","v":0},{"$f":"IFERROR('Historical scenario - input'!C144,\"\")","v":0},{"$f":"IFERROR(repcalc('Historical scenario - input'!$CV144:$GH144,'Historical scenario - input'!$G144,'Historical scenario - input'!$E144,'Historical scenario - input'!$F144,20,TRUE,TRUE),\"\")","v":""},"","","","","","","","","","","","","","","","","","","",{"$f":"IFERROR(IF(OR(D159=\"\",'Historical scenario - input'!$D144=\"\"),\"\",D159/'Historical scenario - input'!$D144),\"\")","v":""},{"$f":"IFERROR(IF(OR(E159=\"\",'Historical scenario - input'!$D144=\"\"),\"\",E159/'Historical scenario - input'!$D144),\"\")","v":""},{"$f":"IFERROR(IF(OR(F159=\"\",'Historical scenario - input'!$D144=\"\"),\"\",F159/'Historical scenario - input'!$D144),\"\")","v":""},{"$f":"IFERROR(IF(OR(G159=\"\",'Historical scenario - input'!$D144=\"\"),\"\",G159/'Historical scenario - input'!$D144),\"\")","v":""},{"$f":"IFERROR(IF(OR(H159=\"\",'Historical scenario - input'!$D144=\"\"),\"\",H159/'Historical scenario - input'!$D144),\"\")","v":""},{"$f":"IFERROR(IF(OR(I159=\"\",'Historical scenario - input'!$D144=\"\"),\"\",I159/'Historical scenario - input'!$D144),\"\")","v":""},{"$f":"IFERROR(IF(OR(J159=\"\",'Historical scenario - input'!$D144=\"\"),\"\",J159/'Historical scenario - input'!$D144),\"\")","v":""},{"$f":"IFERROR(IF(OR(K159=\"\",'Historical scenario - input'!$D144=\"\"),\"\",K159/'Historical scenario - input'!$D144),\"\")","v":""},{"$f":"IFERROR(IF(OR(L159=\"\",'Historical scenario - input'!$D144=\"\"),\"\",L159/'Historical scenario - input'!$D144),\"\")","v":""},{"$f":"IFERROR(IF(OR(M159=\"\",'Historical scenario - input'!$D144=\"\"),\"\",M159/'Historical scenario - input'!$D144),\"\")","v":""},{"$f":"IFERROR(IF(OR(N159=\"\",'Historical scenario - input'!$D144=\"\"),\"\",N159/'Historical scenario - input'!$D144),\"\")","v":""},{"$f":"IFERROR(IF(OR(O159=\"\",'Historical scenario - input'!$D144=\"\"),\"\",O159/'Historical scenario - input'!$D144),\"\")","v":""},{"$f":"IFERROR(IF(OR(P159=\"\",'Historical scenario - input'!$D144=\"\"),\"\",P159/'Historical scenario - input'!$D144),\"\")","v":""},{"$f":"IFERROR(IF(OR(Q159=\"\",'Historical scenario - input'!$D144=\"\"),\"\",Q159/'Historical scenario - input'!$D144),\"\")","v":""},{"$f":"IFERROR(IF(OR(R159=\"\",'Historical scenario - input'!$D144=\"\"),\"\",R159/'Historical scenario - input'!$D144),\"\")","v":""},{"$f":"IFERROR(IF(OR(S159=\"\",'Historical scenario - input'!$D144=\"\"),\"\",S159/'Historical scenario - input'!$D144),\"\")","v":""},{"$f":"IFERROR(IF(OR(T159=\"\",'Historical scenario - input'!$D144=\"\"),\"\",T159/'Historical scenario - input'!$D144),\"\")","v":""},{"$f":"IFERROR(IF(OR(U159=\"\",'Historical scenario - input'!$D144=\"\"),\"\",U159/'Historical scenario - input'!$D144),\"\")","v":""},{"$f":"IFERROR(IF(OR(V159=\"\",'Historical scenario - input'!$D144=\"\"),\"\",V159/'Historical scenario - input'!$D144),\"\")","v":""},{"$f":"IFERROR(IF(OR(W159=\"\",'Historical scenario - input'!$D144=\"\"),\"\",W159/'Historical scenario - input'!$D144),\"\")","v":""}]
[{"$f":"IFERROR('Historical scenario - input'!A145,\"\")","v":""},{"$f":"IFERROR('Historical scenario - input'!B145,\"\")","v":0},{"$f":"IFERROR('Historical scenario - input'!C145,\"\")","v":0},{"$f":"IFERROR(repcalc('Historical scenario - input'!$CV145:$GH145,'Historical scenario - input'!$G145,'Historical scenario - input'!$E145,'Historical scenario - input'!$F145,20,TRUE,TRUE),\"\")","v":""},"","","","","","","","","","","","","","","","","","","",{"$f":"IFERROR(IF(OR(D160=\"\",'Historical scenario - input'!$D145=\"\"),\"\",D160/'Historical scenario - input'!$D145),\"\")","v":""},{"$f":"IFERROR(IF(OR(E160=\"\",'Historical scenario - input'!$D145=\"\"),\"\",E160/'Historical scenario - input'!$D145),\"\")","v":""},{"$f":"IFERROR(IF(OR(F160=\"\",'Historical scenario - input'!$D145=\"\"),\"\",F160/'Historical scenario - input'!$D145),\"\")","v":""},{"$f":"IFERROR(IF(OR(G160=\"\",'Historical scenario - input'!$D145=\"\"),\"\",G160/'Historical scenario - input'!$D145),\"\")","v":""},{"$f":"IFERROR(IF(OR(H160=\"\",'Historical scenario - input'!$D145=\"\"),\"\",H160/'Historical scenario - input'!$D145),\"\")","v":""},{"$f":"IFERROR(IF(OR(I160=\"\",'Historical scenario - input'!$D145=\"\"),\"\",I160/'Historical scenario - input'!$D145),\"\")","v":""},{"$f":"IFERROR(IF(OR(J160=\"\",'Historical scenario - input'!$D145=\"\"),\"\",J160/'Historical scenario - input'!$D145),\"\")","v":""},{"$f":"IFERROR(IF(OR(K160=\"\",'Historical scenario - input'!$D145=\"\"),\"\",K160/'Historical scenario - input'!$D145),\"\")","v":""},{"$f":"IFERROR(IF(OR(L160=\"\",'Historical scenario - input'!$D145=\"\"),\"\",L160/'Historical scenario - input'!$D145),\"\")","v":""},{"$f":"IFERROR(IF(OR(M160=\"\",'Historical scenario - input'!$D145=\"\"),\"\",M160/'Historical scenario - input'!$D145),\"\")","v":""},{"$f":"IFERROR(IF(OR(N160=\"\",'Historical scenario - input'!$D145=\"\"),\"\",N160/'Historical scenario - input'!$D145),\"\")","v":""},{"$f":"IFERROR(IF(OR(O160=\"\",'Historical scenario - input'!$D145=\"\"),\"\",O160/'Historical scenario - input'!$D145),\"\")","v":""},{"$f":"IFERROR(IF(OR(P160=\"\",'Historical scenario - input'!$D145=\"\"),\"\",P160/'Historical scenario - input'!$D145),\"\")","v":""},{"$f":"IFERROR(IF(OR(Q160=\"\",'Historical scenario - input'!$D145=\"\"),\"\",Q160/'Historical scenario - input'!$D145),\"\")","v":""},{"$f":"IFERROR(IF(OR(R160=\"\",'Historical scenario - input'!$D145=\"\"),\"\",R160/'Historical scenario - input'!$D145),\"\")","v":""},{"$f":"IFERROR(IF(OR(S160=\"\",'Historical scenario - input'!$D145=\"\"),\"\",S160/'Historical scenario - input'!$D145),\"\")","v":""},{"$f":"IFERROR(IF(OR(T160=\"\",'Historical scenario - input'!$D145=\"\"),\"\",T160/'Historical scenario - input'!$D145),\"\")","v":""},{"$f":"IFERROR(IF(OR(U160=\"\",'Historical scenario - input'!$D145=\"\"),\"\",U160/'Historical scenario - input'!$D145),\"\")","v":""},{"$f":"IFERROR(IF(OR(V160=\"\",'Historical scenario - input'!$D145=\"\"),\"\",V160/'Historical scenario - input'!$D145),\"\")","v":""},{"$f":"IFERROR(IF(OR(W160=\"\",'Historical scenario - input'!$D145=\"\"),\"\",W160/'Historical scenario - input'!$D145),\"\")","v":""}]
[{"$f":"IFERROR('Historical scenario - input'!A146,\"\")","v":""},{"$f":"IFERROR('Historical scenario - input'!B146,\"\")","v":0},{"$f":"IFERROR('Historical scenario - input'!C146,\"\")","v":0},{"$f":"IFERROR(repcalc('Historical scenario - input'!$CV146:$GH146,'Historical scenario - input'!$G146,'Historical scenario - input'!$E146,'Historical scenario - input'!$F146,20,TRUE,TRUE),\"\")","v":""},"","","","","","","","","","","","","","","","","","","",{"$f":"IFERROR(IF(OR(D161=\"\",'Historical scenario - input'!$D146=\"\"),\"\",D161/'Historical scenario - input'!$D146),\"\")","v":""},{"$f":"IFERROR(IF(OR(E161=\"\",'Historical scenario - input'!$D146=\"\"),\"\",E161/'Historical scenario - input'!$D146),\"\")","v":""},{"$f":"IFERROR(IF(OR(F161=\"\",'Historical scenario - input'!$D146=\"\"),\"\",F161/'Historical scenario - input'!$D146),\"\")","v":""},{"$f":"IFERROR(IF(OR(G161=\"\",'Historical scenario - input'!$D146=\"\"),\"\",G161/'Historical scenario - input'!$D146),\"\")","v":""},{"$f":"IFERROR(IF(OR(H161=\"\",'Historical scenario - input'!$D146=\"\"),\"\",H161/'Historical scenario - input'!$D146),\"\")","v":""},{"$f":"IFERROR(IF(OR(I161=\"\",'Historical scenario - input'!$D146=\"\"),\"\",I161/'Historical scenario - input'!$D146),\"\")","v":""},{"$f":"IFERROR(IF(OR(J161=\"\",'Historical scenario - input'!$D146=\"\"),\"\",J161/'Historical scenario - input'!$D146),\"\")","v":""},{"$f":"IFERROR(IF(OR(K161=\"\",'Historical scenario - input'!$D146=\"\"),\"\",K161/'Historical scenario - input'!$D146),\"\")","v":""},{"$f":"IFERROR(IF(OR(L161=\"\",'Historical scenario - input'!$D146=\"\"),\"\",L161/'Historical scenario - input'!$D146),\"\")","v":""},{"$f":"IFERROR(IF(OR(M161=\"\",'Historical scenario - input'!$D146=\"\"),\"\",M161/'Historical scenario - input'!$D146),\"\")","v":""},{"$f":"IFERROR(IF(OR(N161=\"\",'Historical scenario - input'!$D146=\"\"),\"\",N161/'Historical scenario - input'!$D146),\"\")","v":""},{"$f":"IFERROR(IF(OR(O161=\"\",'Historical scenario - input'!$D146=\"\"),\"\",O161/'Historical scenario - input'!$D146),\"\")","v":""},{"$f":"IFERROR(IF(OR(P161=\"\",'Historical scenario - input'!$D146=\"\"),\"\",P161/'Historical scenario - input'!$D146),\"\")","v":""},{"$f":"IFERROR(IF(OR(Q161=\"\",'Historical scenario - input'!$D146=\"\"),\"\",Q161/'Historical scenario - input'!$D146),\"\")","v":""},{"$f":"IFERROR(IF(OR(R161=\"\",'Historical scenario - input'!$D146=\"\"),\"\",R161/'Historical scenario - input'!$D146),\"\")","v":""},{"$f":"IFERROR(IF(OR(S161=\"\",'Historical scenario - input'!$D146=\"\"),\"\",S161/'Historical scenario - input'!$D146),\"\")","v":""},{"$f":"IFERROR(IF(OR(T161=\"\",'Historical scenario - input'!$D146=\"\"),\"\",T161/'Historical scenario - input'!$D146),\"\")","v":""},{"$f":"IFERROR(IF(OR(U161=\"\",'Historical scenario - input'!$D146=\"\"),\"\",U161/'Historical scenario - input'!$D146),\"\")","v":""},{"$f":"IFERROR(IF(OR(V161=\"\",'Historical scenario - input'!$D146=\"\"),\"\",V161/'Historical scenario - input'!$D146),\"\")","v":""},{"$f":"IFERROR(IF(OR(W161=\"\",'Historical scenario - input'!$D146=\"\"),\"\",W161/'Historical scenario - input'!$D146),\"\")","v":""}]
[{"$f":"IFERROR('Historical scenario - input'!A147,\"\")","v":""},{"$f":"IFERROR('Historical scenario - input'!B147,\"\")","v":0},{"$f":"IFERROR('Historical scenario - input'!C147,\"\")","v":0},{"$f":"IFERROR(repcalc('Historical scenario - input'!$CV147:$GH147,'Historical scenario - input'!$G147,'Historical scenario - input'!$E147,'Historical scenario - input'!$F147,20,TRUE,TRUE),\"\")","v":""},"","","","","","","","","","","","","","","","","","","",{"$f":"IFERROR(IF(OR(D162=\"\",'Historical scenario - input'!$D147=\"\"),\"\",D162/'Historical scenario - input'!$D147),\"\")","v":""},{"$f":"IFERROR(IF(OR(E162=\"\",'Historical scenario - input'!$D147=\"\"),\"\",E162/'Historical scenario - input'!$D147),\"\")","v":""},{"$f":"IFERROR(IF(OR(F162=\"\",'Historical scenario - input'!$D147=\"\"),\"\",F162/'Historical scenario - input'!$D147),\"\")","v":""},{"$f":"IFERROR(IF(OR(G162=\"\",'Historical scenario - input'!$D147=\"\"),\"\",G162/'Historical scenario - input'!$D147),\"\")","v":""},{"$f":"IFERROR(IF(OR(H162=\"\",'Historical scenario - input'!$D147=\"\"),\"\",H162/'Historical scenario - input'!$D147),\"\")","v":""},{"$f":"IFERROR(IF(OR(I162=\"\",'Historical scenario - input'!$D147=\"\"),\"\",I162/'Historical scenario - input'!$D147),\"\")","v":""},{"$f":"IFERROR(IF(OR(J162=\"\",'Historical scenario - input'!$D147=\"\"),\"\",J162/'Historical scenario - input'!$D147),\"\")","v":""},{"$f":"IFERROR(IF(OR(K162=\"\",'Historical scenario - input'!$D147=\"\"),\"\",K162/'Historical scenario - input'!$D147),\"\")","v":""},{"$f":"IFERROR(IF(OR(L162=\"\",'Historical scenario - input'!$D147=\"\"),\"\",L162/'Historical scenario - input'!$D147),\"\")","v":""},{"$f":"IFERROR(IF(OR(M162=\"\",'Historical scenario - input'!$D147=\"\"),\"\",M162/'Historical scenario - input'!$D147),\"\")","v":""},{"$f":"IFERROR(IF(OR(N162=\"\",'Historical scenario - input'!$D147=\"\"),\"\",N162/'Historical scenario - input'!$D147),\"\")","v":""},{"$f":"IFERROR(IF(OR(O162=\"\",'Historical scenario - input'!$D147=\"\"),\"\",O162/'Historical scenario - input'!$D147),\"\")","v":""},{"$f":"IFERROR(IF(OR(P162=\"\",'Historical scenario - input'!$D147=\"\"),\"\",P162/'Historical scenario - input'!$D147),\"\")","v":""},{"$f":"IFERROR(IF(OR(Q162=\"\",'Historical scenario - input'!$D147=\"\"),\"\",Q162/'Historical scenario - input'!$D147),\"\")","v":""},{"$f":"IFERROR(IF(OR(R162=\"\",'Historical scenario - input'!$D147=\"\"),\"\",R162/'Historical scenario - input'!$D147),\"\")","v":""},{"$f":"IFERROR(IF(OR(S162=\"\",'Historical scenario - input'!$D147=\"\"),\"\",S162/'Historical scenario - input'!$D147),\"\")","v":""},{"$f":"IFERROR(IF(OR(T162=\"\",'Historical scenario - input'!$D147=\"\"),\"\",T162/'Historical scenario - input'!$D147),\"\")","v":""},{"$f":"IFERROR(IF(OR(U162=\"\",'Historical scenario - input'!$D147=\"\"),\"\",U162/'Historical scenario - input'!$D147),\"\")","v":""},{"$f":"IFERROR(IF(OR(V162=\"\",'Historical scenario - input'!$D147=\"\"),\"\",V162/'Historical scenario - input'!$D147),\"\")","v":""},{"$f":"IFERROR(IF(OR(W162=\"\",'Historical scenario - input'!$D147=\"\"),\"\",W162/'Historical scenario - input'!$D147),\"\")","v":""}]
[{"$f":"IFERROR('Historical scenario - input'!A148,\"\")","v":""},{"$f":"IFERROR('Historical scenario - input'!B148,\"\")","v":0},{"$f":"IFERROR('Historical scenario - input'!C148,\"\")","v":0},{"$f":"IFERROR(repcalc('Historical scenario - input'!$CV148:$GH148,'Historical scenario - input'!$G148,'Historical scenario - input'!$E148,'Historical scenario - input'!$F148,20,TRUE,TRUE),\"\")","v":""},"","","","","","","","","","","","","","","","","","","",{"$f":"IFERROR(IF(OR(D163=\"\",'Historical scenario - input'!$D148=\"\"),\"\",D163/'Historical scenario - input'!$D148),\"\")","v":""},{"$f":"IFERROR(IF(OR(E163=\"\",'Historical scenario - input'!$D148=\"\"),\"\",E163/'Historical scenario - input'!$D148),\"\")","v":""},{"$f":"IFERROR(IF(OR(F163=\"\",'Historical scenario - input'!$D148=\"\"),\"\",F163/'Historical scenario - input'!$D148),\"\")","v":""},{"$f":"IFERROR(IF(OR(G163=\"\",'Historical scenario - input'!$D148=\"\"),\"\",G163/'Historical scenario - input'!$D148),\"\")","v":""},{"$f":"IFERROR(IF(OR(H163=\"\",'Historical scenario - input'!$D148=\"\"),\"\",H163/'Historical scenario - input'!$D148),\"\")","v":""},{"$f":"IFERROR(IF(OR(I163=\"\",'Historical scenario - input'!$D148=\"\"),\"\",I163/'Historical scenario - input'!$D148),\"\")","v":""},{"$f":"IFERROR(IF(OR(J163=\"\",'Historical scenario - input'!$D148=\"\"),\"\",J163/'Historical scenario - input'!$D148),\"\")","v":""},{"$f":"IFERROR(IF(OR(K163=\"\",'Historical scenario - input'!$D148=\"\"),\"\",K163/'Historical scenario - input'!$D148),\"\")","v":""},{"$f":"IFERROR(IF(OR(L163=\"\",'Historical scenario - input'!$D148=\"\"),\"\",L163/'Historical scenario - input'!$D148),\"\")","v":""},{"$f":"IFERROR(IF(OR(M163=\"\",'Historical scenario - input'!$D148=\"\"),\"\",M163/'Historical scenario - input'!$D148),\"\")","v":""},{"$f":"IFERROR(IF(OR(N163=\"\",'Historical scenario - input'!$D148=\"\"),\"\",N163/'Historical scenario - input'!$D148),\"\")","v":""},{"$f":"IFERROR(IF(OR(O163=\"\",'Historical scenario - input'!$D148=\"\"),\"\",O163/'Historical scenario - input'!$D148),\"\")","v":""},{"$f":"IFERROR(IF(OR(P163=\"\",'Historical scenario - input'!$D148=\"\"),\"\",P163/'Historical scenario - input'!$D148),\"\")","v":""},{"$f":"IFERROR(IF(OR(Q163=\"\",'Historical scenario - input'!$D148=\"\"),\"\",Q163/'Historical scenario - input'!$D148),\"\")","v":""},{"$f":"IFERROR(IF(OR(R163=\"\",'Historical scenario - input'!$D148=\"\"),\"\",R163/'Historical scenario - input'!$D148),\"\")","v":""},{"$f":"IFERROR(IF(OR(S163=\"\",'Historical scenario - input'!$D148=\"\"),\"\",S163/'Historical scenario - input'!$D148),\"\")","v":""},{"$f":"IFERROR(IF(OR(T163=\"\",'Historical scenario - input'!$D148=\"\"),\"\",T163/'Historical scenario - input'!$D148),\"\")","v":""},{"$f":"IFERROR(IF(OR(U163=\"\",'Historical scenario - input'!$D148=\"\"),\"\",U163/'Historical scenario - input'!$D148),\"\")","v":""},{"$f":"IFERROR(IF(OR(V163=\"\",'Historical scenario - input'!$D148=\"\"),\"\",V163/'Historical scenario - input'!$D148),\"\")","v":""},{"$f":"IFERROR(IF(OR(W163=\"\",'Historical scenario - input'!$D148=\"\"),\"\",W163/'Historical scenario - input'!$D148),\"\")","v":""}]
[{"$f":"IFERROR('Historical scenario - input'!A149,\"\")","v":""},{"$f":"IFERROR('Historical scenario - input'!B149,\"\")","v":0},{"$f":"IFERROR('Historical scenario - input'!C149,\"\")","v":0},{"$f":"IFERROR(repcalc('Historical scenario - input'!$CV149:$GH149,'Historical scenario - input'!$G149,'Historical scenario - input'!$E149,'Historical scenario - input'!$F149,20,TRUE,TRUE),\"\")","v":""},"","","","","","","","","","","","","","","","","","","",{"$f":"IFERROR(IF(OR(D164=\"\",'Historical scenario - input'!$D149=\"\"),\"\",D164/'Historical scenario - input'!$D149),\"\")","v":""},{"$f":"IFERROR(IF(OR(E164=\"\",'Historical scenario - input'!$D149=\"\"),\"\",E164/'Historical scenario - input'!$D149),\"\")","v":""},{"$f":"IFERROR(IF(OR(F164=\"\",'Historical scenario - input'!$D149=\"\"),\"\",F164/'Historical scenario - input'!$D149),\"\")","v":""},{"$f":"IFERROR(IF(OR(G164=\"\",'Historical scenario - input'!$D149=\"\"),\"\",G164/'Historical scenario - input'!$D149),\"\")","v":""},{"$f":"IFERROR(IF(OR(H164=\"\",'Historical scenario - input'!$D149=\"\"),\"\",H164/'Historical scenario - input'!$D149),\"\")","v":""},{"$f":"IFERROR(IF(OR(I164=\"\",'Historical scenario - input'!$D149=\"\"),\"\",I164/'Historical scenario - input'!$D149),\"\")","v":""},{"$f":"IFERROR(IF(OR(J164=\"\",'Historical scenario - input'!$D149=\"\"),\"\",J164/'Historical scenario - input'!$D149),\"\")","v":""},{"$f":"IFERROR(IF(OR(K164=\"\",'Historical scenario - input'!$D149=\"\"),\"\",K164/'Historical scenario - input'!$D149),\"\")","v":""},{"$f":"IFERROR(IF(OR(L164=\"\",'Historical scenario - input'!$D149=\"\"),\"\",L164/'Historical scenario - input'!$D149),\"\")","v":""},{"$f":"IFERROR(IF(OR(M164=\"\",'Historical scenario - input'!$D149=\"\"),\"\",M164/'Historical scenario - input'!$D149),\"\")","v":""},{"$f":"IFERROR(IF(OR(N164=\"\",'Historical scenario - input'!$D149=\"\"),\"\",N164/'Historical scenario - input'!$D149),\"\")","v":""},{"$f":"IFERROR(IF(OR(O164=\"\",'Historical scenario - input'!$D149=\"\"),\"\",O164/'Historical scenario - input'!$D149),\"\")","v":""},{"$f":"IFERROR(IF(OR(P164=\"\",'Historical scenario - input'!$D149=\"\"),\"\",P164/'Historical scenario - input'!$D149),\"\")","v":""},{"$f":"IFERROR(IF(OR(Q164=\"\",'Historical scenario - input'!$D149=\"\"),\"\",Q164/'Historical scenario - input'!$D149),\"\")","v":""},{"$f":"IFERROR(IF(OR(R164=\"\",'Historical scenario - input'!$D149=\"\"),\"\",R164/'Historical scenario - input'!$D149),\"\")","v":""},{"$f":"IFERROR(IF(OR(S164=\"\",'Historical scenario - input'!$D149=\"\"),\"\",S164/'Historical scenario - input'!$D149),\"\")","v":""},{"$f":"IFERROR(IF(OR(T164=\"\",'Historical scenario - input'!$D149=\"\"),\"\",T164/'Historical scenario - input'!$D149),\"\")","v":""},{"$f":"IFERROR(IF(OR(U164=\"\",'Historical scenario - input'!$D149=\"\"),\"\",U164/'Historical scenario - input'!$D149),\"\")","v":""},{"$f":"IFERROR(IF(OR(V164=\"\",'Historical scenario - input'!$D149=\"\"),\"\",V164/'Historical scenario - input'!$D149),\"\")","v":""},{"$f":"IFERROR(IF(OR(W164=\"\",'Historical scenario - input'!$D149=\"\"),\"\",W164/'Historical scenario - input'!$D149),\"\")","v":""}]
[{"$f":"IFERROR('Historical scenario - input'!A150,\"\")","v":""},{"$f":"IFERROR('Historical scenario - input'!B150,\"\")","v":0},{"$f":"IFERROR('Historical scenario - input'!C150,\"\")","v":0},{"$f":"IFERROR(repcalc('Historical scenario - input'!$CV150:$GH150,'Historical scenario - input'!$G150,'Historical scenario - input'!$E150,'Historical scenario - input'!$F150,20,TRUE,TRUE),\"\")","v":""},"","","","","","","","","","","","","","","","","","","",{"$f":"IFERROR(IF(OR(D165=\"\",'Historical scenario - input'!$D150=\"\"),\"\",D165/'Historical scenario - input'!$D150),\"\")","v":""},{"$f":"IFERROR(IF(OR(E165=\"\",'Historical scenario - input'!$D150=\"\"),\"\",E165/'Historical scenario - input'!$D150),\"\")","v":""},{"$f":"IFERROR(IF(OR(F165=\"\",'Historical scenario - input'!$D150=\"\"),\"\",F165/'Historical scenario - input'!$D150),\"\")","v":""},{"$f":"IFERROR(IF(OR(G165=\"\",'Historical scenario - input'!$D150=\"\"),\"\",G165/'Historical scenario - input'!$D150),\"\")","v":""},{"$f":"IFERROR(IF(OR(H165=\"\",'Historical scenario - input'!$D150=\"\"),\"\",H165/'Historical scenario - input'!$D150),\"\")","v":""},{"$f":"IFERROR(IF(OR(I165=\"\",'Historical scenario - input'!$D150=\"\"),\"\",I165/'Historical scenario - input'!$D150),\"\")","v":""},{"$f":"IFERROR(IF(OR(J165=\"\",'Historical scenario - input'!$D150=\"\"),\"\",J165/'Historical scenario - input'!$D150),\"\")","v":""},{"$f":"IFERROR(IF(OR(K165=\"\",'Historical scenario - input'!$D150=\"\"),\"\",K165/'Historical scenario - input'!$D150),\"\")","v":""},{"$f":"IFERROR(IF(OR(L165=\"\",'Historical scenario - input'!$D150=\"\"),\"\",L165/'Historical scenario - input'!$D150),\"\")","v":""},{"$f":"IFERROR(IF(OR(M165=\"\",'Historical scenario - input'!$D150=\"\"),\"\",M165/'Historical scenario - input'!$D150),\"\")","v":""},{"$f":"IFERROR(IF(OR(N165=\"\",'Historical scenario - input'!$D150=\"\"),\"\",N165/'Historical scenario - input'!$D150),\"\")","v":""},{"$f":"IFERROR(IF(OR(O165=\"\",'Historical scenario - input'!$D150=\"\"),\"\",O165/'Historical scenario - input'!$D150),\"\")","v":""},{"$f":"IFERROR(IF(OR(P165=\"\",'Historical scenario - input'!$D150=\"\"),\"\",P165/'Historical scenario - input'!$D150),\"\")","v":""},{"$f":"IFERROR(IF(OR(Q165=\"\",'Historical scenario - input'!$D150=\"\"),\"\",Q165/'Historical scenario - input'!$D150),\"\")","v":""},{"$f":"IFERROR(IF(OR(R165=\"\",'Historical scenario - input'!$D150=\"\"),\"\",R165/'Historical scenario - input'!$D150),\"\")","v":""},{"$f":"IFERROR(IF(OR(S165=\"\",'Historical scenario - input'!$D150=\"\"),\"\",S165/'Historical scenario - input'!$D150),\"\")","v":""},{"$f":"IFERROR(IF(OR(T165=\"\",'Historical scenario - input'!$D150=\"\"),\"\",T165/'Historical scenario - input'!$D150),\"\")","v":""},{"$f":"IFERROR(IF(OR(U165=\"\",'Historical scenario - input'!$D150=\"\"),\"\",U165/'Historical scenario - input'!$D150),\"\")","v":""},{"$f":"IFERROR(IF(OR(V165=\"\",'Historical scenario - input'!$D150=\"\"),\"\",V165/'Historical scenario - input'!$D150),\"\")","v":""},{"$f":"IFERROR(IF(OR(W165=\"\",'Historical scenario - input'!$D150=\"\"),\"\",W165/'Historical scenario - input'!$D150),\"\")","v":""}]
[{"$f":"IFERROR('Historical scenario - input'!A151,\"\")","v":""},{"$f":"IFERROR('Historical scenario - input'!B151,\"\")","v":0},{"$f":"IFERROR('Historical scenario - input'!C151,\"\")","v":0},{"$f":"IFERROR(repcalc('Historical scenario - input'!$CV151:$GH151,'Historical scenario - input'!$G151,'Historical scenario - input'!$E151,'Historical scenario - input'!$F151,20,TRUE,TRUE),\"\")","v":""},"","","","","","","","","","","","","","","","","","","",{"$f":"IFERROR(IF(OR(D166=\"\",'Historical scenario - input'!$D151=\"\"),\"\",D166/'Historical scenario - input'!$D151),\"\")","v":""},{"$f":"IFERROR(IF(OR(E166=\"\",'Historical scenario - input'!$D151=\"\"),\"\",E166/'Historical scenario - input'!$D151),\"\")","v":""},{"$f":"IFERROR(IF(OR(F166=\"\",'Historical scenario - input'!$D151=\"\"),\"\",F166/'Historical scenario - input'!$D151),\"\")","v":""},{"$f":"IFERROR(IF(OR(G166=\"\",'Historical scenario - input'!$D151=\"\"),\"\",G166/'Historical scenario - input'!$D151),\"\")","v":""},{"$f":"IFERROR(IF(OR(H166=\"\",'Historical scenario - input'!$D151=\"\"),\"\",H166/'Historical scenario - input'!$D151),\"\")","v":""},{"$f":"IFERROR(IF(OR(I166=\"\",'Historical scenario - input'!$D151=\"\"),\"\",I166/'Historical scenario - input'!$D151),\"\")","v":""},{"$f":"IFERROR(IF(OR(J166=\"\",'Historical scenario - input'!$D151=\"\"),\"\",J166/'Historical scenario - input'!$D151),\"\")","v":""},{"$f":"IFERROR(IF(OR(K166=\"\",'Historical scenario - input'!$D151=\"\"),\"\",K166/'Historical scenario - input'!$D151),\"\")","v":""},{"$f":"IFERROR(IF(OR(L166=\"\",'Historical scenario - input'!$D151=\"\"),\"\",L166/'Historical scenario - input'!$D151),\"\")","v":""},{"$f":"IFERROR(IF(OR(M166=\"\",'Historical scenario - input'!$D151=\"\"),\"\",M166/'Historical scenario - input'!$D151),\"\")","v":""},{"$f":"IFERROR(IF(OR(N166=\"\",'Historical scenario - input'!$D151=\"\"),\"\",N166/'Historical scenario - input'!$D151),\"\")","v":""},{"$f":"IFERROR(IF(OR(O166=\"\",'Historical scenario - input'!$D151=\"\"),\"\",O166/'Historical scenario - input'!$D151),\"\")","v":""},{"$f":"IFERROR(IF(OR(P166=\"\",'Historical scenario - input'!$D151=\"\"),\"\",P166/'Historical scenario - input'!$D151),\"\")","v":""},{"$f":"IFERROR(IF(OR(Q166=\"\",'Historical scenario - input'!$D151=\"\"),\"\",Q166/'Historical scenario - input'!$D151),\"\")","v":""},{"$f":"IFERROR(IF(OR(R166=\"\",'Historical scenario - input'!$D151=\"\"),\"\",R166/'Historical scenario - input'!$D151),\"\")","v":""},{"$f":"IFERROR(IF(OR(S166=\"\",'Historical scenario - input'!$D151=\"\"),\"\",S166/'Historical scenario - input'!$D151),\"\")","v":""},{"$f":"IFERROR(IF(OR(T166=\"\",'Historical scenario - input'!$D151=\"\"),\"\",T166/'Historical scenario - input'!$D151),\"\")","v":""},{"$f":"IFERROR(IF(OR(U166=\"\",'Historical scenario - input'!$D151=\"\"),\"\",U166/'Historical scenario - input'!$D151),\"\")","v":""},{"$f":"IFERROR(IF(OR(V166=\"\",'Historical scenario - input'!$D151=\"\"),\"\",V166/'Historical scenario - input'!$D151),\"\")","v":""},{"$f":"IFERROR(IF(OR(W166=\"\",'Historical scenario - input'!$D151=\"\"),\"\",W166/'Historical scenario - input'!$D151),\"\")","v":""}]
[{"$f":"IFERROR('Historical scenario - input'!A152,\"\")","v":""},{"$f":"IFERROR('Historical scenario - input'!B152,\"\")","v":0},{"$f":"IFERROR('Historical scenario - input'!C152,\"\")","v":0},{"$f":"IFERROR(repcalc('Historical scenario - input'!$CV152:$GH152,'Historical scenario - input'!$G152,'Historical scenario - input'!$E152,'Historical scenario - input'!$F152,20,TRUE,TRUE),\"\")","v":""},"","","","","","","","","","","","","","","","","","","",{"$f":"IFERROR(IF(OR(D167=\"\",'Historical scenario - input'!$D152=\"\"),\"\",D167/'Historical scenario - input'!$D152),\"\")","v":""},{"$f":"IFERROR(IF(OR(E167=\"\",'Historical scenario - input'!$D152=\"\"),\"\",E167/'Historical scenario - input'!$D152),\"\")","v":""},{"$f":"IFERROR(IF(OR(F167=\"\",'Historical scenario - input'!$D152=\"\"),\"\",F167/'Historical scenario - input'!$D152),\"\")","v":""},{"$f":"IFERROR(IF(OR(G167=\"\",'Historical scenario - input'!$D152=\"\"),\"\",G167/'Historical scenario - input'!$D152),\"\")","v":""},{"$f":"IFERROR(IF(OR(H167=\"\",'Historical scenario - input'!$D152=\"\"),\"\",H167/'Historical scenario - input'!$D152),\"\")","v":""},{"$f":"IFERROR(IF(OR(I167=\"\",'Historical scenario - input'!$D152=\"\"),\"\",I167/'Historical scenario - input'!$D152),\"\")","v":""},{"$f":"IFERROR(IF(OR(J167=\"\",'Historical scenario - input'!$D152=\"\"),\"\",J167/'Historical scenario - input'!$D152),\"\")","v":""},{"$f":"IFERROR(IF(OR(K167=\"\",'Historical scenario - input'!$D152=\"\"),\"\",K167/'Historical scenario - input'!$D152),\"\")","v":""},{"$f":"IFERROR(IF(OR(L167=\"\",'Historical scenario - input'!$D152=\"\"),\"\",L167/'Historical scenario - input'!$D152),\"\")","v":""},{"$f":"IFERROR(IF(OR(M167=\"\",'Historical scenario - input'!$D152=\"\"),\"\",M167/'Historical scenario - input'!$D152),\"\")","v":""},{"$f":"IFERROR(IF(OR(N167=\"\",'Historical scenario - input'!$D152=\"\"),\"\",N167/'Historical scenario - input'!$D152),\"\")","v":""},{"$f":"IFERROR(IF(OR(O167=\"\",'Historical scenario - input'!$D152=\"\"),\"\",O167/'Historical scenario - input'!$D152),\"\")","v":""},{"$f":"IFERROR(IF(OR(P167=\"\",'Historical scenario - input'!$D152=\"\"),\"\",P167/'Historical scenario - input'!$D152),\"\")","v":""},{"$f":"IFERROR(IF(OR(Q167=\"\",'Historical scenario - input'!$D152=\"\"),\"\",Q167/'Historical scenario - input'!$D152),\"\")","v":""},{"$f":"IFERROR(IF(OR(R167=\"\",'Historical scenario - input'!$D152=\"\"),\"\",R167/'Historical scenario - input'!$D152),\"\")","v":""},{"$f":"IFERROR(IF(OR(S167=\"\",'Historical scenario - input'!$D152=\"\"),\"\",S167/'Historical scenario - input'!$D152),\"\")","v":""},{"$f":"IFERROR(IF(OR(T167=\"\",'Historical scenario - input'!$D152=\"\"),\"\",T167/'Historical scenario - input'!$D152),\"\")","v":""},{"$f":"IFERROR(IF(OR(U167=\"\",'Historical scenario - input'!$D152=\"\"),\"\",U167/'Historical scenario - input'!$D152),\"\")","v":""},{"$f":"IFERROR(IF(OR(V167=\"\",'Historical scenario - input'!$D152=\"\"),\"\",V167/'Historical scenario - input'!$D152),\"\")","v":""},{"$f":"IFERROR(IF(OR(W167=\"\",'Historical scenario - input'!$D152=\"\"),\"\",W167/'Historical scenario - input'!$D152),\"\")","v":""}]
[{"$f":"IFERROR('Historical scenario - input'!A153,\"\")","v":""},{"$f":"IFERROR('Historical scenario - input'!B153,\"\")","v":0},{"$f":"IFERROR('Historical scenario - input'!C153,\"\")","v":0},{"$f":"IFERROR(repcalc('Historical scenario - input'!$CV153:$GH153,'Historical scenario - input'!$G153,'Historical scenario - input'!$E153,'Historical scenario - input'!$F153,20,TRUE,TRUE),\"\")","v":""},"","","","","","","","","","","","","","","","","","","",{"$f":"IFERROR(IF(OR(D168=\"\",'Historical scenario - input'!$D153=\"\"),\"\",D168/'Historical scenario - input'!$D153),\"\")","v":""},{"$f":"IFERROR(IF(OR(E168=\"\",'Historical scenario - input'!$D153=\"\"),\"\",E168/'Historical scenario - input'!$D153),\"\")","v":""},{"$f":"IFERROR(IF(OR(F168=\"\",'Historical scenario - input'!$D153=\"\"),\"\",F168/'Historical scenario - input'!$D153),\"\")","v":""},{"$f":"IFERROR(IF(OR(G168=\"\",'Historical scenario - input'!$D153=\"\"),\"\",G168/'Historical scenario - input'!$D153),\"\")","v":""},{"$f":"IFERROR(IF(OR(H168=\"\",'Historical scenario - input'!$D153=\"\"),\"\",H168/'Historical scenario - input'!$D153),\"\")","v":""},{"$f":"IFERROR(IF(OR(I168=\"\",'Historical scenario - input'!$D153=\"\"),\"\",I168/'Historical scenario - input'!$D153),\"\")","v":""},{"$f":"IFERROR(IF(OR(J168=\"\",'Historical scenario - input'!$D153=\"\"),\"\",J168/'Historical scenario - input'!$D153),\"\")","v":""},{"$f":"IFERROR(IF(OR(K168=\"\",'Historical scenario - input'!$D153=\"\"),\"\",K168/'Historical scenario - input'!$D153),\"\")","v":""},{"$f":"IFERROR(IF(OR(L168=\"\",'Historical scenario - input'!$D153=\"\"),\"\",L168/'Historical scenario - input'!$D153),\"\")","v":""},{"$f":"IFERROR(IF(OR(M168=\"\",'Historical scenario - input'!$D153=\"\"),\"\",M168/'Historical scenario - input'!$D153),\"\")","v":""},{"$f":"IFERROR(IF(OR(N168=\"\",'Historical scenario - input'!$D153=\"\"),\"\",N168/'Historical scenario - input'!$D153),\"\")","v":""},{"$f":"IFERROR(IF(OR(O168=\"\",'Historical scenario - input'!$D153=\"\"),\"\",O168/'Historical scenario - input'!$D153),\"\")","v":""},{"$f":"IFERROR(IF(OR(P168=\"\",'Historical scenario - input'!$D153=\"\"),\"\",P168/'Historical scenario - input'!$D153),\"\")","v":""},{"$f":"IFERROR(IF(OR(Q168=\"\",'Historical scenario - input'!$D153=\"\"),\"\",Q168/'Historical scenario - input'!$D153),\"\")","v":""},{"$f":"IFERROR(IF(OR(R168=\"\",'Historical scenario - input'!$D153=\"\"),\"\",R168/'Historical scenario - input'!$D153),\"\")","v":""},{"$f":"IFERROR(IF(OR(S168=\"\",'Historical scenario - input'!$D153=\"\"),\"\",S168/'Historical scenario - input'!$D153),\"\")","v":""},{"$f":"IFERROR(IF(OR(T168=\"\",'Historical scenario - input'!$D153=\"\"),\"\",T168/'Historical scenario - input'!$D153),\"\")","v":""},{"$f":"IFERROR(IF(OR(U168=\"\",'Historical scenario - input'!$D153=\"\"),\"\",U168/'Historical scenario - input'!$D153),\"\")","v":""},{"$f":"IFERROR(IF(OR(V168=\"\",'Historical scenario - input'!$D153=\"\"),\"\",V168/'Historical scenario - input'!$D153),\"\")","v":""},{"$f":"IFERROR(IF(OR(W168=\"\",'Historical scenario - input'!$D153=\"\"),\"\",W168/'Historical scenario - input'!$D153),\"\")","v":""}]
[{"$f":"IFERROR('Historical scenario - input'!A154,\"\")","v":""},{"$f":"IFERROR('Historical scenario - input'!B154,\"\")","v":0},{"$f":"IFERROR('Historical scenario - input'!C154,\"\")","v":0},{"$f":"IFERROR(repcalc('Historical scenario - input'!$CV154:$GH154,'Historical scenario - input'!$G154,'Historical scenario - input'!$E154,'Historical scenario - input'!$F154,20,TRUE,TRUE),\"\")","v":""},"","","","","","","","","","","","","","","","","","","",{"$f":"IFERROR(IF(OR(D169=\"\",'Historical scenario - input'!$D154=\"\"),\"\",D169/'Historical scenario - input'!$D154),\"\")","v":""},{"$f":"IFERROR(IF(OR(E169=\"\",'Historical scenario - input'!$D154=\"\"),\"\",E169/'Historical scenario - input'!$D154),\"\")","v":""},{"$f":"IFERROR(IF(OR(F169=\"\",'Historical scenario - input'!$D154=\"\"),\"\",F169/'Historical scenario - input'!$D154),\"\")","v":""},{"$f":"IFERROR(IF(OR(G169=\"\",'Historical scenario - input'!$D154=\"\"),\"\",G169/'Historical scenario - input'!$D154),\"\")","v":""},{"$f":"IFERROR(IF(OR(H169=\"\",'Historical scenario - input'!$D154=\"\"),\"\",H169/'Historical scenario - input'!$D154),\"\")","v":""},{"$f":"IFERROR(IF(OR(I169=\"\",'Historical scenario - input'!$D154=\"\"),\"\",I169/'Historical scenario - input'!$D154),\"\")","v":""},{"$f":"IFERROR(IF(OR(J169=\"\",'Historical scenario - input'!$D154=\"\"),\"\",J169/'Historical scenario - input'!$D154),\"\")","v":""},{"$f":"IFERROR(IF(OR(K169=\"\",'Historical scenario - input'!$D154=\"\"),\"\",K169/'Historical scenario - input'!$D154),\"\")","v":""},{"$f":"IFERROR(IF(OR(L169=\"\",'Historical scenario - input'!$D154=\"\"),\"\",L169/'Historical scenario - input'!$D154),\"\")","v":""},{"$f":"IFERROR(IF(OR(M169=\"\",'Historical scenario - input'!$D154=\"\"),\"\",M169/'Historical scenario - input'!$D154),\"\")","v":""},{"$f":"IFERROR(IF(OR(N169=\"\",'Historical scenario - input'!$D154=\"\"),\"\",N169/'Historical scenario - input'!$D154),\"\")","v":""},{"$f":"IFERROR(IF(OR(O169=\"\",'Historical scenario - input'!$D154=\"\"),\"\",O169/'Historical scenario - input'!$D154),\"\")","v":""},{"$f":"IFERROR(IF(OR(P169=\"\",'Historical scenario - input'!$D154=\"\"),\"\",P169/'Historical scenario - input'!$D154),\"\")","v":""},{"$f":"IFERROR(IF(OR(Q169=\"\",'Historical scenario - input'!$D154=\"\"),\"\",Q169/'Historical scenario - input'!$D154),\"\")","v":""},{"$f":"IFERROR(IF(OR(R169=\"\",'Historical scenario - input'!$D154=\"\"),\"\",R169/'Historical scenario - input'!$D154),\"\")","v":""},{"$f":"IFERROR(IF(OR(S169=\"\",'Historical scenario - input'!$D154=\"\"),\"\",S169/'Historical scenario - input'!$D154),\"\")","v":""},{"$f":"IFERROR(IF(OR(T169=\"\",'Historical scenario - input'!$D154=\"\"),\"\",T169/'Historical scenario - input'!$D154),\"\")","v":""},{"$f":"IFERROR(IF(OR(U169=\"\",'Historical scenario - input'!$D154=\"\"),\"\",U169/'Historical scenario - input'!$D154),\"\")","v":""},{"$f":"IFERROR(IF(OR(V169=\"\",'Historical scenario - input'!$D154=\"\"),\"\",V169/'Historical scenario - input'!$D154),\"\")","v":""},{"$f":"IFERROR(IF(OR(W169=\"\",'Historical scenario - input'!$D154=\"\"),\"\",W169/'Historical scenario - input'!$D154),\"\")","v":""}]
[{"$f":"IFERROR('Historical scenario - input'!A155,\"\")","v":""},{"$f":"IFERROR('Historical scenario - input'!B155,\"\")","v":0},{"$f":"IFERROR('Historical scenario - input'!C155,\"\")","v":0},{"$f":"IFERROR(repcalc('Historical scenario - input'!$CV155:$GH155,'Historical scenario - input'!$G155,'Historical scenario - input'!$E155,'Historical scenario - input'!$F155,20,TRUE,TRUE),\"\")","v":""},"","","","","","","","","","","","","","","","","","","",{"$f":"IFERROR(IF(OR(D170=\"\",'Historical scenario - input'!$D155=\"\"),\"\",D170/'Historical scenario - input'!$D155),\"\")","v":""},{"$f":"IFERROR(IF(OR(E170=\"\",'Historical scenario - input'!$D155=\"\"),\"\",E170/'Historical scenario - input'!$D155),\"\")","v":""},{"$f":"IFERROR(IF(OR(F170=\"\",'Historical scenario - input'!$D155=\"\"),\"\",F170/'Historical scenario - input'!$D155),\"\")","v":""},{"$f":"IFERROR(IF(OR(G170=\"\",'Historical scenario - input'!$D155=\"\"),\"\",G170/'Historical scenario - input'!$D155),\"\")","v":""},{"$f":"IFERROR(IF(OR(H170=\"\",'Historical scenario - input'!$D155=\"\"),\"\",H170/'Historical scenario - input'!$D155),\"\")","v":""},{"$f":"IFERROR(IF(OR(I170=\"\",'Historical scenario - input'!$D155=\"\"),\"\",I170/'Historical scenario - input'!$D155),\"\")","v":""},{"$f":"IFERROR(IF(OR(J170=\"\",'Historical scenario - input'!$D155=\"\"),\"\",J170/'Historical scenario - input'!$D155),\"\")","v":""},{"$f":"IFERROR(IF(OR(K170=\"\",'Historical scenario - input'!$D155=\"\"),\"\",K170/'Historical scenario - input'!$D155),\"\")","v":""},{"$f":"IFERROR(IF(OR(L170=\"\",'Historical scenario - input'!$D155=\"\"),\"\",L170/'Historical scenario - input'!$D155),\"\")","v":""},{"$f":"IFERROR(IF(OR(M170=\"\",'Historical scenario - input'!$D155=\"\"),\"\",M170/'Historical scenario - input'!$D155),\"\")","v":""},{"$f":"IFERROR(IF(OR(N170=\"\",'Historical scenario - input'!$D155=\"\"),\"\",N170/'Historical scenario - input'!$D155),\"\")","v":""},{"$f":"IFERROR(IF(OR(O170=\"\",'Historical scenario - input'!$D155=\"\"),\"\",O170/'Historical scenario - input'!$D155),\"\")","v":""},{"$f":"IFERROR(IF(OR(P170=\"\",'Historical scenario - input'!$D155=\"\"),\"\",P170/'Historical scenario - input'!$D155),\"\")","v":""},{"$f":"IFERROR(IF(OR(Q170=\"\",'Historical scenario - input'!$D155=\"\"),\"\",Q170/'Historical scenario - input'!$D155),\"\")","v":""},{"$f":"IFERROR(IF(OR(R170=\"\",'Historical scenario - input'!$D155=\"\"),\"\",R170/'Historical scenario - input'!$D155),\"\")","v":""},{"$f":"IFERROR(IF(OR(S170=\"\",'Historical scenario - input'!$D155=\"\"),\"\",S170/'Historical scenario - input'!$D155),\"\")","v":""},{"$f":"IFERROR(IF(OR(T170=\"\",'Historical scenario - input'!$D155=\"\"),\"\",T170/'Historical scenario - input'!$D155),\"\")","v":""},{"$f":"IFERROR(IF(OR(U170=\"\",'Historical scenario - input'!$D155=\"\"),\"\",U170/'Historical scenario - input'!$D155),\"\")","v":""},{"$f":"IFERROR(IF(OR(V170=\"\",'Historical scenario - input'!$D155=\"\"),\"\",V170/'Historical scenario - input'!$D155),\"\")","v":""},{"$f":"IFERROR(IF(OR(W170=\"\",'Historical scenario - input'!$D155=\"\"),\"\",W170/'Historical scenario - input'!$D155),\"\")","v":""}]
[{"$f":"IFERROR('Historical scenario - input'!A156,\"\")","v":""},{"$f":"IFERROR('Historical scenario - input'!B156,\"\")","v":0},{"$f":"IFERROR('Historical scenario - input'!C156,\"\")","v":0},{"$f":"IFERROR(repcalc('Historical scenario - input'!$CV156:$GH156,'Historical scenario - input'!$G156,'Historical scenario - input'!$E156,'Historical scenario - input'!$F156,20,TRUE,TRUE),\"\")","v":""},"","","","","","","","","","","","","","","","","","","",{"$f":"IFERROR(IF(OR(D171=\"\",'Historical scenario - input'!$D156=\"\"),\"\",D171/'Historical scenario - input'!$D156),\"\")","v":""},{"$f":"IFERROR(IF(OR(E171=\"\",'Historical scenario - input'!$D156=\"\"),\"\",E171/'Historical scenario - input'!$D156),\"\")","v":""},{"$f":"IFERROR(IF(OR(F171=\"\",'Historical scenario - input'!$D156=\"\"),\"\",F171/'Historical scenario - input'!$D156),\"\")","v":""},{"$f":"IFERROR(IF(OR(G171=\"\",'Historical scenario - input'!$D156=\"\"),\"\",G171/'Historical scenario - input'!$D156),\"\")","v":""},{"$f":"IFERROR(IF(OR(H171=\"\",'Historical scenario - input'!$D156=\"\"),\"\",H171/'Historical scenario - input'!$D156),\"\")","v":""},{"$f":"IFERROR(IF(OR(I171=\"\",'Historical scenario - input'!$D156=\"\"),\"\",I171/'Historical scenario - input'!$D156),\"\")","v":""},{"$f":"IFERROR(IF(OR(J171=\"\",'Historical scenario - input'!$D156=\"\"),\"\",J171/'Historical scenario - input'!$D156),\"\")","v":""},{"$f":"IFERROR(IF(OR(K171=\"\",'Historical scenario - input'!$D156=\"\"),\"\",K171/'Historical scenario - input'!$D156),\"\")","v":""},{"$f":"IFERROR(IF(OR(L171=\"\",'Historical scenario - input'!$D156=\"\"),\"\",L171/'Historical scenario - input'!$D156),\"\")","v":""},{"$f":"IFERROR(IF(OR(M171=\"\",'Historical scenario - input'!$D156=\"\"),\"\",M171/'Historical scenario - input'!$D156),\"\")","v":""},{"$f":"IFERROR(IF(OR(N171=\"\",'Historical scenario - input'!$D156=\"\"),\"\",N171/'Historical scenario - input'!$D156),\"\")","v":""},{"$f":"IFERROR(IF(OR(O171=\"\",'Historical scenario - input'!$D156=\"\"),\"\",O171/'Historical scenario - input'!$D156),\"\")","v":""},{"$f":"IFERROR(IF(OR(P171=\"\",'Historical scenario - input'!$D156=\"\"),\"\",P171/'Historical scenario - input'!$D156),\"\")","v":""},{"$f":"IFERROR(IF(OR(Q171=\"\",'Historical scenario - input'!$D156=\"\"),\"\",Q171/'Historical scenario - input'!$D156),\"\")","v":""},{"$f":"IFERROR(IF(OR(R171=\"\",'Historical scenario - input'!$D156=\"\"),\"\",R171/'Historical scenario - input'!$D156),\"\")","v":""},{"$f":"IFERROR(IF(OR(S171=\"\",'Historical scenario - input'!$D156=\"\"),\"\",S171/'Historical scenario - input'!$D156),\"\")","v":""},{"$f":"IFERROR(IF(OR(T171=\"\",'Historical scenario - input'!$D156=\"\"),\"\",T171/'Historical scenario - input'!$D156),\"\")","v":""},{"$f":"IFERROR(IF(OR(U171=\"\",'Historical scenario - input'!$D156=\"\"),\"\",U171/'Historical scenario - input'!$D156),\"\")","v":""},{"$f":"IFERROR(IF(OR(V171=\"\",'Historical scenario - input'!$D156=\"\"),\"\",V171/'Historical scenario - input'!$D156),\"\")","v":""},{"$f":"IFERROR(IF(OR(W171=\"\",'Historical scenario - input'!$D156=\"\"),\"\",W171/'Historical scenario - input'!$D156),\"\")","v":""}]
[{"$f":"IFERROR('Historical scenario - input'!A157,\"\")","v":""},{"$f":"IFERROR('Historical scenario - input'!B157,\"\")","v":0},{"$f":"IFERROR('Historical scenario - input'!C157,\"\")","v":0},{"$f":"IFERROR(repcalc('Historical scenario - input'!$CV157:$GH157,'Historical scenario - input'!$G157,'Historical scenario - input'!$E157,'Historical scenario - input'!$F157,20,TRUE,TRUE),\"\")","v":""},"","","","","","","","","","","","","","","","","","","",{"$f":"IFERROR(IF(OR(D172=\"\",'Historical scenario - input'!$D157=\"\"),\"\",D172/'Historical scenario - input'!$D157),\"\")","v":""},{"$f":"IFERROR(IF(OR(E172=\"\",'Historical scenario - input'!$D157=\"\"),\"\",E172/'Historical scenario - input'!$D157),\"\")","v":""},{"$f":"IFERROR(IF(OR(F172=\"\",'Historical scenario - input'!$D157=\"\"),\"\",F172/'Historical scenario - input'!$D157),\"\")","v":""},{"$f":"IFERROR(IF(OR(G172=\"\",'Historical scenario - input'!$D157=\"\"),\"\",G172/'Historical scenario - input'!$D157),\"\")","v":""},{"$f":"IFERROR(IF(OR(H172=\"\",'Historical scenario - input'!$D157=\"\"),\"\",H172/'Historical scenario - input'!$D157),\"\")","v":""},{"$f":"IFERROR(IF(OR(I172=\"\",'Historical scenario - input'!$D157=\"\"),\"\",I172/'Historical scenario - input'!$D157),\"\")","v":""},{"$f":"IFERROR(IF(OR(J172=\"\",'Historical scenario - input'!$D157=\"\"),\"\",J172/'Historical scenario - input'!$D157),\"\")","v":""},{"$f":"IFERROR(IF(OR(K172=\"\",'Historical scenario - input'!$D157=\"\"),\"\",K172/'Historical scenario - input'!$D157),\"\")","v":""},{"$f":"IFERROR(IF(OR(L172=\"\",'Historical scenario - input'!$D157=\"\"),\"\",L172/'Historical scenario - input'!$D157),\"\")","v":""},{"$f":"IFERROR(IF(OR(M172=\"\",'Historical scenario - input'!$D157=\"\"),\"\",M172/'Historical scenario - input'!$D157),\"\")","v":""},{"$f":"IFERROR(IF(OR(N172=\"\",'Historical scenario - input'!$D157=\"\"),\"\",N172/'Historical scenario - input'!$D157),\"\")","v":""},{"$f":"IFERROR(IF(OR(O172=\"\",'Historical scenario - input'!$D157=\"\"),\"\",O172/'Historical scenario - input'!$D157),\"\")","v":""},{"$f":"IFERROR(IF(OR(P172=\"\",'Historical scenario - input'!$D157=\"\"),\"\",P172/'Historical scenario - input'!$D157),\"\")","v":""},{"$f":"IFERROR(IF(OR(Q172=\"\",'Historical scenario - input'!$D157=\"\"),\"\",Q172/'Historical scenario - input'!$D157),\"\")","v":""},{"$f":"IFERROR(IF(OR(R172=\"\",'Historical scenario - input'!$D157=\"\"),\"\",R172/'Historical scenario - input'!$D157),\"\")","v":""},{"$f":"IFERROR(IF(OR(S172=\"\",'Historical scenario - input'!$D157=\"\"),\"\",S172/'Historical scenario - input'!$D157),\"\")","v":""},{"$f":"IFERROR(IF(OR(T172=\"\",'Historical scenario - input'!$D157=\"\"),\"\",T172/'Historical scenario - input'!$D157),\"\")","v":""},{"$f":"IFERROR(IF(OR(U172=\"\",'Historical scenario - input'!$D157=\"\"),\"\",U172/'Historical scenario - input'!$D157),\"\")","v":""},{"$f":"IFERROR(IF(OR(V172=\"\",'Historical scenario - input'!$D157=\"\"),\"\",V172/'Historical scenario - input'!$D157),\"\")","v":""},{"$f":"IFERROR(IF(OR(W172=\"\",'Historical scenario - input'!$D157=\"\"),\"\",W172/'Historical scenario - input'!$D157),\"\")","v":""}]
[{"$f":"IFERROR('Historical scenario - input'!A158,\"\")","v":""},{"$f":"IFERROR('Historical scenario - input'!B158,\"\")","v":0},{"$f":"IFERROR('Historical scenario - input'!C158,\"\")","v":0},{"$f":"IFERROR(repcalc('Historical scenario - input'!$CV158:$GH158,'Historical scenario - input'!$G158,'Historical scenario - input'!$E158,'Historical scenario - input'!$F158,20,TRUE,TRUE),\"\")","v":""},"","","","","","","","","","","","","","","","","","","",{"$f":"IFERROR(IF(OR(D173=\"\",'Historical scenario - input'!$D158=\"\"),\"\",D173/'Historical scenario - input'!$D158),\"\")","v":""},{"$f":"IFERROR(IF(OR(E173=\"\",'Historical scenario - input'!$D158=\"\"),\"\",E173/'Historical scenario - input'!$D158),\"\")","v":""},{"$f":"IFERROR(IF(OR(F173=\"\",'Historical scenario - input'!$D158=\"\"),\"\",F173/'Historical scenario - input'!$D158),\"\")","v":""},{"$f":"IFERROR(IF(OR(G173=\"\",'Historical scenario - input'!$D158=\"\"),\"\",G173/'Historical scenario - input'!$D158),\"\")","v":""},{"$f":"IFERROR(IF(OR(H173=\"\",'Historical scenario - input'!$D158=\"\"),\"\",H173/'Historical scenario - input'!$D158),\"\")","v":""},{"$f":"IFERROR(IF(OR(I173=\"\",'Historical scenario - input'!$D158=\"\"),\"\",I173/'Historical scenario - input'!$D158),\"\")","v":""},{"$f":"IFERROR(IF(OR(J173=\"\",'Historical scenario - input'!$D158=\"\"),\"\",J173/'Historical scenario - input'!$D158),\"\")","v":""},{"$f":"IFERROR(IF(OR(K173=\"\",'Historical scenario - input'!$D158=\"\"),\"\",K173/'Historical scenario - input'!$D158),\"\")","v":""},{"$f":"IFERROR(IF(OR(L173=\"\",'Historical scenario - input'!$D158=\"\"),\"\",L173/'Historical scenario - input'!$D158),\"\")","v":""},{"$f":"IFERROR(IF(OR(M173=\"\",'Historical scenario - input'!$D158=\"\"),\"\",M173/'Historical scenario - input'!$D158),\"\")","v":""},{"$f":"IFERROR(IF(OR(N173=\"\",'Historical scenario - input'!$D158=\"\"),\"\",N173/'Historical scenario - input'!$D158),\"\")","v":""},{"$f":"IFERROR(IF(OR(O173=\"\",'Historical scenario - input'!$D158=\"\"),\"\",O173/'Historical scenario - input'!$D158),\"\")","v":""},{"$f":"IFERROR(IF(OR(P173=\"\",'Historical scenario - input'!$D158=\"\"),\"\",P173/'Historical scenario - input'!$D158),\"\")","v":""},{"$f":"IFERROR(IF(OR(Q173=\"\",'Historical scenario - input'!$D158=\"\"),\"\",Q173/'Historical scenario - input'!$D158),\"\")","v":""},{"$f":"IFERROR(IF(OR(R173=\"\",'Historical scenario - input'!$D158=\"\"),\"\",R173/'Historical scenario - input'!$D158),\"\")","v":""},{"$f":"IFERROR(IF(OR(S173=\"\",'Historical scenario - input'!$D158=\"\"),\"\",S173/'Historical scenario - input'!$D158),\"\")","v":""},{"$f":"IFERROR(IF(OR(T173=\"\",'Historical scenario - input'!$D158=\"\"),\"\",T173/'Historical scenario - input'!$D158),\"\")","v":""},{"$f":"IFERROR(IF(OR(U173=\"\",'Historical scenario - input'!$D158=\"\"),\"\",U173/'Historical scenario - input'!$D158),\"\")","v":""},{"$f":"IFERROR(IF(OR(V173=\"\",'Historical scenario - input'!$D158=\"\"),\"\",V173/'Historical scenario - input'!$D158),\"\")","v":""},{"$f":"IFERROR(IF(OR(W173=\"\",'Historical scenario - input'!$D158=\"\"),\"\",W173/'Historical scenario - input'!$D158),\"\")","v":""}]
[{"$f":"IFERROR('Historical scenario - input'!A159,\"\")","v":""},{"$f":"IFERROR('Historical scenario - input'!B159,\"\")","v":0},{"$f":"IFERROR('Historical scenario - input'!C159,\"\")","v":0},{"$f":"IFERROR(repcalc('Historical scenario - input'!$CV159:$GH159,'Historical scenario - input'!$G159,'Historical scenario - input'!$E159,'Historical scenario - input'!$F159,20,TRUE,TRUE),\"\")","v":""},"","","","","","","","","","","","","","","","","","","",{"$f":"IFERROR(IF(OR(D174=\"\",'Historical scenario - input'!$D159=\"\"),\"\",D174/'Historical scenario - input'!$D159),\"\")","v":""},{"$f":"IFERROR(IF(OR(E174=\"\",'Historical scenario - input'!$D159=\"\"),\"\",E174/'Historical scenario - input'!$D159),\"\")","v":""},{"$f":"IFERROR(IF(OR(F174=\"\",'Historical scenario - input'!$D159=\"\"),\"\",F174/'Historical scenario - input'!$D159),\"\")","v":""},{"$f":"IFERROR(IF(OR(G174=\"\",'Historical scenario - input'!$D159=\"\"),\"\",G174/'Historical scenario - input'!$D159),\"\")","v":""},{"$f":"IFERROR(IF(OR(H174=\"\",'Historical scenario - input'!$D159=\"\"),\"\",H174/'Historical scenario - input'!$D159),\"\")","v":""},{"$f":"IFERROR(IF(OR(I174=\"\",'Historical scenario - input'!$D159=\"\"),\"\",I174/'Historical scenario - input'!$D159),\"\")","v":""},{"$f":"IFERROR(IF(OR(J174=\"\",'Historical scenario - input'!$D159=\"\"),\"\",J174/'Historical scenario - input'!$D159),\"\")","v":""},{"$f":"IFERROR(IF(OR(K174=\"\",'Historical scenario - input'!$D159=\"\"),\"\",K174/'Historical scenario - input'!$D159),\"\")","v":""},{"$f":"IFERROR(IF(OR(L174=\"\",'Historical scenario - input'!$D159=\"\"),\"\",L174/'Historical scenario - input'!$D159),\"\")","v":""},{"$f":"IFERROR(IF(OR(M174=\"\",'Historical scenario - input'!$D159=\"\"),\"\",M174/'Historical scenario - input'!$D159),\"\")","v":""},{"$f":"IFERROR(IF(OR(N174=\"\",'Historical scenario - input'!$D159=\"\"),\"\",N174/'Historical scenario - input'!$D159),\"\")","v":""},{"$f":"IFERROR(IF(OR(O174=\"\",'Historical scenario - input'!$D159=\"\"),\"\",O174/'Historical scenario - input'!$D159),\"\")","v":""},{"$f":"IFERROR(IF(OR(P174=\"\",'Historical scenario - input'!$D159=\"\"),\"\",P174/'Historical scenario - input'!$D159),\"\")","v":""},{"$f":"IFERROR(IF(OR(Q174=\"\",'Historical scenario - input'!$D159=\"\"),\"\",Q174/'Historical scenario - input'!$D159),\"\")","v":""},{"$f":"IFERROR(IF(OR(R174=\"\",'Historical scenario - input'!$D159=\"\"),\"\",R174/'Historical scenario - input'!$D159),\"\")","v":""},{"$f":"IFERROR(IF(OR(S174=\"\",'Historical scenario - input'!$D159=\"\"),\"\",S174/'Historical scenario - input'!$D159),\"\")","v":""},{"$f":"IFERROR(IF(OR(T174=\"\",'Historical scenario - input'!$D159=\"\"),\"\",T174/'Historical scenario - input'!$D159),\"\")","v":""},{"$f":"IFERROR(IF(OR(U174=\"\",'Historical scenario - input'!$D159=\"\"),\"\",U174/'Historical scenario - input'!$D159),\"\")","v":""},{"$f":"IFERROR(IF(OR(V174=\"\",'Historical scenario - input'!$D159=\"\"),\"\",V174/'Historical scenario - input'!$D159),\"\")","v":""},{"$f":"IFERROR(IF(OR(W174=\"\",'Historical scenario - input'!$D159=\"\"),\"\",W174/'Historical scenario - input'!$D159),\"\")","v":""}]
[{"$f":"IFERROR('Historical scenario - input'!A160,\"\")","v":""},{"$f":"IFERROR('Historical scenario - input'!B160,\"\")","v":0},{"$f":"IFERROR('Historical scenario - input'!C160,\"\")","v":0},{"$f":"IFERROR(repcalc('Historical scenario - input'!$CV160:$GH160,'Historical scenario - input'!$G160,'Historical scenario - input'!$E160,'Historical scenario - input'!$F160,20,TRUE,TRUE),\"\")","v":""},"","","","","","","","","","","","","","","","","","","",{"$f":"IFERROR(IF(OR(D175=\"\",'Historical scenario - input'!$D160=\"\"),\"\",D175/'Historical scenario - input'!$D160),\"\")","v":""},{"$f":"IFERROR(IF(OR(E175=\"\",'Historical scenario - input'!$D160=\"\"),\"\",E175/'Historical scenario - input'!$D160),\"\")","v":""},{"$f":"IFERROR(IF(OR(F175=\"\",'Historical scenario - input'!$D160=\"\"),\"\",F175/'Historical scenario - input'!$D160),\"\")","v":""},{"$f":"IFERROR(IF(OR(G175=\"\",'Historical scenario - input'!$D160=\"\"),\"\",G175/'Historical scenario - input'!$D160),\"\")","v":""},{"$f":"IFERROR(IF(OR(H175=\"\",'Historical scenario - input'!$D160=\"\"),\"\",H175/'Historical scenario - input'!$D160),\"\")","v":""},{"$f":"IFERROR(IF(OR(I175=\"\",'Historical scenario - input'!$D160=\"\"),\"\",I175/'Historical scenario - input'!$D160),\"\")","v":""},{"$f":"IFERROR(IF(OR(J175=\"\",'Historical scenario - input'!$D160=\"\"),\"\",J175/'Historical scenario - input'!$D160),\"\")","v":""},{"$f":"IFERROR(IF(OR(K175=\"\",'Historical scenario - input'!$D160=\"\"),\"\",K175/'Historical scenario - input'!$D160),\"\")","v":""},{"$f":"IFERROR(IF(OR(L175=\"\",'Historical scenario - input'!$D160=\"\"),\"\",L175/'Historical scenario - input'!$D160),\"\")","v":""},{"$f":"IFERROR(IF(OR(M175=\"\",'Historical scenario - input'!$D160=\"\"),\"\",M175/'Historical scenario - input'!$D160),\"\")","v":""},{"$f":"IFERROR(IF(OR(N175=\"\",'Historical scenario - input'!$D160=\"\"),\"\",N175/'Historical scenario - input'!$D160),\"\")","v":""},{"$f":"IFERROR(IF(OR(O175=\"\",'Historical scenario - input'!$D160=\"\"),\"\",O175/'Historical scenario - input'!$D160),\"\")","v":""},{"$f":"IFERROR(IF(OR(P175=\"\",'Historical scenario - input'!$D160=\"\"),\"\",P175/'Historical scenario - input'!$D160),\"\")","v":""},{"$f":"IFERROR(IF(OR(Q175=\"\",'Historical scenario - input'!$D160=\"\"),\"\",Q175/'Historical scenario - input'!$D160),\"\")","v":""},{"$f":"IFERROR(IF(OR(R175=\"\",'Historical scenario - input'!$D160=\"\"),\"\",R175/'Historical scenario - input'!$D160),\"\")","v":""},{"$f":"IFERROR(IF(OR(S175=\"\",'Historical scenario - input'!$D160=\"\"),\"\",S175/'Historical scenario - input'!$D160),\"\")","v":""},{"$f":"IFERROR(IF(OR(T175=\"\",'Historical scenario - input'!$D160=\"\"),\"\",T175/'Historical scenario - input'!$D160),\"\")","v":""},{"$f":"IFERROR(IF(OR(U175=\"\",'Historical scenario - input'!$D160=\"\"),\"\",U175/'Historical scenario - input'!$D160),\"\")","v":""},{"$f":"IFERROR(IF(OR(V175=\"\",'Historical scenario - input'!$D160=\"\"),\"\",V175/'Historical scenario - input'!$D160),\"\")","v":""},{"$f":"IFERROR(IF(OR(W175=\"\",'Historical scenario - input'!$D160=\"\"),\"\",W175/'Historical scenario - input'!$D160),\"\")","v":""}]

{"sheet":"Cost scenario - input","index":2,"n_rows":190,"n_cols":193,"rows_kept":190,"cut":false,"hidden":false,"merged":[[2,6,3,6],[2,7,3,8],[2,9,3,9],[1,3,1,5],[2,3,3,3],[2,4,3,4],[2,5,3,5]]}
[null,"Unit cost - comparative"]
[null,"Replacement lives - calibrated",null,"Unit cost"]
[null,null,null,"Historical","NEM median","Forecast","Unit cost","Replacement \nlife",null,"Method","Volume",null,null,null,null,null,null,null,null,null,null,null,null,null,null,null,null,null,null,null,null,null,null,null,null,null,null,null,null,null,null,null,null,null,null,null,null,null,null,null,null,null,null,null,null,null,null,null,null,null,null,null,null,null,null,null,null,null,null,null,null,null,null,null,null,null,null,null,null,null,null,null,null,null,null,null,null,null,null,null,null,null,null,null,null,null,null,null,null,null,null,null,"Replacement Cost (NOT depreciated)"]
[null,null,null,null,null,null,null,null,null,null,"Installation date",null,null,null,null,null,null,null,null,null,null,null,null,null,null,null,null,null,null,null,null,null,null,null,null,null,null,null,null,null,null,null,null,null,null,null,null,null,null,null,null,null,null,null,null,null,null,null,null,null,null,null,null,null,null,null,null,null,null,null,null,null,null,null,null,null,null,null,null,null,null,null,null,null,null,null,null,null,null,null,null,null,null,null,null,null,null,null,null,null,null,null,"Installation date"]
["ID","Asset group","Asset category","$ ('000)","$ ('000)","$ ('000)","$ ('000)","μ","σ","#",2019,2018,2017,2016,2015,2014,2013,2012,2011,2010,2009,2008,2007,2006,2005,2004,2003,2002,2001,2000,1999,1998,1997,1996,1995,1994,1993,1992,1991,1990,1989,1988,1987,1986,1985,1984,1983,1982,1981,1980,1979,1978,1977,1976,1975,1974,1973,1972,1971,1970,1969,1968,1967,1966,1965,1964,1963,1962,1961,1960,1959,1958,1957,1956,1955,1954,1953,1952,1951,1950,1949,1948,1947,1946,1945,1944,1943,1942,1941,1940,1939,1938,1937,1936,1935,1934,1933,1932,1931,1930,1929,null,2019,2018,2017,2016,2015,2014,2013,2012,2011,2010,2009,2008,2007,2006,2005,2004,2003,2002,2001,2000,1999,1998,1997,1996,1995,1994,1993,1992,1991,1990,1989,1988,1987,1986,1985,1984,1983,1982,1981,1980,1979,1978,1977,1976,1975,1974,1973,1972,1971,1970,1969,1968,1967,1966,1965,1964,1963,1962,1961,1960,1959,1958,1957,1956,1955,1954,1953,1952,1951,1950,1949,1948,1947,1946,1945,1944,1943,1942,1941,1940,1939,1938,1937,1936,1935,1934,1933,1932,1931,1930,1929]
[1,"OVERHEAD CONDUCTORS","˂ = 1 kv",110.33479468323898,81.710362468035612,185.98539176744362,81.710362468035612,107.82376162986255,10.383822110854103,2,9.1999999999999993,5.5,9.5,11.4,12,14.4,25.4,11,12,12.2,14.9,13.2,6.6,8.3000000000000007,13,7.3,12.7,15.4,9,9.1999999999999993,9.5,6.9,3,6.4,13.5,9,16.600000000000001,14.4,6.9,16.3,28.5,45.9,20.5,38.5,31.5,23.2,15.8,37.799999999999997,31.3,26.7,34.5,30,18.8,19.100000000000001,16.8,15.8,32.9,61,63.3,44,52.4,69.3,62.1,48,35.9,39.1,31,33.200000000000003,35.799999999999997,27.1,19.2,18.2,5.2,8.5,4.8,4.2,6.2,2.1,0.9,4.5,0.6,1.5,2.4,1.9,1,1,2.5,6.7,9.9,20.3,16.7,14,11.7,14.8,18.399999999999999,17.5,11,5.8,0.7,0.6,0,null,751.73533470592758,449.40699357419589,776.24844344633834,931.49813213560606,980.52434961642734,1176.6292195397129,2075.4432066881045,898.81398714839179,980.52434961642734,996.86642211003436,1217.4844007737306,1078.5767845780699,539.28839228903496,678.19600848469565,1062.2347120844629,596.48564601665998,1037.7216033440523,1258.3395820077485,735.39326221232045,751.73533470592758,776.24844344633834,563.80150102944572,245.13108740410684,522.94631979542794,1103.0898933184808,735.39326221232045,1356.3920169693913,1176.6292195397129,563.80150102944572,1331.8789082289804,2328.7453303390148,3750.5056372828344,1675.0624305947301,3145.8489550193713,2573.8764177431217,1895.6804092584262,1291.0237269949628,3088.6517012917461,2557.5343452495149,2181.6666778965509,2819.0075051472286,2451.3108740410685,1536.1548143990697,1560.6679231394803,1372.7340894629983,1291.0237269949628,2688.2709251983715,4984.3321105501727,5172.265944226654,3595.2559485935672,4281.6229933250661,5662.5281190348678,5074.2135092650115,3922.0973984657094,2933.4020126024784,3194.8751725001925,2533.0212365091038,2712.7840339387826,2925.2309763556746,2214.350822883765,1568.8389593862837,1487.1285969182481,424.89388483378519,694.53808097830267,392.20973984657093,343.18352236574958,506.60424730182081,171.59176118287479,73.539326221232059,367.69663110616023,49.026217480821366,122.56554370205342,196.10486992328546,155.24968868926766,81.710362468035612,81.710362468035612,204.27590617008903,547.45942853583858,808.93258843355261,1658.7203581011229,1364.5630532161947,1143.9450745524987,956.01124087601659,1209.3133645269272,1503.4706694118552,1429.9313431906232,898.81398714839179,473.92010231460654,57.197253727624926,49.026217480821366,0]
[1,"OVERHEAD CONDUCTORS","˃ 11 kv & < = 22 kv ; multiple-phase",110.33479468323898,75.916238097539804,"",75.916238097539804,107.82376162986255,10.383822110854103,2,0,0,0,0,0,0,0,0,0,0,0.1,0.1,0,0.1,0.1,0.1,0.1,0.1,0.1,0.1,0.1,0.1,0,0.1,0,0.1,0.1,0,0.1,0.1,0.1,0.2,0.1,0.3,0.3,0.2,0.1,0.2,0.1,0.2,0.2,0.2,0.1,0.1,0.1,0.1,0.1,0.1,0.1,0.1,0.2,0.2,0.3,0.1,0.2,0.1,0.1,0.1,0.1,0.1,0.1,0.1,0,0,0,0,0,0,0,0,0,0,0,0,0,0,0,0,0,0.1,0.1,0,0,0.1,0,0.1,0.1,0,0,0,0,null,0,0,0,0,0,0,0,0,0,0,7.5916238097539805,7.5916238097539805,0,7.5916238097539805,7.5916238097539805,7.5916238097539805,7.5916238097539805,7.5916238097539805,7.5916238097539805,7.5916238097539805,7.5916238097539805,7.5916238097539805,0,7.5916238097539805,0,7.5916238097539805,7.5916238097539805,0,7.5916238097539805,7.5916238097539805,7.5916238097539805,15.183247619507961,7.5916238097539805,22.774871429261939,22.774871429261939,15.183247619507961,7.5916238097539805,15.183247619507961,7.5916238097539805,15.183247619507961,15.183247619507961,15.183247619507961,7.5916238097539805,7.5916238097539805,7.5916238097539805,7.5916238097539805,7.5916238097539805,7.5916238097539805,7.5916238097539805,7.5916238097539805,15.183247619507961,15.183247619507961,22.774871429261939,7.5916238097539805,15.183247619507961,7.5916238097539805,7.5916238097539805,7.5916238097539805,7.5916238097539805,7.5916238097539805,7.5916238097539805,7.5916238097539805,0,0,0,0,0,0,0,0,0,0,0,0,0,0,0,0,0,7.5916238097539805,7.5916238097539805,0,0,7.5916238097539805,0,7.5916238097539805,7.5916238097539805,0,0,0,0]
[1,"OVERHEAD CONDUCTORS","> 1 kv & < = 11 kv",110.33479468323898,58.930852846750383,"",58.930852846750383,107.82376162986255,10.383822110854103,2,2.1,0.5,1,0.6,0.9,0.7,3,1.2,2.1,1,5.5,4.5,2.7,5.8,4.0999999999999996,4.5999999999999996,4.7,5,8,10.3,7.1,4.0999999999999996,2.2999999999999998,4.2,2.2999999999999998,4.7,3.6,1,4.9000000000000004,8,7.5,10.3,7.9,15.5,12.8,13.7,9.8000000000000007,12.5,8,11.7,14.6,12.5,3.7,6.1,4.5,4.0999999999999996,6,10.3,5.7,6.7,11.9,14.2,21.5,13.7,20.3,9.6,10.6,10.6,8.1,6,4.9000000000000004,3.7,2.2000000000000002,0.9,1.1000000000000001,1.6,1,1,0.2,0.9,0.7,0.2,0.4,0.2,0.2,0.2,0.4,1.3,2.5,4.4000000000000004,3.7,2,1.6,3.2,2.2999999999999998,3.2,3.8,1.1000000000000001,0.3,0.8,0,null,123.75479097817581,29.465426423375192,58.930852846750383,35.35851170805023,53.037767562075345,41.251596992725268,176.79255854025115,70.71702341610046,123.75479097817581,58.930852846750383,324.11969065712708,265.18883781037675,159.11330268622604,341.79894651115222,241.61649667167654,271.08192309505176,276.97500837972683,294.65426423375192,471.44682277400307,606.98778432152903,418.40905521192769,241.61649667167654,135.54096154752588,247.50958195635161,135.54096154752588,276.97500837972683,212.15107024830138,58.930852846750383,288.76117894907691,471.44682277400307,441.98139635062785,606.98778432152903,465.55373748932806,913.42821912463091,754.31491643840491,807.35268400048017,577.52235789815381,736.63566058437982,471.44682277400307,689.4909783069794,860.39045156255554,736.63566058437982,218.04415553297642,359.47820236517731,265.18883781037675,241.61649667167654,353.5851170805023,606.98778432152903,335.90586122647721,394.8367140732276,701.27714887632953,836.81811042385539,1267.0133362051333,807.35268400048017,1196.2963127890328,565.73618732880368,624.66704017555401,624.66704017555401,477.33990805867808,353.5851170805023,288.76117894907691,218.04415553297642,129.64787626285084,53.037767562075345,64.823938131425422,94.289364554800613,58.930852846750383,58.930852846750383,11.786170569350077,53.037767562075345,41.251596992725268,11.786170569350077,23.572341138700153,11.786170569350077,11.786170569350077,11.786170569350077,23.572341138700153,76.610108700775498,147.32713211687596,259.29575252570169,218.04415553297642,117.86170569350077,94.289364554800613,188.57872910960123,135.54096154752588,188.57872910960123,223.93724081765146,64.823938131425422,17.679255854025115,47.144682277400307,0]
[1,"OVERHEAD CONDUCTORS","> 22 kv & < = 66 kv",110.33479468323898,113.85250597581967,"",110.33479468323898,107.82376162986255,10.383822110854103,2,0.7,0.2,0,0.1,0.2,0.2,0,0,0,0,0.9,0.6,0.9,1.6,0.6,0.8,1.6,0.4,0.5,0.4,2.7,0.4,2.6,3,1.6,1.8,3.2,0.5,2.9,3.8,3.6,1.7,0.9,4,4.8,6.2,1.5,2.9,2.2999999999999998,2.1,3.4,1,0.8,1.1000000000000001,0.3,0.7,0.6,0.7,3.4,2.9,2.2000000000000002,4.7,12.1,7.9,14.7,6.4,3.4,3.5,1.3,0.4,0.1,0.9,1.4,0.5,0.3,0.3,0.1,0.6,0.2,0.4,0,0,0,0,0,0,0.1,0.8,0.6,0.1,0.4,1.9,0,0,0.4,0,0.2,0,0,0,0,null,77.234356278267285,22.066958936647797,0,11.033479468323899,22.066958936647797,22.066958936647797,0,0,0,0,99.301315214915093,66.200876809943381,99.301315214915093,176.53567149318238,66.200876809943381,88.267835746591189,176.53567149318238,44.133917873295594,55.167397341619491,44.133917873295594,297.90394564474525,44.133917873295594,286.87046617642136,331.00438404971692,176.53567149318238,198.60263042983019,353.07134298636475,55.167397341619491,319.97090458139303,419.27221979630809,397.20526085966037,187.56915096150627,99.301315214915093,441.33917873295593,529.60701447954705,684.07572703608173,165.50219202485846,319.97090458139303,253.77002777144963,231.70306883480188,375.13830192301253,110.33479468323898,88.267835746591189,121.36827415156289,33.10043840497169,77.234356278267285,66.200876809943381,77.234356278267285,375.13830192301253,319.97090458139303,242.73654830312577,518.57353501122327,1335.0510156671917,871.64487799758797,1621.921481843613,706.14268597272951,375.13830192301253,386.17178139133642,143.43523308821068,44.133917873295594,11.033479468323899,99.301315214915093,154.46871255653457,55.167397341619491,33.10043840497169,33.10043840497169,11.033479468323899,66.200876809943381,22.066958936647797,44.133917873295594,0,0,0,0,0,0,11.033479468323899,88.267835746591189,66.200876809943381,11.033479468323899,44.133917873295594,209.63610989815405,0,0,44.133917873295594,0,22.066958936647797,0,0,0,0]
[2,"POLES","˂ = 1 kv ; concrete",22.587863669956128,11.128099823622188,32.438038560020914,11.128099823622188,61.926635298888883,7.8693478318656673,2,3,2,7,7,7,0,3,5,3,11,2,11,8,5,15,37,45,97,72,49,102,85,63,105,131,120,245,172,55,110,290,458,126,109,128,35,33,14,22,17,0,16,10,5,1,4,261,84,1,0,0,0,0,0,0,0,0,0,0,0,0,0,0,0,0,0,0,0,0,0,0,0,0,0,0,0,0,0,0,0,0,0,0,0,0,0,0,0,0,0,0,null,33.384299470866566,22.256199647244376,77.89669876535531,77.89669876535531,77.89669876535531,0,33.384299470866566,55.640499118110938,33.384299470866566,122.40909805984407,22.256199647244376,122.40909805984407,89.024798588977504,55.640499118110938,166.92149735433281,411.73969347402095,500.76449206299844,1079.4256828913522,801.22318730079758,545.27689135748722,1135.0661820094631,945.88848500788595,701.07028888819787,1168.4504814803297,1457.7810768945067,1335.3719788346625,2726.3844567874362,1914.0331696630162,612.04549029922032,1224.0909805984406,3227.1489488504344,5096.6697192189622,1402.1405777763957,1212.9628807748186,1424.3967774236401,389.48349382677657,367.22729417953218,155.79339753071062,244.81819611968814,189.1776970015772,0,178.04959717795501,111.28099823622188,55.640499118110938,11.128099823622188,44.512399294488752,2904.4340539653913,934.76038518426378,11.128099823622188,0,0,0,0,0,0,0,0,0,0,0,0,0,0,0,0,0,0,0,0,0,0,0,0,0,0,0,0,0,0,0,0,0,0,0,0,0,0,0,0,0,0]
[2,"POLES","˂ = 1 kv ; steel",16.405626526266136,9.0684548732328469,52.767486706306592,9.0684548732328469,79.210185563780342,8.9000104249253749,2,4,12,13,6,24,25,36,50,50,65,23,161,109,87,65,44,55,47,55,50,115,72,50,57,75,48,76,81,51,67,68,64,86,63,77,47,108,54,70,76,100,90,81,66,84,45,66,67,84,139,131,67,57,98,37,17,25,15,9,27,9,4,2,3,0,0,0,0,0,2,0,0,0,0,0,0,0,0,2,0,2,0,0,2,2,0,0,0,0,0,0,null,36.273819492931388,108.82145847879417,117.88991335202701,54.410729239397085,217.64291695758834,226.71137183082118,326.46437543638251,453.42274366164236,453.42274366164236,589.4495667601351,208.57446208435547,1460.0212345904883,988.46158118238031,788.95557397125765,589.4495667601351,399.01201442224527,498.7650180278066,426.21737904194379,498.7650180278066,453.42274366164236,1042.8723104217775,652.92875087276502,453.42274366164236,516.90192777427228,680.13411549246348,435.28583391517668,689.20257036569637,734.54484473186062,462.4911985348752,607.58647650660077,616.65493137983356,580.3811118869022,779.88711909802487,571.31265701366931,698.27102523892927,426.21737904194379,979.39312630914742,489.69656315457371,634.79184112629923,689.20257036569637,906.84548732328471,816.16093859095622,734.54484473186062,598.51802163336788,761.75020935155919,408.08046929547811,598.51802163336788,607.58647650660077,761.75020935155919,1260.5152273793658,1187.9675883935029,607.58647650660077,516.90192777427228,888.70857757681904,335.53283030961535,154.16373284495839,226.71137183082118,136.02682309849271,81.616093859095628,244.84828157728685,81.616093859095628,36.273819492931388,18.136909746465694,27.205364619698543,0,0,0,0,0,18.136909746465694,0,0,0,0,0,0,0,0,18.136909746465694,0,18.136909746465694,0,0,18.136909746465694,18.136909746465694,0,0,0,0,0,0]
[2,"POLES","˂ = 1 kv ; wood",7.4756010846802274,4.3897798836331567,30.650239185147385,4.3897798836331567,87.457262560935604,9.351858775715959,2,43,79,176,192,164,158,189,199,135,116,166,132,75,88,124,43,91,121,40,22,79,12,7,13,39,21,12,77,59,140,226,303,201,517,332,363,240,545,458,368,542,462,294,310,224,222,248,844,925,599,750,980,919,677,587,668,514,540,577,418,361,329,120,153,113,107,135,79,64,93,51,65,85,53,40,60,98,126,180,331,275,211,191,236,280,285,169,76,10,12,0,null,188.76053499622574,346.7926108070194,772.60125951943564,842.83773765756609,719.92390091583775,693.5852216140388,829.66839800666662,873.56619684299824,592.62028429047621,509.21446650144617,728.70346068310403,579.45094463957673,329.23349127248673,386.30062975971782,544.33270557051139,188.76053499622574,399.46996941061724,531.16336591961192,175.59119534532627,96.575157439929455,346.7926108070194,52.677358603597881,30.728459185432097,57.067138487231034,171.2014154616931,92.185377556296288,52.677358603597881,338.01305103975307,258.99701313435622,614.56918370864196,992.09025370109339,1330.1033047408464,882.34575661026452,2269.5161998383419,1457.4069213662081,1593.4900977588359,1053.5471720719577,2392.4300365800705,2010.5191867039857,1615.4389971770017,2379.260696929171,2028.0783062385185,1290.595285788148,1360.8317639262787,983.31069393382711,974.53113416656083,1088.6654111410228,3704.9742217863841,4060.5463923606699,2629.478150296261,3292.3349127248675,4301.9842859604933,4034.2077130588709,2971.8809812196473,2576.8007916926631,2932.3729622669489,2256.3468601874424,2370.4811371619048,2532.9029928563314,1834.9279913586595,1584.7105379915695,1444.2375817153086,526.77358603597884,671.63632219587294,496.04512685054669,469.70644754874775,592.62028429047621,346.7926108070194,280.94591255252203,408.24952917788357,223.878774065291,285.33569243615517,373.13129010881835,232.6583338325573,175.59119534532627,263.38679301798942,430.19842859604938,553.11226533777779,790.1603790539682,1453.017141482575,1207.1894679991181,926.24355544659602,838.4479577739329,1035.9880525374249,1229.1383674172839,1251.0872668354498,741.8728003340035,333.62327115611993,43.897798836331567,52.677358603597881,0]
[2,"POLES","˃ 11 kv & < = 22 kv ; concrete",22.587863669956128,12.34058880412428,"",12.34058880412428,61.926635298888883,7.8693478318656673,2,0,0,0,0,0,0,0,0,0,0,0,0,0,0,0,0,0,0,0,0,0,3,0,3,0,0,2,0,3,0,0,0,0,0,0,0,0,0,0,0,0,0,0,0,0,0,0,0,0,2,0,0,0,0,0,0,0,0,0,0,0,0,0,0,0,0,0,0,0,0,0,0,0,0,0,0,0,0,0,0,0,0,0,0,0,0,0,0,0,0,0,null,0,0,0,0,0,0,0,0,0,0,0,0,0,0,0,0,0,0,0,0,0,37.021766412372841,0,37.021766412372841,0,0,24.681177608248561,0,37.021766412372841,0,0,0,0,0,0,0,0,0,0,0,0,0,0,0,0,0,0,0,0,24.681177608248561,0,0,0,0,0,0,0,0,0,0,0,0,0,0,0,0,0,0,0,0,0,0,0,0,0,0,0,0,0,0,0,0,0,0,0,0,0,0,0,0,0]
[2,"POLES","˃ 11 kv & < = 22 kv ; steel",16.405626526266136,10.15045560150087,"",10.15045560150087,79.210185563780342,8.9000104249253749,2,0,0,0,0,0,0,0,0,0,0,0,0,0,0,0,0,0,0,0,2,0,2,0,0,0,0,0,0,0,0,0,0,0,0,0,0,0,0,0,1,0,0,0,0,0,0,0,0,0,0,0,0,0,0,0,0,0,0,0,0,0,0,0,0,0,0,0,0,0,0,0,0,0,0,0,0,0,0,0,0,0,0,0,0,0,0,0,0,0,0,0,null,0,0,0,0,0,0,0,0,0,0,0,0,0,0,0,0,0,0,0,20.300911203001739,0,20.300911203001739,0,0,0,0,0,0,0,0,0,0,0,0,0,0,0,0,0,10.15045560150087,0,0,0,0,0,0,0,0,0,0,0,0,0,0,0,0,0,0,0,0,0,0,0,0,0,0,0,0,0,0,0,0,0,0,0,0,0,0,0,0,0,0,0,0,0,0,0,0,0,0,0]
[2,"POLES","˃ 11 kv & < = 22 kv ; wood",32.295546505762729,7.031845558797154,33.556779708415043,7.031845558797154,91.570076584103958,9.5692254955196852,2,6,11,8,10,18,9,21,8,12,6,3,6,4,2,9,7,15,9,7,2,11,3,14,15,25,2,9,3,14,12,37,8,10,12,10,15,9,27,12,11,10,9,21,13,5,5,18,7,5,11,17,7,13,9,19,24,11,42,7,7,4,9,11,6,5,2,2,5,3,2,3,1,2,0,2,0,4,9,7,7,5,3,2,6,2,7,3,2,0,0,0,null,42.191073352782922,77.3503011467687,56.254764470377232,70.318455587971542,126.57322005834877,63.286610029174383,147.66875673474024,56.254764470377232,84.382146705565845,42.191073352782922,21.095536676391461,42.191073352782922,28.127382235188616,14.063691117594308,63.286610029174383,49.222918911580081,105.47768338195731,63.286610029174383,49.222918911580081,14.063691117594308,77.3503011467687,21.095536676391461,98.445837823160161,105.47768338195731,175.79613896992885,14.063691117594308,63.286610029174383,21.095536676391461,98.445837823160161,84.382146705565845,260.17828567549469,56.254764470377232,70.318455587971542,84.382146705565845,70.318455587971542,105.47768338195731,63.286610029174383,189.85983008752316,84.382146705565845,77.3503011467687,70.318455587971542,63.286610029174383,147.66875673474024,91.413992264363003,35.159227793985771,35.159227793985771,126.57322005834877,49.222918911580081,35.159227793985771,77.3503011467687,119.54137449955162,49.222918911580081,91.413992264363003,63.286610029174383,133.60506561714593,168.76429341113169,77.3503011467687,295.33751346948048,49.222918911580081,49.222918911580081,28.127382235188616,63.286610029174383,77.3503011467687,42.191073352782922,35.159227793985771,14.063691117594308,14.063691117594308,35.159227793985771,21.095536676391461,14.063691117594308,21.095536676391461,7.031845558797154,14.063691117594308,0,14.063691117594308,0,28.127382235188616,63.286610029174383,49.222918911580081,49.222918911580081,35.159227793985771,21.095536676391461,14.063691117594308,42.191073352782922,14.063691117594308,49.222918911580081,21.095536676391461,14.063691117594308,0,0,0]
[2,"POLES","> 1 kv & < = 11 kv ; concrete",25.460786897337975,11.101511926289906,34.083485033607928,11.101511926289906,58.956536901399524,7.6783160198965188,2,10,18,10,17,16,16,18,13,3,24,6,20,14,23,9,3,5,10,13,22,31,14,5,10,8,24,32,7,32,65,12,83,21,16,37,76,35,10,16,16,0,18,0,0,0,0,0,3,0,0,2,2,0,0,0,0,0,0,0,0,0,0,0,0,0,0,0,0,0,0,0,0,0,0,0,0,0,0,0,0,0,0,0,0,0,0,0,0,0,0,0,null,111.01511926289905,199.82721467321829,111.01511926289905,188.72570274692839,177.62419082063849,177.62419082063849,199.82721467321829,144.31965504176878,33.30453577886972,266.43628623095776,66.609071557739441,222.0302385257981,155.42116696805869,255.33477430466783,99.913607336609147,33.30453577886972,55.507559631449524,111.01511926289905,144.31965504176878,244.23326237837793,344.14686971498708,155.42116696805869,55.507559631449524,111.01511926289905,88.812095410319245,266.43628623095776,355.24838164127698,77.710583484029343,355.24838164127698,721.59827520884392,133.21814311547888,921.42548988206215,233.13175045208803,177.62419082063849,410.75594127272649,843.71490639803278,388.55291742014668,111.01511926289905,177.62419082063849,177.62419082063849,0,199.82721467321829,0,0,0,0,0,33.30453577886972,0,0,22.203023852579811,22.203023852579811,0,0,0,0,0,0,0,0,0,0,0,0,0,0,0,0,0,0,0,0,0,0,0,0,0,0,0,0,0,0,0,0,0,0,0,0,0,0,0]
[2,"POLES","> 1 kv & < = 11 kv ; steel",16.405626526266136,8.1426411680844826,92.669629720858069,8.1426411680844826,79.210185563780342,8.9000104249253749,2,1,0,0,0,0,1,0,0,0,0,0,0,0,1,0,0,0,0,0,1,2,1,0,0,0,2,0,0,0,0,0,0,0,0,1,3,0,0,0,1,0,0,1,0,0,0,1,0,0,0,0,1,0,0,0,0,0,0,0,0,0,0,0,0,0,0,0,0,0,0,0,0,0,0,0,0,0,0,0,0,0,0,0,0,0,0,0,0,0,0,0,null,8.1426411680844826,0,0,0,0,8.1426411680844826,0,0,0,0,0,0,0,8.1426411680844826,0,0,0,0,0,8.1426411680844826,16.285282336168965,8.1426411680844826,0,0,0,16.285282336168965,0,0,0,0,0,0,0,0,8.1426411680844826,24.427923504253449,0,0,0,8.1426411680844826,0,0,8.1426411680844826,0,0,0,8.1426411680844826,0,0,0,0,8.1426411680844826,0,0,0,0,0,0,0,0,0,0,0,0,0,0,0,0,0,0,0,0,0,0,0,0,0,0,0,0,0,0,0,0,0,0,0,0,0,0,0]
[2,"POLES","> 1 kv & < = 11 kv ; wood",6.3040907376247537,6.1248073868550463,28.318188814299287,6.1248073868550463,83.477916733688843,9.1366250187741009,2,33,50,92,89,99,101,133,78,98,74,60,79,39,66,66,33,55,69,90,25,67,30,27,46,17,41,54,17,79,112,143,145,148,315,243,221,198,251,150,250,319,270,92,116,85,106,133,252,116,146,239,314,492,316,438,199,234,206,201,141,113,90,48,30,49,48,52,45,31,39,37,22,23,20,21,18,24,41,72,90,77,47,30,72,63,76,88,37,6,14,0,null,202.11864376621654,306.24036934275233,563.48227959066423,545.1078574300991,606.35593129864958,618.60554607235963,814.59938245172111,477.7349761746936,600.2311239117945,453.23574662727344,367.48844321130275,483.85978356154868,238.8674880873468,404.23728753243307,404.23728753243307,202.11864376621654,336.86440627702757,422.6117096929982,551.23266481695418,153.12018467137617,410.3620949192881,183.74422160565138,165.36979944508624,281.74113979533212,104.12172557653579,251.11710286105691,330.73959889017249,104.12172557653579,483.85978356154868,685.97842732776519,875.84745632027159,888.09707109398175,906.47149325454689,1929.3143268593396,1488.3281950057763,1353.5824324949651,1212.7118625972992,1537.3266541006167,918.72110802825694,1531.2018467137616,1953.8135564067597,1653.6979944508626,563.48227959066423,710.4776568751854,520.60862788267889,649.22958300663493,814.59938245172111,1543.4514614874718,710.4776568751854,894.22187848083672,1463.8289654583562,1923.1895194724846,3013.405234332683,1935.4391342461947,2682.6656354425104,1218.8366699841542,1433.2049285240807,1261.7103216921396,1231.0862847578644,863.59784154656154,692.10323471462027,551.23266481695418,293.99075456904222,183.74422160565138,300.11556195589725,293.99075456904222,318.48998411646244,275.61633240847709,189.86902899250643,238.8674880873468,226.61787331363672,134.74576251081101,140.87056989766606,122.49614773710093,128.62095512395598,110.24653296339083,146.99537728452111,251.11710286105691,440.98613185356334,551.23266481695418,471.61016878783857,287.8659471821872,183.74422160565138,440.98613185356334,385.86286537186794,465.48536140098349,538.98305004324402,226.61787331363672,36.748844321130278,85.747303415970649,0]
[2,"POLES","> 22 kv & < = 66 kv ; concrete",25.460786897337975,19.73151047820069,"",19.73151047820069,58.956536901399524,7.6783160198965188,2,1,0,2,0,2,0,1,0,0,4,0,0,1,5,1,2,2,0,1,1,0,2,1,10,0,2,3,2,1,0,1,0,1,1,12,25,1,0,9,3,0,1,0,0,0,0,0,0,0,1,0,0,0,0,0,0,0,0,0,0,0,0,0,0,0,0,0,0,0,0,0,0,0,0,0,0,0,0,0,0,0,0,0,0,0,0,0,0,0,0,0,null,19.73151047820069,0,39.46302095640138,0,39.46302095640138,0,19.73151047820069,0,0,78.926041912802759,0,0,19.73151047820069,98.657552391003449,19.73151047820069,39.46302095640138,39.46302095640138,0,19.73151047820069,19.73151047820069,0,39.46302095640138,19.73151047820069,197.3151047820069,0,39.46302095640138,59.194531434602069,39.46302095640138,19.73151047820069,0,19.73151047820069,0,19.73151047820069,19.73151047820069,236.77812573840828,493.28776195501723,19.73151047820069,0,177.58359430380619,59.194531434602069,0,19.73151047820069,0,0,0,0,0,0,0,19.73151047820069,0,0,0,0,0,0,0,0,0,0,0,0,0,0,0,0,0,0,0,0,0,0,0,0,0,0,0,0,0,0,0,0,0,0,0,0,0,0,0,0,0]
[2,"POLES","> 22 kv & < = 66 kv ; steel",16.405626526266136,20.712178089791255,"",16.405626526266136,79.210185563780342,8.9000104249253749,2,0,0,0,0,0,2,0,2,1,0,0,0,0,1,0,0,0,2,2,0,16,1,1,0,0,0,2,1,0,1,0,0,0,0,0,4,0,0,3,0,3,1,0,0,2,0,0,0,0,0,0,0,0,0,0,0,0,0,0,0,0,0,0,0,0,0,0,0,0,0,0,0,0,0,0,0,0,0,0,0,0,0,0,0,0,0,0,0,0,0,0,null,0,0,0,0,0,32.811253052532273,0,32.811253052532273,16.405626526266136,0,0,0,0,16.405626526266136,0,0,0,32.811253052532273,32.811253052532273,0,262.49002442025818,16.405626526266136,16.405626526266136,0,0,0,32.811253052532273,16.405626526266136,0,16.405626526266136,0,0,0,0,0,65.622506105064545,0,0,49.216879578798412,0,49.216879578798412,16.405626526266136,0,0,32.811253052532273,0,0,0,0,0,0,0,0,0,0,0,0,0,0,0,0,0,0,0,0,0,0,0,0,0,0,0,0,0,0,0,0,0,0,0,0,0,0,0,0,0,0,0,0,0,0]
[2,"POLES","> 22 kv & < = 66 kv ; wood",7.9189796428310428,8.2704443687302955,37.53717699124617,7.9189796428310428,75.403155012326906,8.6834990074466472,2,24,11,14,16,79,57,27,28,10,14,10,21,15,22,5,10,21,6,9,2,7,3,15,29,20,28,39,8,44,135,28,27,10,54,65,68,19,29,27,20,50,13,9,6,9,8,12,11,52,51,33,78,196,141,239,84,46,24,18,7,4,14,10,11,8,9,3,7,4,9,0,3,0,2,2,5,0,7,7,0,5,18,2,0,7,0,4,0,0,0,0,null,190.05551142794502,87.108776071141477,110.8657149996346,126.70367428529669,625.59939178365244,451.38183964136942,213.81245035643815,221.73142999926921,79.18979642831043,110.8657149996346,79.18979642831043,166.29857249945189,118.78469464246564,174.21755214228295,39.594898214155215,79.18979642831043,166.29857249945189,47.513877856986255,71.270816785479383,15.837959285662086,55.432857499817302,23.756938928493128,118.78469464246564,229.65040964210024,158.37959285662086,221.73142999926921,308.84020607041066,63.351837142648343,348.43510428456591,1069.0622517821907,221.73142999926921,213.81245035643815,79.18979642831043,427.6249007128763,514.7336767840178,538.49061571251093,150.46061321378983,229.65040964210024,213.81245035643815,158.37959285662086,395.94898214155216,102.94673535680356,71.270816785479383,47.513877856986255,71.270816785479383,63.351837142648343,95.02775571397251,87.108776071141477,411.78694142721423,403.86796178438317,261.3263282134244,617.68041214082132,1552.1200099948844,1116.576129639177,1892.6361346366193,665.19428999780757,364.27306357022798,190.05551142794502,142.54163357095877,55.432857499817302,31.675918571324171,110.8657149996346,79.18979642831043,87.108776071141477,63.351837142648343,71.270816785479383,23.756938928493128,55.432857499817302,31.675918571324171,71.270816785479383,0,23.756938928493128,0,15.837959285662086,15.837959285662086,39.594898214155215,0,55.432857499817302,55.432857499817302,0,39.594898214155215,142.54163357095877,15.837959285662086,0,55.432857499817302,0,31.675918571324171,0,0,0,0]
[2,"POLES","staking of a wooden pole",18.157748986976976,9.8296272019812889,null,9.8296272019812889,33.36082006346826,5.7758826220300099,2,15,64,203,231,239,602,477,378,268,290,298,254,139,94,236,164,172,241,103,116,143,114,131,255,85,16,22,12,96,68,0,0,0,0,0,0,0,0,0,0,0,0,0,0,0,0,0,0,0,0,0,0,0,0,0,0,0,0,0,0,0,0,0,0,0,0,0,0,0,0,0,0,0,0,0,0,0,0,0,0,0,0,0,0,0,0,0,0,0,0,0,null,147.44440802971934,629.09614092680249,1995.4143220022017,2270.6438836576776,2349.2809012735279,5917.4355755927363,4688.7321753450751,3715.5990823489274,2634.3400901309856,2850.5918885745737,2929.2289061904239,2496.7253093032473,1366.3181810753993,923.98495698624117,2319.7920196675841,1612.0588611249314,1690.6958787407816,2368.9401556774906,1012.4516018040728,1140.2367554298296,1405.6366898833244,1120.5775010258669,1287.6811634595488,2506.5549365052289,835.51831216840958,157.27403523170062,216.25179844358837,117.95552642377547,943.64421139020374,668.41464973472762,0,0,0,0,0,0,0,0,0,0,0,0,0,0,0,0,0,0,0,0,0,0,0,0,0,0,0,0,0,0,0,0,0,0,0,0,0,0,0,0,0,0,0,0,0,0,0,0,0,0,0,0,0,0,0,0,0,0,0,0,0]
[4,"SWITCHGEAR","˂ = 11 kv ; circuit breaker",167.6968333550532,104.8156265294694,346.03168592052083,104.8156265294694,97.029687374685167,9.8503648345980146,2,0,3,3,3,0,7,24,1,2,24,35,0,5,26,7,0,29,15,0,0,0,0,0,0,0,0,0,0,0,0,6,47,0,0,0,0,0,20,4,0,0,0,0,61,0,0,0,1,64,3,102,78,72,0,94,36,103,21,20,0,0,4,0,0,0,36,2,49,0,0,0,0,0,0,0,0,0,0,0,17,0,14,1,0,0,0,0,0,0,0,0,null,0,314.44687958840819,314.44687958840819,314.44687958840819,0,733.70938570628573,2515.5750367072656,104.8156265294694,209.6312530589388,2515.5750367072656,3668.5469285314289,0,524.07813264734705,2725.2062897662045,733.70938570628573,0,3039.6531693546126,1572.2343979420409,0,0,0,0,0,0,0,0,0,0,0,0,628.89375917681639,4926.3344468850619,0,0,0,0,0,2096.3125305893882,419.26250611787759,0,0,0,0,6393.7532182976329,0,0,0,104.8156265294694,6708.2000978860415,314.44687958840819,10691.193906005879,8175.6188692986134,7546.7251101217971,0,9852.6688937701238,3773.3625550608986,10796.009532535349,2201.1281571188574,2096.3125305893882,0,0,419.26250611787759,0,0,0,3773.3625550608986,209.6312530589388,5135.9656999440003,0,0,0,0,0,0,0,0,0,0,0,1781.8656510009798,0,1467.4187714125715,104.8156265294694,0,0,0,0,0,0,0,0]
[4,"SWITCHGEAR","˂ = 11 kv ; switch",31.237252248625989,13.522586701221076,72.347687212019537,13.522586701221076,85.629875471494842,9.2536412007109305,2,299,241,193,252,261,252,311,217,257,220,186,358,289,258,196,3,9,30,33,63,10,16,8,8,8,13,8,8,8,8,392,8,8,8,8,8,8,160,288,8,8,8,8,464,8,8,8,8,472,248,744,608,584,8,696,280,784,160,176,8,8,8,8,8,8,376,32,312,8,8,8,8,8,8,8,8,8,8,8,128,8,112,8,8,8,8,8,8,8,8,136,null,4043.2534236651018,3258.9433949942795,2609.8592333356678,3407.6918487077114,3529.395129018701,3407.6918487077114,4205.5244640797546,2934.4013141649734,3475.3047822138165,2974.9690742686366,2515.20112642712,4841.0860390371454,3908.0275566528912,3488.8273689150378,2650.426993439331,40.567760103663232,121.70328031098968,405.67760103663227,446.24536114029553,851.92296217692785,135.22586701221076,216.36138721953722,108.18069360976861,108.18069360976861,108.18069360976861,175.79362711587399,108.18069360976861,108.18069360976861,108.18069360976861,108.18069360976861,5300.853986878662,108.18069360976861,108.18069360976861,108.18069360976861,108.18069360976861,108.18069360976861,108.18069360976861,2163.6138721953721,3894.5049699516699,108.18069360976861,108.18069360976861,108.18069360976861,108.18069360976861,6274.4802293665798,108.18069360976861,108.18069360976861,108.18069360976861,108.18069360976861,6382.660922976348,3353.6015019028268,10060.80450570848,8221.7327143424136,7897.1906335131089,108.18069360976861,9411.7203440498688,3786.3242763419012,10601.707973757324,2163.6138721953721,2379.9752594149095,108.18069360976861,108.18069360976861,108.18069360976861,108.18069360976861,108.18069360976861,108.18069360976861,5084.4925996591246,432.72277443907444,4219.047050780976,108.18069360976861,108.18069360976861,108.18069360976861,108.18069360976861,108.18069360976861,108.18069360976861,108.18069360976861,108.18069360976861,108.18069360976861,108.18069360976861,108.18069360976861,1730.8910977562978,108.18069360976861,1514.5297105367606,108.18069360976861,108.18069360976861,108.18069360976861,108.18069360976861,108.18069360976861,108.18069360976861,108.18069360976861,108.18069360976861,1839.0717913660665]
[4,"SWITCHGEAR","> 11 kv & < = 22 kv ; circuit breaker",143.0427791319039,79.028576136292443,"",79.028576136292443,58.486706746349988,7.6476602138399157,2,0,0,1,0,0,0,0,0,1,1,0,0,0,0,0,0,0,0,0,0,0,0,0,0,0,0,0,0,0,0,0,0,0,0,0,0,0,0,0,0,0,0,0,0,0,0,0,0,0,0,4,0,0,0,0,0,0,0,0,0,0,0,0,0,0,23,2,2,0,0,0,0,0,0,0,0,0,0,0,0,0,0,0,0,0,0,0,0,0,0,0,null,0,0,79.028576136292443,0,0,0,0,0,79.028576136292443,79.028576136292443,0,0,0,0,0,0,0,0,0,0,0,0,0,0,0,0,0,0,0,0,0,0,0,0,0,0,0,0,0,0,0,0,0,0,0,0,0,0,0,0,316.11430454516977,0,0,0,0,0,0,0,0,0,0,0,0,0,0,1817.6572511347263,158.05715227258489,158.05715227258489,0,0,0,0,0,0,0,0,0,0,0,0,0,0,0,0,0,0,0,0,0,0,0]
[4,"SWITCHGEAR","> 11 kv & < = 22 kv ; switch",31.237252248625989,14.624868252382221,"",14.624868252382221,25.374441410845591,5.0373049749688166,2,0,0,7,0,0,0,0,0,0,0,0,31,18,0,0,0,0,0,0,0,0,0,0,0,0,0,0,0,0,0,0,0,0,0,0,0,0,0,0,0,0,0,0,0,0,0,0,0,0,0,0,0,0,0,0,0,1,0,0,0,0,0,0,0,0,0,0,0,0,0,0,0,0,0,0,0,0,0,0,0,0,0,0,0,0,0,0,0,0,0,0,null,0,0,102.37407776667555,0,0,0,0,0,0,0,0,453.37091582384886,263.24762854287997,0,0,0,0,0,0,0,0,0,0,0,0,0,0,0,0,0,0,0,0,0,0,0,0,0,0,0,0,0,0,0,0,0,0,0,0,0,0,0,0,0,0,0,14.624868252382221,0,0,0,0,0,0,0,0,0,0,0,0,0,0,0,0,0,0,0,0,0,0,0,0,0,0,0,0,0,0,0,0,0,0]
[4,"SWITCHGEAR","> 33 kv & < = 66 kv ; circuit breaker",143.0427791319039,158.1055466244774,423.56666088068982,143.0427791319039,58.486706746349988,7.6476602138399157,2,0,0,1,1,0,1,1,1,0,31,8,0,1,1,0,2,1,2,0,0,0,0,0,0,0,0,0,0,0,0,0,2,0,0,0,0,0,0,0,0,0,0,0,0,0,0,0,0,0,0,4,7,2,1,2,0,1,1,0,1,0,1,0,0,0,0,0,0,0,0,0,0,0,0,0,0,0,0,0,0,0,0,0,0,0,0,0,0,0,0,0,null,0,0,143.0427791319039,143.0427791319039,0,143.0427791319039,143.0427791319039,143.0427791319039,0,4434.3261530890213,1144.3422330552312,0,143.0427791319039,143.0427791319039,0,286.0855582638078,143.0427791319039,286.0855582638078,0,0,0,0,0,0,0,0,0,0,0,0,0,286.0855582638078,0,0,0,0,0,0,0,0,0,0,0,0,0,0,0,0,0,0,572.1711165276156,1001.2994539233273,286.0855582638078,143.0427791319039,286.0855582638078,0,143.0427791319039,143.0427791319039,0,143.0427791319039,0,143.0427791319039,0,0,0,0,0,0,0,0,0,0,0,0,0,0,0,0,0,0,0,0,0,0,0,0,0,0,0,0,0]
[4,"SWITCHGEAR","> 33 kv & < = 66 kv ; switch",31.237252248625989,40.152781354391195,"",31.237252248625989,85.629875471494842,9.2536412007109305,2,0,2,11,0,0,4,1,5,0,0,0,0,1,0,0,5,0,0,0,0,0,0,0,0,0,0,0,0,0,0,0,0,0,0,0,0,0,1,0,0,0,0,0,0,0,0,0,0,0,0,0,0,0,0,0,1,0,0,0,0,0,0,0,0,0,0,0,0,0,0,0,0,0,0,0,0,0,0,0,0,0,0,0,0,0,0,0,0,0,0,0,null,0,62.474504497251978,343.60977473488589,0,0,124.94900899450396,31.237252248625989,156.18626124312993,0,0,0,0,31.237252248625989,0,0,156.18626124312993,0,0,0,0,0,0,0,0,0,0,0,0,0,0,0,0,0,0,0,0,0,31.237252248625989,0,0,0,0,0,0,0,0,0,0,0,0,0,0,0,0,0,31.237252248625989,0,0,0,0,0,0,0,0,0,0,0,0,0,0,0,0,0,0,0,0,0,0,0,0,0,0,0,0,0,0,0,0,0,0,0]
["","TRANSFORMERS","ground outdoor / indoor chamber mounted ; ˂ 22 kv ; < = 60 kva ; multiple phase","","","","","","",2,0,0,0,0,0,0,0,0,0,0,0,0,0,0,0,0,0,0,0,0,0,0,0,0,0,0,0,0,0,0,0,0,0,0,0,0,0,0,0,1,0,0,0,0,0,0,0,0,0,1,0,0,0,1,0,0,0,0,0,0,0,0,0,0,0,0,0,0,0,0,0,0,0,0,0,0,0,0,0,0,0,0,0,0,0,0,0,0,0,0,0,null,"","","","","","","","","","","","","","","","","","","","","","","","","","","","","","","","","","","","","","","","","","","","","","","","","","","","","","","","","","","","","","","","","","","","","","","","","","","","","","","","","","","","","","","","","","",""]
[5,"TRANSFORMERS","ground outdoor / indoor chamber mounted ; ˂ 22 kv ; > 60 kva and < = 600 kva ; multiple phase",109.58180638024618,76.0141327424314,66.276533223747407,66.276533223747407,80.319482137318403,8.9621137092383734,2,22,22,23,26,28,23,26,24,39,33,36,38,38,37,37,31,30,26,21,27,17,10,9,10,18,16,6,23,12,9,9,7,17,9,28,6,6,1,13,59,31,14,4,6,14,6,22,26,6,50,20,33,41,45,42,22,5,3,1,1,0,1,0,0,0,0,0,0,0,1,0,0,0,0,1,0,0,0,0,0,0,0,0,0,1,0,0,0,0,0,0,null,1458.083730922443,1458.083730922443,1524.3602641461903,1723.1898638174325,1855.7429302649275,1524.3602641461903,1723.1898638174325,1590.6367973699378,2584.7847957261488,2187.1255963836643,2385.9551960549065,2518.5082625024015,2518.5082625024015,2452.2317292786543,2452.2317292786543,2054.5725299361698,1988.2959967124223,1723.1898638174325,1391.8071976986955,1789.46639704118,1126.701064803706,662.76533223747401,596.48879901372663,662.76533223747401,1192.9775980274533,1060.4245315799585,397.65919934248444,1524.3602641461903,795.31839868496888,596.48879901372663,596.48879901372663,463.93573256623188,1126.701064803706,596.48879901372663,1855.7429302649275,397.65919934248444,397.65919934248444,66.276533223747407,861.59493190871626,3910.3154602010968,2054.5725299361698,927.87146513246375,265.10613289498963,397.65919934248444,927.87146513246375,397.65919934248444,1458.083730922443,1723.1898638174325,397.65919934248444,3313.8266611873705,1325.530664474948,2187.1255963836643,2717.3378621736438,2982.4439950686333,2783.614395397391,1458.083730922443,331.38266611873701,198.82959967124222,66.276533223747407,66.276533223747407,0,66.276533223747407,0,0,0,0,0,0,0,66.276533223747407,0,0,0,0,66.276533223747407,0,0,0,0,0,0,0,0,0,66.276533223747407,0,0,0,0,0,0]
[5,"TRANSFORMERS","ground outdoor / indoor chamber mounted ; ˂ 22 kv ; > 600 kva ; multiple phase",57.214336353620737,62.692613163597436,"",57.214336353620737,71.646755394200397,8.4644406427241492,2,63,41,42,49,52,43,49,44,73,61,67,71,70,69,69,58,55,49,40,51,32,18,16,19,33,29,11,42,22,17,17,14,32,17,51,11,11,2,23,110,58,26,8,10,26,10,42,48,11,92,37,61,77,83,78,42,9,5,1,1,0,2,0,0,0,0,0,0,0,1,0,0,0,0,1,0,0,0,0,0,0,0,0,0,1,0,0,0,0,0,0,null,3604.5031902781066,2345.7877904984502,2403.0021268520709,2803.5024813274163,2975.1454903882782,2460.2164632056915,2803.5024813274163,2517.4307995593126,4176.6465538143138,3490.0745175708648,3833.3605356925896,4062.2178811070726,4005.0035447534515,3947.7892083998308,3947.7892083998308,3318.4315085100029,3146.7884994491405,2803.5024813274163,2288.5734541448296,2917.9311540346575,1830.8587633158636,1029.8580543651733,915.4293816579318,1087.0723907187939,1888.0730996694842,1659.2157542550015,629.35769988982815,2403.0021268520709,1258.7153997796563,972.64371801155255,972.64371801155255,801.0007089506903,1830.8587633158636,972.64371801155255,2917.9311540346575,629.35769988982815,629.35769988982815,114.42867270724147,1315.9297361332769,6293.5769988982811,3318.4315085100029,1487.5727451941391,457.7146908289659,572.1433635362074,1487.5727451941391,572.1433635362074,2403.0021268520709,2746.2881449737952,629.35769988982815,5263.7189445331078,2116.9304450839672,3490.0745175708648,4405.5038992287964,4748.7899173505211,4462.7182355824179,2403.0021268520709,514.92902718258665,286.0716817681037,57.214336353620737,57.214336353620737,0,114.42867270724147,0,0,0,0,0,0,0,57.214336353620737,0,0,0,0,57.214336353620737,0,0,0,0,0,0,0,0,0,57.214336353620737,0,0,0,0,0,0]
[5,"TRANSFORMERS","ground outdoor / indoor chamber mounted ; > = 22 kv & < = 33 kv ; < = 15 mva",1500,468.75795655995421,"",468.75795655995421,71.646755394200397,8.4644406427241492,2,0,0,0,0,0,0,0,0,1,0,0,1,0,0,0,0,0,0,0,0,0,0,0,0,0,0,0,0,0,0,0,0,0,0,0,0,0,0,0,1,0,0,0,0,1,0,0,0,1,0,1,1,0,0,1,0,1,1,1,2,0,0,1,0,0,2,0,3,1,2,0,0,0,0,0,0,0,0,0,1,0,2,0,0,0,0,0,0,0,0,0,null,0,0,0,0,0,0,0,0,468.75795655995421,0,0,468.75795655995421,0,0,0,0,0,0,0,0,0,0,0,0,0,0,0,0,0,0,0,0,0,0,0,0,0,0,0,468.75795655995421,0,0,0,0,468.75795655995421,0,0,0,468.75795655995421,0,468.75795655995421,468.75795655995421,0,0,468.75795655995421,0,468.75795655995421,468.75795655995421,468.75795655995421,937.51591311990842,0,0,468.75795655995421,0,0,937.51591311990842,0,1406.2738696798626,468.75795655995421,937.51591311990842,0,0,0,0,0,0,0,0,0,468.75795655995421,0,937.51591311990842,0,0,0,0,0,0,0,0,0]
[5,"TRANSFORMERS","ground outdoor / indoor chamber mounted ; > 33 kv & < = 66 kv ; < = 15 mva",1500,596.85601937961042,"",596.85601937961042,71.646755394200397,8.4644406427241492,2,0,0,0,0,0,0,0,0,0,0,0,0,0,0,0,0,0,0,0,0,0,0,0,0,0,0,0,0,0,0,0,0,0,0,0,0,0,0,0,0,0,0,0,0,0,0,0,0,0,0,0,0,0,0,0,0,0,0,1,2,0,0,0,0,0,0,0,0,0,0,0,0,0,0,0,0,0,0,0,0,0,0,0,0,0,0,0,0,0,0,0,null,0,0,0,0,0,0,0,0,0,0,0,0,0,0,0,0,0,0,0,0,0,0,0,0,0,0,0,0,0,0,0,0,0,0,0,0,0,0,0,0,0,0,0,0,0,0,0,0,0,0,0,0,0,0,0,0,0,0,596.85601937961042,1193.7120387592208,0,0,0,0,0,0,0,0,0,0,0,0,0,0,0,0,0,0,0,0,0,0,0,0,0,0,0,0,0,0,0]
[5,"TRANSFORMERS","ground outdoor / indoor chamber mounted ; > 33 kv & < = 66 kv ; > 15 mva and < = 40 mva",1500,726.47902955521761,4000.4709478391642,726.47902955521761,71.646755394200397,8.4644406427241492,2,0,0,0,0,0,1,0,0,0,0,0,0,1,1,0,0,4,0,0,1,0,0,0,0,0,0,0,0,1,0,0,1,0,0,0,0,0,0,1,1,0,0,0,1,0,0,3,0,0,2,4,10,4,4,5,2,6,1,0,0,0,2,0,0,0,0,0,0,0,0,0,0,0,0,0,0,0,0,0,0,0,0,0,0,0,0,0,0,0,0,0,null,0,0,0,0,0,726.47902955521761,0,0,0,0,0,0,726.47902955521761,726.47902955521761,0,0,2905.9161182208704,0,0,726.47902955521761,0,0,0,0,0,0,0,0,726.47902955521761,0,0,726.47902955521761,0,0,0,0,0,0,726.47902955521761,726.47902955521761,0,0,0,726.47902955521761,0,0,2179.4370886656529,0,0,1452.9580591104352,2905.9161182208704,7264.7902955521758,2905.9161182208704,2905.9161182208704,3632.3951477760879,1452.9580591104352,4358.8741773313059,726.47902955521761,0,0,0,1452.9580591104352,0,0,0,0,0,0,0,0,0,0,0,0,0,0,0,0,0,0,0,0,0,0,0,0,0,0,0,0,0]
["","TRANSFORMERS","ground outdoor / indoor chamber mounted ; > 33 kv & < = 66 kv ; > 40 mva","","","","",71.646755394200397,8.4644406427241492,2,0,0,0,0,0,0,0,1,1,0,2,0,0,0,1,0,0,0,0,0,0,0,0,0,0,1,0,0,0,0,0,2,0,0,0,0,0,0,0,0,0,2,1,0,0,0,0,0,2,0,0,0,0,0,0,0,0,0,0,0,0,0,0,0,0,0,0,0,0,0,0,0,0,0,0,0,0,0,0,0,0,0,0,0,0,0,0,0,0,0,0,null,"","","","","","","","","","","","","","","","","","","","","","","","","","","","","","","","","","","","","","","","","","","","","","","","","","","","","","","","","","","","","","","","","","","","","","","","","","","","","","","","","","","","","","","","","","",""]
["","TRANSFORMERS","kiosk mounted ; < = 22 kv ; < = 60 kva ; multiple phase","","","","",62.581399140267244,7.9108406089534657,2,0,0,0,0,0,0,0,0,0,0,0,0,0,0,0,0,0,0,0,0,0,0,0,0,0,0,0,0,0,0,0,0,0,0,0,0,0,0,0,1,0,0,0,0,0,0,0,0,0,0,0,0,0,0,0,0,0,0,0,0,0,0,0,0,0,0,0,0,0,0,0,0,0,0,0,0,0,0,0,0,0,0,0,0,0,0,0,0,0,0,0,null,"","","","","","","","","","","","","","","","","","","","","","","","","","","","","","","","","","","","","","","","","","","","","","","","","","","","","","","","","","","","","","","","","","","","","","","","","","","","","","","","","","","","","","","","","","",""]
[5,"TRANSFORMERS","kiosk mounted ; < = 22 kv ; > 60 kva and < = 600 kva ; multiple phase",226.68277993223148,56.129816879888324,107.74027992694164,56.129816879888324,62.581399140267244,7.9108406089534657,2,4,4,4,5,5,4,5,4,7,6,7,7,6,7,7,6,5,5,4,5,3,2,2,2,3,3,1,4,2,2,2,1,3,2,5,1,1,0,2,11,6,3,1,1,3,1,4,5,1,9,4,6,8,8,8,4,1,1,0,0,0,0,0,0,0,0,0,0,0,0,0,0,0,0,0,0,0,0,0,0,0,0,0,0,0,0,0,0,0,0,0,null,224.5192675195533,224.5192675195533,224.5192675195533,280.64908439944162,280.64908439944162,224.5192675195533,280.64908439944162,224.5192675195533,392.90871815921827,336.77890127932994,392.90871815921827,392.90871815921827,336.77890127932994,392.90871815921827,392.90871815921827,336.77890127932994,280.64908439944162,280.64908439944162,224.5192675195533,280.64908439944162,168.38945063966497,112.25963375977665,112.25963375977665,112.25963375977665,168.38945063966497,168.38945063966497,56.129816879888324,224.5192675195533,112.25963375977665,112.25963375977665,112.25963375977665,56.129816879888324,168.38945063966497,112.25963375977665,280.64908439944162,56.129816879888324,56.129816879888324,0,112.25963375977665,617.42798567877162,336.77890127932994,168.38945063966497,56.129816879888324,56.129816879888324,168.38945063966497,56.129816879888324,224.5192675195533,280.64908439944162,56.129816879888324,505.16835191899492,224.5192675195533,336.77890127932994,449.03853503910659,449.03853503910659,449.03853503910659,224.5192675195533,56.129816879888324,56.129816879888324,0,0,0,0,0,0,0,0,0,0,0,0,0,0,0,0,0,0,0,0,0,0,0,0,0,0,0,0,0,0,0,0,0]
[5,"TRANSFORMERS","kiosk mounted ; < = 22 kv ; > 600 kva ; multiple phase",226.68277993223148,65.304312651794547,"",65.304312651794547,62.581399140267244,7.9108406089534657,2,8,4,4,4,4,4,4,4,6,5,6,6,6,6,6,5,5,4,3,4,3,2,1,2,3,3,1,4,2,1,1,1,3,1,4,1,1,0,2,10,5,2,1,1,2,1,4,4,1,8,3,5,7,7,7,4,1,0,0,0,0,0,0,0,0,0,0,0,0,0,0,0,0,0,0,0,0,0,0,0,0,0,0,0,0,0,0,0,0,0,0,null,522.43450121435637,261.21725060717819,261.21725060717819,261.21725060717819,261.21725060717819,261.21725060717819,261.21725060717819,261.21725060717819,391.82587591076731,326.52156325897272,391.82587591076731,391.82587591076731,391.82587591076731,391.82587591076731,391.82587591076731,326.52156325897272,326.52156325897272,261.21725060717819,195.91293795538365,261.21725060717819,195.91293795538365,130.60862530358909,65.304312651794547,130.60862530358909,195.91293795538365,195.91293795538365,65.304312651794547,261.21725060717819,130.60862530358909,65.304312651794547,65.304312651794547,65.304312651794547,195.91293795538365,65.304312651794547,261.21725060717819,65.304312651794547,65.304312651794547,0,130.60862530358909,653.04312651794544,326.52156325897272,130.60862530358909,65.304312651794547,65.304312651794547,130.60862530358909,65.304312651794547,261.21725060717819,261.21725060717819,65.304312651794547,522.43450121435637,195.91293795538365,326.52156325897272,457.13018856256184,457.13018856256184,457.13018856256184,261.21725060717819,65.304312651794547,0,0,0,0,0,0,0,0,0,0,0,0,0,0,0,0,0,0,0,0,0,0,0,0,0,0,0,0,0,0,0,0,0,0]
[5,"TRANSFORMERS","pole mounted ; < = 22 kv ; < = 60 kva ; multiple phase",94.6479053041855,13.2623178896464,"",13.2623178896464,62.414085426572825,7.900258567070626,2,0,0,0,0,0,0,0,0,0,0,0,0,0,0,0,0,0,0,0,0,0,0,0,0,0,0,0,0,0,0,0,0,0,0,0,0,0,0,0,1,0,0,0,0,0,0,0,0,0,1,0,0,0,0,0,0,0,0,0,0,0,0,0,0,0,0,0,0,0,0,0,0,0,0,0,0,0,0,0,0,0,0,0,0,0,0,0,0,0,0,0,null,0,0,0,0,0,0,0,0,0,0,0,0,0,0,0,0,0,0,0,0,0,0,0,0,0,0,0,0,0,0,0,0,0,0,0,0,0,0,0,13.2623178896464,0,0,0,0,0,0,0,0,0,13.2623178896464,0,0,0,0,0,0,0,0,0,0,0,0,0,0,0,0,0,0,0,0,0,0,0,0,0,0,0,0,0,0,0,0,0,0,0,0,0,0,0,0,0]
[5,"TRANSFORMERS","pole mounted ; < = 22 kv ; > 60 kva and < = 600 kva ; multiple phase",94.6479053041855,20.805681904135078,"",20.805681904135078,62.414085426572825,7.900258567070626,2,30,14,15,17,18,16,18,16,26,21,23,24,25,24,23,21,20,16,13,17,11,6,5,6,11,10,4,14,7,6,6,5,11,6,17,4,4,1,8,37,20,9,3,4,9,4,14,16,4,32,12,21,26,28,26,14,3,2,0,0,0,1,0,0,0,0,0,0,0,0,0,0,0,0,0,0,0,0,0,0,0,0,0,0,0,0,0,0,0,0,0,null,624.17045712405229,291.2795466578911,312.08522856202615,353.69659237029634,374.50227427443139,332.89091046616124,374.50227427443139,332.89091046616124,540.94772950751201,436.91931998683663,478.53068379510677,499.33636569924187,520.14204760337691,499.33636569924187,478.53068379510677,436.91931998683663,416.11363808270153,332.89091046616124,270.473864753756,353.69659237029634,228.86250094548586,124.83409142481047,104.02840952067538,124.83409142481047,228.86250094548586,208.05681904135076,83.222727616540311,291.2795466578911,145.63977332894555,124.83409142481047,124.83409142481047,104.02840952067538,228.86250094548586,124.83409142481047,353.69659237029634,83.222727616540311,83.222727616540311,20.805681904135078,166.44545523308062,769.81023045299787,416.11363808270153,187.25113713721569,62.417045712405233,83.222727616540311,187.25113713721569,83.222727616540311,291.2795466578911,332.89091046616124,83.222727616540311,665.78182093232249,249.66818284962093,436.91931998683663,540.94772950751201,582.55909331578221,540.94772950751201,291.2795466578911,62.417045712405233,41.611363808270156,0,0,0,20.805681904135078,0,0,0,0,0,0,0,0,0,0,0,0,0,0,0,0,0,0,0,0,0,0,0,0,0,0,0,0,0]
[6,"UNDERGROUND CABLES","˂ = 1 kv",90.942110081700392,323.1544435912279,173.89669630624661,90.942110081700392,94.701218118982624,9.7314550874462054,2,7.08,5.8,5.7,5.4,6.3,7.3,11.2,4.2,7.2,8.3000000000000007,2.8,0.9,1,0.8,1.8,2.9,1.9,3.3,3.8,5.4,2,2.1,2.2000000000000002,1.9,2.9,1.2,2.2000000000000002,3.1,0.7,5,6.9,10.1,10.3,10.3,21.2,16.100000000000001,15.5,12.9,18.100000000000001,11.1,18.100000000000001,21.7,17.8,7.2,10.3,6.4,6.8,9.1,19.2,7.6,9.8000000000000007,16.2,19.399999999999999,33.5,19.7,30.3,13,14.4,14.5,12.4,9.3000000000000007,7.3,5.6,3.3,2.2999999999999998,2,3,1.8,2.2000000000000002,0.4,1.3,1.1000000000000001,0.3,0.7,0.6,0.6,0.3,0.5,2,4.0999999999999996,7.3,6,4,3.4,6.5,5.7,6,7.3,3.1,0.4,5.3000000000000007,null,643.87013937843881,527.46423847386222,518.37002746569226,491.08739444118214,572.9352935147125,663.87740359641282,1018.5516329150444,381.95686234314167,654.78319258824285,754.81951367811337,254.63790822876109,81.847899073530357,90.942110081700392,72.753688065360322,163.69579814706071,263.73211923693111,172.79000915523073,300.10896326961125,345.58001831046147,491.08739444118214,181.88422016340078,190.97843117157083,200.07264217974088,172.79000915523073,263.73211923693111,109.13053209804046,200.07264217974088,281.92054125327121,63.659477057190273,454.71055040850194,627.50055956373274,918.51531182517397,936.70373384151412,936.70373384151412,1927.9727337320483,1464.1679723153763,1409.6027062663561,1173.153220053935,1646.0521924787772,1009.4574219068743,1646.0521924787772,1973.4437887728984,1618.769559454267,654.78319258824285,936.70373384151412,582.02950452288258,618.40634855556266,827.57320174347353,1746.0885135686474,691.16003662092294,891.23267880066385,1473.2621833235462,1764.2769355849875,3046.5606877369632,1791.5595686094975,2755.5459354755221,1182.2474310621051,1309.5663851764857,1318.6605961846558,1127.6821650130848,845.76162375981369,663.87740359641282,509.27581645752218,300.10896326961125,209.16685318791087,181.88422016340078,272.82633024510119,163.69579814706071,200.07264217974088,36.376844032680161,118.22474310621051,100.03632108987044,27.282633024510115,63.659477057190273,54.565266049020231,54.565266049020231,27.282633024510115,45.471055040850196,181.88422016340078,372.86265133497159,663.87740359641282,545.65266049020238,363.76844032680157,309.20317427778133,591.12371553105254,518.37002746569226,545.65266049020238,663.87740359641282,281.92054125327121,36.376844032680161,481.99318343301212]
[6,"UNDERGROUND CABLES","> 1 kv & < = 11 kv",274.52371278627351,629.93730740543629,248.68554023300098,248.68554023300098,93.398891588579986,9.6643101972453263,2,26.54,23.6,18.3,20.2,24.9,24.4,28.1,3.9,6.5,5.4,6.2,1.8,2.1,1.7,3.8,6.1,4.0999999999999996,6.8,7.9,11.3,4.2,4.4000000000000004,4.5,4,6,2.6,4.5999999999999996,6.4,1.4,10.6,14.4,21.1,21.6,21.6,44.5,34.1,32.700000000000003,27.2,38.1,23.3,38.1,45.6,37.5,15.1,21.7,13.5,14.2,19.100000000000001,40.4,15.9,20.6,34.200000000000003,40.9,70.5,41.4,63.7,27.4,30.4,30.6,26.3,19.399999999999999,15.4,11.8,6.8,4.7,4.3,6.3,3.8,4.5999999999999996,0.9,2.8,2.2999999999999998,0.6,1.4,1.3,1.3,0.6,1,4.2,8.6999999999999993,15.3,12.6,8.4,7,13.6,12.1,12.7,15.3,6.4,0.9,10.4,null,6600.114237783846,5868.9787494988232,4550.9453862639184,5023.4479127066197,6192.2699518017243,6067.9271816852233,6988.0636805473277,969.87360690870378,1616.4560115145064,1342.9019172582055,1541.8503494446061,447.63397241940174,522.23963448930203,422.76541839610167,945.00505288540364,1516.9817954213058,1019.6107149553039,1691.0616735844067,1964.6157678407078,2810.146604632911,1044.4792689786041,1094.2163770252043,1119.0849310485044,994.74216093200391,1492.1132413980058,646.58240460580259,1143.9534850718044,1591.5874574912064,348.15975632620138,2636.0667264698104,3581.0717793552139,5247.2648989163208,5371.6076690328218,5371.6076690328218,11066.506540368544,8480.1769219453345,8132.0171656191324,6764.2466943376266,9474.9190828773371,5794.3730874289231,9474.9190828773371,11340.060634624844,9325.707758737537,3755.1516575183146,5396.4762230561209,3357.2547931455133,3531.3346713086139,4749.8938184503195,10046.895825413239,3954.1000897047156,5122.9221287998207,8505.0454759686345,10171.23859552974,17532.330586426568,10295.58136564624,15841.268912842163,6813.9838023842267,7560.0404230832291,7609.7775311298301,6540.4297081279256,4824.4994805202186,3829.7573195882151,2934.4893747494116,1691.0616735844067,1168.8220390951046,1069.3478230019041,1566.7189034679061,945.00505288540364,1143.9534850718044,223.81698620970087,696.31951265240275,571.97674253590219,149.21132413980058,348.15975632620138,323.2912023029013,323.2912023029013,149.21132413980058,248.68554023300098,1044.4792689786041,2163.5642000271082,3804.888765564915,3133.4378069358122,2088.9585379572081,1740.7987816310069,3382.1233471688133,3009.0950368193116,3158.3063609591122,3804.888765564915,1591.5874574912064,223.81698620970087,2586.3296184232104]
[6,"UNDERGROUND CABLES","> 11 kv & < = 22 kv",33.089262910074581,631.06373888415737,"",33.089262910074581,89.171690568094562,9.4430763296763924,2,0.16,2.2000000000000002,1.1000000000000001,0,0.8,0.1,0.8,4.8,9.1999999999999993,6.6,11.2,12.1,0,0,0,0,0,0,0,6.4,0,0,5.8,0,0,0,0,0,0,0,0,0,0,0,0,0,0,0,0,0,0,0,0,0,0,2,0,0,0,0,0,8.9,0,0,0,0,0,0,0,0,0,0,0,0,0,0,0,0,0,0,0,6.3,0,0,13.6,0,0,0,0,15.9,0,3.4,0,0,20,0,0,0,0,0,3.1,null,5.2942820656119327,72.796378402164081,36.39818920108204,0,26.471410328059665,3.3089262910074582,26.471410328059665,158.82846196835797,304.42121877268613,218.38913520649223,370.59974459283529,400.38008121190239,0,0,0,0,0,0,0,211.77128262447732,0,0,191.91772487843255,0,0,0,0,0,0,0,0,0,0,0,0,0,0,0,0,0,0,0,0,0,0,66.178525820149162,0,0,0,0,0,294.4944398996638,0,0,0,0,0,0,0,0,0,0,0,0,0,0,0,0,0,0,0,208.46235633346984,0,0,450.01397557701426,0,0,0,0,526.11928027018587,0,112.50349389425357,0,0,661.78525820149162,0,0,0,0,0,102.57671502123121]
[6,"UNDERGROUND CABLES","> 33 kv & < = 66 kv",33.089262910074581,1273.2019437359195,"",33.089262910074581,61.964667672126609,7.87176394921282,2,0,1.4,0,6.4,1.4,2.5,1.3,2.7,5.4,3.8,0,0,0,0,2.9,0,0,0,0.3,0,0,0,0,0,0.9,0,0.3,0,0,3.3,0,0,0,0,1,0,0,0,0,0,0,0,0,0,22,0,0,0,0,14.6,0,0,0,0,0,0,0,0,0,0,0,0,0,0,0,0,0,0,0,0,0,0,0,0,0,0,0,0,0,0,0,0,0,0,0,0,0,0,0,0,0,null,0,46.324968074104412,0,211.77128262447732,46.324968074104412,82.723157275186452,43.016041783096959,89.341009857201371,178.68201971440274,125.7391990582834,0,0,0,0,95.958862439216276,0,0,0,9.9267788730223732,0,0,0,0,0,29.780336619067125,0,9.9267788730223732,0,0,109.19456760324611,0,0,0,0,33.089262910074581,0,0,0,0,0,0,0,0,0,727.96378402164078,0,0,0,0,483.10323848708884,0,0,0,0,0,0,0,0,0,0,0,0,0,0,0,0,0,0,0,0,0,0,0,0,0,0,0,0,0,0,0,0,0,0,0,0,0,0,0,0,0]
[3,"SERVICE LINES","˂ = 11 kv ; residential ; simple type",1.5101648196493549,0.92261857371230815,72.258241154733298,0.92261857371230815,79.794907710502386,8.9327995449636273,2,2612,2584,2132,2243,4223,3158,4216,4831,4610,2517,1123,543,671,1023,638,1084,1247,832,598,1028,691,366,622,1138,831,1126,1032,505,1109,2273,3567,1779,3118,2611,2460,1698,3211,2613,2484,2774,2735,2057,1907,1165,1104,2227,4322,4591,3584,3788,5128,4849,3864,3554,3204,3040,2507,2766,2114,1552,1344,314,467,256,192,335,173,113,243,25,83,91,53,63,57,97,127,241,556,569,650,530,549,561,669,518,258,311,129,18,218,null,2409.8797145365488,2384.0463944726043,1967.022799154641,2069.4334608367071,3896.2182367870773,2913.629455783469,3889.7599067710912,4457.1703296041605,4253.2716248137403,2322.2309500338797,1036.1006582789221,500.98188552578335,619.07706296095876,943.83880090769128,588.63065002845258,1000.1185339041421,1150.5053614192482,767.61865332864033,551.72590707996028,948.45189377625275,637.52943443520496,337.67839797870477,573.86875284905568,1049.9399368846066,766.69603475492806,1038.8685140000589,952.14236807110206,465.9223797247156,1023.1839982469497,2097.1120180480766,3290.9804524318033,1641.3384426341961,2876.7247128349768,2408.9570959628368,2269.6416913322782,1566.6063381634992,2962.5282401902214,2410.8023331102613,2291.7845371013736,2559.343923477943,2523.3617991031629,1897.8264061262178,1759.4336200693717,1074.850638374839,1018.5709053783881,2054.6715636573103,3987.557475584596,4235.7418719132065,3306.6649681849126,3494.8791572222235,4731.188045996716,4473.7774639309819,3564.9981688243588,3278.9864109735431,2956.0699101742352,2804.760464085417,2313.0047642967565,2551.9629748882444,1950.4156648278195,1431.9040264015023,1239.9993630693421,289.70223214566477,430.8628739236479,236.19035487035089,177.14276615276316,309.07722219362324,159.61301325222931,104.25589882949082,224.19631341209089,23.065464342807704,76.577341618121579,83.958290207820042,48.898784406752334,58.124970143875416,52.589258701601565,89.494001650093892,117.17255886146313,222.35107626466626,512.97592698404333,524.9699684423033,599.70207291300028,488.98784406752333,506.51759696805715,517.58901985260491,617.2318258135341,477.91642118297563,238.03559201777551,286.93437642452784,119.01779600888776,16.607134326821548,201.13084906928319]
["","","","","","","","","","","","","","","","","","","","","","","","","","","","","","","","","","","","","","","","","","","","","","","","","","","","","","","","","","","","","","","","","","","","","","","","","","","","","","","","","","","","","","","","","","","","","","","","","","","","","",null,"","","","","","","","","","","","","","","","","","","","","","","","","","","","","","","","","","","","","","","","","","","","","","","","","","","","","","","","","","","","","","","","","","","","","","","","","","","","","","","","","","","","","","","","","","",""]
["","","","","","","","","","","","","","","","","","","","","","","","","","","","","","","","","","","","","","","","","","","","","","","","","","","","","","","","","","","","","","","","","","","","","","","","","","","","","","","","","","","","","","","","","","","","","","","","","","","","","",null,"","","","","","","","","","","","","","","","","","","","","","","","","","","","","","","","","","","","","","","","","","","","","","","","","","","","","","","","","","","","","","","","","","","","","","","","","","","","","","","","","","","","","","","","","","",""]
["","","","","","","","","","","","","","","","","","","","","","","","","","","","","","","","","","","","","","","","","","","","","","","","","","","","","","","","","","","","","","","","","","","","","","","","","","","","","","","","","","","","","","","","","","","","","","","","","","","","","",null,"","","","","","","","","","","","","","","","","","","","","","","","","","","","","","","","","","","","","","","","","","","","","","","","","","","","","","","","","","","","","","","","","","","","","","","","","","","","","","","","","","","","","","","","","","",""]
["","","","","","","","","","","","","","","","","","","","","","","","","","","","","","","","","","","","","","","","","","","","","","","","","","","","","","","","","","","","","","","","","","","","","","","","","","","","","","","","","","","","","","","","","","","","","","","","","","","","","",null,"","","","","","","","","","","","","","","","","","","","","","","","","","","","","","","","","","","","","","","","","","","","","","","","","","","","","","","","","","","","","","","","","","","","","","","","","","","","","","","","","","","","","","","","","","",""]
["","","","","","","","","","","","","","","","","","","","","","","","","","","","","","","","","","","","","","","","","","","","","","","","","","","","","","","","","","","","","","","","","","","","","","","","","","","","","","","","","","","","","","","","","","","","","","","","","","","","","",null,"","","","","","","","","","","","","","","","","","","","","","","","","","","","","","","","","","","","","","","","","","","","","","","","","","","","","","","","","","","","","","","","","","","","","","","","","","","","","","","","","","","","","","","","","","",""]
["","","","","","","","","","","","","","","","","","","","","","","","","","","","","","","","","","","","","","","","","","","","","","","","","","","","","","","","","","","","","","","","","","","","","","","","","","","","","","","","","","","","","","","","","","","","","","","","","","","","","",null,"","","","","","","","","","","","","","","","","","","","","","","","","","","","","","","","","","","","","","","","","","","","","","","","","","","","","","","","","","","","","","","","","","","","","","","","","","","","","","","","","","","","","","","","","","",""]
["","","","","","","","","","","","","","","","","","","","","","","","","","","","","","","","","","","","","","","","","","","","","","","","","","","","","","","","","","","","","","","","","","","","","","","","","","","","","","","","","","","","","","","","","","","","","","","","","","","","","",null,"","","","","","","","","","","","","","","","","","","","","","","","","","","","","","","","","","","","","","","","","","","","","","","","","","","","","","","","","","","","","","","","","","","","","","","","","","","","","","","","","","","","","","","","","","",""]
["","","","","","","","","","","","","","","","","","","","","","","","","","","","","","","","","","","","","","","","","","","","","","","","","","","","","","","","","","","","","","","","","","","","","","","","","","","","","","","","","","","","","","","","","","","","","","","","","","","","","",null,"","","","","","","","","","","","","","","","","","","","","","","","","","","","","","","","","","","","","","","","","","","","","","","","","","","","","","","","","","","","","","","","","","","","","","","","","","","","","","","","","","","","","","","","","","",""]
["","","","","","","","","","","","","","","","","","","","","","","","","","","","","","","","","","","","","","","","","","","","","","","","","","","","","","","","","","","","","","","","","","","","","","","","","","","","","","","","","","","","","","","","","","","","","","","","","","","","","",null,"","","","","","","","","","","","","","","","","","","","","","","","","","","","","","","","","","","","","","","","","","","","","","","","","","","","","","","","","","","","","","","","","","","","","","","","","","","","","","","","","","","","","","","","","","",""]
["","","","","","","","","","","","","","","","","","","","","","","","","","","","","","","","","","","","","","","","","","","","","","","","","","","","","","","","","","","","","","","","","","","","","","","","","","","","","","","","","","","","","","","","","","","","","","","","","","","","","",null,"","","","","","","","","","","","","","","","","","","","","","","","","","","","","","","","","","","","","","","","","","","","","","","","","","","","","","","","","","","","","","","","","","","","","","","","","","","","","","","","","","","","","","","","","","",""]
["","","","","","","","","","","","","","","","","","","","","","","","","","","","","","","","","","","","","","","","","","","","","","","","","","","","","","","","","","","","","","","","","","","","","","","","","","","","","","","","","","","","","","","","","","","","","","","","","","","","","",null,"","","","","","","","","","","","","","","","","","","","","","","","","","","","","","","","","","","","","","","","","","","","","","","","","","","","","","","","","","","","","","","","","","","","","","","","","","","","","","","","","","","","","","","","","","",""]
["","","","","","","","","","","","","","","","","","","","","","","","","","","","","","","","","","","","","","","","","","","","","","","","","","","","","","","","","","","","","","","","","","","","","","","","","","","","","","","","","","","","","","","","","","","","","","","","","","","","","",null,"","","","","","","","","","","","","","","","","","","","","","","","","","","","","","","","","","","","","","","","","","","","","","","","","","","","","","","","","","","","","","","","","","","","","","","","","","","","","","","","","","","","","","","","","","",""]
["","","","","","","","","","","","","","","","","","","","","","","","","","","","","","","","","","","","","","","","","","","","","","","","","","","","","","","","","","","","","","","","","","","","","","","","","","","","","","","","","","","","","","","","","","","","","","","","","","","","","",null,"","","","","","","","","","","","","","","","","","","","","","","","","","","","","","","","","","","","","","","","","","","","","","","","","","","","","","","","","","","","","","","","","","","","","","","","","","","","","","","","","","","","","","","","","","",""]
["","","","","","","","","","","","","","","","","","","","","","","","","","","","","","","","","","","","","","","","","","","","","","","","","","","","","","","","","","","","","","","","","","","","","","","","","","","","","","","","","","","","","","","","","","","","","","","","","","","","","",null,"","","","","","","","","","","","","","","","","","","","","","","","","","","","","","","","","","","","","","","","","","","","","","","","","","","","","","","","","","","","","","","","","","","","","","","","","","","","","","","","","","","","","","","","","","",""]
["","","","","","","","","","","","","","","","","","","","","","","","","","","","","","","","","","","","","","","","","","","","","","","","","","","","","","","","","","","","","","","","","","","","","","","","","","","","","","","","","","","","","","","","","","","","","","","","","","","","","",null,"","","","","","","","","","","","","","","","","","","","","","","","","","","","","","","","","","","","","","","","","","","","","","","","","","","","","","","","","","","","","","","","","","","","","","","","","","","","","","","","","","","","","","","","","","",""]
["","","","","","","","","","","","","","","","","","","","","","","","","","","","","","","","","","","","","","","","","","","","","","","","","","","","","","","","","","","","","","","","","","","","","","","","","","","","","","","","","","","","","","","","","","","","","","","","","","","","","",null,"","","","","","","","","","","","","","","","","","","","","","","","","","","","","","","","","","","","","","","","","","","","","","","","","","","","","","","","","","","","","","","","","","","","","","","","","","","","","","","","","","","","","","","","","","",""]
["","","","","","","","","","","","","","","","","","","","","","","","","","","","","","","","","","","","","","","","","","","","","","","","","","","","","","","","","","","","","","","","","","","","","","","","","","","","","","","","","","","","","","","","","","","","","","","","","","","","","",null,"","","","","","","","","","","","","","","","","","","","","","","","","","","","","","","","","","","","","","","","","","","","","","","","","","","","","","","","","","","","","","","","","","","","","","","","","","","","","","","","","","","","","","","","","","",""]
["","","","","","","","","","","","","","","","","","","","","","","","","","","","","","","","","","","","","","","","","","","","","","","","","","","","","","","","","","","","","","","","","","","","","","","","","","","","","","","","","","","","","","","","","","","","","","","","","","","","","",null,"","","","","","","","","","","","","","","","","","","","","","","","","","","","","","","","","","","","","","","","","","","","","","","","","","","","","","","","","","","","","","","","","","","","","","","","","","","","","","","","","","","","","","","","","","",""]
["","","","","","","","","","","","","","","","","","","","","","","","","","","","","","","","","","","","","","","","","","","","","","","","","","","","","","","","","","","","","","","","","","","","","","","","","","","","","","","","","","","","","","","","","","","","","","","","","","","","","",null,"","","","","","","","","","","","","","","","","","","","","","","","","","","","","","","","","","","","","","","","","","","","","","","","","","","","","","","","","","","","","","","","","","","","","","","","","","","","","","","","","","","","","","","","","","",""]
["","","","","","","","","","","","","","","","","","","","","","","","","","","","","","","","","","","","","","","","","","","","","","","","","","","","","","","","","","","","","","","","","","","","","","","","","","","","","","","","","","","","","","","","","","","","","","","","","","","","","",null,"","","","","","","","","","","","","","","","","","","","","","","","","","","","","","","","","","","","","","","","","","","","","","","","","","","","","","","","","","","","","","","","","","","","","","","","","","","","","","","","","","","","","","","","","","",""]
["","","","","","","","","","","","","","","","","","","","","","","","","","","","","","","","","","","","","","","","","","","","","","","","","","","","","","","","","","","","","","","","","","","","","","","","","","","","","","","","","","","","","","","","","","","","","","","","","","","","","",null,"","","","","","","","","","","","","","","","","","","","","","","","","","","","","","","","","","","","","","","","","","","","","","","","","","","","","","","","","","","","","","","","","","","","","","","","","","","","","","","","","","","","","","","","","","",""]
["","","","","","","","","","","","","","","","","","","","","","","","","","","","","","","","","","","","","","","","","","","","","","","","","","","","","","","","","","","","","","","","","","","","","","","","","","","","","","","","","","","","","","","","","","","","","","","","","","","","","",null,"","","","","","","","","","","","","","","","","","","","","","","","","","","","","","","","","","","","","","","","","","","","","","","","","","","","","","","","","","","","","","","","","","","","","","","","","","","","","","","","","","","","","","","","","","",""]
["","","","","","","","","","","","","","","","","","","","","","","","","","","","","","","","","","","","","","","","","","","","","","","","","","","","","","","","","","","","","","","","","","","","","","","","","","","","","","","","","","","","","","","","","","","","","","","","","","","","","",null,"","","","","","","","","","","","","","","","","","","","","","","","","","","","","","","","","","","","","","","","","","","","","","","","","","","","","","","","","","","","","","","","","","","","","","","","","","","","","","","","","","","","","","","","","","",""]
["","","","","","","","","","","","","","","","","","","","","","","","","","","","","","","","","","","","","","","","","","","","","","","","","","","","","","","","","","","","","","","","","","","","","","","","","","","","","","","","","","","","","","","","","","","","","","","","","","","","","",null,"","","","","","","","","","","","","","","","","","","","","","","","","","","","","","","","","","","","","","","","","","","","","","","","","","","","","","","","","","","","","","","","","","","","","","","","","","","","","","","","","","","","","","","","","","",""]
["","","","","","","","","","","","","","","","","","","","","","","","","","","","","","","","","","","","","","","","","","","","","","","","","","","","","","","","","","","","","","","","","","","","","","","","","","","","","","","","","","","","","","","","","","","","","","","","","","","","","",null,"","","","","","","","","","","","","","","","","","","","","","","","","","","","","","","","","","","","","","","","","","","","","","","","","","","","","","","","","","","","","","","","","","","","","","","","","","","","","","","","","","","","","","","","","","",""]
["","","","","","","","","","","","","","","","","","","","","","","","","","","","","","","","","","","","","","","","","","","","","","","","","","","","","","","","","","","","","","","","","","","","","","","","","","","","","","","","","","","","","","","","","","","","","","","","","","","","","",null,"","","","","","","","","","","","","","","","","","","","","","","","","","","","","","","","","","","","","","","","","","","","","","","","","","","","","","","","","","","","","","","","","","","","","","","","","","","","","","","","","","","","","","","","","","",""]
["","","","","","","","","","","","","","","","","","","","","","","","","","","","","","","","","","","","","","","","","","","","","","","","","","","","","","","","","","","","","","","","","","","","","","","","","","","","","","","","","","","","","","","","","","","","","","","","","","","","","",null,"","","","","","","","","","","","","","","","","","","","","","","","","","","","","","","","","","","","","","","","","","","","","","","","","","","","","","","","","","","","","","","","","","","","","","","","","","","","","","","","","","","","","","","","","","",""]
["","","","","","","","","","","","","","","","","","","","","","","","","","","","","","","","","","","","","","","","","","","","","","","","","","","","","","","","","","","","","","","","","","","","","","","","","","","","","","","","","","","","","","","","","","","","","","","","","","","","","",null,"","","","","","","","","","","","","","","","","","","","","","","","","","","","","","","","","","","","","","","","","","","","","","","","","","","","","","","","","","","","","","","","","","","","","","","","","","","","","","","","","","","","","","","","","","",""]
["","","","","","","","","","","","","","","","","","","","","","","","","","","","","","","","","","","","","","","","","","","","","","","","","","","","","","","","","","","","","","","","","","","","","","","","","","","","","","","","","","","","","","","","","","","","","","","","","","","","","",null,"","","","","","","","","","","","","","","","","","","","","","","","","","","","","","","","","","","","","","","","","","","","","","","","","","","","","","","","","","","","","","","","","","","","","","","","","","","","","","","","","","","","","","","","","","",""]
["","","","","","","","","","","","","","","","","","","","","","","","","","","","","","","","","","","","","","","","","","","","","","","","","","","","","","","","","","","","","","","","","","","","","","","","","","","","","","","","","","","","","","","","","","","","","","","","","","","","","",null,"","","","","","","","","","","","","","","","","","","","","","","","","","","","","","","","","","","","","","","","","","","","","","","","","","","","","","","","","","","","","","","","","","","","","","","","","","","","","","","","","","","","","","","","","","",""]
["","","","","","","","","","","","","","","","","","","","","","","","","","","","","","","","","","","","","","","","","","","","","","","","","","","","","","","","","","","","","","","","","","","","","","","","","","","","","","","","","","","","","","","","","","","","","","","","","","","","","",null,"","","","","","","","","","","","","","","","","","","","","","","","","","","","","","","","","","","","","","","","","","","","","","","","","","","","","","","","","","","","","","","","","","","","","","","","","","","","","","","","","","","","","","","","","","",""]
["","","","","","","","","","","","","","","","","","","","","","","","","","","","","","","","","","","","","","","","","","","","","","","","","","","","","","","","","","","","","","","","","","","","","","","","","","","","","","","","","","","","","","","","","","","","","","","","","","","","","",null,"","","","","","","","","","","","","","","","","","","","","","","","","","","","","","","","","","","","","","","","","","","","","","","","","","","","","","","","","","","","","","","","","","","","","","","","","","","","","","","","","","","","","","","","","","",""]
["","","","","","","","","","","","","","","","","","","","","","","","","","","","","","","","","","","","","","","","","","","","","","","","","","","","","","","","","","","","","","","","","","","","","","","","","","","","","","","","","","","","","","","","","","","","","","","","","","","","","",null,"","","","","","","","","","","","","","","","","","","","","","","","","","","","","","","","","","","","","","","","","","","","","","","","","","","","","","","","","","","","","","","","","","","","","","","","","","","","","","","","","","","","","","","","","","",""]
["","","","","","","","","","","","","","","","","","","","","","","","","","","","","","","","","","","","","","","","","","","","","","","","","","","","","","","","","","","","","","","","","","","","","","","","","","","","","","","","","","","","","","","","","","","","","","","","","","","","","",null,"","","","","","","","","","","","","","","","","","","","","","","","","","","","","","","","","","","","","","","","","","","","","","","","","","","","","","","","","","","","","","","","","","","","","","","","","","","","","","","","","","","","","","","","","","",""]
["","","","","","","","","","","","","","","","","","","","","","","","","","","","","","","","","","","","","","","","","","","","","","","","","","","","","","","","","","","","","","","","","","","","","","","","","","","","","","","","","","","","","","","","","","","","","","","","","","","","","",null,"","","","","","","","","","","","","","","","","","","","","","","","","","","","","","","","","","","","","","","","","","","","","","","","","","","","","","","","","","","","","","","","","","","","","","","","","","","","","","","","","","","","","","","","","","",""]
["","","","","","","","","","","","","","","","","","","","","","","","","","","","","","","","","","","","","","","","","","","","","","","","","","","","","","","","","","","","","","","","","","","","","","","","","","","","","","","","","","","","","","","","","","","","","","","","","","","","","",null,"","","","","","","","","","","","","","","","","","","","","","","","","","","","","","","","","","","","","","","","","","","","","","","","","","","","","","","","","","","","","","","","","","","","","","","","","","","","","","","","","","","","","","","","","","",""]
["","","","","","","","","","","","","","","","","","","","","","","","","","","","","","","","","","","","","","","","","","","","","","","","","","","","","","","","","","","","","","","","","","","","","","","","","","","","","","","","","","","","","","","","","","","","","","","","","","","","","",null,"","","","","","","","","","","","","","","","","","","","","","","","","","","","","","","","","","","","","","","","","","","","","","","","","","","","","","","","","","","","","","","","","","","","","","","","","","","","","","","","","","","","","","","","","","",""]
["","","","","","","","","","","","","","","","","","","","","","","","","","","","","","","","","","","","","","","","","","","","","","","","","","","","","","","","","","","","","","","","","","","","","","","","","","","","","","","","","","","","","","","","","","","","","","","","","","","","","",null,"","","","","","","","","","","","","","","","","","","","","","","","","","","","","","","","","","","","","","","","","","","","","","","","","","","","","","","","","","","","","","","","","","","","","","","","","","","","","","","","","","","","","","","","","","",""]
["","","","","","","","","","","","","","","","","","","","","","","","","","","","","","","","","","","","","","","","","","","","","","","","","","","","","","","","","","","","","","","","","","","","","","","","","","","","","","","","","","","","","","","","","","","","","","","","","","","","","",null,"","","","","","","","","","","","","","","","","","","","","","","","","","","","","","","","","","","","","","","","","","","","","","","","","","","","","","","","","","","","","","","","","","","","","","","","","","","","","","","","","","","","","","","","","","",""]
["","","","","","","","","","","","","","","","","","","","","","","","","","","","","","","","","","","","","","","","","","","","","","","","","","","","","","","","","","","","","","","","","","","","","","","","","","","","","","","","","","","","","","","","","","","","","","","","","","","","","",null,"","","","","","","","","","","","","","","","","","","","","","","","","","","","","","","","","","","","","","","","","","","","","","","","","","","","","","","","","","","","","","","","","","","","","","","","","","","","","","","","","","","","","","","","","","",""]
["","","","","","","","","","","","","","","","","","","","","","","","","","","","","","","","","","","","","","","","","","","","","","","","","","","","","","","","","","","","","","","","","","","","","","","","","","","","","","","","","","","","","","","","","","","","","","","","","","","","","",null,"","","","","","","","","","","","","","","","","","","","","","","","","","","","","","","","","","","","","","","","","","","","","","","","","","","","","","","","","","","","","","","","","","","","","","","","","","","","","","","","","","","","","","","","","","",""]
["","","","","","","","","","","","","","","","","","","","","","","","","","","","","","","","","","","","","","","","","","","","","","","","","","","","","","","","","","","","","","","","","","","","","","","","","","","","","","","","","","","","","","","","","","","","","","","","","","","","","",null,"","","","","","","","","","","","","","","","","","","","","","","","","","","","","","","","","","","","","","","","","","","","","","","","","","","","","","","","","","","","","","","","","","","","","","","","","","","","","","","","","","","","","","","","","","",""]
["","","","","","","","","","","","","","","","","","","","","","","","","","","","","","","","","","","","","","","","","","","","","","","","","","","","","","","","","","","","","","","","","","","","","","","","","","","","","","","","","","","","","","","","","","","","","","","","","","","","","",null,"","","","","","","","","","","","","","","","","","","","","","","","","","","","","","","","","","","","","","","","","","","","","","","","","","","","","","","","","","","","","","","","","","","","","","","","","","","","","","","","","","","","","","","","","","",""]
["","","","","","","","","","","","","","","","","","","","","","","","","","","","","","","","","","","","","","","","","","","","","","","","","","","","","","","","","","","","","","","","","","","","","","","","","","","","","","","","","","","","","","","","","","","","","","","","","","","","","",null,"","","","","","","","","","","","","","","","","","","","","","","","","","","","","","","","","","","","","","","","","","","","","","","","","","","","","","","","","","","","","","","","","","","","","","","","","","","","","","","","","","","","","","","","","","",""]
["","","","","","","","","","","","","","","","","","","","","","","","","","","","","","","","","","","","","","","","","","","","","","","","","","","","","","","","","","","","","","","","","","","","","","","","","","","","","","","","","","","","","","","","","","","","","","","","","","","","","",null,"","","","","","","","","","","","","","","","","","","","","","","","","","","","","","","","","","","","","","","","","","","","","","","","","","","","","","","","","","","","","","","","","","","","","","","","","","","","","","","","","","","","","","","","","","",""]
["","","","","","","","","","","","","","","","","","","","","","","","","","","","","","","","","","","","","","","","","","","","","","","","","","","","","","","","","","","","","","","","","","","","","","","","","","","","","","","","","","","","","","","","","","","","","","","","","","","","","",null,"","","","","","","","","","","","","","","","","","","","","","","","","","","","","","","","","","","","","","","","","","","","","","","","","","","","","","","","","","","","","","","","","","","","","","","","","","","","","","","","","","","","","","","","","","",""]
["","","","","","","","","","","","","","","","","","","","","","","","","","","","","","","","","","","","","","","","","","","","","","","","","","","","","","","","","","","","","","","","","","","","","","","","","","","","","","","","","","","","","","","","","","","","","","","","","","","","","",null,"","","","","","","","","","","","","","","","","","","","","","","","","","","","","","","","","","","","","","","","","","","","","","","","","","","","","","","","","","","","","","","","","","","","","","","","","","","","","","","","","","","","","","","","","","",""]
["","","","","","","","","","","","","","","","","","","","","","","","","","","","","","","","","","","","","","","","","","","","","","","","","","","","","","","","","","","","","","","","","","","","","","","","","","","","","","","","","","","","","","","","","","","","","","","","","","","","","",null,"","","","","","","","","","","","","","","","","","","","","","","","","","","","","","","","","","","","","","","","","","","","","","","","","","","","","","","","","","","","","","","","","","","","","","","","","","","","","","","","","","","","","","","","","","",""]
["","","","","","","","","","","","","","","","","","","","","","","","","","","","","","","","","","","","","","","","","","","","","","","","","","","","","","","","","","","","","","","","","","","","","","","","","","","","","","","","","","","","","","","","","","","","","","","","","","","","","",null,"","","","","","","","","","","","","","","","","","","","","","","","","","","","","","","","","","","","","","","","","","","","","","","","","","","","","","","","","","","","","","","","","","","","","","","","","","","","","","","","","","","","","","","","","","",""]
["","","","","","","","","","","","","","","","","","","","","","","","","","","","","","","","","","","","","","","","","","","","","","","","","","","","","","","","","","","","","","","","","","","","","","","","","","","","","","","","","","","","","","","","","","","","","","","","","","","","","",null,"","","","","","","","","","","","","","","","","","","","","","","","","","","","","","","","","","","","","","","","","","","","","","","","","","","","","","","","","","","","","","","","","","","","","","","","","","","","","","","","","","","","","","","","","","",""]
["","","","","","","","","","","","","","","","","","","","","","","","","","","","","","","","","","","","","","","","","","","","","","","","","","","","","","","","","","","","","","","","","","","","","","","","","","","","","","","","","","","","","","","","","","","","","","","","","","","","","",null,"","","","","","","","","","","","","","","","","","","","","","","","","","","","","","","","","","","","","","","","","","","","","","","","","","","","","","","","","","","","","","","","","","","","","","","","","","","","","","","","","","","","","","","","","","",""]
["","","","","","","","","","","","","","","","","","","","","","","","","","","","","","","","","","","","","","","","","","","","","","","","","","","","","","","","","","","","","","","","","","","","","","","","","","","","","","","","","","","","","","","","","","","","","","","","","","","","","",null,"","","","","","","","","","","","","","","","","","","","","","","","","","","","","","","","","","","","","","","","","","","","","","","","","","","","","","","","","","","","","","","","","","","","","","","","","","","","","","","","","","","","","","","","","","",""]
["","","","","","","","","","","","","","","","","","","","","","","","","","","","","","","","","","","","","","","","","","","","","","","","","","","","","","","","","","","","","","","","","","","","","","","","","","","","","","","","","","","","","","","","","","","","","","","","","","","","","",null,"","","","","","","","","","","","","","","","","","","","","","","","","","","","","","","","","","","","","","","","","","","","","","","","","","","","","","","","","","","","","","","","","","","","","","","","","","","","","","","","","","","","","","","","","","",""]
["","","","","","","","","","","","","","","","","","","","","","","","","","","","","","","","","","","","","","","","","","","","","","","","","","","","","","","","","","","","","","","","","","","","","","","","","","","","","","","","","","","","","","","","","","","","","","","","","","","","","",null,"","","","","","","","","","","","","","","","","","","","","","","","","","","","","","","","","","","","","","","","","","","","","","","","","","","","","","","","","","","","","","","","","","","","","","","","","","","","","","","","","","","","","","","","","","",""]
["","","","","","","","","","","","","","","","","","","","","","","","","","","","","","","","","","","","","","","","","","","","","","","","","","","","","","","","","","","","","","","","","","","","","","","","","","","","","","","","","","","","","","","","","","","","","","","","","","","","","",null,"","","","","","","","","","","","","","","","","","","","","","","","","","","","","","","","","","","","","","","","","","","","","","","","","","","","","","","","","","","","","","","","","","","","","","","","","","","","","","","","","","","","","","","","","","",""]
["","","","","","","","","","","","","","","","","","","","","","","","","","","","","","","","","","","","","","","","","","","","","","","","","","","","","","","","","","","","","","","","","","","","","","","","","","","","","","","","","","","","","","","","","","","","","","","","","","","","","",null,"","","","","","","","","","","","","","","","","","","","","","","","","","","","","","","","","","","","","","","","","","","","","","","","","","","","","","","","","","","","","","","","","","","","","","","","","","","","","","","","","","","","","","","","","","",""]
["","","","","","","","","","","","","","","","","","","","","","","","","","","","","","","","","","","","","","","","","","","","","","","","","","","","","","","","","","","","","","","","","","","","","","","","","","","","","","","","","","","","","","","","","","","","","","","","","","","","","",null,"","","","","","","","","","","","","","","","","","","","","","","","","","","","","","","","","","","","","","","","","","","","","","","","","","","","","","","","","","","","","","","","","","","","","","","","","","","","","","","","","","","","","","","","","","",""]
["","","","","","","","","","","","","","","","","","","","","","","","","","","","","","","","","","","","","","","","","","","","","","","","","","","","","","","","","","","","","","","","","","","","","","","","","","","","","","","","","","","","","","","","","","","","","","","","","","","","","",null,"","","","","","","","","","","","","","","","","","","","","","","","","","","","","","","","","","","","","","","","","","","","","","","","","","","","","","","","","","","","","","","","","","","","","","","","","","","","","","","","","","","","","","","","","","",""]
["","","","","","","","","","","","","","","","","","","","","","","","","","","","","","","","","","","","","","","","","","","","","","","","","","","","","","","","","","","","","","","","","","","","","","","","","","","","","","","","","","","","","","","","","","","","","","","","","","","","","",null,"","","","","","","","","","","","","","","","","","","","","","","","","","","","","","","","","","","","","","","","","","","","","","","","","","","","","","","","","","","","","","","","","","","","","","","","","","","","","","","","","","","","","","","","","","",""]
["","","","","","","","","","","","","","","","","","","","","","","","","","","","","","","","","","","","","","","","","","","","","","","","","","","","","","","","","","","","","","","","","","","","","","","","","","","","","","","","","","","","","","","","","","","","","","","","","","","","","",null,"","","","","","","","","","","","","","","","","","","","","","","","","","","","","","","","","","","","","","","","","","","","","","","","","","","","","","","","","","","","","","","","","","","","","","","","","","","","","","","","","","","","","","","","","","",""]
["","","","","","","","","","","","","","","","","","","","","","","","","","","","","","","","","","","","","","","","","","","","","","","","","","","","","","","","","","","","","","","","","","","","","","","","","","","","","","","","","","","","","","","","","","","","","","","","","","","","","",null,"","","","","","","","","","","","","","","","","","","","","","","","","","","","","","","","","","","","","","","","","","","","","","","","","","","","","","","","","","","","","","","","","","","","","","","","","","","","","","","","","","","","","","","","","","",""]
["","","","","","","","","","","","","","","","","","","","","","","","","","","","","","","","","","","","","","","","","","","","","","","","","","","","","","","","","","","","","","","","","","","","","","","","","","","","","","","","","","","","","","","","","","","","","","","","","","","","","",null,"","","","","","","","","","","","","","","","","","","","","","","","","","","","","","","","","","","","","","","","","","","","","","","","","","","","","","","","","","","","","","","","","","","","","","","","","","","","","","","","","","","","","","","","","","",""]
["","","","","","","","","","","","","","","","","","","","","","","","","","","","","","","","","","","","","","","","","","","","","","","","","","","","","","","","","","","","","","","","","","","","","","","","","","","","","","","","","","","","","","","","","","","","","","","","","","","","","",null,"","","","","","","","","","","","","","","","","","","","","","","","","","","","","","","","","","","","","","","","","","","","","","","","","","","","","","","","","","","","","","","","","","","","","","","","","","","","","","","","","","","","","","","","","","",""]
["","","","","","","","","","","","","","","","","","","","","","","","","","","","","","","","","","","","","","","","","","","","","","","","","","","","","","","","","","","","","","","","","","","","","","","","","","","","","","","","","","","","","","","","","","","","","","","","","","","","","",null,"","","","","","","","","","","","","","","","","","","","","","","","","","","","","","","","","","","","","","","","","","","","","","","","","","","","","","","","","","","","","","","","","","","","","","","","","","","","","","","","","","","","","","","","","","",""]
["","","","","","","","","","","","","","","","","","","","","","","","","","","","","","","","","","","","","","","","","","","","","","","","","","","","","","","","","","","","","","","","","","","","","","","","","","","","","","","","","","","","","","","","","","","","","","","","","","","","","",null,"","","","","","","","","","","","","","","","","","","","","","","","","","","","","","","","","","","","","","","","","","","","","","","","","","","","","","","","","","","","","","","","","","","","","","","","","","","","","","","","","","","","","","","","","","",""]
["","","","","","","","","","","","","","","","","","","","","","","","","","","","","","","","","","","","","","","","","","","","","","","","","","","","","","","","","","","","","","","","","","","","","","","","","","","","","","","","","","","","","","","","","","","","","","","","","","","","","",null,"","","","","","","","","","","","","","","","","","","","","","","","","","","","","","","","","","","","","","","","","","","","","","","","","","","","","","","","","","","","","","","","","","","","","","","","","","","","","","","","","","","","","","","","","","",""]
["","","","","","","","","","","","","","","","","","","","","","","","","","","","","","","","","","","","","","","","","","","","","","","","","","","","","","","","","","","","","","","","","","","","","","","","","","","","","","","","","","","","","","","","","","","","","","","","","","","","","",null,"","","","","","","","","","","","","","","","","","","","","","","","","","","","","","","","","","","","","","","","","","","","","","","","","","","","","","","","","","","","","","","","","","","","","","","","","","","","","","","","","","","","","","","","","","",""]
["","","","","","","","","","","","","","","","","","","","","","","","","","","","","","","","","","","","","","","","","","","","","","","","","","","","","","","","","","","","","","","","","","","","","","","","","","","","","","","","","","","","","","","","","","","","","","","","","","","","","",null,"","","","","","","","","","","","","","","","","","","","","","","","","","","","","","","","","","","","","","","","","","","","","","","","","","","","","","","","","","","","","","","","","","","","","","","","","","","","","","","","","","","","","","","","","","",""]
["","","","","","","","","","","","","","","","","","","","","","","","","","","","","","","","","","","","","","","","","","","","","","","","","","","","","","","","","","","","","","","","","","","","","","","","","","","","","","","","","","","","","","","","","","","","","","","","","","","","","",null,"","","","","","","","","","","","","","","","","","","","","","","","","","","","","","","","","","","","","","","","","","","","","","","","","","","","","","","","","","","","","","","","","","","","","","","","","","","","","","","","","","","","","","","","","","",""]
["","","","","","","","","","","","","","","","","","","","","","","","","","","","","","","","","","","","","","","","","","","","","","","","","","","","","","","","","","","","","","","","","","","","","","","","","","","","","","","","","","","","","","","","","","","","","","","","","","","","","",null,"","","","","","","","","","","","","","","","","","","","","","","","","","","","","","","","","","","","","","","","","","","","","","","","","","","","","","","","","","","","","","","","","","","","","","","","","","","","","","","","","","","","","","","","","","",""]
["","","","","","","","","","","","","","","","","","","","","","","","","","","","","","","","","","","","","","","","","","","","","","","","","","","","","","","","","","","","","","","","","","","","","","","","","","","","","","","","","","","","","","","","","","","","","","","","","","","","","",null,"","","","","","","","","","","","","","","","","","","","","","","","","","","","","","","","","","","","","","","","","","","","","","","","","","","","","","","","","","","","","","","","","","","","","","","","","","","","","","","","","","","","","","","","","","",""]
["","","","","","","","","","","","","","","","","","","","","","","","","","","","","","","","","","","","","","","","","","","","","","","","","","","","","","","","","","","","","","","","","","","","","","","","","","","","","","","","","","","","","","","","","","","","","","","","","","","","","",null,"","","","","","","","","","","","","","","","","","","","","","","","","","","","","","","","","","","","","","","","","","","","","","","","","","","","","","","","","","","","","","","","","","","","","","","","","","","","","","","","","","","","","","","","","","",""]
["","","","","","","","","","","","","","","","","","","","","","","","","","","","","","","","","","","","","","","","","","","","","","","","","","","","","","","","","","","","","","","","","","","","","","","","","","","","","","","","","","","","","","","","","","","","","","","","","","","","","",null,"","","","","","","","","","","","","","","","","","","","","","","","","","","","","","","","","","","","","","","","","","","","","","","","","","","","","","","","","","","","","","","","","","","","","","","","","","","","","","","","","","","","","","","","","","",""]
["","","","","","","","","","","","","","","","","","","","","","","","","","","","","","","","","","","","","","","","","","","","","","","","","","","","","","","","","","","","","","","","","","","","","","","","","","","","","","","","","","","","","","","","","","","","","","","","","","","","","",null,"","","","","","","","","","","","","","","","","","","","","","","","","","","","","","","","","","","","","","","","","","","","","","","","","","","","","","","","","","","","","","","","","","","","","","","","","","","","","","","","","","","","","","","","","","",""]
["","","","","","","","","","","","","","","","","","","","","","","","","","","","","","","","","","","","","","","","","","","","","","","","","","","","","","","","","","","","","","","","","","","","","","","","","","","","","","","","","","","","","","","","","","","","","","","","","","","","","",null,"","","","","","","","","","","","","","","","","","","","","","","","","","","","","","","","","","","","","","","","","","","","","","","","","","","","","","","","","","","","","","","","","","","","","","","","","","","","","","","","","","","","","","","","","","",""]
["","","","","","","","","","","","","","","","","","","","","","","","","","","","","","","","","","","","","","","","","","","","","","","","","","","","","","","","","","","","","","","","","","","","","","","","","","","","","","","","","","","","","","","","","","","","","","","","","","","","","",null,"","","","","","","","","","","","","","","","","","","","","","","","","","","","","","","","","","","","","","","","","","","","","","","","","","","","","","","","","","","","","","","","","","","","","","","","","","","","","","","","","","","","","","","","","","",""]
["","","","","","","","","","","","","","","","","","","","","","","","","","","","","","","","","","","","","","","","","","","","","","","","","","","","","","","","","","","","","","","","","","","","","","","","","","","","","","","","","","","","","","","","","","","","","","","","","","","","","",null,"","","","","","","","","","","","","","","","","","","","","","","","","","","","","","","","","","","","","","","","","","","","","","","","","","","","","","","","","","","","","","","","","","","","","","","","","","","","","","","","","","","","","","","","","","",""]
["","","","","","","","","","","","","","","","","","","","","","","","","","","","","","","","","","","","","","","","","","","","","","","","","","","","","","","","","","","","","","","","","","","","","","","","","","","","","","","","","","","","","","","","","","","","","","","","","","","","","",null,"","","","","","","","","","","","","","","","","","","","","","","","","","","","","","","","","","","","","","","","","","","","","","","","","","","","","","","","","","","","","","","","","","","","","","","","","","","","","","","","","","","","","","","","","","",""]
["","","","","","","","","","","","","","","","","","","","","","","","","","","","","","","","","","","","","","","","","","","","","","","","","","","","","","","","","","","","","","","","","","","","","","","","","","","","","","","","","","","","","","","","","","","","","","","","","","","","","",null,"","","","","","","","","","","","","","","","","","","","","","","","","","","","","","","","","","","","","","","","","","","","","","","","","","","","","","","","","","","","","","","","","","","","","","","","","","","","","","","","","","","","","","","","","","",""]
["","","","","","","","","","","","","","","","","","","","","","","","","","","","","","","","","","","","","","","","","","","","","","","","","","","","","","","","","","","","","","","","","","","","","","","","","","","","","","","","","","","","","","","","","","","","","","","","","","","","","",null,"","","","","","","","","","","","","","","","","","","","","","","","","","","","","","","","","","","","","","","","","","","","","","","","","","","","","","","","","","","","","","","","","","","","","","","","","","","","","","","","","","","","","","","","","","",""]
["","","","","","","","","","","","","","","","","","","","","","","","","","","","","","","","","","","","","","","","","","","","","","","","","","","","","","","","","","","","","","","","","","","","","","","","","","","","","","","","","","","","","","","","","","","","","","","","","","","","","",null,"","","","","","","","","","","","","","","","","","","","","","","","","","","","","","","","","","","","","","","","","","","","","","","","","","","","","","","","","","","","","","","","","","","","","","","","","","","","","","","","","","","","","","","","","","",""]
["","","","","","","","","","","","","","","","","","","","","","","","","","","","","","","","","","","","","","","","","","","","","","","","","","","","","","","","","","","","","","","","","","","","","","","","","","","","","","","","","","","","","","","","","","","","","","","","","","","","","",null,"","","","","","","","","","","","","","","","","","","","","","","","","","","","","","","","","","","","","","","","","","","","","","","","","","","","","","","","","","","","","","","","","","","","","","","","","","","","","","","","","","","","","","","","","","",""]
["","","","","","","","","","","","","","","","","","","","","","","","","","","","","","","","","","","","","","","","","","","","","","","","","","","","","","","","","","","","","","","","","","","","","","","","","","","","","","","","","","","","","","","","","","","","","","","","","","","","","",null,"","","","","","","","","","","","","","","","","","","","","","","","","","","","","","","","","","","","","","","","","","","","","","","","","","","","","","","","","","","","","","","","","","","","","","","","","","","","","","","","","","","","","","","","","","",""]
["","","","","","","","","","","","","","","","","","","","","","","","","","","","","","","","","","","","","","","","","","","","","","","","","","","","","","","","","","","","","","","","","","","","","","","","","","","","","","","","","","","","","","","","","","","","","","","","","","","","","",null,"","","","","","","","","","","","","","","","","","","","","","","","","","","","","","","","","","","","","","","","","","","","","","","","","","","","","","","","","","","","","","","","","","","","","","","","","","","","","","","","","","","","","","","","","","",""]
["","","","","","","","","","","","","","","","","","","","","","","","","","","","","","","","","","","","","","","","","","","","","","","","","","","","","","","","","","","","","","","","","","","","","","","","","","","","","","","","","","","","","","","","","","","","","","","","","","","","","",null,"","","","","","","","","","","","","","","","","","","","","","","","","","","","","","","","","","","","","","","","","","","","","","","","","","","","","","","","","","","","","","","","","","","","","","","","","","","","","","","","","","","","","","","","","","",""]
["","","","","","","","","","","","","","","","","","","","","","","","","","","","","","","","","","","","","","","","","","","","","","","","","","","","","","","","","","","","","","","","","","","","","","","","","","","","","","","","","","","","","","","","","","","","","","","","","","","","","",null,"","","","","","","","","","","","","","","","","","","","","","","","","","","","","","","","","","","","","","","","","","","","","","","","","","","","","","","","","","","","","","","","","","","","","","","","","","","","","","","","","","","","","","","","","","",""]
["","","","","","","","","","","","","","","","","","","","","","","","","","","","","","","","","","","","","","","","","","","","","","","","","","","","","","","","","","","","","","","","","","","","","","","","","","","","","","","","","","","","","","","","","","","","","","","","","","","","","",null,"","","","","","","","","","","","","","","","","","","","","","","","","","","","","","","","","","","","","","","","","","","","","","","","","","","","","","","","","","","","","","","","","","","","","","","","","","","","","","","","","","","","","","","","","","",""]
["","","","","","","","","","","","","","","","","","","","","","","","","","","","","","","","","","","","","","","","","","","","","","","","","","","","","","","","","","","","","","","","","","","","","","","","","","","","","","","","","","","","","","","","","","","","","","","","","","","","","",null,"","","","","","","","","","","","","","","","","","","","","","","","","","","","","","","","","","","","","","","","","","","","","","","","","","","","","","","","","","","","","","","","","","","","","","","","","","","","","","","","","","","","","","","","","","",""]
["","","","","","","","","","","","","","","","","","","","","","","","","","","","","","","","","","","","","","","","","","","","","","","","","","","","","","","","","","","","","","","","","","","","","","","","","","","","","","","","","","","","","","","","","","","","","","","","","","","","","",null,"","","","","","","","","","","","","","","","","","","","","","","","","","","","","","","","","","","","","","","","","","","","","","","","","","","","","","","","","","","","","","","","","","","","","","","","","","","","","","","","","","","","","","","","","","",""]
["","","","","","","","","","","","","","","","","","","","","","","","","","","","","","","","","","","","","","","","","","","","","","","","","","","","","","","","","","","","","","","","","","","","","","","","","","","","","","","","","","","","","","","","","","","","","","","","","","","","","",null,"","","","","","","","","","","","","","","","","","","","","","","","","","","","","","","","","","","","","","","","","","","","","","","","","","","","","","","","","","","","","","","","","","","","","","","","","","","","","","","","","","","","","","","","","","",""]
["","","","","","","","","","","","","","","","","","","","","","","","","","","","","","","","","","","","","","","","","","","","","","","","","","","","","","","","","","","","","","","","","","","","","","","","","","","","","","","","","","","","","","","","","","","","","","","","","","","","","",null,"","","","","","","","","","","","","","","","","","","","","","","","","","","","","","","","","","","","","","","","","","","","","","","","","","","","","","","","","","","","","","","","","","","","","","","","","","","","","","","","","","","","","","","","","","",""]
["","","","","","","","","","","","","","","","","","","","","","","","","","","","","","","","","","","","","","","","","","","","","","","","","","","","","","","","","","","","","","","","","","","","","","","","","","","","","","","","","","","","","","","","","","","","","","","","","","","","","",null,"","","","","","","","","","","","","","","","","","","","","","","","","","","","","","","","","","","","","","","","","","","","","","","","","","","","","","","","","","","","","","","","","","","","","","","","","","","","","","","","","","","","","","","","","","",""]
["","","","","","","","","","","","","","","","","","","","","","","","","","","","","","","","","","","","","","","","","","","","","","","","","","","","","","","","","","","","","","","","","","","","","","","","","","","","","","","","","","","","","","","","","","","","","","","","","","","","","",null,"","","","","","","","","","","","","","","","","","","","","","","","","","","","","","","","","","","","","","","","","","","","","","","","","","","","","","","","","","","","","","","","","","","","","","","","","","","","","","","","","","","","","","","","","","",""]
["","","","","","","","","","","","","","","","","","","","","","","","","","","","","","","","","","","","","","","","","","","","","","","","","","","","","","","","","","","","","","","","","","","","","","","","","","","","","","","","","","","","","","","","","","","","","","","","","","","","","",null,"","","","","","","","","","","","","","","","","","","","","","","","","","","","","","","","","","","","","","","","","","","","","","","","","","","","","","","","","","","","","","","","","","","","","","","","","","","","","","","","","","","","","","","","","","",""]
["","","","","","","","","","","","","","","","","","","","","","","","","","","","","","","","","","","","","","","","","","","","","","","","","","","","","","","","","","","","","","","","","","","","","","","","","","","","","","","","","","","","","","","","","","","","","","","","","","","","","",null,"","","","","","","","","","","","","","","","","","","","","","","","","","","","","","","","","","","","","","","","","","","","","","","","","","","","","","","","","","","","","","","","","","","","","","","","","","","","","","","","","","","","","","","","","","",""]
["","","","","","","","","","","","","","","","","","","","","","","","","","","","","","","","","","","","","","","","","","","","","","","","","","","","","","","","","","","","","","","","","","","","","","","","","","","","","","","","","","","","","","","","","","","","","","","","","","","","","",null,"","","","","","","","","","","","","","","","","","","","","","","","","","","","","","","","","","","","","","","","","","","","","","","","","","","","","","","","","","","","","","","","","","","","","","","","","","","","","","","","","","","","","","","","","","",""]
["","","","","","","","","","","","","","","","","","","","","","","","","","","","","","","","","","","","","","","","","","","","","","","","","","","","","","","","","","","","","","","","","","","","","","","","","","","","","","","","","","","","","","","","","","","","","","","","","","","","","",null,"","","","","","","","","","","","","","","","","","","","","","","","","","","","","","","","","","","","","","","","","","","","","","","","","","","","","","","","","","","","","","","","","","","","","","","","","","","","","","","","","","","","","","","","","","",""]
["","","","","","","","","","","","","","","","","","","","","","","","","","","","","","","","","","","","","","","","","","","","","","","","","","","","","","","","","","","","","","","","","","","","","","","","","","","","","","","","","","","","","","","","","","","","","","","","","","","","","",null,"","","","","","","","","","","","","","","","","","","","","","","","","","","","","","","","","","","","","","","","","","","","","","","","","","","","","","","","","","","","","","","","","","","","","","","","","","","","","","","","","","","","","","","","","","",""]
["","","","","","","","","","","","","","","","","","","","","","","","","","","","","","","","","","","","","","","","","","","","","","","","","","","","","","","","","","","","","","","","","","","","","","","","","","","","","","","","","","","","","","","","","","","","","","","","","","","","","",null,"","","","","","","","","","","","","","","","","","","","","","","","","","","","","","","","","","","","","","","","","","","","","","","","","","","","","","","","","","","","","","","","","","","","","","","","","","","","","","","","","","","","","","","","","","",""]
["","","","","","","","","","","","","","","","","","","","","","","","","","","","","","","","","","","","","","","","","","","","","","","","","","","","","","","","","","","","","","","","","","","","","","","","","","","","","","","","","","","","","","","","","","","","","","","","","","","","","",null,"","","","","","","","","","","","","","","","","","","","","","","","","","","","","","","","","","","","","","","","","","","","","","","","","","","","","","","","","","","","","","","","","","","","","","","","","","","","","","","","","","","","","","","","","","",""]
["","","","","","","","","","","","","","","","","","","","","","","","","","","","","","","","","","","","","","","","","","","","","","","","","","","","","","","","","","","","","","","","","","","","","","","","","","","","","","","","","","","","","","","","","","","","","","","","","","","","","",null,"","","","","","","","","","","","","","","","","","","","","","","","","","","","","","","","","","","","","","","","","","","","","","","","","","","","","","","","","","","","","","","","","","","","","","","","","","","","","","","","","","","","","","","","","","",""]
["","","","","","","","","","","","","","","","","","","","","","","","","","","","","","","","","","","","","","","","","","","","","","","","","","","","","","","","","","","","","","","","","","","","","","","","","","","","","","","","","","","","","","","","","","","","","","","","","","","","","",null,"","","","","","","","","","","","","","","","","","","","","","","","","","","","","","","","","","","","","","","","","","","","","","","","","","","","","","","","","","","","","","","","","","","","","","","","","","","","","","","","","","","","","","","","","","",""]
["","","","","","","","","","","","","","","","","","","","","","","","","","","","","","","","","","","","","","","","","","","","","","","","","","","","","","","","","","","","","","","","","","","","","","","","","","","","","","","","","","","","","","","","","","","","","","","","","","","","","",null,"","","","","","","","","","","","","","","","","","","","","","","","","","","","","","","","","","","","","","","","","","","","","","","","","","","","","","","","","","","","","","","","","","","","","","","","","","","","","","","","","","","","","","","","","","",""]
["","","","","","","","","","","","","","","","","","","","","","","","","","","","","","","","","","","","","","","","","","","","","","","","","","","","","","","","","","","","","","","","","","","","","","","","","","","","","","","","","","","","","","","","","","","","","","","","","","","","","",null,"","","","","","","","","","","","","","","","","","","","","","","","","","","","","","","","","","","","","","","","","","","","","","","","","","","","","","","","","","","","","","","","","","","","","","","","","","","","","","","","","","","","","","","","","","",""]
["","","","","","","","","","","","","","","","","","","","","","","","","","","","","","","","","","","","","","","","","","","","","","","","","","","","","","","","","","","","","","","","","","","","","","","","","","","","","","","","","","","","","","","","","","","","","","","","","","","","","",null,"","","","","","","","","","","","","","","","","","","","","","","","","","","","","","","","","","","","","","","","","","","","","","","","","","","","","","","","","","","","","","","","","","","","","","","","","","","","","","","","","","","","","","","","","","",""]
["","","","","","","","","","","","","","","","","","","","","","","","","","","","","","","","","","","","","","","","","","","","","","","","","","","","","","","","","","","","","","","","","","","","","","","","","","","","","","","","","","","","","","","","","","","","","","","","","","","","","",null,"","","","","","","","","","","","","","","","","","","","","","","","","","","","","","","","","","","","","","","","","","","","","","","","","","","","","","","","","","","","","","","","","","","","","","","","","","","","","","","","","","","","","","","","","","",""]
["","","","","","","","","","","","","","","","","","","","","","","","","","","","","","","","","","","","","","","","","","","","","","","","","","","","","","","","","","","","","","","","","","","","","","","","","","","","","","","","","","","","","","","","","","","","","","","","","","","","","",null,"","","","","","","","","","","","","","","","","","","","","","","","","","","","","","","","","","","","","","","","","","","","","","","","","","","","","","","","","","","","","","","","","","","","","","","","","","","","","","","","","","","","","","","","","","",""]
["","","","","","","","","","","","","","","","","","","","","","","","","","","","","","","","","","","","","","","","","","","","","","","","","","","","","","","","","","","","","","","","","","","","","","","","","","","","","","","","","","","","","","","","","","","","","","","","","","","","","",null,"","","","","","","","","","","","","","","","","","","","","","","","","","","","","","","","","","","","","","","","","","","","","","","","","","","","","","","","","","","","","","","","","","","","","","","","","","","","","","","","","","","","","","","","","","",""]
["","","","","","","","","","","","","","","","","","","","","","","","","","","","","","","","","","","","","","","","","","","","","","","","","","","","","","","","","","","","","","","","","","","","","","","","","","","","","","","","","","","","","","","","","","","","","","","","","","","","","",null,"","","","","","","","","","","","","","","","","","","","","","","","","","","","","","","","","","","","","","","","","","","","","","","","","","","","","","","","","","","","","","","","","","","","","","","","","","","","","","","","","","","","","","","","","","",""]
["","","","","","","","","","","","","","","","","","","","","","","","","","","","","","","","","","","","","","","","","","","","","","","","","","","","","","","","","","","","","","","","","","","","","","","","","","","","","","","","","","","","","","","","","","","","","","","","","","","","","",null,"","","","","","","","","","","","","","","","","","","","","","","","","","","","","","","","","","","","","","","","","","","","","","","","","","","","","","","","","","","","","","","","","","","","","","","","","","","","","","","","","","","","","","","","","","",""]
["","","","","","","","","","","","","","","","","","","","","","","","","","","","","","","","","","","","","","","","","","","","","","","","","","","","","","","","","","","","","","","","","","","","","","","","","","","","","","","","","","","","","","","","","","","","","","","","","","","","","",null,"","","","","","","","","","","","","","","","","","","","","","","","","","","","","","","","","","","","","","","","","","","","","","","","","","","","","","","","","","","","","","","","","","","","","","","","","","","","","","","","","","","","","","","","","","",""]
["","","","","","","","","","","","","","","","","","","","","","","","","","","","","","","","","","","","","","","","","","","","","","","","","","","","","","","","","","","","","","","","","","","","","","","","","","","","","","","","","","","","","","","","","","","","","","","","","","","","","",null,"","","","","","","","","","","","","","","","","","","","","","","","","","","","","","","","","","","","","","","","","","","","","","","","","","","","","","","","","","","","","","","","","","","","","","","","","","","","","","","","","","","","","","","","","","",""]
["","","","","","","","","","","","","","","","","","","","","","","","","","","","","","","","","","","","","","","","","","","","","","","","","","","","","","","","","","","","","","","","","","","","","","","","","","","","","","","","","","","","","","","","","","","","","","","","","","","","","",null,"","","","","","","","","","","","","","","","","","","","","","","","","","","","","","","","","","","","","","","","","","","","","","","","","","","","","","","","","","","","","","","","","","","","","","","","","","","","","","","","","","","","","","","","","","",""]
["","","","","","","","","","","","","","","","","","","","","","","","","","","","","","","","","","","","","","","","","","","","","","","","","","","","","","","","","","","","","","","","","","","","","","","","","","","","","","","","","","","","","","","","","","","","","","","","","","","","","",null,"","","","","","","","","","","","","","","","","","","","","","","","","","","","","","","","","","","","","","","","","","","","","","","","","","","","","","","","","","","","","","","","","","","","","","","","","","","","","","","","","","","","","","","","","","",""]
["","","","","","","","","","","","","","","","","","","","","","","","","","","","","","","","","","","","","","","","","","","","","","","","","","","","","","","","","","","","","","","","","","","","","","","","","","","","","","","","","","","","","","","","","","","","","","","","","","","","","",null,"","","","","","","","","","","","","","","","","","","","","","","","","","","","","","","","","","","","","","","","","","","","","","","","","","","","","","","","","","","","","","","","","","","","","","","","","","","","","","","","","","","","","","","","","","",""]
["","","","","","","","","","","","","","","","","","","","","","","","","","","","","","","","","","","","","","","","","","","","","","","","","","","","","","","","","","","","","","","","","","","","","","","","","","","","","","","","","","","","","","","","","","","","","","","","","","","","","",null,"","","","","","","","","","","","","","","","","","","","","","","","","","","","","","","","","","","","","","","","","","","","","","","","","","","","","","","","","","","","","","","","","","","","","","","","","","","","","","","","","","","","","","","","","","",""]
["","","","","","","","","","","","","","","","","","","","","","","","","","","","","","","","","","","","","","","","","","","","","","","","","","","","","","","","","","","","","","","","","","","","","","","","","","","","","","","","","","","","","","","","","","","","","","","","","","","","","",null,"","","","","","","","","","","","","","","","","","","","","","","","","","","","","","","","","","","","","","","","","","","","","","","","","","","","","","","","","","","","","","","","","","","","","","","","","","","","","","","","","","","","","","","","","","",""]
["","","","","","","","","","","","","","","","","","","","","","","","","","","","","","","","","","","","","","","","","","","","","","","","","","","","","","","","","","","","","","","","","","","","","","","","","","","","","","","","","","","","","","","","","","","","","","","","","","","","","",null,"","","","","","","","","","","","","","","","","","","","","","","","","","","","","","","","","","","","","","","","","","","","","","","","","","","","","","","","","","","","","","","","","","","","","","","","","","","","","","","","","","","","","","","","","","",""]
["","","","","","","","","","","","","","","","","","","","","","","","","","","","","","","","","","","","","","","","","","","","","","","","","","","","","","","","","","","","","","","","","","","","","","","","","","","","","","","","","","","","","","","","","","","","","","","","","","","","","",null,"","","","","","","","","","","","","","","","","","","","","","","","","","","","","","","","","","","","","","","","","","","","","","","","","","","","","","","","","","","","","","","","","","","","","","","","","","","","","","","","","","","","","","","","","","",""]
["","","","","","","","","","","","","","","","","","","","","","","","","","","","","","","","","","","","","","","","","","","","","","","","","","","","","","","","","","","","","","","","","","","","","","","","","","","","","","","","","","","","","","","","","","","","","","","","","","","","","",null,"","","","","","","","","","","","","","","","","","","","","","","","","","","","","","","","","","","","","","","","","","","","","","","","","","","","","","","","","","","","","","","","","","","","","","","","","","","","","","","","","","","","","","","","","","",""]
["","","","","","","","","","","","","","","","","","","","","","","","","","","","","","","","","","","","","","","","","","","","","","","","","","","","","","","","","","","","","","","","","","","","","","","","","","","","","","","","","","","","","","","","","","","","","","","","","","","","","",null,"","","","","","","","","","","","","","","","","","","","","","","","","","","","","","","","","","","","","","","","","","","","","","","","","","","","","","","","","","","","","","","","","","","","","","","","","","","","","","","","","","","","","","","","","","",""]
["","","","","","","","","","","","","","","","","","","","","","","","","","","","","","","","","","","","","","","","","","","","","","","","","","","","","","","","","","","","","","","","","","","","","","","","","","","","","","","","","","","","","","","","","","","","","","","","","","","","","",null,"","","","","","","","","","","","","","","","","","","","","","","","","","","","","","","","","","","","","","","","","","","","","","","","","","","","","","","","","","","","","","","","","","","","","","","","","","","","","","","","","","","","","","","","","","",""]
["","","","","","","","","","","","","","","","","","","","","","","","","","","","","","","","","","","","","","","","","","","","","","","","","","","","","","","","","","","","","","","","","","","","","","","","","","","","","","","","","","","","","","","","","","","","","","","","","","","","","",null,"","","","","","","","","","","","","","","","","","","","","","","","","","","","","","","","","","","","","","","","","","","","","","","","","","","","","","","","","","","","","","","","","","","","","","","","","","","","","","","","","","","","","","","","","","",""]
["","","","","","","","","","","","","","","","","","","","","","","","","","","","","","","","","","","","","","","","","","","","","","","","","","","","","","","","","","","","","","","","","","","","","","","","","","","","","","","","","","","","","","","","","","","","","","","","","","","","","",null,"","","","","","","","","","","","","","","","","","","","","","","","","","","","","","","","","","","","","","","","","","","","","","","","","","","","","","","","","","","","","","","","","","","","","","","","","","","","","","","","","","","","","","","","","","",""]
["","","","","","","","","","","","","","","","","","","","","","","","","","","","","","","","","","","","","","","","","","","","","","","","","","","","","","","","","","","","","","","","","","","","","","","","","","","","","","","","","","","","","","","","","","","","","","","","","","","","","",null,"","","","","","","","","","","","","","","","","","","","","","","","","","","","","","","","","","","","","","","","","","","","","","","","","","","","","","","","","","","","","","","","","","","","","","","","","","","","","","","","","","","","","","","","","","",""]
["","","","","","","","","","","","","","","","","","","","","","","","","","","","","","","","","","","","","","","","","","","","","","","","","","","","","","","","","","","","","","","","","","","","","","","","","","","","","","","","","","","","","","","","","","","","","","","","","","","","","",null,"","","","","","","","","","","","","","","","","","","","","","","","","","","","","","","","","","","","","","","","","","","","","","","","","","","","","","","","","","","","","","","","","","","","","","","","","","","","","","","","","","","","","","","","","","",""]
["","","","","","","","","","","","","","","","","","","","","","","","","","","","","","","","","","","","","","","","","","","","","","","","","","","","","","","","","","","","","","","","","","","","","","","","","","","","","","","","","","","","","","","","","","","","","","","","","","","","","",null,"","","","","","","","","","","","","","","","","","","","","","","","","","","","","","","","","","","","","","","","","","","","","","","","","","","","","","","","","","","","","","","","","","","","","","","","","","","","","","","","","","","","","","","","","","",""]
["","","","","","","","","","","","","","","","","","","","","","","","","","","","","","","","","","","","","","","","","","","","","","","","","","","","","","","","","","","","","","","","","","","","","","","","","","","","","","","","","","","","","","","","","","","","","","","","","","","","","",null,"","","","","","","","","","","","","","","","","","","","","","","","","","","","","","","","","","","","","","","","","","","","","","","","","","","","","","","","","","","","","","","","","","","","","","","","","","","","","","","","","","","","","","","","","","",""]
["","","","","","","","","","","","","","","","","","","","","","","","","","","","","","","","","","","","","","","","","","","","","","","","","","","","","","","","","","","","","","","","","","","","","","","","","","","","","","","","","","","","","","","","","","","","","","","","","","","","","",null,"","","","","","","","","","","","","","","","","","","","","","","","","","","","","","","","","","","","","","","","","","","","","","","","","","","","","","","","","","","","","","","","","","","","","","","","","","","","","","","","","","","","","","","","","","",""]
["","","","","","","","","","","","","","","","","","","","","","","","","","","","","","","","","","","","","","","","","","","","","","","","","","","","","","","","","","","","","","","","","","","","","","","","","","","","","","","","","","","","","","","","","","","","","","","","","","","","","",null,"","","","","","","","","","","","","","","","","","","","","","","","","","","","","","","","","","","","","","","","","","","","","","","","","","","","","","","","","","","","","","","","","","","","","","","","","","","","","","","","","","","","","","","","","","",""]
["","","","","","","","","","","","","","","","","","","","","","","","","","","","","","","","","","","","","","","","","","","","","","","","","","","","","","","","","","","","","","","","","","","","","","","","","","","","","","","","","","","","","","","","","","","","","","","","","","","","","",null,"","","","","","","","","","","","","","","","","","","","","","","","","","","","","","","","","","","","","","","","","","","","","","","","","","","","","","","","","","","","","","","","","","","","","","","","","","","","","","","","","","","","","","","","","","",""]
["","","","","","","","","","","","","","","","","","","","","","","","","","","","","","","","","","","","","","","","","","","","","","","","","","","","","","","","","","","","","","","","","","","","","","","","","","","","","","","","","","","","","","","","","","","","","","","","","","","","","",null,"","","","","","","","","","","","","","","","","","","","","","","","","","","","","","","","","","","","","","","","","","","","","","","","","","","","","","","","","","","","","","","","","","","","","","","","","","","","","","","","","","","","","","","","","","",""]
["","","","","","","","","","","","","","","","","","","","","","","","","","","","","","","","","","","","","","","","","","","","","","","","","","","","","","","","","","","","","","","","","","","","","","","","","","","","","","","","","","","","","","","","","","","","","","","","","","","","","",null,"","","","","","","","","","","","","","","","","","","","","","","","","","","","","","","","","","","","","","","","","","","","","","","","","","","","","","","","","","","","","","","","","","","","","","","","","","","","","","","","","","","","","","","","","","",""]
["","","","","","","","","","","","","","","","","","","","","","","","","","","","","","","","","","","","","","","","","","","","","","","","","","","","","","","","","","","","","","","","","","","","","","","","","","","","","","","","","","","","","","","","","","","","","","","","","","","","","",null,"","","","","","","","","","","","","","","","","","","","","","","","","","","","","","","","","","","","","","","","","","","","","","","","","","","","","","","","","","","","","","","","","","","","","","","","","","","","","","","","","","","","","","","","","","",""]
["","","","","","","","","","","","","","","","","","","","","","","","","","","","","","","","","","","","","","","","","","","","","","","","","","","","","","","","","","","","","","","","","","","","","","","","","","","","","","","","","","","","","","","","","","","","","","","","","","","","","",null,"","","","","","","","","","","","","","","","","","","","","","","","","","","","","","","","","","","","","","","","","","","","","","","","","","","","","","","","","","","","","","","","","","","","","","","","","","","","","","","","","","","","","","","","","","",""]
["","","","","","","","","","","","","","","","","","","","","","","","","","","","","","","","","","","","","","","","","","","","","","","","","","","","","","","","","","","","","","","","","","","","","","","","","","","","","","","","","","","","","","","","","","","","","","","","","","","","","",null,"","","","","","","","","","","","","","","","","","","","","","","","","","","","","","","","","","","","","","","","","","","","","","","","","","","","","","","","","","","","","","","","","","","","","","","","","","","","","","","","","","","","","","","","","","",""]
["","","","","","","","","","","","","","","","","","","","","","","","","","","","","","","","","","","","","","","","","","","","","","","","","","","","","","","","","","","","","","","","","","","","","","","","","","","","","","","","","","","","","","","","","","","","","","","","","","","","","",null,"","","","","","","","","","","","","","","","","","","","","","","","","","","","","","","","","","","","","","","","","","","","","","","","","","","","","","","","","","","","","","","","","","","","","","","","","","","","","","","","","","","","","","","","","","",""]
["","","","","","","","","","","","","","","","","","","","","","","","","","","","","","","","","","","","","","","","","","","","","","","","","","","","","","","","","","","","","","","","","","","","","","","","","","","","","","","","","","","","","","","","","","","","","","","","","","","","","",null,"","","","","","","","","","","","","","","","","","","","","","","","","","","","","","","","","","","","","","","","","","","","","","","","","","","","","","","","","","","","","","","","","","","","","","","","","","","","","","","","","","","","","","","","","","",""]
["","","","","","","","","","","","","","","","","","","","","","","","","","","","","","","","","","","","","","","","","","","","","","","","","","","","","","","","","","","","","","","","","","","","","","","","","","","","","","","","","","","","","","","","","","","","","","","","","","","","","",null,"","","","","","","","","","","","","","","","","","","","","","","","","","","","","","","","","","","","","","","","","","","","","","","","","","","","","","","","","","","","","","","","","","","","","","","","","","","","","","","","","","","","","","","","","","",""]
["","","","","","","","","","","","","","","","","","","","","","","","","","","","","","","","","","","","","","","","","","","","","","","","","","","","","","","","","","","","","","","","","","","","","","","","","","","","","","","","","","","","","","","","","","","","","","","","","","","","","",null,"","","","","","","","","","","","","","","","","","","","","","","","","","","","","","","","","","","","","","","","","","","","","","","","","","","","","","","","","","","","","","","","","","","","","","","","","","","","","","","","","","","","","","","","","","",""]
["","","","","","","","","","","","","","","","","","","","","","","","","","","","","","","","","","","","","","","","","","","","","","","","","","","","","","","","","","","","","","","","","","","","","","","","","","","","","","","","","","","","","","","","","","","","","","","","","","","","","",null,"","","","","","","","","","","","","","","","","","","","","","","","","","","","","","","","","","","","","","","","","","","","","","","","","","","","","","","","","","","","","","","","","","","","","","","","","","","","","","","","","","","","","","","","","","",""]
["","","","","","","","","","","","","","","","","","","","","","","","","","","","","","","","","","","","","","","","","","","","","","","","","","","","","","","","","","","","","","","","","","","","","","","","","","","","","","","","","","","","","","","","","","","","","","","","","","","","","",null,"","","","","","","","","","","","","","","","","","","","","","","","","","","","","","","","","","","","","","","","","","","","","","","","","","","","","","","","","","","","","","","","","","","","","","","","","","","","","","","","","","","","","","","","","","",""]
["","","","","","","","","","","","","","","","","","","","","","","","","","","","","","","","","","","","","","","","","","","","","","","","","","","","","","","","","","","","","","","","","","","","","","","","","","","","","","","","","","","","","","","","","","","","","","","","","","","","","",null,"","","","","","","","","","","","","","","","","","","","","","","","","","","","","","","","","","","","","","","","","","","","","","","","","","","","","","","","","","","","","","","","","","","","","","","","","","","","","","","","","","","","","","","","","","",""]
["","","","","","","","","","","","","","","","","","","","","","","","","","","","","","","","","","","","","","","","","","","","","","","","","","","","","","","","","","","","","","","","","","","","","","","","","","","","","","","","","","","","","","","","","","","","","","","","","","","","","",null,"","","","","","","","","","","","","","","","","","","","","","","","","","","","","","","","","","","","","","","","","","","","","","","","","","","","","","","","","","","","","","","","","","","","","","","","","","","","","","","","","","","","","","","","","","",""]
["","","","","","","","","","","","","","","","","","","","","","","","","","","","","","","","","","","","","","","","","","","","","","","","","","","","","","","","","","","","","","","","","","","","","","","","","","","","","","","","","","","","","","","","","","","","","","","","","","","","","",null,"","","","","","","","","","","","","","","","","","","","","","","","","","","","","","","","","","","","","","","","","","","","","","","","","","","","","","","","","","","","","","","","","","","","","","","","","","","","","","","","","","","","","","","","","","",""]

{"sheet":"Cost scenario - output","index":3,"n_rows":175,"n_cols":46,"rows_kept":175,"cut":false,"hidden":false,"merged":[]}
[null,null,null,"Replacement expenditure forecast ($,000)",null,null,null,null,null,null,null,null,null,null,null,null,null,null,null,null,null,null,null,"Replacement quantity forecast (#)"]
[null,null,null,1,2,3,4,5,6,7,8,9,10,11,12,13,14,15,16,17,18,19,20,1,2,3,4,5,6,7,8,9,10,11,12,13,14,15,16,17,18,19,20]
[]
[]
["ID","Asset group",null,2020,2021,2022,2023,2024,2025,2026,2027,2028,2029,2030,2031,2032,2033,2034,2035,2036,2037,2038,2039,2020,2021,2022,2023,2024,2025,2026,2027,2028,2029,2030,2031,2032,2033,2034,2035,2036,2037,2038,2039,2037,2038,2039]
[{"$f":"IFERROR(IF('Historical scenario - output'!A6=\"\",\"\",'Historical scenario - output'!A6),\"\")","v":1},{"$f":"IFERROR(IF('Historical scenario - output'!B6=\"\",\"\",'Historical scenario - output'!B6),\"\")","v":"OVERHEAD CONDUCTORS"},null,{"$f":"IFERROR(IF($A6=\"\",\"\",SUMIFS(D$21:D$175,$A$21:$A$175,$A6)),\"\")","v":38.562722894054652},{"$f":"IFERROR(IF($A6=\"\",\"\",SUMIFS(E$21:E$175,$A$21:$A$175,$A6)),\"\")","v":47.575009795750503},58.194785871406886,70.582124374590975,84.883586269507049,101.22450078206106,119.70082676219815,140.371003091695,163.2482828512031,188.29411306985074,215.41316045676777,244.45058525136076,275.19212371468114,307.36745098974535,340.65715968926742,374.70350916307939,409.12488359262693,{"$f":"IFERROR(IF($A6=\"\",\"\",SUMIFS(U$21:U$175,$A$21:$A$175,$A6)),\"\")","v":443.53365537377044},477.55689845635357,510.85915145070669,{"$f":"IFERROR(IF($A6=\"\",\"\",SUMIFS(X$21:X$175,$A$21:$A$175,$A6)),\"\")","v":0.49384823670010125},{"$f":"IFERROR(IF($A6=\"\",\"\",SUMIFS(Y$21:Y$175,$A$21:$A$175,$A6)),\"\")","v":0.60903714856117364},0.74471512827074382,0.90290935357583291,1.0854718908679772,1.2939813973487471,1.529639644924025,1.7931680788008064,2.0847107128305016,2.4037505033097237,2.7490468174208709,3.1186016172640825,3.5096614340957237,3.9187610629094585,4.3418131615778437,4.7742456380558371,5.2111859521622197,{"$f":"IFERROR(IF($A6=\"\",\"\",SUMIFS(AO$21:AO$175,$A$21:$A$175,$A6)),\"\")","v":5.6476883926539596},6.0789972040250486,6.5008353472199598]
[{"$f":"IFERROR(IF('Historical scenario - output'!A7=\"\",\"\",'Historical scenario - output'!A7),\"\")","v":2},{"$f":"IFERROR(IF('Historical scenario - output'!B7=\"\",\"\",'Historical scenario - output'!B7),\"\")","v":"POLES"},null,{"$f":"IFERROR(IF($A7=\"\",\"\",SUMIFS(D$21:D$175,$A$21:$A$175,$A7)),\"\")","v":1483.8742141344371},1603.4172819598,1728.9846797669595,1860.7750560240834,1998.9743946097174,2143.7853357375243,2295.4731286252527,2454.4261468129644,2621.2246241737557,2796.7060674520089,2982.0107070397635,3178.58678804697,3388.1349647618276,3612.4747329992388,3853.3243179960718,4111.9985411864727,4389.0457962661758,4683.8632232672544,4994.3453049228056,5316.6314733048384,258.49987579316047,275.19339299180967,291.89959605810213,308.63234439543447,325.43520627732403,342.38523370338942,359.59683815262576,377.22552575119244,395.47091323106912,414.57801159361929,434.8353311109866,456.56806815763809,480.12462786668755,505.85513494569352,534.08144856825413,565.05950806091118,598.93648304465535,635.70697027123902,675.17405167124241,716.92200741885358]
[{"$f":"IFERROR(IF('Historical scenario - output'!A8=\"\",\"\",'Historical scenario - output'!A8),\"\")","v":3},{"$f":"IFERROR(IF('Historical scenario - output'!B8=\"\",\"\",'Historical scenario - output'!B8),\"\")","v":"SERVICE LINES"},null,695.7192695085896,681.0514512720224,666.32244098005879,653.14701324234863,643.19165840625317,638.11606868786544,639.51418246334822,648.85671370377554,667.4368714650434,696.32076453343279,736.30382054100255,787.87444161476981,851.18606466639403,926.0387695931945,1011.8715439427763,1107.7662209752523,1212.4639130891355,1324.3944274770301,1441.7186567959102,1562.3832898063829,754.07030525003222,738.17227473721823,722.20791989803593,707.92744895033252,697.13712332742807,691.63583616174128,693.15121187096565,703.27731544899802,723.41581936671935,754.72224857957417,798.05874444773269,853.95467212916265,922.57633752321544,1003.707052923425,1096.7387529077635,1200.6762626921459,1314.1551098528039,1435.473407117863,1562.6377984077615,1693.4227581392338]
[{"$f":"IFERROR(IF('Historical scenario - output'!A9=\"\",\"\",'Historical scenario - output'!A9),\"\")","v":4},{"$f":"IFERROR(IF('Historical scenario - output'!B9=\"\",\"\",'Historical scenario - output'!B9),\"\")","v":"SWITCHGEAR"},null,1201.1289221658092,1176.0885500698544,1157.7220664198655,1144.1302217394841,1135.9078508043499,1134.2345611500637,1140.2794161118845,1155.0304875407651,1179.2675218483369,1213.5927888343228,1258.4930909505022,1314.4178139191438,1381.8562890996934,1461.3947493039821,1553.7341403876896,1659.6567713542106,1779.9412268051617,1915.2377728453885,2065.9266021356411,2231.9853872289791,50.128298941433378,50.23146149126358,50.755027801374688,51.519560434276279,52.530526350209847,53.846458165176685,55.535757671150101,57.661830394741912,60.277783334239459,63.425318289864975,67.136302756817614,71.436177411729773,76.348111115087988,81.896492627581182,88.108333308379315,95.011574430129329,102.63007519957046,110.97596591646399,120.04079571775334,129.78724756974074]
[{"$f":"IFERROR(IF('Historical scenario - output'!A10=\"\",\"\",'Historical scenario - output'!A10),\"\")","v":5},{"$f":"IFERROR(IF('Historical scenario - output'!B10=\"\",\"\",'Historical scenario - output'!B10),\"\")","v":"TRANSFORMERS"},null,1252.9563867097629,1376.27769519195,1517.6444119643018,1677.3569471663827,1855.128726454036,2050.051055842433,2260.5787293821791,2484.5379729166239,2719.1581612640239,2961.1284314124341,3206.6796985613141,3451.6915661339158,3691.8221810088576,3922.6572918861157,4139.8727909104628,4339.4031075282765,4517.6062773391886,4671.4156239546382,4798.4680085486725,4897.1996527926722,12.977554846344916,14.977162084747736,17.190837119339328,19.608955638268178,22.216002102255288,24.990960392747695,27.907939308729212,30.936974647096669,34.044940801885986,37.196505639455651,40.355072193548395,43.483667193949977,46.545756101690138,49.505983154304914,52.330849204586158,54.989347214826836,57.45357412018631,59.699329200022817,61.706695519126633,63.460585906409833]
[{"$f":"IFERROR(IF('Historical scenario - output'!A11=\"\",\"\",'Historical scenario - output'!A11),\"\")","v":6},{"$f":"IFERROR(IF('Historical scenario - output'!B11=\"\",\"\",'Historical scenario - output'!B11),\"\")","v":"UNDERGROUND CABLES"},null,1419.6528224796436,1535.2186932738746,1646.3309888139461,1751.122936291551,1847.9163522942686,1935.3183068915826,2012.3129079718922,2078.343040011081,2133.3771193036832,2177.9564455874347,2213.2195082692519,2240.9005993977253,2263.3012401170445,2283.2341822553699,2303.9410408209096,2328.9858881069308,2362.1283424335188,2407.1807667837975,2467.8551129480402,2547.6056682853355,9.2104432466300157,9.9833534126414154,10.735045230519015,11.453266969258465,12.126332692746534,12.743646832135951,13.296234725889684,13.777256609804798,14.182480752194818,14.510690299980118,14.763998159347768,14.948045168220137,15.072059234129274,15.148757275905632,15.194077874011674,15.226740474509084,15.267636545625741,15.339068741500753,15.463865139733118,15.664406070067452]
[{"$f":"IFERROR(IF('Historical scenario - output'!A12=\"\",\"\",'Historical scenario - output'!A12),\"\")","v":""},{"$f":"IFERROR(IF('Historical scenario - output'!B12=\"\",\"\",'Historical scenario - output'!B12),\"\")","v":""},null,"","","","","","","","","","","","","","","","","","","","","","","","","","","","","","","","","","","","","","","",""]
[{"$f":"IFERROR(IF('Historical scenario - output'!A13=\"\",\"\",'Historical scenario - output'!A13),\"\")","v":""},{"$f":"IFERROR(IF('Historical scenario - output'!B13=\"\",\"\",'Historical scenario - output'!B13),\"\")","v":""},null,"","","","","","","","","","","","","","","","","","","","","","","","","","","","","","","","","","","","","","","",""]
[{"$f":"IFERROR(IF('Historical scenario - output'!A14=\"\",\"\",'Historical scenario - output'!A14),\"\")","v":""},{"$f":"IFERROR(IF('Historical scenario - output'!B14=\"\",\"\",'Historical scenario - output'!B14),\"\")","v":""},null,"","","","","","","","","","","","","","","","","","","","","","","","","","","","","","","","","","","","","","","",""]
[{"$f":"IFERROR(IF('Historical scenario - output'!A15=\"\",\"\",'Historical scenario - output'!A15),\"\")","v":""},{"$f":"IFERROR(IF('Historical scenario - output'!B15=\"\",\"\",'Historical scenario - output'!B15),\"\")","v":""},null,"","","","","","","","","","","","","","","","","","","","","","","","","","","","","","","","","","","","","","","",""]
[{"$f":"IFERROR(IF('Historical scenario - output'!A16=\"\",\"\",'Historical scenario - output'!A16),\"\")","v":""},{"$f":"IFERROR(IF('Historical scenario - output'!B16=\"\",\"\",'Historical scenario - output'!B16),\"\")","v":""},null,"","","","","","","","","","","","","","","","","","","","","","","","","","","","","","","","","","","","","","","",""]
[{"$f":"IFERROR(IF('Historical scenario - output'!A17=\"\",\"\",'Historical scenario - output'!A17),\"\")","v":""},{"$f":"IFERROR(IF('Historical scenario - output'!B17=\"\",\"\",'Historical scenario - output'!B17),\"\")","v":""},null,"","","","","","","","","","","","","","","","","","","","","","","","","","","","","","","","","","","","","","","",""]
[null,null,"Total",{"$f":"IFERROR(SUM(D$6:D$17),\"\")","v":6091.8943378922977},{"$f":"IFERROR(SUM(E$6:E$17),\"\")","v":6419.628681563252},6775.1993738165384,7157.1142988384408,7566.002568838132,8002.7298290915296,8467.8591913167566,8961.5653640769051,9483.7125809060453,10033.998610889485,10612.119985818603,11217.921794363887,11851.492863368498,12513.167177027646,13203.400993747176,13922.514038314222,14670.310439525809,15445.625469701878,16245.870583807424,17066.664622868913]
[]
["ID","Asset group","Asset category"]
[{"$f":"IFERROR('Cost scenario - input'!A6,\"\")","v":1},{"$f":"IFERROR('Cost scenario - input'!B6,\"\")","v":"OVERHEAD CONDUCTORS"},{"$f":"IFERROR('Cost scenario - input'!C6,\"\")","v":"˂ = 1 kv"},{"$f":"IFERROR(repcalc('Cost scenario - input'!$CY6:$GK6,'Cost scenario - input'!$J6,'Cost scenario - input'!$H6,'Cost scenario - input'!$I6,20,TRUE,TRUE),\"\")","v":32.451631723916485},40.04879613250732,49.002738837739336,59.448400882948164,71.509083397302589,85.289841291477615,100.87050874105203,118.29870159184821,137.58321495090874,158.68829073218427,181.52926202813256,205.97008186954156,231.82320778378684,258.85223747554681,286.77757481939648,315.28525244850158,344.0388543401009,372.6942790253691,400.91687420470373,428.40027128254684,{"$f":"IFERROR(IF(OR(D21=\"\",'Cost scenario - input'!$G6=\"\"),\"\",D21/'Cost scenario - input'!$G6),\"\")","v":0.39715442134541112},{"$f":"IFERROR(IF(OR(E21=\"\",'Cost scenario - input'!$G6=\"\"),\"\",E21/'Cost scenario - input'!$G6),\"\")","v":0.49013117703613251},{"$f":"IFERROR(IF(OR(F21=\"\",'Cost scenario - input'!$G6=\"\"),\"\",F21/'Cost scenario - input'!$G6),\"\")","v":0.59971266015260649},{"$f":"IFERROR(IF(OR(G21=\"\",'Cost scenario - input'!$G6=\"\"),\"\",G21/'Cost scenario - input'!$G6),\"\")","v":0.72755032638857609},{"$f":"IFERROR(IF(OR(H21=\"\",'Cost scenario - input'!$G6=\"\"),\"\",H21/'Cost scenario - input'!$G6),\"\")","v":0.87515317809630722},{"$f":"IFERROR(IF(OR(I21=\"\",'Cost scenario - input'!$G6=\"\"),\"\",I21/'Cost scenario - input'!$G6),\"\")","v":1.0438069140232031},{"$f":"IFERROR(IF(OR(J21=\"\",'Cost scenario - input'!$G6=\"\"),\"\",J21/'Cost scenario - input'!$G6),\"\")","v":1.234488572737781},{"$f":"IFERROR(IF(OR(K21=\"\",'Cost scenario - input'!$G6=\"\"),\"\",K21/'Cost scenario - input'!$G6),\"\")","v":1.447780893618305},{"$f":"IFERROR(IF(OR(L21=\"\",'Cost scenario - input'!$G6=\"\"),\"\",L21/'Cost scenario - input'!$G6),\"\")","v":1.6837915142614881},{"$f":"IFERROR(IF(OR(M21=\"\",'Cost scenario - input'!$G6=\"\"),\"\",M21/'Cost scenario - input'!$G6),\"\")","v":1.9420828147012781},{"$f":"IFERROR(IF(OR(N21=\"\",'Cost scenario - input'!$G6=\"\"),\"\",N21/'Cost scenario - input'!$G6),\"\")","v":2.2216186117047911},{"$f":"IFERROR(IF(OR(O21=\"\",'Cost scenario - input'!$G6=\"\"),\"\",O21/'Cost scenario - input'!$G6),\"\")","v":2.5207339148705317},{"$f":"IFERROR(IF(OR(P21=\"\",'Cost scenario - input'!$G6=\"\"),\"\",P21/'Cost scenario - input'!$G6),\"\")","v":2.8371335138119607},{"$f":"IFERROR(IF(OR(Q21=\"\",'Cost scenario - input'!$G6=\"\"),\"\",Q21/'Cost scenario - input'!$G6),\"\")","v":3.167924234540112},{"$f":"IFERROR(IF(OR(R21=\"\",'Cost scenario - input'!$G6=\"\"),\"\",R21/'Cost scenario - input'!$G6),\"\")","v":3.5096842818630427},{"$f":"IFERROR(IF(OR(S21=\"\",'Cost scenario - input'!$G6=\"\"),\"\",S21/'Cost scenario - input'!$G6),\"\")","v":3.8585712133126133},{"$f":"IFERROR(IF(OR(T21=\"\",'Cost scenario - input'!$G6=\"\"),\"\",T21/'Cost scenario - input'!$G6),\"\")","v":4.2104678519164072},{"$f":"IFERROR(IF(OR(U21=\"\",'Cost scenario - input'!$G6=\"\"),\"\",U21/'Cost scenario - input'!$G6),\"\")","v":4.5611629635245334},{"$f":"IFERROR(IF(OR(V21=\"\",'Cost scenario - input'!$G6=\"\"),\"\",V21/'Cost scenario - input'!$G6),\"\")","v":4.9065609562255821},{"$f":"IFERROR(IF(OR(W21=\"\",'Cost scenario - input'!$G6=\"\"),\"\",W21/'Cost scenario - input'!$G6),\"\")","v":5.2429123839725138}]
[{"$f":"IFERROR('Cost scenario - input'!A7,\"\")","v":1},{"$f":"IFERROR('Cost scenario - input'!B7,\"\")","v":"OVERHEAD CONDUCTORS"},{"$f":"IFERROR('Cost scenario - input'!C7,\"\")","v":"˃ 11 kv & < = 22 kv ; multiple-phase"},{"$f":"IFERROR(repcalc('Cost scenario - input'!$CY7:$GK7,'Cost scenario - input'!$J7,'Cost scenario - input'!$H7,'Cost scenario - input'!$I7,20,TRUE,TRUE),\"\")","v":0.11229346499579433},0.13804748755806281,0.1682243618286422,0.20320931139571469,0.24333326813735412,0.28885006358119569,0.33991304368069025,0.39655241042428935,0.45865481255962737,0.5259468561220535,0.59798425828505797,0.67414830428409911,0.75365107256691544,0.83555056279513151,0.91877640065407573,1.002166220159282,1.0845121673445286,1.1646162680787524,1.2413527041110159,1.3137343962737418,{"$f":"IFERROR(IF(OR(D22=\"\",'Cost scenario - input'!$G7=\"\"),\"\",D22/'Cost scenario - input'!$G7),\"\")","v":1.4791758365518034E-3},{"$f":"IFERROR(IF(OR(E22=\"\",'Cost scenario - input'!$G7=\"\"),\"\",E22/'Cost scenario - input'!$G7),\"\")","v":1.8184184440316266E-3},{"$f":"IFERROR(IF(OR(F22=\"\",'Cost scenario - input'!$G7=\"\"),\"\",F22/'Cost scenario - input'!$G7),\"\")","v":2.2159206784258955E-3},{"$f":"IFERROR(IF(OR(G22=\"\",'Cost scenario - input'!$G7=\"\"),\"\",G22/'Cost scenario - input'!$G7),\"\")","v":2.6767568637242581E-3},{"$f":"IFERROR(IF(OR(H22=\"\",'Cost scenario - input'!$G7=\"\"),\"\",H22/'Cost scenario - input'!$G7),\"\")","v":3.2052861711181096E-3},{"$f":"IFERROR(IF(OR(I22=\"\",'Cost scenario - input'!$G7=\"\"),\"\",I22/'Cost scenario - input'!$G7),\"\")","v":3.8048521741826978E-3},{"$f":"IFERROR(IF(OR(J22=\"\",'Cost scenario - input'!$G7=\"\"),\"\",J22/'Cost scenario - input'!$G7),\"\")","v":4.4774748090646724E-3},{"$f":"IFERROR(IF(OR(K22=\"\",'Cost scenario - input'!$G7=\"\"),\"\",K22/'Cost scenario - input'!$G7),\"\")","v":5.2235519088127775E-3},{"$f":"IFERROR(IF(OR(L22=\"\",'Cost scenario - input'!$G7=\"\"),\"\",L22/'Cost scenario - input'!$G7),\"\")","v":6.0415903639789402E-3},{"$f":"IFERROR(IF(OR(M22=\"\",'Cost scenario - input'!$G7=\"\"),\"\",M22/'Cost scenario - input'!$G7),\"\")","v":6.9279889164989812E-3},{"$f":"IFERROR(IF(OR(N22=\"\",'Cost scenario - input'!$G7=\"\"),\"\",N22/'Cost scenario - input'!$G7),\"\")","v":7.876895289736922E-3},{"$f":"IFERROR(IF(OR(O22=\"\",'Cost scenario - input'!$G7=\"\"),\"\",O22/'Cost scenario - input'!$G7),\"\")","v":8.8801595176242806E-3},{"$f":"IFERROR(IF(OR(P22=\"\",'Cost scenario - input'!$G7=\"\"),\"\",P22/'Cost scenario - input'!$G7),\"\")","v":9.9274027724951079E-3},{"$f":"IFERROR(IF(OR(Q22=\"\",'Cost scenario - input'!$G7=\"\"),\"\",Q22/'Cost scenario - input'!$G7),\"\")","v":1.1006216637362712E-2},{"$f":"IFERROR(IF(OR(R22=\"\",'Cost scenario - input'!$G7=\"\"),\"\",R22/'Cost scenario - input'!$G7),\"\")","v":1.2102501700276561E-2},{"$f":"IFERROR(IF(OR(S22=\"\",'Cost scenario - input'!$G7=\"\"),\"\",S22/'Cost scenario - input'!$G7),\"\")","v":1.320094679706948E-2},{"$f":"IFERROR(IF(OR(T22=\"\",'Cost scenario - input'!$G7=\"\"),\"\",T22/'Cost scenario - input'!$G7),\"\")","v":1.4285641577117005E-2},{"$f":"IFERROR(IF(OR(U22=\"\",'Cost scenario - input'!$G7=\"\"),\"\",U22/'Cost scenario - input'!$G7),\"\")","v":1.5340805831058346E-2},{"$f":"IFERROR(IF(OR(V22=\"\",'Cost scenario - input'!$G7=\"\"),\"\",V22/'Cost scenario - input'!$G7),\"\")","v":1.6351609816546535E-2},{"$f":"IFERROR(IF(OR(W22=\"\",'Cost scenario - input'!$G7=\"\"),\"\",W22/'Cost scenario - input'!$G7),\"\")","v":1.730505131966379E-2}]
[{"$f":"IFERROR('Cost scenario - input'!A8,\"\")","v":1},{"$f":"IFERROR('Cost scenario - input'!B8,\"\")","v":"OVERHEAD CONDUCTORS"},{"$f":"IFERROR('Cost scenario - input'!C8,\"\")","v":"> 1 kv & < = 11 kv"},{"$f":"IFERROR(repcalc('Cost scenario - input'!$CY8:$GK8,'Cost scenario - input'!$J8,'Cost scenario - input'!$H8,'Cost scenario - input'!$I8,20,TRUE,TRUE),\"\")","v":5.1665898673646788},6.3405021263625532,7.7160270687237063,9.3116775996231098,11.144010447021733,13.226707198968606,15.569629084549335,18.177897593597955,21.051062161673791,24.182422650440422,27.558577225161486,31.159264598007042,34.957562827554831,38.920494624087723,43.010071485729576,47.184786499985854,51.401539252502957,55.617947365255532,59.794969452814492,63.899735678514503,{"$f":"IFERROR(IF(OR(D23=\"\",'Cost scenario - input'!$G8=\"\"),\"\",D23/'Cost scenario - input'!$G8),\"\")","v":8.7672070193865845E-2},{"$f":"IFERROR(IF(OR(E23=\"\",'Cost scenario - input'!$G8=\"\"),\"\",E23/'Cost scenario - input'!$G8),\"\")","v":0.1075922342894141},{"$f":"IFERROR(IF(OR(F23=\"\",'Cost scenario - input'!$G8=\"\"),\"\",F23/'Cost scenario - input'!$G8),\"\")","v":0.13093357207623019},{"$f":"IFERROR(IF(OR(G23=\"\",'Cost scenario - input'!$G8=\"\"),\"\",G23/'Cost scenario - input'!$G8),\"\")","v":0.15801022978299867},{"$f":"IFERROR(IF(OR(H23=\"\",'Cost scenario - input'!$G8=\"\"),\"\",H23/'Cost scenario - input'!$G8),\"\")","v":0.18910315918898576},{"$f":"IFERROR(IF(OR(I23=\"\",'Cost scenario - input'!$G8=\"\"),\"\",I23/'Cost scenario - input'!$G8),\"\")","v":0.22444452370924689},{"$f":"IFERROR(IF(OR(J23=\"\",'Cost scenario - input'!$G8=\"\"),\"\",J23/'Cost scenario - input'!$G8),\"\")","v":0.26420165893472031},{"$f":"IFERROR(IF(OR(K23=\"\",'Cost scenario - input'!$G8=\"\"),\"\",K23/'Cost scenario - input'!$G8),\"\")","v":0.30846147163132964},{"$f":"IFERROR(IF(OR(L23=\"\",'Cost scenario - input'!$G8=\"\"),\"\",L23/'Cost scenario - input'!$G8),\"\")","v":0.35721631615305238},{"$f":"IFERROR(IF(OR(M23=\"\",'Cost scenario - input'!$G8=\"\"),\"\",M23/'Cost scenario - input'!$G8),\"\")","v":0.41035249758436021},{"$f":"IFERROR(IF(OR(N23=\"\",'Cost scenario - input'!$G8=\"\"),\"\",N23/'Cost scenario - input'!$G8),\"\")","v":0.46764259965535432},{"$f":"IFERROR(IF(OR(O23=\"\",'Cost scenario - input'!$G8=\"\"),\"\",O23/'Cost scenario - input'!$G8),\"\")","v":0.52874280776211868},{"$f":"IFERROR(IF(OR(P23=\"\",'Cost scenario - input'!$G8=\"\"),\"\",P23/'Cost scenario - input'!$G8),\"\")","v":0.5931962824034116},{"$f":"IFERROR(IF(OR(Q23=\"\",'Cost scenario - input'!$G8=\"\"),\"\",Q23/'Cost scenario - input'!$G8),\"\")","v":0.6604434306304785},{"$f":"IFERROR(IF(OR(R23=\"\",'Cost scenario - input'!$G8=\"\"),\"\",R23/'Cost scenario - input'!$G8),\"\")","v":0.72983962403492142},{"$f":"IFERROR(IF(OR(S23=\"\",'Cost scenario - input'!$G8=\"\"),\"\",S23/'Cost scenario - input'!$G8),\"\")","v":0.80068053015777385},{"$f":"IFERROR(IF(OR(T23=\"\",'Cost scenario - input'!$G8=\"\"),\"\",T23/'Cost scenario - input'!$G8),\"\")","v":0.87223477634326119},{"$f":"IFERROR(IF(OR(U23=\"\",'Cost scenario - input'!$G8=\"\"),\"\",U23/'Cost scenario - input'!$G8),\"\")","v":0.94378317432279391},{"$f":"IFERROR(IF(OR(V23=\"\",'Cost scenario - input'!$G8=\"\"),\"\",V23/'Cost scenario - input'!$G8),\"\")","v":1.0146632292648341},{"$f":"IFERROR(IF(OR(W23=\"\",'Cost scenario - input'!$G8=\"\"),\"\",W23/'Cost scenario - input'!$G8),\"\")","v":1.0843171715957631}]
[{"$f":"IFERROR('Cost scenario - input'!A9,\"\")","v":1},{"$f":"IFERROR('Cost scenario - input'!B9,\"\")","v":"OVERHEAD CONDUCTORS"},{"$f":"IFERROR('Cost scenario - input'!C9,\"\")","v":"> 22 kv & < = 66 kv"},{"$f":"IFERROR(repcalc('Cost scenario - input'!$CY9:$GK9,'Cost scenario - input'!$J9,'Cost scenario - input'!$H9,'Cost scenario - input'!$I9,20,TRUE,TRUE),\"\")","v":0.8322078377776958},1.0476640493225715,1.307795603115204,1.618836580623972,1.9871591570453797,2.4191022280336405,2.9207758929160765,3.4978514958245364,4.1553509260609411,4.8974528311039887,5.727336945188652,6.6470904795280594,7.6577020307725698,8.7591683273156953,9.9507369834873423,11.231303994432638,12.599977832678498,14.05681271506708,15.603702094724335,17.245410093371643,{"$f":"IFERROR(IF(OR(D24=\"\",'Cost scenario - input'!$G9=\"\"),\"\",D24/'Cost scenario - input'!$G9),\"\")","v":7.542569324272436E-3},{"$f":"IFERROR(IF(OR(E24=\"\",'Cost scenario - input'!$G9=\"\"),\"\",E24/'Cost scenario - input'!$G9),\"\")","v":9.4953187915953283E-3},{"$f":"IFERROR(IF(OR(F24=\"\",'Cost scenario - input'!$G9=\"\"),\"\",F24/'Cost scenario - input'!$G9),\"\")","v":1.1852975363481344E-2},{"$f":"IFERROR(IF(OR(G24=\"\",'Cost scenario - input'!$G9=\"\"),\"\",G24/'Cost scenario - input'!$G9),\"\")","v":1.4672040540533948E-2},{"$f":"IFERROR(IF(OR(H24=\"\",'Cost scenario - input'!$G9=\"\"),\"\",H24/'Cost scenario - input'!$G9),\"\")","v":1.8010267411566135E-2},{"$f":"IFERROR(IF(OR(I24=\"\",'Cost scenario - input'!$G9=\"\"),\"\",I24/'Cost scenario - input'!$G9),\"\")","v":2.1925107442114337E-2},{"$f":"IFERROR(IF(OR(J24=\"\",'Cost scenario - input'!$G9=\"\"),\"\",J24/'Cost scenario - input'!$G9),\"\")","v":2.6471938442459195E-2},{"$f":"IFERROR(IF(OR(K24=\"\",'Cost scenario - input'!$G9=\"\"),\"\",K24/'Cost scenario - input'!$G9),\"\")","v":3.1702161642359013E-2},{"$f":"IFERROR(IF(OR(L24=\"\",'Cost scenario - input'!$G9=\"\"),\"\",L24/'Cost scenario - input'!$G9),\"\")","v":3.7661292051982063E-2},{"$f":"IFERROR(IF(OR(M24=\"\",'Cost scenario - input'!$G9=\"\"),\"\",M24/'Cost scenario - input'!$G9),\"\")","v":4.4387202107586496E-2},{"$f":"IFERROR(IF(OR(N24=\"\",'Cost scenario - input'!$G9=\"\"),\"\",N24/'Cost scenario - input'!$G9),\"\")","v":5.1908710770988499E-2},{"$f":"IFERROR(IF(OR(O24=\"\",'Cost scenario - input'!$G9=\"\"),\"\",O24/'Cost scenario - input'!$G9),\"\")","v":6.0244735113807416E-2},{"$f":"IFERROR(IF(OR(P24=\"\",'Cost scenario - input'!$G9=\"\"),\"\",P24/'Cost scenario - input'!$G9),\"\")","v":6.9404235107856288E-2},{"$f":"IFERROR(IF(OR(Q24=\"\",'Cost scenario - input'!$G9=\"\"),\"\",Q24/'Cost scenario - input'!$G9),\"\")","v":7.9387181101505278E-2},{"$f":"IFERROR(IF(OR(R24=\"\",'Cost scenario - input'!$G9=\"\"),\"\",R24/'Cost scenario - input'!$G9),\"\")","v":9.0186753979603532E-2},{"$f":"IFERROR(IF(OR(S24=\"\",'Cost scenario - input'!$G9=\"\"),\"\",S24/'Cost scenario - input'!$G9),\"\")","v":0.10179294778838059},{"$f":"IFERROR(IF(OR(T24=\"\",'Cost scenario - input'!$G9=\"\"),\"\",T24/'Cost scenario - input'!$G9),\"\")","v":0.1141976823254339},{"$f":"IFERROR(IF(OR(U24=\"\",'Cost scenario - input'!$G9=\"\"),\"\",U24/'Cost scenario - input'!$G9),\"\")","v":0.12740144897557379},{"$f":"IFERROR(IF(OR(V24=\"\",'Cost scenario - input'!$G9=\"\"),\"\",V24/'Cost scenario - input'!$G9),\"\")","v":0.14142140871808503},{"$f":"IFERROR(IF(OR(W24=\"\",'Cost scenario - input'!$G9=\"\"),\"\",W24/'Cost scenario - input'!$G9),\"\")","v":0.15630074033201968}]
[{"$f":"IFERROR('Cost scenario - input'!A10,\"\")","v":2},{"$f":"IFERROR('Cost scenario - input'!B10,\"\")","v":"POLES"},{"$f":"IFERROR('Cost scenario - input'!C10,\"\")","v":"˂ = 1 kv ; concrete"},{"$f":"IFERROR(repcalc('Cost scenario - input'!$CY10:$GK10,'Cost scenario - input'!$J10,'Cost scenario - input'!$H10,'Cost scenario - input'!$I10,20,TRUE,TRUE),\"\")","v":38.071514684229328},48.27114459453405,60.331767842928116,74.358364558548303,90.411702450434063,108.50573770266492,128.61089876055019,150.66410619901566,174.58553020853989,200.30101418586872,227.76792889752846,257.00114427822859,288.09501646664,321.23697830886846,356.70863783020172,394.87129512493283,436.1344412694466,480.90794565505769,529.54100961143808,582.25323223197825,{"$f":"IFERROR(IF(OR(D25=\"\",'Cost scenario - input'!$G10=\"\"),\"\",D25/'Cost scenario - input'!$G10),\"\")","v":3.4212053529042734},{"$f":"IFERROR(IF(OR(E25=\"\",'Cost scenario - input'!$G10=\"\"),\"\",E25/'Cost scenario - input'!$G10),\"\")","v":4.3377706310709412},{"$f":"IFERROR(IF(OR(F25=\"\",'Cost scenario - input'!$G10=\"\"),\"\",F25/'Cost scenario - input'!$G10),\"\")","v":5.4215696119888124},{"$f":"IFERROR(IF(OR(G25=\"\",'Cost scenario - input'!$G10=\"\"),\"\",G25/'Cost scenario - input'!$G10),\"\")","v":6.6820360831688435},{"$f":"IFERROR(IF(OR(H25=\"\",'Cost scenario - input'!$G10=\"\"),\"\",H25/'Cost scenario - input'!$G10),\"\")","v":8.1246307890330485},{"$f":"IFERROR(IF(OR(I25=\"\",'Cost scenario - input'!$G10=\"\"),\"\",I25/'Cost scenario - input'!$G10),\"\")","v":9.7506078685899471},{"$f":"IFERROR(IF(OR(J25=\"\",'Cost scenario - input'!$G10=\"\"),\"\",J25/'Cost scenario - input'!$G10),\"\")","v":11.557309945004379},{"$f":"IFERROR(IF(OR(K25=\"\",'Cost scenario - input'!$G10=\"\"),\"\",K25/'Cost scenario - input'!$G10),\"\")","v":13.539068537037496},{"$f":"IFERROR(IF(OR(L25=\"\",'Cost scenario - input'!$G10=\"\"),\"\",L25/'Cost scenario - input'!$G10),\"\")","v":15.688709930327748},{"$f":"IFERROR(IF(OR(M25=\"\",'Cost scenario - input'!$G10=\"\"),\"\",M25/'Cost scenario - input'!$G10),\"\")","v":17.999570219587667},{"$f":"IFERROR(IF(OR(N25=\"\",'Cost scenario - input'!$G10=\"\"),\"\",N25/'Cost scenario - input'!$G10),\"\")","v":20.467818630996984},{"$f":"IFERROR(IF(OR(O25=\"\",'Cost scenario - input'!$G10=\"\"),\"\",O25/'Cost scenario - input'!$G10),\"\")","v":23.094791415572953},{"$f":"IFERROR(IF(OR(P25=\"\",'Cost scenario - input'!$G10=\"\"),\"\",P25/'Cost scenario - input'!$G10),\"\")","v":25.888967661404866},{"$f":"IFERROR(IF(OR(Q25=\"\",'Cost scenario - input'!$G10=\"\"),\"\",Q25/'Cost scenario - input'!$G10),\"\")","v":28.867190571651978},{"$f":"IFERROR(IF(OR(R25=\"\",'Cost scenario - input'!$G10=\"\"),\"\",R25/'Cost scenario - input'!$G10),\"\")","v":32.054766176072398},{"$f":"IFERROR(IF(OR(S25=\"\",'Cost scenario - input'!$G10=\"\"),\"\",S25/'Cost scenario - input'!$G10),\"\")","v":35.484161841064662},{"$f":"IFERROR(IF(OR(T25=\"\",'Cost scenario - input'!$G10=\"\"),\"\",T25/'Cost scenario - input'!$G10),\"\")","v":39.192175500047334},{"$f":"IFERROR(IF(OR(U25=\"\",'Cost scenario - input'!$G10=\"\"),\"\",U25/'Cost scenario - input'!$G10),\"\")","v":43.215639082802774},{"$f":"IFERROR(IF(OR(V25=\"\",'Cost scenario - input'!$G10=\"\"),\"\",V25/'Cost scenario - input'!$G10),\"\")","v":47.585932729265622},{"$f":"IFERROR(IF(OR(W25=\"\",'Cost scenario - input'!$G10=\"\"),\"\",W25/'Cost scenario - input'!$G10),\"\")","v":52.32279018525692}]
[{"$f":"IFERROR('Cost scenario - input'!A11,\"\")","v":2},{"$f":"IFERROR('Cost scenario - input'!B11,\"\")","v":"POLES"},{"$f":"IFERROR('Cost scenario - input'!C11,\"\")","v":"˂ = 1 kv ; steel"},{"$f":"IFERROR(repcalc('Cost scenario - input'!$CY11:$GK11,'Cost scenario - input'!$J11,'Cost scenario - input'!$H11,'Cost scenario - input'!$I11,20,TRUE,TRUE),\"\")","v":14.629295453609004},16.288492624743895,18.41699812054409,21.139245141142439,24.594036402090293,28.932826741465014,34.317154505654258,40.915135090785895,48.896962570721783,58.429415520089591,69.669431217855532,82.756896169493018,97.806895238800053,114.90175871395505,134.08333602644612,155.34599478577789,178.63088231745937,203.82198349395182,230.7444560149282,259.16561986282147,{"$f":"IFERROR(IF(OR(D26=\"\",'Cost scenario - input'!$G11=\"\"),\"\",D26/'Cost scenario - input'!$G11),\"\")","v":1.6132070631778699},{"$f":"IFERROR(IF(OR(E26=\"\",'Cost scenario - input'!$G11=\"\"),\"\",E26/'Cost scenario - input'!$G11),\"\")","v":1.7961706655035876},{"$f":"IFERROR(IF(OR(F26=\"\",'Cost scenario - input'!$G11=\"\"),\"\",F26/'Cost scenario - input'!$G11),\"\")","v":2.030886008475945},{"$f":"IFERROR(IF(OR(G26=\"\",'Cost scenario - input'!$G11=\"\"),\"\",G26/'Cost scenario - input'!$G11),\"\")","v":2.3310746358278376},{"$f":"IFERROR(IF(OR(H26=\"\",'Cost scenario - input'!$G11=\"\"),\"\",H26/'Cost scenario - input'!$G11),\"\")","v":2.7120426517955063},{"$f":"IFERROR(IF(OR(I26=\"\",'Cost scenario - input'!$G11=\"\"),\"\",I26/'Cost scenario - input'!$G11),\"\")","v":3.1904913401361665},{"$f":"IFERROR(IF(OR(J26=\"\",'Cost scenario - input'!$G11=\"\"),\"\",J26/'Cost scenario - input'!$G11),\"\")","v":3.7842339169539705},{"$f":"IFERROR(IF(OR(K26=\"\",'Cost scenario - input'!$G11=\"\"),\"\",K26/'Cost scenario - input'!$G11),\"\")","v":4.5118088652074757},{"$f":"IFERROR(IF(OR(L26=\"\",'Cost scenario - input'!$G11=\"\"),\"\",L26/'Cost scenario - input'!$G11),\"\")","v":5.3919838885728861},{"$f":"IFERROR(IF(OR(M26=\"\",'Cost scenario - input'!$G11=\"\"),\"\",M26/'Cost scenario - input'!$G11),\"\")","v":6.443150055535301},{"$f":"IFERROR(IF(OR(N26=\"\",'Cost scenario - input'!$G11=\"\"),\"\",N26/'Cost scenario - input'!$G11),\"\")","v":7.6826132115954193},{"$f":"IFERROR(IF(OR(O26=\"\",'Cost scenario - input'!$G11=\"\"),\"\",O26/'Cost scenario - input'!$G11),\"\")","v":9.1257989730714417},{"$f":"IFERROR(IF(OR(P26=\"\",'Cost scenario - input'!$G11=\"\"),\"\",P26/'Cost scenario - input'!$G11),\"\")","v":10.785398020504513},{"$f":"IFERROR(IF(OR(Q26=\"\",'Cost scenario - input'!$G11=\"\"),\"\",Q26/'Cost scenario - input'!$G11),\"\")","v":12.670489109793992},{"$f":"IFERROR(IF(OR(R26=\"\",'Cost scenario - input'!$G11=\"\"),\"\",R26/'Cost scenario - input'!$G11),\"\")","v":14.785687076881958},{"$f":"IFERROR(IF(OR(S26=\"\",'Cost scenario - input'!$G11=\"\"),\"\",S26/'Cost scenario - input'!$G11),\"\")","v":17.130370824726619},{"$f":"IFERROR(IF(OR(T26=\"\",'Cost scenario - input'!$G11=\"\"),\"\",T26/'Cost scenario - input'!$G11),\"\")","v":19.698050529503114},{"$f":"IFERROR(IF(OR(U26=\"\",'Cost scenario - input'!$G11=\"\"),\"\",U26/'Cost scenario - input'!$G11),\"\")","v":22.475932928284017},{"$f":"IFERROR(IF(OR(V26=\"\",'Cost scenario - input'!$G11=\"\"),\"\",V26/'Cost scenario - input'!$G11),\"\")","v":25.444737746450212},{"$f":"IFERROR(IF(OR(W26=\"\",'Cost scenario - input'!$G11=\"\"),\"\",W26/'Cost scenario - input'!$G11),\"\")","v":28.578806807297987}]
[{"$f":"IFERROR('Cost scenario - input'!A12,\"\")","v":2},{"$f":"IFERROR('Cost scenario - input'!B12,\"\")","v":"POLES"},{"$f":"IFERROR('Cost scenario - input'!C12,\"\")","v":"˂ = 1 kv ; wood"},{"$f":"IFERROR(repcalc('Cost scenario - input'!$CY12:$GK12,'Cost scenario - input'!$J12,'Cost scenario - input'!$H12,'Cost scenario - input'!$I12,20,TRUE,TRUE),\"\")","v":628.53762309027388},661.69902715111198,691.14620453681914,716.60774511669479,738.00832420093184,755.48556087375505,769.39662932425551,780.3138155307339,789.00886664834343,796.42663910950353,803.64916455320974,811.85177859464318,822.25336572885999,836.06304714581779,854.42577300868436,878.36928448252718,908.75479969660375,946.23357281448193,991.21119827884331,1043.8212025096288,{"$f":"IFERROR(IF(OR(D27=\"\",'Cost scenario - input'!$G12=\"\"),\"\",D27/'Cost scenario - input'!$G12),\"\")","v":143.18203640089376},{"$f":"IFERROR(IF(OR(E27=\"\",'Cost scenario - input'!$G12=\"\"),\"\",E27/'Cost scenario - input'!$G12),\"\")","v":150.73626575632844},{"$f":"IFERROR(IF(OR(F27=\"\",'Cost scenario - input'!$G12=\"\"),\"\",F27/'Cost scenario - input'!$G12),\"\")","v":157.44438738572902},{"$f":"IFERROR(IF(OR(G27=\"\",'Cost scenario - input'!$G12=\"\"),\"\",G27/'Cost scenario - input'!$G12),\"\")","v":163.24457355788911},{"$f":"IFERROR(IF(OR(H27=\"\",'Cost scenario - input'!$G12=\"\"),\"\",H27/'Cost scenario - input'!$G12),\"\")","v":168.11966516875256},{"$f":"IFERROR(IF(OR(I27=\"\",'Cost scenario - input'!$G12=\"\"),\"\",I27/'Cost scenario - input'!$G12),\"\")","v":172.10101210097238},{"$f":"IFERROR(IF(OR(J27=\"\",'Cost scenario - input'!$G12=\"\"),\"\",J27/'Cost scenario - input'!$G12),\"\")","v":175.2699792973383},{"$f":"IFERROR(IF(OR(K27=\"\",'Cost scenario - input'!$G12=\"\"),\"\",K27/'Cost scenario - input'!$G12),\"\")","v":177.75693456522816},{"$f":"IFERROR(IF(OR(L27=\"\",'Cost scenario - input'!$G12=\"\"),\"\",L27/'Cost scenario - input'!$G12),\"\")","v":179.73768333808306},{"$f":"IFERROR(IF(OR(M27=\"\",'Cost scenario - input'!$G12=\"\"),\"\",M27/'Cost scenario - input'!$G12),\"\")","v":181.42746566380205},{"$f":"IFERROR(IF(OR(N27=\"\",'Cost scenario - input'!$G12=\"\"),\"\",N27/'Cost scenario - input'!$G12),\"\")","v":183.07277035678555},{"$f":"IFERROR(IF(OR(O27=\"\",'Cost scenario - input'!$G12=\"\"),\"\",O27/'Cost scenario - input'!$G12),\"\")","v":184.94134105027661},{"$f":"IFERROR(IF(OR(P27=\"\",'Cost scenario - input'!$G12=\"\"),\"\",P27/'Cost scenario - input'!$G12),\"\")","v":187.31084189313162},{"$f":"IFERROR(IF(OR(Q27=\"\",'Cost scenario - input'!$G12=\"\"),\"\",Q27/'Cost scenario - input'!$G12),\"\")","v":190.4567129351959},{"$f":"IFERROR(IF(OR(R27=\"\",'Cost scenario - input'!$G12=\"\"),\"\",R27/'Cost scenario - input'!$G12),\"\")","v":194.63977594738247},{"$f":"IFERROR(IF(OR(S27=\"\",'Cost scenario - input'!$G12=\"\"),\"\",S27/'Cost scenario - input'!$G12),\"\")","v":200.09415227342873},{"$f":"IFERROR(IF(OR(T27=\"\",'Cost scenario - input'!$G12=\"\"),\"\",T27/'Cost scenario - input'!$G12),\"\")","v":207.01602900063455},{"$f":"IFERROR(IF(OR(U27=\"\",'Cost scenario - input'!$G12=\"\"),\"\",U27/'Cost scenario - input'!$G12),\"\")","v":215.55376303545802},{"$f":"IFERROR(IF(OR(V27=\"\",'Cost scenario - input'!$G12=\"\"),\"\",V27/'Cost scenario - input'!$G12),\"\")","v":225.79974954427041},{"$f":"IFERROR(IF(OR(W27=\"\",'Cost scenario - input'!$G12=\"\"),\"\",W27/'Cost scenario - input'!$G12),\"\")","v":237.78440609320958}]
[{"$f":"IFERROR('Cost scenario - input'!A13,\"\")","v":2},{"$f":"IFERROR('Cost scenario - input'!B13,\"\")","v":"POLES"},{"$f":"IFERROR('Cost scenario - input'!C13,\"\")","v":"˃ 11 kv & < = 22 kv ; concrete"},{"$f":"IFERROR(repcalc('Cost scenario - input'!$CY13:$GK13,'Cost scenario - input'!$J13,'Cost scenario - input'!$H13,'Cost scenario - input'!$I13,20,TRUE,TRUE),\"\")","v":0.42159110318474086},0.50709193735744729,0.60027286981242534,0.6993703243068492,0.8020556418813346,0.90552590585669335,1.0066583250120313,1.1022242392246853,1.1891515236046089,1.2648172639009538,1.3273470132686453,1.3758935403583195,1.4108672838282683,1.4340929057138487,1.4488711529770759,1.4599321162712038,1.4732741188577139,1.4958910151845977,1.5353988596894546,1.5995801615149325,{"$f":"IFERROR(IF(OR(D28=\"\",'Cost scenario - input'!$G13=\"\"),\"\",D28/'Cost scenario - input'!$G13),\"\")","v":3.4162964982987133E-2},{"$f":"IFERROR(IF(OR(E28=\"\",'Cost scenario - input'!$G13=\"\"),\"\",E28/'Cost scenario - input'!$G13),\"\")","v":4.1091389187846113E-2},{"$f":"IFERROR(IF(OR(F28=\"\",'Cost scenario - input'!$G13=\"\"),\"\",F28/'Cost scenario - input'!$G13),\"\")","v":4.8642157950503258E-2},{"$f":"IFERROR(IF(OR(G28=\"\",'Cost scenario - input'!$G13=\"\"),\"\",G28/'Cost scenario - input'!$G13),\"\")","v":5.6672362673093564E-2},{"$f":"IFERROR(IF(OR(H28=\"\",'Cost scenario - input'!$G13=\"\"),\"\",H28/'Cost scenario - input'!$G13),\"\")","v":6.4993304177940359E-2},{"$f":"IFERROR(IF(OR(I28=\"\",'Cost scenario - input'!$G13=\"\"),\"\",I28/'Cost scenario - input'!$G13),\"\")","v":7.3377852566812896E-2},{"$f":"IFERROR(IF(OR(J28=\"\",'Cost scenario - input'!$G13=\"\"),\"\",J28/'Cost scenario - input'!$G13),\"\")","v":8.1572957416391798E-2},{"$f":"IFERROR(IF(OR(K28=\"\",'Cost scenario - input'!$G13=\"\"),\"\",K28/'Cost scenario - input'!$G13),\"\")","v":8.9316989385167508E-2},{"$f":"IFERROR(IF(OR(L28=\"\",'Cost scenario - input'!$G13=\"\"),\"\",L28/'Cost scenario - input'!$G13),\"\")","v":9.636100371541341E-2},{"$f":"IFERROR(IF(OR(M28=\"\",'Cost scenario - input'!$G13=\"\"),\"\",M28/'Cost scenario - input'!$G13),\"\")","v":0.10249245671958912},{"$f":"IFERROR(IF(OR(N28=\"\",'Cost scenario - input'!$G13=\"\"),\"\",N28/'Cost scenario - input'!$G13),\"\")","v":0.10755945557679063},{"$f":"IFERROR(IF(OR(O28=\"\",'Cost scenario - input'!$G13=\"\"),\"\",O28/'Cost scenario - input'!$G13),\"\")","v":0.111493346241185},{"$f":"IFERROR(IF(OR(P28=\"\",'Cost scenario - input'!$G13=\"\"),\"\",P28/'Cost scenario - input'!$G13),\"\")","v":0.11432738795710867},{"$f":"IFERROR(IF(OR(Q28=\"\",'Cost scenario - input'!$G13=\"\"),\"\",Q28/'Cost scenario - input'!$G13),\"\")","v":0.11620943931253656},{"$f":"IFERROR(IF(OR(R28=\"\",'Cost scenario - input'!$G13=\"\"),\"\",R28/'Cost scenario - input'!$G13),\"\")","v":0.11740697109143258},{"$f":"IFERROR(IF(OR(S28=\"\",'Cost scenario - input'!$G13=\"\"),\"\",S28/'Cost scenario - input'!$G13),\"\")","v":0.1183032786720264},{"$f":"IFERROR(IF(OR(T28=\"\",'Cost scenario - input'!$G13=\"\"),\"\",T28/'Cost scenario - input'!$G13),\"\")","v":0.11938442664626658},{"$f":"IFERROR(IF(OR(U28=\"\",'Cost scenario - input'!$G13=\"\"),\"\",U28/'Cost scenario - input'!$G13),\"\")","v":0.12121715089353469},{"$f":"IFERROR(IF(OR(V28=\"\",'Cost scenario - input'!$G13=\"\"),\"\",V28/'Cost scenario - input'!$G13),\"\")","v":0.12441860628046511},{"$f":"IFERROR(IF(OR(W28=\"\",'Cost scenario - input'!$G13=\"\"),\"\",W28/'Cost scenario - input'!$G13),\"\")","v":0.129619436066158}]
[{"$f":"IFERROR('Cost scenario - input'!A14,\"\")","v":2},{"$f":"IFERROR('Cost scenario - input'!B14,\"\")","v":"POLES"},{"$f":"IFERROR('Cost scenario - input'!C14,\"\")","v":"˃ 11 kv & < = 22 kv ; steel"},{"$f":"IFERROR(repcalc('Cost scenario - input'!$CY14:$GK14,'Cost scenario - input'!$J14,'Cost scenario - input'!$H14,'Cost scenario - input'!$I14,20,TRUE,TRUE),\"\")","v":2.8020621094913858E-5},4.5656330468069127E-5,7.3459577134299487E-5,1.167133033413846E-4,1.8311218437276936E-4,2.8368711590267003E-4,4.3399842095228285E-4,6.5563739537192133E-4,9.7806428270705553E-4,1.4407896191015624E-3,2.095872997358045E-3,3.0106672770352097E-3,4.2706770767269872E-3,5.982330030833552E-3,8.2753824842644978E-3,1.1304605927103226E-2,1.5250337740396823E-2,2.0317443832197843E-2,2.6732247369494908E-2,3.4737042824209231E-2,{"$f":"IFERROR(IF(OR(D29=\"\",'Cost scenario - input'!$G14=\"\"),\"\",D29/'Cost scenario - input'!$G14),\"\")","v":2.7605284132044934E-6},{"$f":"IFERROR(IF(OR(E29=\"\",'Cost scenario - input'!$G14=\"\"),\"\",E29/'Cost scenario - input'!$G14),\"\")","v":4.4979587380608093E-6},{"$f":"IFERROR(IF(OR(F29=\"\",'Cost scenario - input'!$G14=\"\"),\"\",F29/'Cost scenario - input'!$G14),\"\")","v":7.2370719126575545E-6},{"$f":"IFERROR(IF(OR(G29=\"\",'Cost scenario - input'!$G14=\"\"),\"\",G29/'Cost scenario - input'!$G14),\"\")","v":1.1498331495989905E-5},{"$f":"IFERROR(IF(OR(H29=\"\",'Cost scenario - input'!$G14=\"\"),\"\",H29/'Cost scenario - input'!$G14),\"\")","v":1.8039799548080777E-5},{"$f":"IFERROR(IF(OR(I29=\"\",'Cost scenario - input'!$G14=\"\"),\"\",I29/'Cost scenario - input'!$G14),\"\")","v":2.7948215039798154E-5},{"$f":"IFERROR(IF(OR(J29=\"\",'Cost scenario - input'!$G14=\"\"),\"\",J29/'Cost scenario - input'!$G14),\"\")","v":4.2756545911900824E-5},{"$f":"IFERROR(IF(OR(K29=\"\",'Cost scenario - input'!$G14=\"\"),\"\",K29/'Cost scenario - input'!$G14),\"\")","v":6.4591917950459018E-5},{"$f":"IFERROR(IF(OR(L29=\"\",'Cost scenario - input'!$G14=\"\"),\"\",L29/'Cost scenario - input'!$G14),\"\")","v":9.6356687926642108E-5},{"$f":"IFERROR(IF(OR(M29=\"\",'Cost scenario - input'!$G14=\"\"),\"\",M29/'Cost scenario - input'!$G14),\"\")","v":1.4194334477838846E-4},{"$f":"IFERROR(IF(OR(N29=\"\",'Cost scenario - input'!$G14=\"\"),\"\",N29/'Cost scenario - input'!$G14),\"\")","v":2.0648068221175653E-4},{"$f":"IFERROR(IF(OR(O29=\"\",'Cost scenario - input'!$G14=\"\"),\"\",O29/'Cost scenario - input'!$G14),\"\")","v":2.9660415209244851E-4},{"$f":"IFERROR(IF(OR(P29=\"\",'Cost scenario - input'!$G14=\"\"),\"\",P29/'Cost scenario - input'!$G14),\"\")","v":4.207374766602117E-4},{"$f":"IFERROR(IF(OR(Q29=\"\",'Cost scenario - input'!$G14=\"\"),\"\",Q29/'Cost scenario - input'!$G14),\"\")","v":5.8936566649766848E-4},{"$f":"IFERROR(IF(OR(R29=\"\",'Cost scenario - input'!$G14=\"\"),\"\",R29/'Cost scenario - input'!$G14),\"\")","v":8.152720241484413E-4},{"$f":"IFERROR(IF(OR(S29=\"\",'Cost scenario - input'!$G14=\"\"),\"\",S29/'Cost scenario - input'!$G14),\"\")","v":1.1137042878579461E-3},{"$f":"IFERROR(IF(OR(T29=\"\",'Cost scenario - input'!$G14=\"\"),\"\",T29/'Cost scenario - input'!$G14),\"\")","v":1.5024288898068648E-3},{"$f":"IFERROR(IF(OR(U29=\"\",'Cost scenario - input'!$G14=\"\"),\"\",U29/'Cost scenario - input'!$G14),\"\")","v":2.0016287573528875E-3},{"$f":"IFERROR(IF(OR(V29=\"\",'Cost scenario - input'!$G14=\"\"),\"\",V29/'Cost scenario - input'!$G14),\"\")","v":2.6336007386251921E-3},{"$f":"IFERROR(IF(OR(W29=\"\",'Cost scenario - input'!$G14=\"\"),\"\",W29/'Cost scenario - input'!$G14),\"\")","v":3.422215138704999E-3}]
[{"$f":"IFERROR('Cost scenario - input'!A15,\"\")","v":2},{"$f":"IFERROR('Cost scenario - input'!B15,\"\")","v":"POLES"},{"$f":"IFERROR('Cost scenario - input'!C15,\"\")","v":"˃ 11 kv & < = 22 kv ; wood"},{"$f":"IFERROR(repcalc('Cost scenario - input'!$CY15:$GK15,'Cost scenario - input'!$J15,'Cost scenario - input'!$H15,'Cost scenario - input'!$I15,20,TRUE,TRUE),\"\")","v":12.737193045218156},14.039756749712975,15.354021594685696,16.664686094966761,17.95734923554091,19.219414709205079,20.440981880344573,21.615664982198403,22.741281079967642,23.820350534080283,24.860361157059906,25.873758728859691,26.877641457217209,27.89315349631676,28.944591696143618,30.058259118279182,31.26111721965788,32.579304683357982,34.036603468377301,35.652940733185581,{"$f":"IFERROR(IF(OR(D30=\"\",'Cost scenario - input'!$G15=\"\"),\"\",D30/'Cost scenario - input'!$G15),\"\")","v":1.811358474630228},{"$f":"IFERROR(IF(OR(E30=\"\",'Cost scenario - input'!$G15=\"\"),\"\",E30/'Cost scenario - input'!$G15),\"\")","v":1.9965962893124991},{"$f":"IFERROR(IF(OR(F30=\"\",'Cost scenario - input'!$G15=\"\"),\"\",F30/'Cost scenario - input'!$G15),\"\")","v":2.18349812525065},{"$f":"IFERROR(IF(OR(G30=\"\",'Cost scenario - input'!$G15=\"\"),\"\",G30/'Cost scenario - input'!$G15),\"\")","v":2.3698879555337351},{"$f":"IFERROR(IF(OR(H30=\"\",'Cost scenario - input'!$G15=\"\"),\"\",H30/'Cost scenario - input'!$G15),\"\")","v":2.5537178092706347},{"$f":"IFERROR(IF(OR(I30=\"\",'Cost scenario - input'!$G15=\"\"),\"\",I30/'Cost scenario - input'!$G15),\"\")","v":2.7331963633872376},{"$f":"IFERROR(IF(OR(J30=\"\",'Cost scenario - input'!$G15=\"\"),\"\",J30/'Cost scenario - input'!$G15),\"\")","v":2.9069156467425521},{"$f":"IFERROR(IF(OR(K30=\"\",'Cost scenario - input'!$G15=\"\"),\"\",K30/'Cost scenario - input'!$G15),\"\")","v":3.0739675383166283},{"$f":"IFERROR(IF(OR(L30=\"\",'Cost scenario - input'!$G15=\"\"),\"\",L30/'Cost scenario - input'!$G15),\"\")","v":3.2340416025658127},{"$f":"IFERROR(IF(OR(M30=\"\",'Cost scenario - input'!$G15=\"\"),\"\",M30/'Cost scenario - input'!$G15),\"\")","v":3.3874962603921182},{"$f":"IFERROR(IF(OR(N30=\"\",'Cost scenario - input'!$G15=\"\"),\"\",N30/'Cost scenario - input'!$G15),\"\")","v":3.5353963549382108},{"$f":"IFERROR(IF(OR(O30=\"\",'Cost scenario - input'!$G15=\"\"),\"\",O30/'Cost scenario - input'!$G15),\"\")","v":3.6795118027713878},{"$f":"IFERROR(IF(OR(P30=\"\",'Cost scenario - input'!$G15=\"\"),\"\",P30/'Cost scenario - input'!$G15),\"\")","v":3.8222741430366134},{"$f":"IFERROR(IF(OR(Q30=\"\",'Cost scenario - input'!$G15=\"\"),\"\",Q30/'Cost scenario - input'!$G15),\"\")","v":3.9666902896382834},{"$f":"IFERROR(IF(OR(R30=\"\",'Cost scenario - input'!$G15=\"\"),\"\",R30/'Cost scenario - input'!$G15),\"\")","v":4.1162155019079787},{"$f":"IFERROR(IF(OR(S30=\"\",'Cost scenario - input'!$G15=\"\"),\"\",S30/'Cost scenario - input'!$G15),\"\")","v":4.2745903428830223},{"$f":"IFERROR(IF(OR(T30=\"\",'Cost scenario - input'!$G15=\"\"),\"\",T30/'Cost scenario - input'!$G15),\"\")","v":4.4456490061202807},{"$f":"IFERROR(IF(OR(U30=\"\",'Cost scenario - input'!$G15=\"\"),\"\",U30/'Cost scenario - input'!$G15),\"\")","v":4.63310867836109},{"$f":"IFERROR(IF(OR(V30=\"\",'Cost scenario - input'!$G15=\"\"),\"\",V30/'Cost scenario - input'!$G15),\"\")","v":4.840351396198681},{"$f":"IFERROR(IF(OR(W30=\"\",'Cost scenario - input'!$G15=\"\"),\"\",W30/'Cost scenario - input'!$G15),\"\")","v":5.0702110043617434}]
[{"$f":"IFERROR('Cost scenario - input'!A16,\"\")","v":2},{"$f":"IFERROR('Cost scenario - input'!B16,\"\")","v":"POLES"},{"$f":"IFERROR('Cost scenario - input'!C16,\"\")","v":"> 1 kv & < = 11 kv ; concrete"},{"$f":"IFERROR(repcalc('Cost scenario - input'!$CY16:$GK16,'Cost scenario - input'!$J16,'Cost scenario - input'!$H16,'Cost scenario - input'!$I16,20,TRUE,TRUE),\"\")","v":5.4442325149117563},7.0277004159284511,9.0275412412523561,11.537639092686639,14.66547215342649,18.530652484957432,23.261917081914994,28.992325064774086,35.852543819441863,43.962288425061331,53.420202924924943,64.292718676210285,76.602665780348602,90.318614677927755,105.34605149323787,121.52151185651613,138.61069253045224,156.31132139754098,174.26120490432601,192.05141683928991,{"$f":"IFERROR(IF(OR(D31=\"\",'Cost scenario - input'!$G16=\"\"),\"\",D31/'Cost scenario - input'!$G16),\"\")","v":0.49040459993733515},{"$f":"IFERROR(IF(OR(E31=\"\",'Cost scenario - input'!$G16=\"\"),\"\",E31/'Cost scenario - input'!$G16),\"\")","v":0.63303993749589105},{"$f":"IFERROR(IF(OR(F31=\"\",'Cost scenario - input'!$G16=\"\"),\"\",F31/'Cost scenario - input'!$G16),\"\")","v":0.81318124064469977},{"$f":"IFERROR(IF(OR(G31=\"\",'Cost scenario - input'!$G16=\"\"),\"\",G31/'Cost scenario - input'!$G16),\"\")","v":1.0392853846658421},{"$f":"IFERROR(IF(OR(H31=\"\",'Cost scenario - input'!$G16=\"\"),\"\",H31/'Cost scenario - input'!$G16),\"\")","v":1.3210337700666372},{"$f":"IFERROR(IF(OR(I31=\"\",'Cost scenario - input'!$G16=\"\"),\"\",I31/'Cost scenario - input'!$G16),\"\")","v":1.6692007906665669},{"$f":"IFERROR(IF(OR(J31=\"\",'Cost scenario - input'!$G16=\"\"),\"\",J31/'Cost scenario - input'!$G16),\"\")","v":2.0953827943766452},{"$f":"IFERROR(IF(OR(K31=\"\",'Cost scenario - input'!$G16=\"\"),\"\",K31/'Cost scenario - input'!$G16),\"\")","v":2.6115654567839788},{"$f":"IFERROR(IF(OR(L31=\"\",'Cost scenario - input'!$G16=\"\"),\"\",L31/'Cost scenario - input'!$G16),\"\")","v":3.2295190112382901},{"$f":"IFERROR(IF(OR(M31=\"\",'Cost scenario - input'!$G16=\"\"),\"\",M31/'Cost scenario - input'!$G16),\"\")","v":3.9600271311651336},{"$f":"IFERROR(IF(OR(N31=\"\",'Cost scenario - input'!$G16=\"\"),\"\",N31/'Cost scenario - input'!$G16),\"\")","v":4.811975457002263},{"$f":"IFERROR(IF(OR(O31=\"\",'Cost scenario - input'!$G16=\"\"),\"\",O31/'Cost scenario - input'!$G16),\"\")","v":5.7913479806256207},{"$f":"IFERROR(IF(OR(P31=\"\",'Cost scenario - input'!$G16=\"\"),\"\",P31/'Cost scenario - input'!$G16),\"\")","v":6.9002011878168563},{"$f":"IFERROR(IF(OR(Q31=\"\",'Cost scenario - input'!$G16=\"\"),\"\",Q31/'Cost scenario - input'!$G16),\"\")","v":8.1357039723608153},{"$f":"IFERROR(IF(OR(R31=\"\",'Cost scenario - input'!$G16=\"\"),\"\",R31/'Cost scenario - input'!$G16),\"\")","v":9.4893427303144122},{"$f":"IFERROR(IF(OR(S31=\"\",'Cost scenario - input'!$G16=\"\"),\"\",S31/'Cost scenario - input'!$G16),\"\")","v":10.946392947499024},{"$f":"IFERROR(IF(OR(T31=\"\",'Cost scenario - input'!$G16=\"\"),\"\",T31/'Cost scenario - input'!$G16),\"\")","v":12.485749098931567},{"$f":"IFERROR(IF(OR(U31=\"\",'Cost scenario - input'!$G16=\"\"),\"\",U31/'Cost scenario - input'!$G16),\"\")","v":14.080183171030452},{"$f":"IFERROR(IF(OR(V31=\"\",'Cost scenario - input'!$G16=\"\"),\"\",V31/'Cost scenario - input'!$G16),\"\")","v":15.697069557854686},{"$f":"IFERROR(IF(OR(W31=\"\",'Cost scenario - input'!$G16=\"\"),\"\",W31/'Cost scenario - input'!$G16),\"\")","v":17.299573077472967}]
[{"$f":"IFERROR('Cost scenario - input'!A17,\"\")","v":2},{"$f":"IFERROR('Cost scenario - input'!B17,\"\")","v":"POLES"},{"$f":"IFERROR('Cost scenario - input'!C17,\"\")","v":"> 1 kv & < = 11 kv ; steel"},{"$f":"IFERROR(repcalc('Cost scenario - input'!$CY17:$GK17,'Cost scenario - input'!$J17,'Cost scenario - input'!$H17,'Cost scenario - input'!$I17,20,TRUE,TRUE),\"\")","v":4.0787072252822113E-3},5.7843952866057351E-3,8.1084248205871793E-3,1.123553808685822E-2,1.5391083399616709E-2,2.084515644176043E-2,2.7915695703414501E-2,3.6970051236371808E-2,4.8424545650709125E-2,6.2741593175508106E-2,8.0424042667376405E-2,0.10200656379636253,0.12804409491480881,0.15909760078248011,0.19571762520529368,0.23842633898043405,0.28769894653255607,0.34394539722340783,0.40749332958728157,0.47857305194774236,{"$f":"IFERROR(IF(OR(D32=\"\",'Cost scenario - input'!$G17=\"\"),\"\",D32/'Cost scenario - input'!$G17),\"\")","v":5.0090715544102841E-4},{"$f":"IFERROR(IF(OR(E32=\"\",'Cost scenario - input'!$G17=\"\"),\"\",E32/'Cost scenario - input'!$G17),\"\")","v":7.1038317509040949E-4},{"$f":"IFERROR(IF(OR(F32=\"\",'Cost scenario - input'!$G17=\"\"),\"\",F32/'Cost scenario - input'!$G17),\"\")","v":9.9579788095889381E-4},{"$f":"IFERROR(IF(OR(G32=\"\",'Cost scenario - input'!$G17=\"\"),\"\",G32/'Cost scenario - input'!$G17),\"\")","v":1.3798395207314934E-3},{"$f":"IFERROR(IF(OR(H32=\"\",'Cost scenario - input'!$G17=\"\"),\"\",H32/'Cost scenario - input'!$G17),\"\")","v":1.8901831828157776E-3},{"$f":"IFERROR(IF(OR(I32=\"\",'Cost scenario - input'!$G17=\"\"),\"\",I32/'Cost scenario - input'!$G17),\"\")","v":2.5599993922689529E-3},{"$f":"IFERROR(IF(OR(J32=\"\",'Cost scenario - input'!$G17=\"\"),\"\",J32/'Cost scenario - input'!$G17),\"\")","v":3.4283342624542466E-3},{"$f":"IFERROR(IF(OR(K32=\"\",'Cost scenario - input'!$G17=\"\"),\"\",K32/'Cost scenario - input'!$G17),\"\")","v":4.54030215420494E-3},{"$f":"IFERROR(IF(OR(L32=\"\",'Cost scenario - input'!$G17=\"\"),\"\",L32/'Cost scenario - input'!$G17),\"\")","v":5.9470317616981232E-3},{"$f":"IFERROR(IF(OR(M32=\"\",'Cost scenario - input'!$G17=\"\"),\"\",M32/'Cost scenario - input'!$G17),\"\")","v":7.7053123035099634E-3},{"$f":"IFERROR(IF(OR(N32=\"\",'Cost scenario - input'!$G17=\"\"),\"\",N32/'Cost scenario - input'!$G17),\"\")","v":9.8768987859372635E-3},{"$f":"IFERROR(IF(OR(O32=\"\",'Cost scenario - input'!$G17=\"\"),\"\",O32/'Cost scenario - input'!$G17),\"\")","v":1.2527454138122002E-2},{"$f":"IFERROR(IF(OR(P32=\"\",'Cost scenario - input'!$G17=\"\"),\"\",P32/'Cost scenario - input'!$G17),\"\")","v":1.572513049164987E-2},{"$f":"IFERROR(IF(OR(Q32=\"\",'Cost scenario - input'!$G17=\"\"),\"\",Q32/'Cost scenario - input'!$G17),\"\")","v":1.9538820082858576E-2},{"$f":"IFERROR(IF(OR(R32=\"\",'Cost scenario - input'!$G17=\"\"),\"\",R32/'Cost scenario - input'!$G17),\"\")","v":2.403613534787943E-2},{"$f":"IFERROR(IF(OR(S32=\"\",'Cost scenario - input'!$G17=\"\"),\"\",S32/'Cost scenario - input'!$G17),\"\")","v":2.9281204225842451E-2},{"$f":"IFERROR(IF(OR(T32=\"\",'Cost scenario - input'!$G17=\"\"),\"\",T32/'Cost scenario - input'!$G17),\"\")","v":3.5332386702757755E-2},{"$f":"IFERROR(IF(OR(U32=\"\",'Cost scenario - input'!$G17=\"\"),\"\",U32/'Cost scenario - input'!$G17),\"\")","v":4.2240028772423402E-2},{"$f":"IFERROR(IF(OR(V32=\"\",'Cost scenario - input'!$G17=\"\"),\"\",V32/'Cost scenario - input'!$G17),\"\")","v":5.0044367813292995E-2},{"$f":"IFERROR(IF(OR(W32=\"\",'Cost scenario - input'!$G17=\"\"),\"\",W32/'Cost scenario - input'!$G17),\"\")","v":5.877368805388785E-2}]
[{"$f":"IFERROR('Cost scenario - input'!A18,\"\")","v":2},{"$f":"IFERROR('Cost scenario - input'!B18,\"\")","v":"POLES"},{"$f":"IFERROR('Cost scenario - input'!C18,\"\")","v":"> 1 kv & < = 11 kv ; wood"},{"$f":"IFERROR(repcalc('Cost scenario - input'!$CY18:$GK18,'Cost scenario - input'!$J18,'Cost scenario - input'!$H18,'Cost scenario - input'!$I18,20,TRUE,TRUE),\"\")","v":419.48591169625507},425.71802090882733,429.82856597055343,432.22370146741093,433.41683925794018,434.01045465387296,434.67342541103164,436.11492794807566,439.05602383809565,444.2001145496796,452.20343709998275,463.64673373576193,479.00916989908734,498.64550708634971,522.76746456031492,551.43012236558252,584.52411697468995,621.77424488901408,662.74490253216686,706.85254025169877,{"$f":"IFERROR(IF(OR(D33=\"\",'Cost scenario - input'!$G18=\"\"),\"\",D33/'Cost scenario - input'!$G18),\"\")","v":68.489649584172781},{"$f":"IFERROR(IF(OR(E33=\"\",'Cost scenario - input'!$G18=\"\"),\"\",E33/'Cost scenario - input'!$G18),\"\")","v":69.507168800523559},{"$f":"IFERROR(IF(OR(F33=\"\",'Cost scenario - input'!$G18=\"\"),\"\",F33/'Cost scenario - input'!$G18),\"\")","v":70.178299303426897},{"$f":"IFERROR(IF(OR(G33=\"\",'Cost scenario - input'!$G18=\"\"),\"\",G33/'Cost scenario - input'!$G18),\"\")","v":70.569354131044477},{"$f":"IFERROR(IF(OR(H33=\"\",'Cost scenario - input'!$G18=\"\"),\"\",H33/'Cost scenario - input'!$G18),\"\")","v":70.764158263675654},{"$f":"IFERROR(IF(OR(I33=\"\",'Cost scenario - input'!$G18=\"\"),\"\",I33/'Cost scenario - input'!$G18),\"\")","v":70.861078110854322},{"$f":"IFERROR(IF(OR(J33=\"\",'Cost scenario - input'!$G18=\"\"),\"\",J33/'Cost scenario - input'!$G18),\"\")","v":70.969321638411046},{"$f":"IFERROR(IF(OR(K33=\"\",'Cost scenario - input'!$G18=\"\"),\"\",K33/'Cost scenario - input'!$G18),\"\")","v":71.204676392609144},{"$f":"IFERROR(IF(OR(L33=\"\",'Cost scenario - input'!$G18=\"\"),\"\",L33/'Cost scenario - input'!$G18),\"\")","v":71.684870414111302},{"$f":"IFERROR(IF(OR(M33=\"\",'Cost scenario - input'!$G18=\"\"),\"\",M33/'Cost scenario - input'!$G18),\"\")","v":72.524748370538816},{"$f":"IFERROR(IF(OR(N33=\"\",'Cost scenario - input'!$G18=\"\"),\"\",N33/'Cost scenario - input'!$G18),\"\")","v":73.831454368751878},{"$f":"IFERROR(IF(OR(O33=\"\",'Cost scenario - input'!$G18=\"\"),\"\",O33/'Cost scenario - input'!$G18),\"\")","v":75.699806451192629},{"$f":"IFERROR(IF(OR(P33=\"\",'Cost scenario - input'!$G18=\"\"),\"\",P33/'Cost scenario - input'!$G18),\"\")","v":78.208038170657971},{"$f":"IFERROR(IF(OR(Q33=\"\",'Cost scenario - input'!$G18=\"\"),\"\",Q33/'Cost scenario - input'!$G18),\"\")","v":81.41407159293432},{"$f":"IFERROR(IF(OR(R33=\"\",'Cost scenario - input'!$G18=\"\"),\"\",R33/'Cost scenario - input'!$G18),\"\")","v":85.3524742153148},{"$f":"IFERROR(IF(OR(S33=\"\",'Cost scenario - input'!$G18=\"\"),\"\",S33/'Cost scenario - input'!$G18),\"\")","v":90.032238980943646},{"$f":"IFERROR(IF(OR(T33=\"\",'Cost scenario - input'!$G18=\"\"),\"\",T33/'Cost scenario - input'!$G18),\"\")","v":95.435510058517977},{"$f":"IFERROR(IF(OR(U33=\"\",'Cost scenario - input'!$G18=\"\"),\"\",U33/'Cost scenario - input'!$G18),\"\")","v":101.51735485159175},{"$f":"IFERROR(IF(OR(V33=\"\",'Cost scenario - input'!$G18=\"\"),\"\",V33/'Cost scenario - input'!$G18),\"\")","v":108.2066521723668},{"$f":"IFERROR(IF(OR(W33=\"\",'Cost scenario - input'!$G18=\"\"),\"\",W33/'Cost scenario - input'!$G18),\"\")","v":115.40812561203691}]
[{"$f":"IFERROR('Cost scenario - input'!A19,\"\")","v":2},{"$f":"IFERROR('Cost scenario - input'!B19,\"\")","v":"POLES"},{"$f":"IFERROR('Cost scenario - input'!C19,\"\")","v":"> 22 kv & < = 66 kv ; concrete"},{"$f":"IFERROR(repcalc('Cost scenario - input'!$CY19:$GK19,'Cost scenario - input'!$J19,'Cost scenario - input'!$H19,'Cost scenario - input'!$I19,20,TRUE,TRUE),\"\")","v":1.5588880711604831},2.0535899532102504,2.6870755870709382,3.4905362198336389,4.4986505310744151,5.748474802022062,7.2776878077521525,9.1221540539628663,11.31284801167271,13.872281025994882,16.810681146759364,20.122278848863306,23.782129770225115,27.74394000591019,31.939334163288031,36.278912400423174,40.655281509036286,44.948030405521429,49.030377568567083,52.776981268416648,{"$f":"IFERROR(IF(OR(D34=\"\",'Cost scenario - input'!$G19=\"\"),\"\",D34/'Cost scenario - input'!$G19),\"\")","v":7.9005004349907107E-2},{"$f":"IFERROR(IF(OR(E34=\"\",'Cost scenario - input'!$G19=\"\"),\"\",E34/'Cost scenario - input'!$G19),\"\")","v":0.10407667246149503},{"$f":"IFERROR(IF(OR(F34=\"\",'Cost scenario - input'!$G19=\"\"),\"\",F34/'Cost scenario - input'!$G19),\"\")","v":0.13618195069453048},{"$f":"IFERROR(IF(OR(G34=\"\",'Cost scenario - input'!$G19=\"\"),\"\",G34/'Cost scenario - input'!$G19),\"\")","v":0.17690162259447761},{"$f":"IFERROR(IF(OR(H34=\"\",'Cost scenario - input'!$G19=\"\"),\"\",H34/'Cost scenario - input'!$G19),\"\")","v":0.22799321603100331},{"$f":"IFERROR(IF(OR(I34=\"\",'Cost scenario - input'!$G19=\"\"),\"\",I34/'Cost scenario - input'!$G19),\"\")","v":0.29133475657491903},{"$f":"IFERROR(IF(OR(J34=\"\",'Cost scenario - input'!$G19=\"\"),\"\",J34/'Cost scenario - input'!$G19),\"\")","v":0.36883581800757315},{"$f":"IFERROR(IF(OR(K34=\"\",'Cost scenario - input'!$G19=\"\"),\"\",K34/'Cost scenario - input'!$G19),\"\")","v":0.46231402629013085},{"$f":"IFERROR(IF(OR(L34=\"\",'Cost scenario - input'!$G19=\"\"),\"\",L34/'Cost scenario - input'!$G19),\"\")","v":0.57333917867925566},{"$f":"IFERROR(IF(OR(M34=\"\",'Cost scenario - input'!$G19=\"\"),\"\",M34/'Cost scenario - input'!$G19),\"\")","v":0.70305215818732858},{"$f":"IFERROR(IF(OR(N34=\"\",'Cost scenario - input'!$G19=\"\"),\"\",N34/'Cost scenario - input'!$G19),\"\")","v":0.85197132603364312},{"$f":"IFERROR(IF(OR(O34=\"\",'Cost scenario - input'!$G19=\"\"),\"\",O34/'Cost scenario - input'!$G19),\"\")","v":1.0198042806248582},{"$f":"IFERROR(IF(OR(P34=\"\",'Cost scenario - input'!$G19=\"\"),\"\",P34/'Cost scenario - input'!$G19),\"\")","v":1.2052868327794537},{"$f":"IFERROR(IF(OR(Q34=\"\",'Cost scenario - input'!$G19=\"\"),\"\",Q34/'Cost scenario - input'!$G19),\"\")","v":1.406072790857122},{"$f":"IFERROR(IF(OR(R34=\"\",'Cost scenario - input'!$G19=\"\"),\"\",R34/'Cost scenario - input'!$G19),\"\")","v":1.6186968655326466},{"$f":"IFERROR(IF(OR(S34=\"\",'Cost scenario - input'!$G19=\"\"),\"\",S34/'Cost scenario - input'!$G19),\"\")","v":1.8386282408791765},{"$f":"IFERROR(IF(OR(T34=\"\",'Cost scenario - input'!$G19=\"\"),\"\",T34/'Cost scenario - input'!$G19),\"\")","v":2.0604241907355298},{"$f":"IFERROR(IF(OR(U34=\"\",'Cost scenario - input'!$G19=\"\"),\"\",U34/'Cost scenario - input'!$G19),\"\")","v":2.2779822383684145},{"$f":"IFERROR(IF(OR(V34=\"\",'Cost scenario - input'!$G19=\"\"),\"\",V34/'Cost scenario - input'!$G19),\"\")","v":2.4848770509858173},{"$f":"IFERROR(IF(OR(W34=\"\",'Cost scenario - input'!$G19=\"\"),\"\",W34/'Cost scenario - input'!$G19),\"\")","v":2.6747562649460868}]
[{"$f":"IFERROR('Cost scenario - input'!A20,\"\")","v":2},{"$f":"IFERROR('Cost scenario - input'!B20,\"\")","v":"POLES"},{"$f":"IFERROR('Cost scenario - input'!C20,\"\")","v":"> 22 kv & < = 66 kv ; steel"},{"$f":"IFERROR(repcalc('Cost scenario - input'!$CY20:$GK20,'Cost scenario - input'!$J20,'Cost scenario - input'!$H20,'Cost scenario - input'!$I20,20,TRUE,TRUE),\"\")","v":1.3622859029746412E-3},2.1227039853813881E-3,3.2687884367495314E-3,4.9747792495040931E-3,7.4828007701562473E-3,1.1124281971536972E-2,1.6346005397346229E-2,2.3740938300867945E-2,3.408362836388118E-2,4.8369428430799416E-2,6.7856146086061012E-2,9.4105909272735724E-2,0.12902413757300943,0.17489157845146433,0.23438450811230052,0.31057753633500645,0.40692314453135819,0.5272022860136788,0.67544123641150677,0.85579151493840666,{"$f":"IFERROR(IF(OR(D35=\"\",'Cost scenario - input'!$G20=\"\"),\"\",D35/'Cost scenario - input'!$G20),\"\")","v":8.3037724941108524E-5},{"$f":"IFERROR(IF(OR(E35=\"\",'Cost scenario - input'!$G20=\"\"),\"\",E35/'Cost scenario - input'!$G20),\"\")","v":1.2938877902546694E-4},{"$f":"IFERROR(IF(OR(F35=\"\",'Cost scenario - input'!$G20=\"\"),\"\",F35/'Cost scenario - input'!$G20),\"\")","v":1.9924800991391923E-4},{"$f":"IFERROR(IF(OR(G35=\"\",'Cost scenario - input'!$G20=\"\"),\"\",G35/'Cost scenario - input'!$G20),\"\")","v":3.0323616361369987E-4},{"$f":"IFERROR(IF(OR(H35=\"\",'Cost scenario - input'!$G20=\"\"),\"\",H35/'Cost scenario - input'!$G20),\"\")","v":4.5611185639121742E-4},{"$f":"IFERROR(IF(OR(I35=\"\",'Cost scenario - input'!$G20=\"\"),\"\",I35/'Cost scenario - input'!$G20),\"\")","v":6.7807724098354325E-4},{"$f":"IFERROR(IF(OR(J35=\"\",'Cost scenario - input'!$G20=\"\"),\"\",J35/'Cost scenario - input'!$G20),\"\")","v":9.9636581213009747E-4},{"$f":"IFERROR(IF(OR(K35=\"\",'Cost scenario - input'!$G20=\"\"),\"\",K35/'Cost scenario - input'!$G20),\"\")","v":1.4471217093024549E-3},{"$f":"IFERROR(IF(OR(L35=\"\",'Cost scenario - input'!$G20=\"\"),\"\",L35/'Cost scenario - input'!$G20),\"\")","v":2.0775572520386086E-3},{"$f":"IFERROR(IF(OR(M35=\"\",'Cost scenario - input'!$G20=\"\"),\"\",M35/'Cost scenario - input'!$G20),\"\")","v":2.9483438717416745E-3},{"$f":"IFERROR(IF(OR(N35=\"\",'Cost scenario - input'!$G20=\"\"),\"\",N35/'Cost scenario - input'!$G20),\"\")","v":4.1361508490651245E-3},{"$f":"IFERROR(IF(OR(O35=\"\",'Cost scenario - input'!$G20=\"\"),\"\",O35/'Cost scenario - input'!$G20),\"\")","v":5.7361972200249706E-3},{"$f":"IFERROR(IF(OR(P35=\"\",'Cost scenario - input'!$G20=\"\"),\"\",P35/'Cost scenario - input'!$G20),\"\")","v":7.8646272586076517E-3},{"$f":"IFERROR(IF(OR(Q35=\"\",'Cost scenario - input'!$G20=\"\"),\"\",Q35/'Cost scenario - input'!$G20),\"\")","v":1.0660463236283915E-2},{"$f":"IFERROR(IF(OR(R35=\"\",'Cost scenario - input'!$G20=\"\"),\"\",R35/'Cost scenario - input'!$G20),\"\")","v":1.4286836759147267E-2},{"$f":"IFERROR(IF(OR(S35=\"\",'Cost scenario - input'!$G20=\"\"),\"\",S35/'Cost scenario - input'!$G20),\"\")","v":1.893115973582344E-2},{"$f":"IFERROR(IF(OR(T35=\"\",'Cost scenario - input'!$G20=\"\"),\"\",T35/'Cost scenario - input'!$G20),\"\")","v":2.4803877125927264E-2},{"$f":"IFERROR(IF(OR(U35=\"\",'Cost scenario - input'!$G20=\"\"),\"\",U35/'Cost scenario - input'!$G20),\"\")","v":3.2135455794364484E-2},{"$f":"IFERROR(IF(OR(V35=\"\",'Cost scenario - input'!$G20=\"\"),\"\",V35/'Cost scenario - input'!$G20),\"\")","v":4.1171316153643715E-2},{"$f":"IFERROR(IF(OR(W35=\"\",'Cost scenario - input'!$G20=\"\"),\"\",W35/'Cost scenario - input'!$G20),\"\")","v":5.2164512801034846E-2}]
[{"$f":"IFERROR('Cost scenario - input'!A21,\"\")","v":2},{"$f":"IFERROR('Cost scenario - input'!B21,\"\")","v":"POLES"},{"$f":"IFERROR('Cost scenario - input'!C21,\"\")","v":"> 22 kv & < = 66 kv ; wood"},{"$f":"IFERROR(repcalc('Cost scenario - input'!$CY21:$GK21,'Cost scenario - input'!$J21,'Cost scenario - input'!$H21,'Cost scenario - input'!$I21,20,TRUE,TRUE),\"\")","v":99.849426294030607},102.60163561675768,106.50776541612551,111.8256745811141,118.78549744998141,127.57589121476639,138.33043780347487,151.11486218487451,165.9158636513871,182.63246599532329,201.07084565797979,220.9435632434041,241.87397886649671,263.40636347453744,285.02183132151941,306.15973740530922,326.24365100278527,344.71049054354637,361.04095205199593,374.78904824562284,{"$f":"IFERROR(IF(OR(D36=\"\",'Cost scenario - input'!$G21=\"\"),\"\",D36/'Cost scenario - input'!$G21),\"\")","v":12.608875233619662},{"$f":"IFERROR(IF(OR(E36=\"\",'Cost scenario - input'!$G21=\"\"),\"\",E36/'Cost scenario - input'!$G21),\"\")","v":12.95642118611098},{"$f":"IFERROR(IF(OR(F36=\"\",'Cost scenario - input'!$G21=\"\"),\"\",F36/'Cost scenario - input'!$G21),\"\")","v":13.449682941481699},{"$f":"IFERROR(IF(OR(G36=\"\",'Cost scenario - input'!$G21=\"\"),\"\",G36/'Cost scenario - input'!$G21),\"\")","v":14.121222635336428},{"$f":"IFERROR(IF(OR(H36=\"\",'Cost scenario - input'!$G21=\"\"),\"\",H36/'Cost scenario - input'!$G21),\"\")","v":15.000101377646107},{"$f":"IFERROR(IF(OR(I36=\"\",'Cost scenario - input'!$G21=\"\"),\"\",I36/'Cost scenario - input'!$G21),\"\")","v":16.110142590183234},{"$f":"IFERROR(IF(OR(J36=\"\",'Cost scenario - input'!$G21=\"\"),\"\",J36/'Cost scenario - input'!$G21),\"\")","v":17.468214851228183},{"$f":"IFERROR(IF(OR(K36=\"\",'Cost scenario - input'!$G21=\"\"),\"\",K36/'Cost scenario - input'!$G21),\"\")","v":19.082617837220603},{"$f":"IFERROR(IF(OR(L36=\"\",'Cost scenario - input'!$G21=\"\"),\"\",L36/'Cost scenario - input'!$G21),\"\")","v":20.951671949502831},{"$f":"IFERROR(IF(OR(M36=\"\",'Cost scenario - input'!$G21=\"\"),\"\",M36/'Cost scenario - input'!$G21),\"\")","v":23.062626024131564},{"$f":"IFERROR(IF(OR(N36=\"\",'Cost scenario - input'!$G21=\"\"),\"\",N36/'Cost scenario - input'!$G21),\"\")","v":25.391004236260009},{"$f":"IFERROR(IF(OR(O36=\"\",'Cost scenario - input'!$G21=\"\"),\"\",O36/'Cost scenario - input'!$G21),\"\")","v":27.90050905654514},{"$f":"IFERROR(IF(OR(P36=\"\",'Cost scenario - input'!$G21=\"\"),\"\",P36/'Cost scenario - input'!$G21),\"\")","v":30.543578816427736},{"$f":"IFERROR(IF(OR(Q36=\"\",'Cost scenario - input'!$G21=\"\"),\"\",Q36/'Cost scenario - input'!$G21),\"\")","v":33.26266455464323},{"$f":"IFERROR(IF(OR(R36=\"\",'Cost scenario - input'!$G21=\"\"),\"\",R36/'Cost scenario - input'!$G21),\"\")","v":35.992241952477585},{"$f":"IFERROR(IF(OR(S36=\"\",'Cost scenario - input'!$G21=\"\"),\"\",S36/'Cost scenario - input'!$G21),\"\")","v":38.661513378490874},{"$f":"IFERROR(IF(OR(T36=\"\",'Cost scenario - input'!$G21=\"\"),\"\",T36/'Cost scenario - input'!$G21),\"\")","v":41.197687797837659},{"$f":"IFERROR(IF(OR(U36=\"\",'Cost scenario - input'!$G21=\"\"),\"\",U36/'Cost scenario - input'!$G21),\"\")","v":43.529659891929214},{"$f":"IFERROR(IF(OR(V36=\"\",'Cost scenario - input'!$G21=\"\"),\"\",V36/'Cost scenario - input'!$G21),\"\")","v":45.591852528480985},{"$f":"IFERROR(IF(OR(W36=\"\",'Cost scenario - input'!$G21=\"\"),\"\",W36/'Cost scenario - input'!$G21),\"\")","v":47.327946926207197}]
[{"$f":"IFERROR('Cost scenario - input'!A22,\"\")","v":2},{"$f":"IFERROR('Cost scenario - input'!B22,\"\")","v":"POLES"},{"$f":"IFERROR('Cost scenario - input'!C22,\"\")","v":"staking of a wooden pole"},{"$f":"IFERROR(repcalc('Cost scenario - input'!$CY22:$GK22,'Cost scenario - input'!$J22,'Cost scenario - input'!$H22,'Cost scenario - input'!$I22,20,TRUE,TRUE),\"\")","v":263.13306916781465},325.20286925201316,395.07301591433333,472.21176639673928,555.8114102900621,644.83854352342973,738.11264202574114,834.40956489238636,932.5820665836834,1031.6841290312811,1131.0809313094435,1230.5228990908017,1330.1618953607599,1430.491305674577,1532.2000492274569,1635.9431830496108,1742.0476671983822,1850.1889732425284,1959.089534819105,2066.2998095909707,{"$f":"IFERROR(IF(OR(D37=\"\",'Cost scenario - input'!$G22=\"\"),\"\",D37/'Cost scenario - input'!$G22),\"\")","v":26.769384409082857},{"$f":"IFERROR(IF(OR(E37=\"\",'Cost scenario - input'!$G22=\"\"),\"\",E37/'Cost scenario - input'!$G22),\"\")","v":33.083947393901603},{"$f":"IFERROR(IF(OR(F37=\"\",'Cost scenario - input'!$G22=\"\"),\"\",F37/'Cost scenario - input'!$G22),\"\")","v":40.192065049496613},{"$f":"IFERROR(IF(OR(G37=\"\",'Cost scenario - input'!$G22=\"\"),\"\",G37/'Cost scenario - input'!$G22),\"\")","v":48.039641452684883},{"$f":"IFERROR(IF(OR(H37=\"\",'Cost scenario - input'!$G22=\"\"),\"\",H37/'Cost scenario - input'!$G22),\"\")","v":56.544505592036195},{"$f":"IFERROR(IF(OR(I37=\"\",'Cost scenario - input'!$G22=\"\"),\"\",I37/'Cost scenario - input'!$G22),\"\")","v":65.601525904609503},{"$f":"IFERROR(IF(OR(J37=\"\",'Cost scenario - input'!$G22=\"\"),\"\",J37/'Cost scenario - input'!$G22),\"\")","v":75.090603830526248},{"$f":"IFERROR(IF(OR(K37=\"\",'Cost scenario - input'!$G22=\"\"),\"\",K37/'Cost scenario - input'!$G22),\"\")","v":84.887203527332176},{"$f":"IFERROR(IF(OR(L37=\"\",'Cost scenario - input'!$G22=\"\"),\"\",L37/'Cost scenario - input'!$G22),\"\")","v":94.874611968570832},{"$f":"IFERROR(IF(OR(M37=\"\",'Cost scenario - input'!$G22=\"\"),\"\",M37/'Cost scenario - input'!$G22),\"\")","v":104.95658765403959},{"$f":"IFERROR(IF(OR(N37=\"\",'Cost scenario - input'!$G22=\"\"),\"\",N37/'Cost scenario - input'!$G22),\"\")","v":115.06854818272858},{"$f":"IFERROR(IF(OR(O37=\"\",'Cost scenario - input'!$G22=\"\"),\"\",O37/'Cost scenario - input'!$G22),\"\")","v":125.18510354520606},{"$f":"IFERROR(IF(OR(P37=\"\",'Cost scenario - input'!$G22=\"\"),\"\",P37/'Cost scenario - input'!$G22),\"\")","v":135.32170325774393},{"$f":"IFERROR(IF(OR(Q37=\"\",'Cost scenario - input'!$G22=\"\"),\"\",Q37/'Cost scenario - input'!$G22),\"\")","v":145.52854104031971},{"$f":"IFERROR(IF(OR(R37=\"\",'Cost scenario - input'!$G22=\"\"),\"\",R37/'Cost scenario - input'!$G22),\"\")","v":155.87570288714736},{"$f":"IFERROR(IF(OR(S37=\"\",'Cost scenario - input'!$G22=\"\"),\"\",S37/'Cost scenario - input'!$G22),\"\")","v":166.42982988407385},{"$f":"IFERROR(IF(OR(T37=\"\",'Cost scenario - input'!$G22=\"\"),\"\",T37/'Cost scenario - input'!$G22),\"\")","v":177.22418474296256},{"$f":"IFERROR(IF(OR(U37=\"\",'Cost scenario - input'!$G22=\"\"),\"\",U37/'Cost scenario - input'!$G22),\"\")","v":188.22575212919557},{"$f":"IFERROR(IF(OR(V37=\"\",'Cost scenario - input'!$G22=\"\"),\"\",V37/'Cost scenario - input'!$G22),\"\")","v":199.30456105438313},{"$f":"IFERROR(IF(OR(W37=\"\",'Cost scenario - input'!$G22=\"\"),\"\",W37/'Cost scenario - input'!$G22),\"\")","v":210.2114115960045}]
[{"$f":"IFERROR('Cost scenario - input'!A23,\"\")","v":4},{"$f":"IFERROR('Cost scenario - input'!B23,\"\")","v":"SWITCHGEAR"},{"$f":"IFERROR('Cost scenario - input'!C23,\"\")","v":"˂ = 11 kv ; circuit breaker"},{"$f":"IFERROR(repcalc('Cost scenario - input'!$CY23:$GK23,'Cost scenario - input'!$J23,'Cost scenario - input'!$H23,'Cost scenario - input'!$I23,20,TRUE,TRUE),\"\")","v":42.401128049812321},50.47437318737763,59.619270425978243,69.899314355139467,81.375859659059614,94.110665582711889,108.16964345163059,123.62778952202726,140.57518326047767,159.12382163341459,179.41495101971327,201.62645808300107,225.97979683847913,252.7458672808425,282.2492254490349,314.86999782708574,351.04289499416456,391.2527699796222,436.02624539359704,485.91904055523764,{"$f":"IFERROR(IF(OR(D38=\"\",'Cost scenario - input'!$G23=\"\"),\"\",D38/'Cost scenario - input'!$G23),\"\")","v":0.40453059771475058},{"$f":"IFERROR(IF(OR(E38=\"\",'Cost scenario - input'!$G23=\"\"),\"\",E38/'Cost scenario - input'!$G23),\"\")","v":0.48155389476383587},{"$f":"IFERROR(IF(OR(F38=\"\",'Cost scenario - input'!$G23=\"\"),\"\",F38/'Cost scenario - input'!$G23),\"\")","v":0.56880135529425102},{"$f":"IFERROR(IF(OR(G38=\"\",'Cost scenario - input'!$G23=\"\"),\"\",G38/'Cost scenario - input'!$G23),\"\")","v":0.66687875338403813},{"$f":"IFERROR(IF(OR(H38=\"\",'Cost scenario - input'!$G23=\"\"),\"\",H38/'Cost scenario - input'!$G23),\"\")","v":0.77637144721145579},{"$f":"IFERROR(IF(OR(I38=\"\",'Cost scenario - input'!$G23=\"\"),\"\",I38/'Cost scenario - input'!$G23),\"\")","v":0.89786865469198185},{"$f":"IFERROR(IF(OR(J38=\"\",'Cost scenario - input'!$G23=\"\"),\"\",J38/'Cost scenario - input'!$G23),\"\")","v":1.0319992069237711},{"$f":"IFERROR(IF(OR(K38=\"\",'Cost scenario - input'!$G23=\"\"),\"\",K38/'Cost scenario - input'!$G23),\"\")","v":1.1794786103508024},{"$f":"IFERROR(IF(OR(L38=\"\",'Cost scenario - input'!$G23=\"\"),\"\",L38/'Cost scenario - input'!$G23),\"\")","v":1.3411662737230723},{"$f":"IFERROR(IF(OR(M38=\"\",'Cost scenario - input'!$G23=\"\"),\"\",M38/'Cost scenario - input'!$G23),\"\")","v":1.5181307110603035},{"$f":"IFERROR(IF(OR(N38=\"\",'Cost scenario - input'!$G23=\"\"),\"\",N38/'Cost scenario - input'!$G23),\"\")","v":1.7117194922197019},{"$f":"IFERROR(IF(OR(O38=\"\",'Cost scenario - input'!$G23=\"\"),\"\",O38/'Cost scenario - input'!$G23),\"\")","v":1.9236297559726254},{"$f":"IFERROR(IF(OR(P38=\"\",'Cost scenario - input'!$G23=\"\"),\"\",P38/'Cost scenario - input'!$G23),\"\")","v":2.1559742981161674},{"$f":"IFERROR(IF(OR(Q38=\"\",'Cost scenario - input'!$G23=\"\"),\"\",Q38/'Cost scenario - input'!$G23),\"\")","v":2.4113376568882297},{"$f":"IFERROR(IF(OR(R38=\"\",'Cost scenario - input'!$G23=\"\"),\"\",R38/'Cost scenario - input'!$G23),\"\")","v":2.692816279352003},{"$f":"IFERROR(IF(OR(S38=\"\",'Cost scenario - input'!$G23=\"\"),\"\",S38/'Cost scenario - input'!$G23),\"\")","v":3.0040367858561488},{"$f":"IFERROR(IF(OR(T38=\"\",'Cost scenario - input'!$G23=\"\"),\"\",T38/'Cost scenario - input'!$G23),\"\")","v":3.3491465597018326},{"$f":"IFERROR(IF(OR(U38=\"\",'Cost scenario - input'!$G23=\"\"),\"\",U38/'Cost scenario - input'!$G23),\"\")","v":3.7327713713529125},{"$f":"IFERROR(IF(OR(V38=\"\",'Cost scenario - input'!$G23=\"\"),\"\",V38/'Cost scenario - input'!$G23),\"\")","v":4.1599354965550512},{"$f":"IFERROR(IF(OR(W38=\"\",'Cost scenario - input'!$G23=\"\"),\"\",W38/'Cost scenario - input'!$G23),\"\")","v":4.6359408100148052}]
[{"$f":"IFERROR('Cost scenario - input'!A24,\"\")","v":4},{"$f":"IFERROR('Cost scenario - input'!B24,\"\")","v":"SWITCHGEAR"},{"$f":"IFERROR('Cost scenario - input'!C24,\"\")","v":"˂ = 11 kv ; switch"},{"$f":"IFERROR(repcalc('Cost scenario - input'!$CY24:$GK24,'Cost scenario - input'!$J24,'Cost scenario - input'!$H24,'Cost scenario - input'!$I24,20,TRUE,TRUE),\"\")","v":576.19752602433994},589.94681152200894,603.58926369205449,617.8893335080993,633.70548777785484,651.97123016106207,673.67401081401272,699.83239901666298,731.4716966729552,769.59796374148482,815.1702466304688,869.07068818084542,932.07219332290856,1004.8034619186417,1087.7115009743604,1181.0221940073452,1284.7001123065158,1398.4094492659342,1521.4786656002075,1652.8720490878193,{"$f":"IFERROR(IF(OR(D39=\"\",'Cost scenario - input'!$G24=\"\"),\"\",D39/'Cost scenario - input'!$G24),\"\")","v":42.610007889415854},{"$f":"IFERROR(IF(OR(E39=\"\",'Cost scenario - input'!$G24=\"\"),\"\",E39/'Cost scenario - input'!$G24),\"\")","v":43.626772344431508},{"$f":"IFERROR(IF(OR(F39=\"\",'Cost scenario - input'!$G24=\"\"),\"\",F39/'Cost scenario - input'!$G24),\"\")","v":44.63563643763149},{"$f":"IFERROR(IF(OR(G39=\"\",'Cost scenario - input'!$G24=\"\"),\"\",G39/'Cost scenario - input'!$G24),\"\")","v":45.693131584972903},{"$f":"IFERROR(IF(OR(H39=\"\",'Cost scenario - input'!$G24=\"\"),\"\",H39/'Cost scenario - input'!$G24),\"\")","v":46.862741706113951},{"$f":"IFERROR(IF(OR(I39=\"\",'Cost scenario - input'!$G24=\"\"),\"\",I39/'Cost scenario - input'!$G24),\"\")","v":48.213499722075341},{"$f":"IFERROR(IF(OR(J39=\"\",'Cost scenario - input'!$G24=\"\"),\"\",J39/'Cost scenario - input'!$G24),\"\")","v":49.818427916101335},{"$f":"IFERROR(IF(OR(K39=\"\",'Cost scenario - input'!$G24=\"\"),\"\",K39/'Cost scenario - input'!$G24),\"\")","v":51.752849841478096},{"$f":"IFERROR(IF(OR(L39=\"\",'Cost scenario - input'!$G24=\"\"),\"\",L39/'Cost scenario - input'!$G24),\"\")","v":54.092586931382293},{"$f":"IFERROR(IF(OR(M39=\"\",'Cost scenario - input'!$G24=\"\"),\"\",M39/'Cost scenario - input'!$G24),\"\")","v":56.912037670425207},{"$f":"IFERROR(IF(OR(N39=\"\",'Cost scenario - input'!$G24=\"\"),\"\",N39/'Cost scenario - input'!$G24),\"\")","v":60.282123874780538},{"$f":"IFERROR(IF(OR(O39=\"\",'Cost scenario - input'!$G24=\"\"),\"\",O39/'Cost scenario - input'!$G24),\"\")","v":64.268080315016149},{"$f":"IFERROR(IF(OR(P39=\"\",'Cost scenario - input'!$G24=\"\"),\"\",P39/'Cost scenario - input'!$G24),\"\")","v":68.927063580131701},{"$f":"IFERROR(IF(OR(Q39=\"\",'Cost scenario - input'!$G24=\"\"),\"\",Q39/'Cost scenario - input'!$G24),\"\")","v":74.305566244061055},{"$f":"IFERROR(IF(OR(R39=\"\",'Cost scenario - input'!$G24=\"\"),\"\",R39/'Cost scenario - input'!$G24),\"\")","v":80.436644630730385},{"$f":"IFERROR(IF(OR(S39=\"\",'Cost scenario - input'!$G24=\"\"),\"\",S39/'Cost scenario - input'!$G24),\"\")","v":87.337002904976757},{"$f":"IFERROR(IF(OR(T39=\"\",'Cost scenario - input'!$G24=\"\"),\"\",T39/'Cost scenario - input'!$G24),\"\")","v":95.004021101266716},{"$f":"IFERROR(IF(OR(U39=\"\",'Cost scenario - input'!$G24=\"\"),\"\",U39/'Cost scenario - input'!$G24),\"\")","v":103.4128662040421},{"$f":"IFERROR(IF(OR(V39=\"\",'Cost scenario - input'!$G24=\"\"),\"\",V39/'Cost scenario - input'!$G24),\"\")","v":112.51387764907578},{"$f":"IFERROR(IF(OR(W39=\"\",'Cost scenario - input'!$G24=\"\"),\"\",W39/'Cost scenario - input'!$G24),\"\")","v":122.23046415657787}]
[{"$f":"IFERROR('Cost scenario - input'!A25,\"\")","v":4},{"$f":"IFERROR('Cost scenario - input'!B25,\"\")","v":"SWITCHGEAR"},{"$f":"IFERROR('Cost scenario - input'!C25,\"\")","v":"> 11 kv & < = 22 kv ; circuit breaker"},{"$f":"IFERROR(repcalc('Cost scenario - input'!$CY25:$GK25,'Cost scenario - input'!$J25,'Cost scenario - input'!$H25,'Cost scenario - input'!$I25,20,TRUE,TRUE),\"\")","v":399.90919804139827},350.44648350699862,302.69290696020761,257.86538909907955,216.8454720496149,180.17925438296001,148.1039246121336,120.59380027394936,97.417899755555453,78.201328836336515,62.483912068561786,49.771211532090405,39.575005247789932,31.442138909513755,24.972192690287059,19.825492711109241,15.723611915428078,12.444691364858778,9.8157639826228262,7.7038942559448129,{"$f":"IFERROR(IF(OR(D40=\"\",'Cost scenario - input'!$G25=\"\"),\"\",D40/'Cost scenario - input'!$G25),\"\")","v":5.0603113151338581},{"$f":"IFERROR(IF(OR(E40=\"\",'Cost scenario - input'!$G25=\"\"),\"\",E40/'Cost scenario - input'!$G25),\"\")","v":4.4344274013316358},{"$f":"IFERROR(IF(OR(F40=\"\",'Cost scenario - input'!$G25=\"\"),\"\",F40/'Cost scenario - input'!$G25),\"\")","v":3.8301703226714388},{"$f":"IFERROR(IF(OR(G40=\"\",'Cost scenario - input'!$G25=\"\"),\"\",G40/'Cost scenario - input'!$G25),\"\")","v":3.2629385686307404},{"$f":"IFERROR(IF(OR(H40=\"\",'Cost scenario - input'!$G25=\"\"),\"\",H40/'Cost scenario - input'!$G25),\"\")","v":2.7438868653744168},{"$f":"IFERROR(IF(OR(I40=\"\",'Cost scenario - input'!$G25=\"\"),\"\",I40/'Cost scenario - input'!$G25),\"\")","v":2.2799253534850914},{"$f":"IFERROR(IF(OR(J40=\"\",'Cost scenario - input'!$G25=\"\"),\"\",J40/'Cost scenario - input'!$G25),\"\")","v":1.8740553335633179},{"$f":"IFERROR(IF(OR(K40=\"\",'Cost scenario - input'!$G25=\"\"),\"\",K40/'Cost scenario - input'!$G25),\"\")","v":1.5259518286900886},{"$f":"IFERROR(IF(OR(L40=\"\",'Cost scenario - input'!$G25=\"\"),\"\",L40/'Cost scenario - input'!$G25),\"\")","v":1.232692078211669},{"$f":"IFERROR(IF(OR(M40=\"\",'Cost scenario - input'!$G25=\"\"),\"\",M40/'Cost scenario - input'!$G25),\"\")","v":0.98953230160025585},{"$f":"IFERROR(IF(OR(N40=\"\",'Cost scenario - input'!$G25=\"\"),\"\",N40/'Cost scenario - input'!$G25),\"\")","v":0.79064959946642865},{"$f":"IFERROR(IF(OR(O40=\"\",'Cost scenario - input'!$G25=\"\"),\"\",O40/'Cost scenario - input'!$G25),\"\")","v":0.62978752706179497},{"$f":"IFERROR(IF(OR(P40=\"\",'Cost scenario - input'!$G25=\"\"),\"\",P40/'Cost scenario - input'!$G25),\"\")","v":0.50076829398443168},{"$f":"IFERROR(IF(OR(Q40=\"\",'Cost scenario - input'!$G25=\"\"),\"\",Q40/'Cost scenario - input'!$G25),\"\")","v":0.39785784391823964},{"$f":"IFERROR(IF(OR(R40=\"\",'Cost scenario - input'!$G25=\"\"),\"\",R40/'Cost scenario - input'!$G25),\"\")","v":0.31598940422790983},{"$f":"IFERROR(IF(OR(S40=\"\",'Cost scenario - input'!$G25=\"\"),\"\",S40/'Cost scenario - input'!$G25),\"\")","v":0.25086486028697086},{"$f":"IFERROR(IF(OR(T40=\"\",'Cost scenario - input'!$G25=\"\"),\"\",T40/'Cost scenario - input'!$G25),\"\")","v":0.19896109336844414},{"$f":"IFERROR(IF(OR(U40=\"\",'Cost scenario - input'!$G25=\"\"),\"\",U40/'Cost scenario - input'!$G25),\"\")","v":0.15747077795501088},{"$f":"IFERROR(IF(OR(V40=\"\",'Cost scenario - input'!$G25=\"\"),\"\",V40/'Cost scenario - input'!$G25),\"\")","v":0.12420524906958452},{"$f":"IFERROR(IF(OR(W40=\"\",'Cost scenario - input'!$G25=\"\"),\"\",W40/'Cost scenario - input'!$G25),\"\")","v":9.7482387164089856E-2}]
[{"$f":"IFERROR('Cost scenario - input'!A26,\"\")","v":4},{"$f":"IFERROR('Cost scenario - input'!B26,\"\")","v":"SWITCHGEAR"},{"$f":"IFERROR('Cost scenario - input'!C26,\"\")","v":"> 11 kv & < = 22 kv ; switch"},{"$f":"IFERROR(repcalc('Cost scenario - input'!$CY26:$GK26,'Cost scenario - input'!$J26,'Cost scenario - input'!$H26,'Cost scenario - input'!$I26,20,TRUE,TRUE),\"\")","v":12.65048035175386},6.4112850234324039,6.1744836041891853,8.2843733088127891,11.741832741972958,16.29465678264841,21.822067849561193,28.132413425439395,34.900948152360094,41.670686008137039,47.895518906030922,53.014440675736438,56.541687173841744,58.152385098368036,57.742479390336591,55.447167156091609,51.612789586774539,46.729692974052568,41.343794279699182,35.969066190329706,{"$f":"IFERROR(IF(OR(D41=\"\",'Cost scenario - input'!$G26=\"\"),\"\",D41/'Cost scenario - input'!$G26),\"\")","v":0.8649979017549948},{"$f":"IFERROR(IF(OR(E41=\"\",'Cost scenario - input'!$G26=\"\"),\"\",E41/'Cost scenario - input'!$G26),\"\")","v":0.43838241225783897},{"$f":"IFERROR(IF(OR(F41=\"\",'Cost scenario - input'!$G26=\"\"),\"\",F41/'Cost scenario - input'!$G26),\"\")","v":0.42219071636309841},{"$f":"IFERROR(IF(OR(G41=\"\",'Cost scenario - input'!$G26=\"\"),\"\",G41/'Cost scenario - input'!$G26),\"\")","v":0.56645797868731984},{"$f":"IFERROR(IF(OR(H41=\"\",'Cost scenario - input'!$G26=\"\"),\"\",H41/'Cost scenario - input'!$G26),\"\")","v":0.80286759096515969},{"$f":"IFERROR(IF(OR(I41=\"\",'Cost scenario - input'!$G26=\"\"),\"\",I41/'Cost scenario - input'!$G26),\"\")","v":1.1141746032477386},{"$f":"IFERROR(IF(OR(J41=\"\",'Cost scenario - input'!$G26=\"\"),\"\",J41/'Cost scenario - input'!$G26),\"\")","v":1.4921206449847253},{"$f":"IFERROR(IF(OR(K41=\"\",'Cost scenario - input'!$G26=\"\"),\"\",K41/'Cost scenario - input'!$G26),\"\")","v":1.9236011524997465},{"$f":"IFERROR(IF(OR(L41=\"\",'Cost scenario - input'!$G26=\"\"),\"\",L41/'Cost scenario - input'!$G26),\"\")","v":2.3864111149633866},{"$f":"IFERROR(IF(OR(M41=\"\",'Cost scenario - input'!$G26=\"\"),\"\",M41/'Cost scenario - input'!$G26),\"\")","v":2.8493033433890504},{"$f":"IFERROR(IF(OR(N41=\"\",'Cost scenario - input'!$G26=\"\"),\"\",N41/'Cost scenario - input'!$G26),\"\")","v":3.2749367775145117},{"$f":"IFERROR(IF(OR(O41=\"\",'Cost scenario - input'!$G26=\"\"),\"\",O41/'Cost scenario - input'!$G26),\"\")","v":3.6249516755202906},{"$f":"IFERROR(IF(OR(P41=\"\",'Cost scenario - input'!$G26=\"\"),\"\",P41/'Cost scenario - input'!$G26),\"\")","v":3.8661330959088649},{"$f":"IFERROR(IF(OR(Q41=\"\",'Cost scenario - input'!$G26=\"\"),\"\",Q41/'Cost scenario - input'!$G26),\"\")","v":3.9762672794604961},{"$f":"IFERROR(IF(OR(R41=\"\",'Cost scenario - input'!$G26=\"\"),\"\",R41/'Cost scenario - input'!$G26),\"\")","v":3.9482392862534685},{"$f":"IFERROR(IF(OR(S41=\"\",'Cost scenario - input'!$G26=\"\"),\"\",S41/'Cost scenario - input'!$G26),\"\")","v":3.7912934461518932},{"$f":"IFERROR(IF(OR(T41=\"\",'Cost scenario - input'!$G26=\"\"),\"\",T41/'Cost scenario - input'!$G26),\"\")","v":3.5291114214562183},{"$f":"IFERROR(IF(OR(U41=\"\",'Cost scenario - input'!$G26=\"\"),\"\",U41/'Cost scenario - input'!$G26),\"\")","v":3.1952214657688178},{"$f":"IFERROR(IF(OR(V41=\"\",'Cost scenario - input'!$G26=\"\"),\"\",V41/'Cost scenario - input'!$G26),\"\")","v":2.8269515708604596},{"$f":"IFERROR(IF(OR(W41=\"\",'Cost scenario - input'!$G26=\"\"),\"\",W41/'Cost scenario - input'!$G26),\"\")","v":2.4594454848829672}]
[{"$f":"IFERROR('Cost scenario - input'!A27,\"\")","v":4},{"$f":"IFERROR('Cost scenario - input'!B27,\"\")","v":"SWITCHGEAR"},{"$f":"IFERROR('Cost scenario - input'!C27,\"\")","v":"> 33 kv & < = 66 kv ; circuit breaker"},{"$f":"IFERROR(repcalc('Cost scenario - input'!$CY27:$GK27,'Cost scenario - input'!$J27,'Cost scenario - input'!$H27,'Cost scenario - input'!$I27,20,TRUE,TRUE),\"\")","v":169.96254939145518},178.79830148690741,185.63045738956384,190.17028487002648,192.20999552008431,191.63959559523786,188.45786827940782,182.7760899914347,174.81374195786131,164.88627823059343,153.38584918993121,140.75663999145436,127.46705933755001,113.98132573265075,100.73300760182647,88.102788764890278,76.402203532692326,65.864399677383105,56.642241435823244,48.813354568877983,{"$f":"IFERROR(IF(OR(D42=\"\",'Cost scenario - input'!$G27=\"\"),\"\",D42/'Cost scenario - input'!$G27),\"\")","v":1.1881938425897598},{"$f":"IFERROR(IF(OR(E42=\"\",'Cost scenario - input'!$G27=\"\"),\"\",E42/'Cost scenario - input'!$G27),\"\")","v":1.2499638399924564},{"$f":"IFERROR(IF(OR(F42=\"\",'Cost scenario - input'!$G27=\"\"),\"\",F42/'Cost scenario - input'!$G27),\"\")","v":1.2977268654602174},{"$f":"IFERROR(IF(OR(G42=\"\",'Cost scenario - input'!$G27=\"\"),\"\",G42/'Cost scenario - input'!$G27),\"\")","v":1.3294644163384504},{"$f":"IFERROR(IF(OR(H42=\"\",'Cost scenario - input'!$G27=\"\"),\"\",H42/'Cost scenario - input'!$G27),\"\")","v":1.3437238613970293},{"$f":"IFERROR(IF(OR(I42=\"\",'Cost scenario - input'!$G27=\"\"),\"\",I42/'Cost scenario - input'!$G27),\"\")","v":1.339736243648632},{"$f":"IFERROR(IF(OR(J42=\"\",'Cost scenario - input'!$G27=\"\"),\"\",J42/'Cost scenario - input'!$G27),\"\")","v":1.3174930564347143},{"$f":"IFERROR(IF(OR(K42=\"\",'Cost scenario - input'!$G27=\"\"),\"\",K42/'Cost scenario - input'!$G27),\"\")","v":1.2777722238106934},{"$f":"IFERROR(IF(OR(L42=\"\",'Cost scenario - input'!$G27=\"\"),\"\",L42/'Cost scenario - input'!$G27),\"\")","v":1.2221081205130984},{"$f":"IFERROR(IF(OR(M42=\"\",'Cost scenario - input'!$G27=\"\"),\"\",M42/'Cost scenario - input'!$G27),\"\")","v":1.1527060592030796},{"$f":"IFERROR(IF(OR(N42=\"\",'Cost scenario - input'!$G27=\"\"),\"\",N42/'Cost scenario - input'!$G27),\"\")","v":1.0723075301025133},{"$f":"IFERROR(IF(OR(O42=\"\",'Cost scenario - input'!$G27=\"\"),\"\",O42/'Cost scenario - input'!$G27),\"\")","v":0.98401779415693946},{"$f":"IFERROR(IF(OR(P42=\"\",'Cost scenario - input'!$G27=\"\"),\"\",P42/'Cost scenario - input'!$G27),\"\")","v":0.89111145708382056},{"$f":"IFERROR(IF(OR(Q42=\"\",'Cost scenario - input'!$G27=\"\"),\"\",Q42/'Cost scenario - input'!$G27),\"\")","v":0.7968338312802582},{"$f":"IFERROR(IF(OR(R42=\"\",'Cost scenario - input'!$G27=\"\"),\"\",R42/'Cost scenario - input'!$G27),\"\")","v":0.70421595702456008},{"$f":"IFERROR(IF(OR(S42=\"\",'Cost scenario - input'!$G27=\"\"),\"\",S42/'Cost scenario - input'!$G27),\"\")","v":0.61591916278170278},{"$f":"IFERROR(IF(OR(T42=\"\",'Cost scenario - input'!$G27=\"\"),\"\",T42/'Cost scenario - input'!$G27),\"\")","v":0.53412135863383658},{"$f":"IFERROR(IF(OR(U42=\"\",'Cost scenario - input'!$G27=\"\"),\"\",U42/'Cost scenario - input'!$G27),\"\")","v":0.4604524609847494},{"$f":"IFERROR(IF(OR(V42=\"\",'Cost scenario - input'!$G27=\"\"),\"\",V42/'Cost scenario - input'!$G27),\"\")","v":0.39598113081675929},{"$f":"IFERROR(IF(OR(W42=\"\",'Cost scenario - input'!$G27=\"\"),\"\",W42/'Cost scenario - input'!$G27),\"\")","v":0.34125004327457714}]
[{"$f":"IFERROR('Cost scenario - input'!A28,\"\")","v":4},{"$f":"IFERROR('Cost scenario - input'!B28,\"\")","v":"SWITCHGEAR"},{"$f":"IFERROR('Cost scenario - input'!C28,\"\")","v":"> 33 kv & < = 66 kv ; switch"},{"$f":"IFERROR(repcalc('Cost scenario - input'!$CY28:$GK28,'Cost scenario - input'!$J28,'Cost scenario - input'!$H28,'Cost scenario - input'!$I28,20,TRUE,TRUE),\"\")","v":8.0403070495003847E-3},1.1295343129466364E-2,1.5684347872066486E-2,2.1526598326643685E-2,2.9203055763151006E-2,3.9158645443479502E-2,5.1901105138542528E-2,6.7995311251510773E-2,8.8052049126995005E-2,0.11271038435640614,0.14261313579609805,0.1783754560160975,0.22054717912410315,0.2695703639654114,0.32573428184417569,0.38913088768868348,0.45961446958629032,0.53676958353782112,0.61989144369115801,0.70798257077027849,{"$f":"IFERROR(IF(OR(D43=\"\",'Cost scenario - input'!$G28=\"\"),\"\",D43/'Cost scenario - input'!$G28),\"\")","v":2.5739482415115589E-4},{"$f":"IFERROR(IF(OR(E43=\"\",'Cost scenario - input'!$G28=\"\"),\"\",E43/'Cost scenario - input'!$G28),\"\")","v":3.6159848630614442E-4},{"$f":"IFERROR(IF(OR(F43=\"\",'Cost scenario - input'!$G28=\"\"),\"\",F43/'Cost scenario - input'!$G28),\"\")","v":5.0210395419002913E-4},{"$f":"IFERROR(IF(OR(G43=\"\",'Cost scenario - input'!$G28=\"\"),\"\",G43/'Cost scenario - input'!$G28),\"\")","v":6.891322628286091E-4},{"$f":"IFERROR(IF(OR(H43=\"\",'Cost scenario - input'!$G28=\"\"),\"\",H43/'Cost scenario - input'!$G28),\"\")","v":9.3487914784295858E-4},{"$f":"IFERROR(IF(OR(I43=\"\",'Cost scenario - input'!$G28=\"\"),\"\",I43/'Cost scenario - input'!$G28),\"\")","v":1.2535880279035089E-3},{"$f":"IFERROR(IF(OR(J43=\"\",'Cost scenario - input'!$G28=\"\"),\"\",J43/'Cost scenario - input'!$G28),\"\")","v":1.6615131422395024E-3},{"$f":"IFERROR(IF(OR(K43=\"\",'Cost scenario - input'!$G28=\"\"),\"\",K43/'Cost scenario - input'!$G28),\"\")","v":2.1767379124872175E-3},{"$f":"IFERROR(IF(OR(L43=\"\",'Cost scenario - input'!$G28=\"\"),\"\",L43/'Cost scenario - input'!$G28),\"\")","v":2.8188154459350082E-3},{"$f":"IFERROR(IF(OR(M43=\"\",'Cost scenario - input'!$G28=\"\"),\"\",M43/'Cost scenario - input'!$G28),\"\")","v":3.6082041870812709E-3},{"$f":"IFERROR(IF(OR(N43=\"\",'Cost scenario - input'!$G28=\"\"),\"\",N43/'Cost scenario - input'!$G28),\"\")","v":4.5654827339165552E-3},{"$f":"IFERROR(IF(OR(O43=\"\",'Cost scenario - input'!$G28=\"\"),\"\",O43/'Cost scenario - input'!$G28),\"\")","v":5.7103440019742316E-3},{"$f":"IFERROR(IF(OR(P43=\"\",'Cost scenario - input'!$G28=\"\"),\"\",P43/'Cost scenario - input'!$G28),\"\")","v":7.0603898629977672E-3},{"$f":"IFERROR(IF(OR(Q43=\"\",'Cost scenario - input'!$G28=\"\"),\"\",Q43/'Cost scenario - input'!$G28),\"\")","v":8.6297719728939595E-3},{"$f":"IFERROR(IF(OR(R43=\"\",'Cost scenario - input'!$G28=\"\"),\"\",R43/'Cost scenario - input'!$G28),\"\")","v":1.0427750790996783E-2},{"$f":"IFERROR(IF(OR(S43=\"\",'Cost scenario - input'!$G28=\"\"),\"\",S43/'Cost scenario - input'!$G28),\"\")","v":1.2457270075853099E-2},{"$f":"IFERROR(IF(OR(T43=\"\",'Cost scenario - input'!$G28=\"\"),\"\",T43/'Cost scenario - input'!$G28),\"\")","v":1.4713665143402844E-2},{"$f":"IFERROR(IF(OR(U43=\"\",'Cost scenario - input'!$G28=\"\"),\"\",U43/'Cost scenario - input'!$G28),\"\")","v":1.7183636360379027E-2},{"$f":"IFERROR(IF(OR(V43=\"\",'Cost scenario - input'!$G28=\"\"),\"\",V43/'Cost scenario - input'!$G28),\"\")","v":1.9844621375698139E-2},{"$f":"IFERROR(IF(OR(W43=\"\",'Cost scenario - input'!$G28=\"\"),\"\",W43/'Cost scenario - input'!$G28),\"\")","v":2.2664687826421098E-2}]
[{"$f":"IFERROR('Cost scenario - input'!A29,\"\")","v":""},{"$f":"IFERROR('Cost scenario - input'!B29,\"\")","v":"TRANSFORMERS"},{"$f":"IFERROR('Cost scenario - input'!C29,\"\")","v":"ground outdoor / indoor chamber mounted ; ˂ 22 kv ; < = 60 kva ; multiple phase"},{"$f":"IFERROR(repcalc('Cost scenario - input'!$CY29:$GK29,'Cost scenario - input'!$J29,'Cost scenario - input'!$H29,'Cost scenario - input'!$I29,20,TRUE,TRUE),\"\")","v":""},"","","","","","","","","","","","","","","","","","","",{"$f":"IFERROR(IF(OR(D44=\"\",'Cost scenario - input'!$G29=\"\"),\"\",D44/'Cost scenario - input'!$G29),\"\")","v":""},{"$f":"IFERROR(IF(OR(E44=\"\",'Cost scenario - input'!$G29=\"\"),\"\",E44/'Cost scenario - input'!$G29),\"\")","v":""},{"$f":"IFERROR(IF(OR(F44=\"\",'Cost scenario - input'!$G29=\"\"),\"\",F44/'Cost scenario - input'!$G29),\"\")","v":""},{"$f":"IFERROR(IF(OR(G44=\"\",'Cost scenario - input'!$G29=\"\"),\"\",G44/'Cost scenario - input'!$G29),\"\")","v":""},{"$f":"IFERROR(IF(OR(H44=\"\",'Cost scenario - input'!$G29=\"\"),\"\",H44/'Cost scenario - input'!$G29),\"\")","v":""},{"$f":"IFERROR(IF(OR(I44=\"\",'Cost scenario - input'!$G29=\"\"),\"\",I44/'Cost scenario - input'!$G29),\"\")","v":""},{"$f":"IFERROR(IF(OR(J44=\"\",'Cost scenario - input'!$G29=\"\"),\"\",J44/'Cost scenario - input'!$G29),\"\")","v":""},{"$f":"IFERROR(IF(OR(K44=\"\",'Cost scenario - input'!$G29=\"\"),\"\",K44/'Cost scenario - input'!$G29),\"\")","v":""},{"$f":"IFERROR(IF(OR(L44=\"\",'Cost scenario - input'!$G29=\"\"),\"\",L44/'Cost scenario - input'!$G29),\"\")","v":""},{"$f":"IFERROR(IF(OR(M44=\"\",'Cost scenario - input'!$G29=\"\"),\"\",M44/'Cost scenario - input'!$G29),\"\")","v":""},{"$f":"IFERROR(IF(OR(N44=\"\",'Cost scenario - input'!$G29=\"\"),\"\",N44/'Cost scenario - input'!$G29),\"\")","v":""},{"$f":"IFERROR(IF(OR(O44=\"\",'Cost scenario - input'!$G29=\"\"),\"\",O44/'Cost scenario - input'!$G29),\"\")","v":""},{"$f":"IFERROR(IF(OR(P44=\"\",'Cost scenario - input'!$G29=\"\"),\"\",P44/'Cost scenario - input'!$G29),\"\")","v":""},{"$f":"IFERROR(IF(OR(Q44=\"\",'Cost scenario - input'!$G29=\"\"),\"\",Q44/'Cost scenario - input'!$G29),\"\")","v":""},{"$f":"IFERROR(IF(OR(R44=\"\",'Cost scenario - input'!$G29=\"\"),\"\",R44/'Cost scenario - input'!$G29),\"\")","v":""},{"$f":"IFERROR(IF(OR(S44=\"\",'Cost scenario - input'!$G29=\"\"),\"\",S44/'Cost scenario - input'!$G29),\"\")","v":""},{"$f":"IFERROR(IF(OR(T44=\"\",'Cost scenario - input'!$G29=\"\"),\"\",T44/'Cost scenario - input'!$G29),\"\")","v":""},{"$f":"IFERROR(IF(OR(U44=\"\",'Cost scenario - input'!$G29=\"\"),\"\",U44/'Cost scenario - input'!$G29),\"\")","v":""},{"$f":"IFERROR(IF(OR(V44=\"\",'Cost scenario - input'!$G29=\"\"),\"\",V44/'Cost scenario - input'!$G29),\"\")","v":""},{"$f":"IFERROR(IF(OR(W44=\"\",'Cost scenario - input'!$G29=\"\"),\"\",W44/'Cost scenario - input'!$G29),\"\")","v":""}]
[{"$f":"IFERROR('Cost scenario - input'!A30,\"\")","v":5},{"$f":"IFERROR('Cost scenario - input'!B30,\"\")","v":"TRANSFORMERS"},{"$f":"IFERROR('Cost scenario - input'!C30,\"\")","v":"ground outdoor / indoor chamber mounted ; ˂ 22 kv ; > 60 kva and < = 600 kva ; multiple phase"},{"$f":"IFERROR(repcalc('Cost scenario - input'!$CY30:$GK30,'Cost scenario - input'!$J30,'Cost scenario - input'!$H30,'Cost scenario - input'!$I30,20,TRUE,TRUE),\"\")","v":23.37113588731286},27.090006005893567,31.902541925304451,38.101336818270582,46.021754389552136,56.039113971560276,68.562745124948918,84.026385671782833,102.87456333686998,125.54485701785552,152.44627384519936,183.93438456352035,220.28430089421164,261.66301081813788,308.10295883019359,359.4790126502686,415.49104406033973,475.65422980390656,539.29882867656613,605.58061841396318,{"$f":"IFERROR(IF(OR(D45=\"\",'Cost scenario - input'!$G30=\"\"),\"\",D45/'Cost scenario - input'!$G30),\"\")","v":0.35263063335574102},{"$f":"IFERROR(IF(OR(E45=\"\",'Cost scenario - input'!$G30=\"\"),\"\",E45/'Cost scenario - input'!$G30),\"\")","v":0.40874204923239715},{"$f":"IFERROR(IF(OR(F45=\"\",'Cost scenario - input'!$G30=\"\"),\"\",F45/'Cost scenario - input'!$G30),\"\")","v":0.48135501924342533},{"$f":"IFERROR(IF(OR(G45=\"\",'Cost scenario - input'!$G30=\"\"),\"\",G45/'Cost scenario - input'!$G30),\"\")","v":0.57488427600221204},{"$f":"IFERROR(IF(OR(H45=\"\",'Cost scenario - input'!$G30=\"\"),\"\",H45/'Cost scenario - input'!$G30),\"\")","v":0.69438988660110212},{"$f":"IFERROR(IF(OR(I45=\"\",'Cost scenario - input'!$G30=\"\"),\"\",I45/'Cost scenario - input'!$G30),\"\")","v":0.84553478049876363},{"$f":"IFERROR(IF(OR(J45=\"\",'Cost scenario - input'!$G30=\"\"),\"\",J45/'Cost scenario - input'!$G30),\"\")","v":1.0344950435696951},{"$f":"IFERROR(IF(OR(K45=\"\",'Cost scenario - input'!$G30=\"\"),\"\",K45/'Cost scenario - input'!$G30),\"\")","v":1.2678150407794038},{"$f":"IFERROR(IF(OR(L45=\"\",'Cost scenario - input'!$G30=\"\"),\"\",L45/'Cost scenario - input'!$G30),\"\")","v":1.552201938347753},{"$f":"IFERROR(IF(OR(M45=\"\",'Cost scenario - input'!$G30=\"\"),\"\",M45/'Cost scenario - input'!$G30),\"\")","v":1.8942580565283973},{"$f":"IFERROR(IF(OR(N45=\"\",'Cost scenario - input'!$G30=\"\"),\"\",N45/'Cost scenario - input'!$G30),\"\")","v":2.300154616273391},{"$f":"IFERROR(IF(OR(O45=\"\",'Cost scenario - input'!$G30=\"\"),\"\",O45/'Cost scenario - input'!$G30),\"\")","v":2.7752565744886488},{"$f":"IFERROR(IF(OR(P45=\"\",'Cost scenario - input'!$G30=\"\"),\"\",P45/'Cost scenario - input'!$G30),\"\")","v":3.3237148984624625},{"$f":"IFERROR(IF(OR(Q45=\"\",'Cost scenario - input'!$G30=\"\"),\"\",Q45/'Cost scenario - input'!$G30),\"\")","v":3.9480491524016821},{"$f":"IFERROR(IF(OR(R45=\"\",'Cost scenario - input'!$G30=\"\"),\"\",R45/'Cost scenario - input'!$G30),\"\")","v":4.6487488684727678},{"$f":"IFERROR(IF(OR(S45=\"\",'Cost scenario - input'!$G30=\"\"),\"\",S45/'Cost scenario - input'!$G30),\"\")","v":5.4239260137020029},{"$f":"IFERROR(IF(OR(T45=\"\",'Cost scenario - input'!$G30=\"\"),\"\",T45/'Cost scenario - input'!$G30),\"\")","v":6.2690521644766113},{"$f":"IFERROR(IF(OR(U45=\"\",'Cost scenario - input'!$G30=\"\"),\"\",U45/'Cost scenario - input'!$G30),\"\")","v":7.1768121636373685},{"$f":"IFERROR(IF(OR(V45=\"\",'Cost scenario - input'!$G30=\"\"),\"\",V45/'Cost scenario - input'!$G30),\"\")","v":8.1371007571550393},{"$f":"IFERROR(IF(OR(W45=\"\",'Cost scenario - input'!$G30=\"\"),\"\",W45/'Cost scenario - input'!$G30),\"\")","v":9.1371800689927891}]
[{"$f":"IFERROR('Cost scenario - input'!A31,\"\")","v":5},{"$f":"IFERROR('Cost scenario - input'!B31,\"\")","v":"TRANSFORMERS"},{"$f":"IFERROR('Cost scenario - input'!C31,\"\")","v":"ground outdoor / indoor chamber mounted ; ˂ 22 kv ; > 600 kva ; multiple phase"},{"$f":"IFERROR(repcalc('Cost scenario - input'!$CY31:$GK31,'Cost scenario - input'!$J31,'Cost scenario - input'!$H31,'Cost scenario - input'!$I31,20,TRUE,TRUE),\"\")","v":167.51211191141849},204.24323132841295,248.86466320622679,302.09293631360538,364.47879748688962,436.34739307706883,517.74087301347845,608.36863523036561,707.57070987539532,814.29948428746229,927.12402861183227,1044.2597160815778,1163.6237498628209,1282.9148053818274,1399.7125374758302,1511.5904867695922,1616.2342460230873,1711.5558617581992,1795.7955053409239,1867.6024865002896,{"$f":"IFERROR(IF(OR(D46=\"\",'Cost scenario - input'!$G31=\"\"),\"\",D46/'Cost scenario - input'!$G31),\"\")","v":2.9277996143499387},{"$f":"IFERROR(IF(OR(E46=\"\",'Cost scenario - input'!$G31=\"\"),\"\",E46/'Cost scenario - input'!$G31),\"\")","v":3.5697911458075957},{"$f":"IFERROR(IF(OR(F46=\"\",'Cost scenario - input'!$G31=\"\"),\"\",F46/'Cost scenario - input'!$G31),\"\")","v":4.3496906381660354},{"$f":"IFERROR(IF(OR(G46=\"\",'Cost scenario - input'!$G31=\"\"),\"\",G46/'Cost scenario - input'!$G31),\"\")","v":5.2800216792952073},{"$f":"IFERROR(IF(OR(H46=\"\",'Cost scenario - input'!$G31=\"\"),\"\",H46/'Cost scenario - input'!$G31),\"\")","v":6.3704102977648898},{"$f":"IFERROR(IF(OR(I46=\"\",'Cost scenario - input'!$G31=\"\"),\"\",I46/'Cost scenario - input'!$G31),\"\")","v":7.6265394459907094},{"$f":"IFERROR(IF(OR(J46=\"\",'Cost scenario - input'!$G31=\"\"),\"\",J46/'Cost scenario - input'!$G31),\"\")","v":9.0491458262053914},{"$f":"IFERROR(IF(OR(K46=\"\",'Cost scenario - input'!$G31=\"\"),\"\",K46/'Cost scenario - input'!$G31),\"\")","v":10.633150255737709},{"$f":"IFERROR(IF(OR(L46=\"\",'Cost scenario - input'!$G31=\"\"),\"\",L46/'Cost scenario - input'!$G31),\"\")","v":12.367017691198258},{"$f":"IFERROR(IF(OR(M46=\"\",'Cost scenario - input'!$G31=\"\"),\"\",M46/'Cost scenario - input'!$G31),\"\")","v":14.232437815140896},{"$f":"IFERROR(IF(OR(N46=\"\",'Cost scenario - input'!$G31=\"\"),\"\",N46/'Cost scenario - input'!$G31),\"\")","v":16.204400639756095},{"$f":"IFERROR(IF(OR(O46=\"\",'Cost scenario - input'!$G31=\"\"),\"\",O46/'Cost scenario - input'!$G31),\"\")","v":18.251714214203119},{"$f":"IFERROR(IF(OR(P46=\"\",'Cost scenario - input'!$G31=\"\"),\"\",P46/'Cost scenario - input'!$G31),\"\")","v":20.337975130409468},{"$f":"IFERROR(IF(OR(Q46=\"\",'Cost scenario - input'!$G31=\"\"),\"\",Q46/'Cost scenario - input'!$G31),\"\")","v":22.4229605225621},{"$f":"IFERROR(IF(OR(R46=\"\",'Cost scenario - input'!$G31=\"\"),\"\",R46/'Cost scenario - input'!$G31),\"\")","v":24.46436726670607},{"$f":"IFERROR(IF(OR(S46=\"\",'Cost scenario - input'!$G31=\"\"),\"\",S46/'Cost scenario - input'!$G31),\"\")","v":26.41978537384421},{"$f":"IFERROR(IF(OR(T46=\"\",'Cost scenario - input'!$G31=\"\"),\"\",T46/'Cost scenario - input'!$G31),\"\")","v":28.248763317531793},{"$f":"IFERROR(IF(OR(U46=\"\",'Cost scenario - input'!$G31=\"\"),\"\",U46/'Cost scenario - input'!$G31),\"\")","v":29.914807561162693},{"$f":"IFERROR(IF(OR(V46=\"\",'Cost scenario - input'!$G31=\"\"),\"\",V46/'Cost scenario - input'!$G31),\"\")","v":31.387159579056785},{"$f":"IFERROR(IF(OR(W46=\"\",'Cost scenario - input'!$G31=\"\"),\"\",W46/'Cost scenario - input'!$G31),\"\")","v":32.642211821829527}]
[{"$f":"IFERROR('Cost scenario - input'!A32,\"\")","v":5},{"$f":"IFERROR('Cost scenario - input'!B32,\"\")","v":"TRANSFORMERS"},{"$f":"IFERROR('Cost scenario - input'!C32,\"\")","v":"ground outdoor / indoor chamber mounted ; > = 22 kv & < = 33 kv ; < = 15 mva"},{"$f":"IFERROR(repcalc('Cost scenario - input'!$CY32:$GK32,'Cost scenario - input'!$J32,'Cost scenario - input'!$H32,'Cost scenario - input'!$I32,20,TRUE,TRUE),\"\")","v":546.42905193458432},533.72658976002776,520.70054718031179,507.48842035733514,494.14477009929755,480.66086614270245,466.98662912244447,453.05210355380109,438.78623867415587,424.13148445434211,409.05349607369402,393.54596363094157,377.6311567970767,361.3571473275461,344.79283628563189,328.02189143682591,311.13654032656979,294.23192317501201,277.40144274133195,260.73330137455872,{"$f":"IFERROR(IF(OR(D47=\"\",'Cost scenario - input'!$G32=\"\"),\"\",D47/'Cost scenario - input'!$G32),\"\")","v":1.1656955242842817},{"$f":"IFERROR(IF(OR(E47=\"\",'Cost scenario - input'!$G32=\"\"),\"\",E47/'Cost scenario - input'!$G32),\"\")","v":1.1385973982753379},{"$f":"IFERROR(IF(OR(F47=\"\",'Cost scenario - input'!$G32=\"\"),\"\",F47/'Cost scenario - input'!$G32),\"\")","v":1.1108089791190865},{"$f":"IFERROR(IF(OR(G47=\"\",'Cost scenario - input'!$G32=\"\"),\"\",G47/'Cost scenario - input'!$G32),\"\")","v":1.0826235869820959},{"$f":"IFERROR(IF(OR(H47=\"\",'Cost scenario - input'!$G32=\"\"),\"\",H47/'Cost scenario - input'!$G32),\"\")","v":1.0541576162795145},{"$f":"IFERROR(IF(OR(I47=\"\",'Cost scenario - input'!$G32=\"\"),\"\",I47/'Cost scenario - input'!$G32),\"\")","v":1.025392442765344},{"$f":"IFERROR(IF(OR(J47=\"\",'Cost scenario - input'!$G32=\"\"),\"\",J47/'Cost scenario - input'!$G32),\"\")","v":0.99622123227409543},{"$f":"IFERROR(IF(OR(K47=\"\",'Cost scenario - input'!$G32=\"\"),\"\",K47/'Cost scenario - input'!$G32),\"\")","v":0.96649474897148901},{"$f":"IFERROR(IF(OR(L47=\"\",'Cost scenario - input'!$G32=\"\"),\"\",L47/'Cost scenario - input'!$G32),\"\")","v":0.93606142047006524},{"$f":"IFERROR(IF(OR(M47=\"\",'Cost scenario - input'!$G32=\"\"),\"\",M47/'Cost scenario - input'!$G32),\"\")","v":0.90479847545818803},{"$f":"IFERROR(IF(OR(N47=\"\",'Cost scenario - input'!$G32=\"\"),\"\",N47/'Cost scenario - input'!$G32),\"\")","v":0.87263264622874948},{"$f":"IFERROR(IF(OR(O47=\"\",'Cost scenario - input'!$G32=\"\"),\"\",O47/'Cost scenario - input'!$G32),\"\")","v":0.83955047188752518},{"$f":"IFERROR(IF(OR(P47=\"\",'Cost scenario - input'!$G32=\"\"),\"\",P47/'Cost scenario - input'!$G32),\"\")","v":0.80559946025956708},{"$f":"IFERROR(IF(OR(Q47=\"\",'Cost scenario - input'!$G32=\"\"),\"\",Q47/'Cost scenario - input'!$G32),\"\")","v":0.77088216268245568},{"$f":"IFERROR(IF(OR(R47=\"\",'Cost scenario - input'!$G32=\"\"),\"\",R47/'Cost scenario - input'!$G32),\"\")","v":0.73554556559624573},{"$f":"IFERROR(IF(OR(S47=\"\",'Cost scenario - input'!$G32=\"\"),\"\",S47/'Cost scenario - input'!$G32),\"\")","v":0.69976815720432872},{"$f":"IFERROR(IF(OR(T47=\"\",'Cost scenario - input'!$G32=\"\"),\"\",T47/'Cost scenario - input'!$G32),\"\")","v":0.66374668626403444},{"$f":"IFERROR(IF(OR(U47=\"\",'Cost scenario - input'!$G32=\"\"),\"\",U47/'Cost scenario - input'!$G32),\"\")","v":0.62768411513326428},{"$f":"IFERROR(IF(OR(V47=\"\",'Cost scenario - input'!$G32=\"\"),\"\",V47/'Cost scenario - input'!$G32),\"\")","v":0.59177969964943355},{"$f":"IFERROR(IF(OR(W47=\"\",'Cost scenario - input'!$G32=\"\"),\"\",W47/'Cost scenario - input'!$G32),\"\")","v":0.55622160162994672}]
[{"$f":"IFERROR('Cost scenario - input'!A33,\"\")","v":5},{"$f":"IFERROR('Cost scenario - input'!B33,\"\")","v":"TRANSFORMERS"},{"$f":"IFERROR('Cost scenario - input'!C33,\"\")","v":"ground outdoor / indoor chamber mounted ; > 33 kv & < = 66 kv ; < = 15 mva"},{"$f":"IFERROR(repcalc('Cost scenario - input'!$CY33:$GK33,'Cost scenario - input'!$J33,'Cost scenario - input'!$H33,'Cost scenario - input'!$I33,20,TRUE,TRUE),\"\")","v":33.441463281267239},39.224644251979385,45.372821296802869,51.76016916498957,58.231613047192759,64.607849234674362,70.692798593322223,76.283145095673305,81.17936050163722,85.197406688852894,88.180170209057025,90.007643071540372,90.604931486104945,89.947347896572481,88.062103832881462,85.026441814130791,80.962385023434308,76.028602081188254,70.410142559201589,64.306967389084107,{"$f":"IFERROR(IF(OR(D48=\"\",'Cost scenario - input'!$G33=\"\"),\"\",D48/'Cost scenario - input'!$G33),\"\")","v":5.6029364194110455E-2},{"$f":"IFERROR(IF(OR(E48=\"\",'Cost scenario - input'!$G33=\"\"),\"\",E48/'Cost scenario - input'!$G33),\"\")","v":6.5718771325705361E-2},{"$f":"IFERROR(IF(OR(F48=\"\",'Cost scenario - input'!$G33=\"\"),\"\",F48/'Cost scenario - input'!$G33),\"\")","v":7.601970965118976E-2},{"$f":"IFERROR(IF(OR(G48=\"\",'Cost scenario - input'!$G33=\"\"),\"\",G48/'Cost scenario - input'!$G33),\"\")","v":8.6721365763874847E-2},{"$f":"IFERROR(IF(OR(H48=\"\",'Cost scenario - input'!$G33=\"\"),\"\",H48/'Cost scenario - input'!$G33),\"\")","v":9.756392020259827E-2},{"$f":"IFERROR(IF(OR(I48=\"\",'Cost scenario - input'!$G33=\"\"),\"\",I48/'Cost scenario - input'!$G33),\"\")","v":0.10824695929485581},{"$f":"IFERROR(IF(OR(J48=\"\",'Cost scenario - input'!$G33=\"\"),\"\",J48/'Cost scenario - input'!$G33),\"\")","v":0.11844196304965204},{"$f":"IFERROR(IF(OR(K48=\"\",'Cost scenario - input'!$G33=\"\"),\"\",K48/'Cost scenario - input'!$G33),\"\")","v":0.1278082864523411},{"$f":"IFERROR(IF(OR(L48=\"\",'Cost scenario - input'!$G33=\"\"),\"\",L48/'Cost scenario - input'!$G33),\"\")","v":0.13601163072128755},{"$f":"IFERROR(IF(OR(M48=\"\",'Cost scenario - input'!$G33=\"\"),\"\",M48/'Cost scenario - input'!$G33),\"\")","v":0.14274364992986008},{"$f":"IFERROR(IF(OR(N48=\"\",'Cost scenario - input'!$G33=\"\"),\"\",N48/'Cost scenario - input'!$G33),\"\")","v":0.14774110898758142},{"$f":"IFERROR(IF(OR(O48=\"\",'Cost scenario - input'!$G33=\"\"),\"\",O48/'Cost scenario - input'!$G33),\"\")","v":0.15080294099253108},{"$f":"IFERROR(IF(OR(P48=\"\",'Cost scenario - input'!$G33=\"\"),\"\",P48/'Cost scenario - input'!$G33),\"\")","v":0.15180366544729224},{"$f":"IFERROR(IF(OR(Q48=\"\",'Cost scenario - input'!$G33=\"\"),\"\",Q48/'Cost scenario - input'!$G33),\"\")","v":0.15070191968586727},{"$f":"IFERROR(IF(OR(R48=\"\",'Cost scenario - input'!$G33=\"\"),\"\",R48/'Cost scenario - input'!$G33),\"\")","v":0.14754329515586653},{"$f":"IFERROR(IF(OR(S48=\"\",'Cost scenario - input'!$G33=\"\"),\"\",S48/'Cost scenario - input'!$G33),\"\")","v":0.14245720752303004},{"$f":"IFERROR(IF(OR(T48=\"\",'Cost scenario - input'!$G33=\"\"),\"\",T48/'Cost scenario - input'!$G33),\"\")","v":0.13564810003522956},{"$f":"IFERROR(IF(OR(U48=\"\",'Cost scenario - input'!$G33=\"\"),\"\",U48/'Cost scenario - input'!$G33),\"\")","v":0.12738181338979307},{"$f":"IFERROR(IF(OR(V48=\"\",'Cost scenario - input'!$G33=\"\"),\"\",V48/'Cost scenario - input'!$G33),\"\")","v":0.11796838814223227},{"$f":"IFERROR(IF(OR(W48=\"\",'Cost scenario - input'!$G33=\"\"),\"\",W48/'Cost scenario - input'!$G33),\"\")","v":0.1077428480254361}]
[{"$f":"IFERROR('Cost scenario - input'!A34,\"\")","v":5},{"$f":"IFERROR('Cost scenario - input'!B34,\"\")","v":"TRANSFORMERS"},{"$f":"IFERROR('Cost scenario - input'!C34,\"\")","v":"ground outdoor / indoor chamber mounted ; > 33 kv & < = 66 kv ; > 15 mva and < = 40 mva"},{"$f":"IFERROR(repcalc('Cost scenario - input'!$CY34:$GK34,'Cost scenario - input'!$J34,'Cost scenario - input'!$H34,'Cost scenario - input'!$I34,20,TRUE,TRUE),\"\")","v":199.09700229285852},245.26108347417176,298.6760782521518,359.55773155418416,427.87924279912693,503.32215994902094,585.236237861993,672.6132047527675,764.07907414522379,857.908786078905,952.0655590990616,1044.2654547363506,1132.0654447719676,1212.9709405983201,1284.5565505513921,1344.5920464367789,1391.1643927198311,1422.7864082094216,1438.4832847642574,1437.8497614625765,{"$f":"IFERROR(IF(OR(D49=\"\",'Cost scenario - input'!$G34=\"\"),\"\",D49/'Cost scenario - input'!$G34),\"\")","v":0.27405746648289964},{"$f":"IFERROR(IF(OR(E49=\"\",'Cost scenario - input'!$G34=\"\"),\"\",E49/'Cost scenario - input'!$G34),\"\")","v":0.3376024269060201},{"$f":"IFERROR(IF(OR(F49=\"\",'Cost scenario - input'!$G34=\"\"),\"\",F49/'Cost scenario - input'!$G34),\"\")","v":0.41112828602226059},{"$f":"IFERROR(IF(OR(G49=\"\",'Cost scenario - input'!$G34=\"\"),\"\",G49/'Cost scenario - input'!$G34),\"\")","v":0.49493201720402197},{"$f":"IFERROR(IF(OR(H49=\"\",'Cost scenario - input'!$G34=\"\"),\"\",H49/'Cost scenario - input'!$G34),\"\")","v":0.58897672939175327},{"$f":"IFERROR(IF(OR(I49=\"\",'Cost scenario - input'!$G34=\"\"),\"\",I49/'Cost scenario - input'!$G34),\"\")","v":0.69282407264691026},{"$f":"IFERROR(IF(OR(J49=\"\",'Cost scenario - input'!$G34=\"\"),\"\",J49/'Cost scenario - input'!$G34),\"\")","v":0.80557898308544484},{"$f":"IFERROR(IF(OR(K49=\"\",'Cost scenario - input'!$G34=\"\"),\"\",K49/'Cost scenario - input'!$G34),\"\")","v":0.92585357235235111},{"$f":"IFERROR(IF(OR(L49=\"\",'Cost scenario - input'!$G34=\"\"),\"\",L49/'Cost scenario - input'!$G34),\"\")","v":1.0517565450072615},{"$f":"IFERROR(IF(OR(M49=\"\",'Cost scenario - input'!$G34=\"\"),\"\",M49/'Cost scenario - input'!$G34),\"\")","v":1.1809133521777697},{"$f":"IFERROR(IF(OR(N49=\"\",'Cost scenario - input'!$G34=\"\"),\"\",N49/'Cost scenario - input'!$G34),\"\")","v":1.3105203596612527},{"$f":"IFERROR(IF(OR(O49=\"\",'Cost scenario - input'!$G34=\"\"),\"\",O49/'Cost scenario - input'!$G34),\"\")","v":1.4374337210747787},{"$f":"IFERROR(IF(OR(P49=\"\",'Cost scenario - input'!$G34=\"\"),\"\",P49/'Cost scenario - input'!$G34),\"\")","v":1.5582906026414387},{"$f":"IFERROR(IF(OR(Q49=\"\",'Cost scenario - input'!$G34=\"\"),\"\",Q49/'Cost scenario - input'!$G34),\"\")","v":1.6696571975944774},{"$f":"IFERROR(IF(OR(R49=\"\",'Cost scenario - input'!$G34=\"\"),\"\",R49/'Cost scenario - input'!$G34),\"\")","v":1.7681949489138786},{"$f":"IFERROR(IF(OR(S49=\"\",'Cost scenario - input'!$G34=\"\"),\"\",S49/'Cost scenario - input'!$G34),\"\")","v":1.8508339425296243},{"$f":"IFERROR(IF(OR(T49=\"\",'Cost scenario - input'!$G34=\"\"),\"\",T49/'Cost scenario - input'!$G34),\"\")","v":1.9149408807733419},{"$f":"IFERROR(IF(OR(U49=\"\",'Cost scenario - input'!$G34=\"\"),\"\",U49/'Cost scenario - input'!$G34),\"\")","v":1.958468655427692},{"$f":"IFERROR(IF(OR(V49=\"\",'Cost scenario - input'!$G34=\"\"),\"\",V49/'Cost scenario - input'!$G34),\"\")","v":1.9800754409180401},{"$f":"IFERROR(IF(OR(W49=\"\",'Cost scenario - input'!$G34=\"\"),\"\",W49/'Cost scenario - input'!$G34),\"\")","v":1.9792033946842089}]
[{"$f":"IFERROR('Cost scenario - input'!A35,\"\")","v":""},{"$f":"IFERROR('Cost scenario - input'!B35,\"\")","v":"TRANSFORMERS"},{"$f":"IFERROR('Cost scenario - input'!C35,\"\")","v":"ground outdoor / indoor chamber mounted ; > 33 kv & < = 66 kv ; > 40 mva"},{"$f":"IFERROR(repcalc('Cost scenario - input'!$CY35:$GK35,'Cost scenario - input'!$J35,'Cost scenario - input'!$H35,'Cost scenario - input'!$I35,20,TRUE,TRUE),\"\")","v":""},"","","","","","","","","","","","","","","","","","","",{"$f":"IFERROR(IF(OR(D50=\"\",'Cost scenario - input'!$G35=\"\"),\"\",D50/'Cost scenario - input'!$G35),\"\")","v":""},{"$f":"IFERROR(IF(OR(E50=\"\",'Cost scenario - input'!$G35=\"\"),\"\",E50/'Cost scenario - input'!$G35),\"\")","v":""},{"$f":"IFERROR(IF(OR(F50=\"\",'Cost scenario - input'!$G35=\"\"),\"\",F50/'Cost scenario - input'!$G35),\"\")","v":""},{"$f":"IFERROR(IF(OR(G50=\"\",'Cost scenario - input'!$G35=\"\"),\"\",G50/'Cost scenario - input'!$G35),\"\")","v":""},{"$f":"IFERROR(IF(OR(H50=\"\",'Cost scenario - input'!$G35=\"\"),\"\",H50/'Cost scenario - input'!$G35),\"\")","v":""},{"$f":"IFERROR(IF(OR(I50=\"\",'Cost scenario - input'!$G35=\"\"),\"\",I50/'Cost scenario - input'!$G35),\"\")","v":""},{"$f":"IFERROR(IF(OR(J50=\"\",'Cost scenario - input'!$G35=\"\"),\"\",J50/'Cost scenario - input'!$G35),\"\")","v":""},{"$f":"IFERROR(IF(OR(K50=\"\",'Cost scenario - input'!$G35=\"\"),\"\",K50/'Cost scenario - input'!$G35),\"\")","v":""},{"$f":"IFERROR(IF(OR(L50=\"\",'Cost scenario - input'!$G35=\"\"),\"\",L50/'Cost scenario - input'!$G35),\"\")","v":""},{"$f":"IFERROR(IF(OR(M50=\"\",'Cost scenario - input'!$G35=\"\"),\"\",M50/'Cost scenario - input'!$G35),\"\")","v":""},{"$f":"IFERROR(IF(OR(N50=\"\",'Cost scenario - input'!$G35=\"\"),\"\",N50/'Cost scenario - input'!$G35),\"\")","v":""},{"$f":"IFERROR(IF(OR(O50=\"\",'Cost scenario - input'!$G35=\"\"),\"\",O50/'Cost scenario - input'!$G35),\"\")","v":""},{"$f":"IFERROR(IF(OR(P50=\"\",'Cost scenario - input'!$G35=\"\"),\"\",P50/'Cost scenario - input'!$G35),\"\")","v":""},{"$f":"IFERROR(IF(OR(Q50=\"\",'Cost scenario - input'!$G35=\"\"),\"\",Q50/'Cost scenario - input'!$G35),\"\")","v":""},{"$f":"IFERROR(IF(OR(R50=\"\",'Cost scenario - input'!$G35=\"\"),\"\",R50/'Cost scenario - input'!$G35),\"\")","v":""},{"$f":"IFERROR(IF(OR(S50=\"\",'Cost scenario - input'!$G35=\"\"),\"\",S50/'Cost scenario - input'!$G35),\"\")","v":""},{"$f":"IFERROR(IF(OR(T50=\"\",'Cost scenario - input'!$G35=\"\"),\"\",T50/'Cost scenario - input'!$G35),\"\")","v":""},{"$f":"IFERROR(IF(OR(U50=\"\",'Cost scenario - input'!$G35=\"\"),\"\",U50/'Cost scenario - input'!$G35),\"\")","v":""},{"$f":"IFERROR(IF(OR(V50=\"\",'Cost scenario - input'!$G35=\"\"),\"\",V50/'Cost scenario - input'!$G35),\"\")","v":""},{"$f":"IFERROR(IF(OR(W50=\"\",'Cost scenario - input'!$G35=\"\"),\"\",W50/'Cost scenario - input'!$G35),\"\")","v":""}]
[{"$f":"IFERROR('Cost scenario - input'!A36,\"\")","v":""},{"$f":"IFERROR('Cost scenario - input'!B36,\"\")","v":"TRANSFORMERS"},{"$f":"IFERROR('Cost scenario - input'!C36,\"\")","v":"kiosk mounted ; < = 22 kv ; < = 60 kva ; multiple phase"},{"$f":"IFERROR(repcalc('Cost scenario - input'!$CY36:$GK36,'Cost scenario - input'!$J36,'Cost scenario - input'!$H36,'Cost scenario - input'!$I36,20,TRUE,TRUE),\"\")","v":""},"","","","","","","","","","","","","","","","","","","",{"$f":"IFERROR(IF(OR(D51=\"\",'Cost scenario - input'!$G36=\"\"),\"\",D51/'Cost scenario - input'!$G36),\"\")","v":""},{"$f":"IFERROR(IF(OR(E51=\"\",'Cost scenario - input'!$G36=\"\"),\"\",E51/'Cost scenario - input'!$G36),\"\")","v":""},{"$f":"IFERROR(IF(OR(F51=\"\",'Cost scenario - input'!$G36=\"\"),\"\",F51/'Cost scenario - input'!$G36),\"\")","v":""},{"$f":"IFERROR(IF(OR(G51=\"\",'Cost scenario - input'!$G36=\"\"),\"\",G51/'Cost scenario - input'!$G36),\"\")","v":""},{"$f":"IFERROR(IF(OR(H51=\"\",'Cost scenario - input'!$G36=\"\"),\"\",H51/'Cost scenario - input'!$G36),\"\")","v":""},{"$f":"IFERROR(IF(OR(I51=\"\",'Cost scenario - input'!$G36=\"\"),\"\",I51/'Cost scenario - input'!$G36),\"\")","v":""},{"$f":"IFERROR(IF(OR(J51=\"\",'Cost scenario - input'!$G36=\"\"),\"\",J51/'Cost scenario - input'!$G36),\"\")","v":""},{"$f":"IFERROR(IF(OR(K51=\"\",'Cost scenario - input'!$G36=\"\"),\"\",K51/'Cost scenario - input'!$G36),\"\")","v":""},{"$f":"IFERROR(IF(OR(L51=\"\",'Cost scenario - input'!$G36=\"\"),\"\",L51/'Cost scenario - input'!$G36),\"\")","v":""},{"$f":"IFERROR(IF(OR(M51=\"\",'Cost scenario - input'!$G36=\"\"),\"\",M51/'Cost scenario - input'!$G36),\"\")","v":""},{"$f":"IFERROR(IF(OR(N51=\"\",'Cost scenario - input'!$G36=\"\"),\"\",N51/'Cost scenario - input'!$G36),\"\")","v":""},{"$f":"IFERROR(IF(OR(O51=\"\",'Cost scenario - input'!$G36=\"\"),\"\",O51/'Cost scenario - input'!$G36),\"\")","v":""},{"$f":"IFERROR(IF(OR(P51=\"\",'Cost scenario - input'!$G36=\"\"),\"\",P51/'Cost scenario - input'!$G36),\"\")","v":""},{"$f":"IFERROR(IF(OR(Q51=\"\",'Cost scenario - input'!$G36=\"\"),\"\",Q51/'Cost scenario - input'!$G36),\"\")","v":""},{"$f":"IFERROR(IF(OR(R51=\"\",'Cost scenario - input'!$G36=\"\"),\"\",R51/'Cost scenario - input'!$G36),\"\")","v":""},{"$f":"IFERROR(IF(OR(S51=\"\",'Cost scenario - input'!$G36=\"\"),\"\",S51/'Cost scenario - input'!$G36),\"\")","v":""},{"$f":"IFERROR(IF(OR(T51=\"\",'Cost scenario - input'!$G36=\"\"),\"\",T51/'Cost scenario - input'!$G36),\"\")","v":""},{"$f":"IFERROR(IF(OR(U51=\"\",'Cost scenario - input'!$G36=\"\"),\"\",U51/'Cost scenario - input'!$G36),\"\")","v":""},{"$f":"IFERROR(IF(OR(V51=\"\",'Cost scenario - input'!$G36=\"\"),\"\",V51/'Cost scenario - input'!$G36),\"\")","v":""},{"$f":"IFERROR(IF(OR(W51=\"\",'Cost scenario - input'!$G36=\"\"),\"\",W51/'Cost scenario - input'!$G36),\"\")","v":""}]
[{"$f":"IFERROR('Cost scenario - input'!A37,\"\")","v":5},{"$f":"IFERROR('Cost scenario - input'!B37,\"\")","v":"TRANSFORMERS"},{"$f":"IFERROR('Cost scenario - input'!C37,\"\")","v":"kiosk mounted ; < = 22 kv ; > 60 kva and < = 600 kva ; multiple phase"},{"$f":"IFERROR(repcalc('Cost scenario - input'!$CY37:$GK37,'Cost scenario - input'!$J37,'Cost scenario - input'!$H37,'Cost scenario - input'!$I37,20,TRUE,TRUE),\"\")","v":86.308294153423091},99.672720791959463,113.58881084751711,127.77057234851941,141.89810136127107,155.63338854350511,168.63852937917133,180.59484340848971,191.22122455039761,200.29005811433032,207.63925914439821,213.17938907373497,216.89534211213444,218.84268674639989,219.13931879144343,217.95355198649156,215.49007841436705,211.97533903771142,207.64375114110771,202.72597206538444,{"$f":"IFERROR(IF(OR(D52=\"\",'Cost scenario - input'!$G37=\"\"),\"\",D52/'Cost scenario - input'!$G37),\"\")","v":1.5376550103149884},{"$f":"IFERROR(IF(OR(E52=\"\",'Cost scenario - input'!$G37=\"\"),\"\",E52/'Cost scenario - input'!$G37),\"\")","v":1.7757535358657628},{"$f":"IFERROR(IF(OR(F52=\"\",'Cost scenario - input'!$G37=\"\"),\"\",F52/'Cost scenario - input'!$G37),\"\")","v":2.0236804101924073},{"$f":"IFERROR(IF(OR(G52=\"\",'Cost scenario - input'!$G37=\"\"),\"\",G52/'Cost scenario - input'!$G37),\"\")","v":2.276340445256297},{"$f":"IFERROR(IF(OR(H52=\"\",'Cost scenario - input'!$G37=\"\"),\"\",H52/'Cost scenario - input'!$G37),\"\")","v":2.5280342828289912},{"$f":"IFERROR(IF(OR(I52=\"\",'Cost scenario - input'!$G37=\"\"),\"\",I52/'Cost scenario - input'!$G37),\"\")","v":2.7727400015671448},{"$f":"IFERROR(IF(OR(J52=\"\",'Cost scenario - input'!$G37=\"\"),\"\",J52/'Cost scenario - input'!$G37),\"\")","v":3.0044375476948262},{"$f":"IFERROR(IF(OR(K52=\"\",'Cost scenario - input'!$G37=\"\"),\"\",K52/'Cost scenario - input'!$G37),\"\")","v":3.2174493602026697},{"$f":"IFERROR(IF(OR(L52=\"\",'Cost scenario - input'!$G37=\"\"),\"\",L52/'Cost scenario - input'!$G37),\"\")","v":3.4067672973099152},{"$f":"IFERROR(IF(OR(M52=\"\",'Cost scenario - input'!$G37=\"\"),\"\",M52/'Cost scenario - input'!$G37),\"\")","v":3.5683362114458554},{"$f":"IFERROR(IF(OR(N52=\"\",'Cost scenario - input'!$G37=\"\"),\"\",N52/'Cost scenario - input'!$G37),\"\")","v":3.6992684224985721},{"$f":"IFERROR(IF(OR(O52=\"\",'Cost scenario - input'!$G37=\"\"),\"\",O52/'Cost scenario - input'!$G37),\"\")","v":3.7979705070108385},{"$f":"IFERROR(IF(OR(P52=\"\",'Cost scenario - input'!$G37=\"\"),\"\",P52/'Cost scenario - input'!$G37),\"\")","v":3.8641733425973359},{"$f":"IFERROR(IF(OR(Q52=\"\",'Cost scenario - input'!$G37=\"\"),\"\",Q52/'Cost scenario - input'!$G37),\"\")","v":3.8988669286896007},{"$f":"IFERROR(IF(OR(R52=\"\",'Cost scenario - input'!$G37=\"\"),\"\",R52/'Cost scenario - input'!$G37),\"\")","v":3.9041516786056443},{"$f":"IFERROR(IF(OR(S52=\"\",'Cost scenario - input'!$G37=\"\"),\"\",S52/'Cost scenario - input'!$G37),\"\")","v":3.8830262434828238},{"$f":"IFERROR(IF(OR(T52=\"\",'Cost scenario - input'!$G37=\"\"),\"\",T52/'Cost scenario - input'!$G37),\"\")","v":3.8391373853132689},{"$f":"IFERROR(IF(OR(U52=\"\",'Cost scenario - input'!$G37=\"\"),\"\",U52/'Cost scenario - input'!$G37),\"\")","v":3.7765193407153901},{"$f":"IFERROR(IF(OR(V52=\"\",'Cost scenario - input'!$G37=\"\"),\"\",V52/'Cost scenario - input'!$G37),\"\")","v":3.6993484512062929},{"$f":"IFERROR(IF(OR(W52=\"\",'Cost scenario - input'!$G37=\"\"),\"\",W52/'Cost scenario - input'!$G37),\"\")","v":3.6117340717358095}]
[{"$f":"IFERROR('Cost scenario - input'!A38,\"\")","v":5},{"$f":"IFERROR('Cost scenario - input'!B38,\"\")","v":"TRANSFORMERS"},{"$f":"IFERROR('Cost scenario - input'!C38,\"\")","v":"kiosk mounted ; < = 22 kv ; > 600 kva ; multiple phase"},{"$f":"IFERROR(repcalc('Cost scenario - input'!$CY38:$GK38,'Cost scenario - input'!$J38,'Cost scenario - input'!$H38,'Cost scenario - input'!$I38,20,TRUE,TRUE),\"\")","v":85.527114827271589},98.917899888713663,112.88123935418888,127.12975205761985,141.34083856965222,155.1726346580584,168.28247495967807,180.34634569128278,191.07761220520308,200.24331643117679,207.67656036799099,213.28390217764647,217.04723840482916,219.02025438795135,219.3201097704769,218.11550579272242,215.61259187979141,212.04027499077975,207.63639345620788,202.63593708103045,{"$f":"IFERROR(IF(OR(D53=\"\",'Cost scenario - input'!$G38=\"\"),\"\",D53/'Cost scenario - input'!$G38),\"\")","v":1.3096702400545261},{"$f":"IFERROR(IF(OR(E53=\"\",'Cost scenario - input'!$G38=\"\"),\"\",E53/'Cost scenario - input'!$G38),\"\")","v":1.5147223188175678},{"$f":"IFERROR(IF(OR(F53=\"\",'Cost scenario - input'!$G38=\"\"),\"\",F53/'Cost scenario - input'!$G38),\"\")","v":1.7285418798613896},{"$f":"IFERROR(IF(OR(G53=\"\",'Cost scenario - input'!$G38=\"\"),\"\",G53/'Cost scenario - input'!$G38),\"\")","v":1.9467282771274426},{"$f":"IFERROR(IF(OR(H53=\"\",'Cost scenario - input'!$G38=\"\"),\"\",H53/'Cost scenario - input'!$G38),\"\")","v":2.1643415699555364},{"$f":"IFERROR(IF(OR(I53=\"\",'Cost scenario - input'!$G38=\"\"),\"\",I53/'Cost scenario - input'!$G38),\"\")","v":2.376146817216279},{"$f":"IFERROR(IF(OR(J53=\"\",'Cost scenario - input'!$G38=\"\"),\"\",J53/'Cost scenario - input'!$G38),\"\")","v":2.5768968101229026},{"$f":"IFERROR(IF(OR(K53=\"\",'Cost scenario - input'!$G38=\"\"),\"\",K53/'Cost scenario - input'!$G38),\"\")","v":2.7616299501213248},{"$f":"IFERROR(IF(OR(L53=\"\",'Cost scenario - input'!$G38=\"\"),\"\",L53/'Cost scenario - input'!$G38),\"\")","v":2.925957022532911},{"$f":"IFERROR(IF(OR(M53=\"\",'Cost scenario - input'!$G38=\"\"),\"\",M53/'Cost scenario - input'!$G38),\"\")","v":3.0663107580487514},{"$f":"IFERROR(IF(OR(N53=\"\",'Cost scenario - input'!$G38=\"\"),\"\",N53/'Cost scenario - input'!$G38),\"\")","v":3.1801354602004848},{"$f":"IFERROR(IF(OR(O53=\"\",'Cost scenario - input'!$G38=\"\"),\"\",O53/'Cost scenario - input'!$G38),\"\")","v":3.266000261190797},{"$f":"IFERROR(IF(OR(P53=\"\",'Cost scenario - input'!$G38=\"\"),\"\",P53/'Cost scenario - input'!$G38),\"\")","v":3.3236279441778147},{"$f":"IFERROR(IF(OR(Q53=\"\",'Cost scenario - input'!$G38=\"\"),\"\",Q53/'Cost scenario - input'!$G38),\"\")","v":3.3538405886878704},{"$f":"IFERROR(IF(OR(R53=\"\",'Cost scenario - input'!$G38=\"\"),\"\",R53/'Cost scenario - input'!$G38),\"\")","v":3.358432251479337},{"$f":"IFERROR(IF(OR(S53=\"\",'Cost scenario - input'!$G38=\"\"),\"\",S53/'Cost scenario - input'!$G38),\"\")","v":3.3399862418845725},{"$f":"IFERROR(IF(OR(T53=\"\",'Cost scenario - input'!$G38=\"\"),\"\",T53/'Cost scenario - input'!$G38),\"\")","v":3.3016593104569858},{"$f":"IFERROR(IF(OR(U53=\"\",'Cost scenario - input'!$G38=\"\"),\"\",U53/'Cost scenario - input'!$G38),\"\")","v":3.246956692146624},{"$f":"IFERROR(IF(OR(V53=\"\",'Cost scenario - input'!$G38=\"\"),\"\",V53/'Cost scenario - input'!$G38),\"\")","v":3.1795203873185867},{"$f":"IFERROR(IF(OR(W53=\"\",'Cost scenario - input'!$G38=\"\"),\"\",W53/'Cost scenario - input'!$G38),\"\")","v":3.1029487770814486}]
[{"$f":"IFERROR('Cost scenario - input'!A39,\"\")","v":5},{"$f":"IFERROR('Cost scenario - input'!B39,\"\")","v":"TRANSFORMERS"},{"$f":"IFERROR('Cost scenario - input'!C39,\"\")","v":"pole mounted ; < = 22 kv ; < = 60 kva ; multiple phase"},{"$f":"IFERROR(repcalc('Cost scenario - input'!$CY39:$GK39,'Cost scenario - input'!$J39,'Cost scenario - input'!$H39,'Cost scenario - input'!$I39,20,TRUE,TRUE),\"\")","v":0.21759146887485548},0.26581828727078866,0.32007312268402432,0.37995649781131779,0.44478414003933026,0.51359129886560051,0.58515763190548564,0.65805168637581635,0.73069163277489224,0.80141687805225803,0.86856386796833529,0.93053904970227774,0.98588270207486906,1.0333190414512929,1.0717903678720779,1.1004755763854772,1.1187956196154816,1.12641002366067,1.123209043451981,1.1093054349704266,{"$f":"IFERROR(IF(OR(D54=\"\",'Cost scenario - input'!$G39=\"\"),\"\",D54/'Cost scenario - input'!$G39),\"\")","v":1.6406745086748699E-2},{"$f":"IFERROR(IF(OR(E54=\"\",'Cost scenario - input'!$G39=\"\"),\"\",E54/'Cost scenario - input'!$G39),\"\")","v":2.0043124398209995E-2},{"$f":"IFERROR(IF(OR(F54=\"\",'Cost scenario - input'!$G39=\"\"),\"\",F54/'Cost scenario - input'!$G39),\"\")","v":2.4134025842790147E-2},{"$f":"IFERROR(IF(OR(G54=\"\",'Cost scenario - input'!$G39=\"\"),\"\",G54/'Cost scenario - input'!$G39),\"\")","v":2.8649328192317081E-2},{"$f":"IFERROR(IF(OR(H54=\"\",'Cost scenario - input'!$G39=\"\"),\"\",H54/'Cost scenario - input'!$G39),\"\")","v":3.3537436196320061E-2},{"$f":"IFERROR(IF(OR(I54=\"\",'Cost scenario - input'!$G39=\"\"),\"\",I54/'Cost scenario - input'!$G39),\"\")","v":3.8725606122482548E-2},{"$f":"IFERROR(IF(OR(J54=\"\",'Cost scenario - input'!$G39=\"\"),\"\",J54/'Cost scenario - input'!$G39),\"\")","v":4.4121822201404579E-2},{"$f":"IFERROR(IF(OR(K54=\"\",'Cost scenario - input'!$G39=\"\"),\"\",K54/'Cost scenario - input'!$G39),\"\")","v":4.961815060167897E-2},{"$f":"IFERROR(IF(OR(L54=\"\",'Cost scenario - input'!$G39=\"\"),\"\",L54/'Cost scenario - input'!$G39),\"\")","v":5.5095318846589185E-2},{"$f":"IFERROR(IF(OR(M54=\"\",'Cost scenario - input'!$G39=\"\"),\"\",M54/'Cost scenario - input'!$G39),\"\")","v":6.0428115561753086E-2},{"$f":"IFERROR(IF(OR(N54=\"\",'Cost scenario - input'!$G39=\"\"),\"\",N54/'Cost scenario - input'!$G39),\"\")","v":6.5491106094388213E-2},{"$f":"IFERROR(IF(OR(O54=\"\",'Cost scenario - input'!$G39=\"\"),\"\",O54/'Cost scenario - input'!$G39),\"\")","v":7.0164134010747031E-2},{"$f":"IFERROR(IF(OR(P54=\"\",'Cost scenario - input'!$G39=\"\"),\"\",P54/'Cost scenario - input'!$G39),\"\")","v":7.4337133997106647E-2},{"$f":"IFERROR(IF(OR(Q54=\"\",'Cost scenario - input'!$G39=\"\"),\"\",Q54/'Cost scenario - input'!$G39),\"\")","v":7.7913909925050304E-2},{"$f":"IFERROR(IF(OR(R54=\"\",'Cost scenario - input'!$G39=\"\"),\"\",R54/'Cost scenario - input'!$G39),\"\")","v":8.0814709524403811E-2},{"$f":"IFERROR(IF(OR(S54=\"\",'Cost scenario - input'!$G39=\"\"),\"\",S54/'Cost scenario - input'!$G39),\"\")","v":8.2977620167330957E-2},{"$f":"IFERROR(IF(OR(T54=\"\",'Cost scenario - input'!$G39=\"\"),\"\",T54/'Cost scenario - input'!$G39),\"\")","v":8.4358980754706589E-2},{"$f":"IFERROR(IF(OR(U54=\"\",'Cost scenario - input'!$G39=\"\"),\"\",U54/'Cost scenario - input'!$G39),\"\")","v":8.4933119009312358E-2},{"$f":"IFERROR(IF(OR(V54=\"\",'Cost scenario - input'!$G39=\"\"),\"\",V54/'Cost scenario - input'!$G39),\"\")","v":8.4691759977254477E-2},{"$f":"IFERROR(IF(OR(W54=\"\",'Cost scenario - input'!$G39=\"\"),\"\",W54/'Cost scenario - input'!$G39),\"\")","v":8.3643405640007842E-2}]
[{"$f":"IFERROR('Cost scenario - input'!A40,\"\")","v":5},{"$f":"IFERROR('Cost scenario - input'!B40,\"\")","v":"TRANSFORMERS"},{"$f":"IFERROR('Cost scenario - input'!C40,\"\")","v":"pole mounted ; < = 22 kv ; > 60 kva and < = 600 kva ; multiple phase"},{"$f":"IFERROR(repcalc('Cost scenario - input'!$CY40:$GK40,'Cost scenario - input'!$J40,'Cost scenario - input'!$H40,'Cost scenario - input'!$I40,20,TRUE,TRUE),\"\")","v":111.05262095275177},127.87570140352075,145.33763677911412,163.07607205404747,180.68882456101448,197.75405896697737,213.85328369523705,228.59525782608509,241.6386863423669,252.71162146145667,261.62578734211246,268.28457374890132,272.68413397763754,274.90777968790979,275.11458500474129,273.52369506507972,270.39620327215272,266.01657487475887,260.67545082562367,254.65530307081485,{"$f":"IFERROR(IF(OR(D55=\"\",'Cost scenario - input'!$G40=\"\"),\"\",D55/'Cost scenario - input'!$G40),\"\")","v":5.3376102482216812},{"$f":"IFERROR(IF(OR(E55=\"\",'Cost scenario - input'!$G40=\"\"),\"\",E55/'Cost scenario - input'!$G40),\"\")","v":6.1461913141191387},{"$f":"IFERROR(IF(OR(F55=\"\",'Cost scenario - input'!$G40=\"\"),\"\",F55/'Cost scenario - input'!$G40),\"\")","v":6.985478171240743},{"$f":"IFERROR(IF(OR(G55=\"\",'Cost scenario - input'!$G40=\"\"),\"\",G55/'Cost scenario - input'!$G40),\"\")","v":7.8380546624447094},{"$f":"IFERROR(IF(OR(H55=\"\",'Cost scenario - input'!$G40=\"\"),\"\",H55/'Cost scenario - input'!$G40),\"\")","v":8.684590363034582},{"$f":"IFERROR(IF(OR(I55=\"\",'Cost scenario - input'!$G40=\"\"),\"\",I55/'Cost scenario - input'!$G40),\"\")","v":9.504810266645201},{"$f":"IFERROR(IF(OR(J55=\"\",'Cost scenario - input'!$G40=\"\"),\"\",J55/'Cost scenario - input'!$G40),\"\")","v":10.278600080525804},{"$f":"IFERROR(IF(OR(K55=\"\",'Cost scenario - input'!$G40=\"\"),\"\",K55/'Cost scenario - input'!$G40),\"\")","v":10.987155281877705},{"$f":"IFERROR(IF(OR(L55=\"\",'Cost scenario - input'!$G40=\"\"),\"\",L55/'Cost scenario - input'!$G40),\"\")","v":11.614071937451943},{"$f":"IFERROR(IF(OR(M55=\"\",'Cost scenario - input'!$G40=\"\"),\"\",M55/'Cost scenario - input'!$G40),\"\")","v":12.146279205164184},{"$f":"IFERROR(IF(OR(N55=\"\",'Cost scenario - input'!$G40=\"\"),\"\",N55/'Cost scenario - input'!$G40),\"\")","v":12.574727833847877},{"$f":"IFERROR(IF(OR(O55=\"\",'Cost scenario - input'!$G40=\"\"),\"\",O55/'Cost scenario - input'!$G40),\"\")","v":12.894774369090994},{"$f":"IFERROR(IF(OR(P55=\"\",'Cost scenario - input'!$G40=\"\"),\"\",P55/'Cost scenario - input'!$G40),\"\")","v":13.106233923697653},{"$f":"IFERROR(IF(OR(Q55=\"\",'Cost scenario - input'!$G40=\"\"),\"\",Q55/'Cost scenario - input'!$G40),\"\")","v":13.213110772075803},{"$f":"IFERROR(IF(OR(R55=\"\",'Cost scenario - input'!$G40=\"\"),\"\",R55/'Cost scenario - input'!$G40),\"\")","v":13.223050620131943},{"$f":"IFERROR(IF(OR(S55=\"\",'Cost scenario - input'!$G40=\"\"),\"\",S55/'Cost scenario - input'!$G40),\"\")","v":13.146586414488898},{"$f":"IFERROR(IF(OR(T55=\"\",'Cost scenario - input'!$G40=\"\"),\"\",T55/'Cost scenario - input'!$G40),\"\")","v":12.99626729458034},{"$f":"IFERROR(IF(OR(U55=\"\",'Cost scenario - input'!$G40=\"\"),\"\",U55/'Cost scenario - input'!$G40),\"\")","v":12.785765739400675},{"$f":"IFERROR(IF(OR(V55=\"\",'Cost scenario - input'!$G40=\"\"),\"\",V55/'Cost scenario - input'!$G40),\"\")","v":12.529051055702965},{"$f":"IFERROR(IF(OR(W55=\"\",'Cost scenario - input'!$G40=\"\"),\"\",W55/'Cost scenario - input'!$G40),\"\")","v":12.23969991679065}]
[{"$f":"IFERROR('Cost scenario - input'!A41,\"\")","v":6},{"$f":"IFERROR('Cost scenario - input'!B41,\"\")","v":"UNDERGROUND CABLES"},{"$f":"IFERROR('Cost scenario - input'!C41,\"\")","v":"˂ = 1 kv"},{"$f":"IFERROR(repcalc('Cost scenario - input'!$CY41:$GK41,'Cost scenario - input'!$J41,'Cost scenario - input'!$H41,'Cost scenario - input'!$I41,20,TRUE,TRUE),\"\")","v":173.8432798599722},189.69080462131228,205.21740488683557,220.16294798325671,234.28097280696252,247.35207404751253,259.19728729364806,269.69074181031715,278.77083875430009,286.44925032658028,292.81711813404064,298.04795162625413,302.39688175065305,306.19610079199208,309.84650565803321,313.80574772723156,318.57306797827113,324.67145346062586,332.62778435097766,342.95174606672549,{"$f":"IFERROR(IF(OR(D56=\"\",'Cost scenario - input'!$G41=\"\"),\"\",D56/'Cost scenario - input'!$G41),\"\")","v":1.9115817711266565},{"$f":"IFERROR(IF(OR(E56=\"\",'Cost scenario - input'!$G41=\"\"),\"\",E56/'Cost scenario - input'!$G41),\"\")","v":2.0858412505592647},{"$f":"IFERROR(IF(OR(F56=\"\",'Cost scenario - input'!$G41=\"\"),\"\",F56/'Cost scenario - input'!$G41),\"\")","v":2.2565718422683703},{"$f":"IFERROR(IF(OR(G56=\"\",'Cost scenario - input'!$G41=\"\"),\"\",G56/'Cost scenario - input'!$G41),\"\")","v":2.4209131257837231},{"$f":"IFERROR(IF(OR(H56=\"\",'Cost scenario - input'!$G41=\"\"),\"\",H56/'Cost scenario - input'!$G41),\"\")","v":2.5761550132990059},{"$f":"IFERROR(IF(OR(I56=\"\",'Cost scenario - input'!$G41=\"\"),\"\",I56/'Cost scenario - input'!$G41),\"\")","v":2.7198849226755004},{"$f":"IFERROR(IF(OR(J56=\"\",'Cost scenario - input'!$G41=\"\"),\"\",J56/'Cost scenario - input'!$G41),\"\")","v":2.8501349601498243},{"$f":"IFERROR(IF(OR(K56=\"\",'Cost scenario - input'!$G41=\"\"),\"\",K56/'Cost scenario - input'!$G41),\"\")","v":2.9655210503476654},{"$f":"IFERROR(IF(OR(L56=\"\",'Cost scenario - input'!$G41=\"\"),\"\",L56/'Cost scenario - input'!$G41),\"\")","v":3.0653658520113343},{"$f":"IFERROR(IF(OR(M56=\"\",'Cost scenario - input'!$G41=\"\"),\"\",M56/'Cost scenario - input'!$G41),\"\")","v":3.1497977127344039},{"$f":"IFERROR(IF(OR(N56=\"\",'Cost scenario - input'!$G41=\"\"),\"\",N56/'Cost scenario - input'!$G41),\"\")","v":3.2198188261849232},{"$f":"IFERROR(IF(OR(O56=\"\",'Cost scenario - input'!$G41=\"\"),\"\",O56/'Cost scenario - input'!$G41),\"\")","v":3.2773371033341365},{"$f":"IFERROR(IF(OR(P56=\"\",'Cost scenario - input'!$G41=\"\"),\"\",P56/'Cost scenario - input'!$G41),\"\")","v":3.3251579656441481},{"$f":"IFERROR(IF(OR(Q56=\"\",'Cost scenario - input'!$G41=\"\"),\"\",Q56/'Cost scenario - input'!$G41),\"\")","v":3.3669342015147024},{"$f":"IFERROR(IF(OR(R56=\"\",'Cost scenario - input'!$G41=\"\"),\"\",R56/'Cost scenario - input'!$G41),\"\")","v":3.4070740758013414},{"$f":"IFERROR(IF(OR(S56=\"\",'Cost scenario - input'!$G41=\"\"),\"\",S56/'Cost scenario - input'!$G41),\"\")","v":3.4506099258672949},{"$f":"IFERROR(IF(OR(T56=\"\",'Cost scenario - input'!$G41=\"\"),\"\",T56/'Cost scenario - input'!$G41),\"\")","v":3.5030314085748846},{"$f":"IFERROR(IF(OR(U56=\"\",'Cost scenario - input'!$G41=\"\"),\"\",U56/'Cost scenario - input'!$G41),\"\")","v":3.5700892927264185},{"$f":"IFERROR(IF(OR(V56=\"\",'Cost scenario - input'!$G41=\"\"),\"\",V56/'Cost scenario - input'!$G41),\"\")","v":3.6575771559748524},{"$f":"IFERROR(IF(OR(W56=\"\",'Cost scenario - input'!$G41=\"\"),\"\",W56/'Cost scenario - input'!$G41),\"\")","v":3.7710995022946485}]
[{"$f":"IFERROR('Cost scenario - input'!A42,\"\")","v":6},{"$f":"IFERROR('Cost scenario - input'!B42,\"\")","v":"UNDERGROUND CABLES"},{"$f":"IFERROR('Cost scenario - input'!C42,\"\")","v":"> 1 kv & < = 11 kv"},{"$f":"IFERROR(repcalc('Cost scenario - input'!$CY42:$GK42,'Cost scenario - input'!$J42,'Cost scenario - input'!$H42,'Cost scenario - input'!$I42,20,TRUE,TRUE),\"\")","v":1158.432770842865},1250.6065389912815,1338.6885524482705,1421.1840323683555,1496.7841065006153,1564.4474661906734,1623.4761662800809,1673.5810067135399,1714.9322723150626,1748.1922200017025,1774.5265489303974,1795.5931099682539,1813.5072372369743,1830.7842440249515,1850.2607498568007,1874.9975366766707,1908.167525449483,1952.9331906586547,2012.3182737543082,2089.0790127424639,{"$f":"IFERROR(IF(OR(D57=\"\",'Cost scenario - input'!$G42=\"\"),\"\",D57/'Cost scenario - input'!$G42),\"\")","v":4.6582232716767304},{"$f":"IFERROR(IF(OR(E57=\"\",'Cost scenario - input'!$G42=\"\"),\"\",E57/'Cost scenario - input'!$G42),\"\")","v":5.0288671300291545},{"$f":"IFERROR(IF(OR(F57=\"\",'Cost scenario - input'!$G42=\"\"),\"\",F57/'Cost scenario - input'!$G42),\"\")","v":5.3830574596094847},{"$f":"IFERROR(IF(OR(G57=\"\",'Cost scenario - input'!$G42=\"\"),\"\",G57/'Cost scenario - input'!$G42),\"\")","v":5.7147835416438175},{"$f":"IFERROR(IF(OR(H57=\"\",'Cost scenario - input'!$G42=\"\"),\"\",H57/'Cost scenario - input'!$G42),\"\")","v":6.0187822142704119},{"$f":"IFERROR(IF(OR(I57=\"\",'Cost scenario - input'!$G42=\"\"),\"\",I57/'Cost scenario - input'!$G42),\"\")","v":6.2908662269824589},{"$f":"IFERROR(IF(OR(J57=\"\",'Cost scenario - input'!$G42=\"\"),\"\",J57/'Cost scenario - input'!$G42),\"\")","v":6.5282290428265233},{"$f":"IFERROR(IF(OR(K57=\"\",'Cost scenario - input'!$G42=\"\"),\"\",K57/'Cost scenario - input'!$G42),\"\")","v":6.729707747163391},{"$f":"IFERROR(IF(OR(L57=\"\",'Cost scenario - input'!$G42=\"\"),\"\",L57/'Cost scenario - input'!$G42),\"\")","v":6.8959870795394496},{"$f":"IFERROR(IF(OR(M57=\"\",'Cost scenario - input'!$G42=\"\"),\"\",M57/'Cost scenario - input'!$G42),\"\")","v":7.0297300694031852},{"$f":"IFERROR(IF(OR(N57=\"\",'Cost scenario - input'!$G42=\"\"),\"\",N57/'Cost scenario - input'!$G42),\"\")","v":7.1356241592003702},{"$f":"IFERROR(IF(OR(O57=\"\",'Cost scenario - input'!$G42=\"\"),\"\",O57/'Cost scenario - input'!$G42),\"\")","v":7.2203358035449448},{"$f":"IFERROR(IF(OR(P57=\"\",'Cost scenario - input'!$G42=\"\"),\"\",P57/'Cost scenario - input'!$G42),\"\")","v":7.2923710624182041},{"$f":"IFERROR(IF(OR(Q57=\"\",'Cost scenario - input'!$G42=\"\"),\"\",Q57/'Cost scenario - input'!$G42),\"\")","v":7.3618443690358291},{"$f":"IFERROR(IF(OR(R57=\"\",'Cost scenario - input'!$G42=\"\"),\"\",R57/'Cost scenario - input'!$G42),\"\")","v":7.4401621747819986},{"$f":"IFERROR(IF(OR(S57=\"\",'Cost scenario - input'!$G42=\"\"),\"\",S57/'Cost scenario - input'!$G42),\"\")","v":7.5396323200775122},{"$f":"IFERROR(IF(OR(T57=\"\",'Cost scenario - input'!$G42=\"\"),\"\",T57/'Cost scenario - input'!$G42),\"\")","v":7.6730135723277817},{"$f":"IFERROR(IF(OR(U57=\"\",'Cost scenario - input'!$G42=\"\"),\"\",U57/'Cost scenario - input'!$G42),\"\")","v":7.8530226921472499},{"$f":"IFERROR(IF(OR(V57=\"\",'Cost scenario - input'!$G42=\"\"),\"\",V57/'Cost scenario - input'!$G42),\"\")","v":8.0918185748512226},{"$f":"IFERROR(IF(OR(W57=\"\",'Cost scenario - input'!$G42=\"\"),\"\",W57/'Cost scenario - input'!$G42),\"\")","v":8.4004844462816077}]
[{"$f":"IFERROR('Cost scenario - input'!A43,\"\")","v":6},{"$f":"IFERROR('Cost scenario - input'!B43,\"\")","v":"UNDERGROUND CABLES"},{"$f":"IFERROR('Cost scenario - input'!C43,\"\")","v":"> 11 kv & < = 22 kv"},{"$f":"IFERROR(repcalc('Cost scenario - input'!$CY43:$GK43,'Cost scenario - input'!$J43,'Cost scenario - input'!$H43,'Cost scenario - input'!$I43,20,TRUE,TRUE),\"\")","v":75.512248630250809},80.275750696529371,84.609369235963641,88.418193881761553,91.61709804625437,94.133978916239116,95.912536132642828,96.914448280795568,97.12084114482245,96.532982421667214,95.172180887110329,93.078910505565133,90.311218681787579,86.942510403114724,83.058824856971356,78.755737528588057,74.135028883015593,69.301261253234259,64.358399668234696,59.406601446457991,{"$f":"IFERROR(IF(OR(D58=\"\",'Cost scenario - input'!$G43=\"\"),\"\",D58/'Cost scenario - input'!$G43),\"\")","v":2.2820770845052532},{"$f":"IFERROR(IF(OR(E58=\"\",'Cost scenario - input'!$G43=\"\"),\"\",E58/'Cost scenario - input'!$G43),\"\")","v":2.4260362315924562},{"$f":"IFERROR(IF(OR(F58=\"\",'Cost scenario - input'!$G43=\"\"),\"\",F58/'Cost scenario - input'!$G43),\"\")","v":2.5570037466807065},{"$f":"IFERROR(IF(OR(G58=\"\",'Cost scenario - input'!$G43=\"\"),\"\",G58/'Cost scenario - input'!$G43),\"\")","v":2.6721113166543566},{"$f":"IFERROR(IF(OR(H58=\"\",'Cost scenario - input'!$G43=\"\"),\"\",H58/'Cost scenario - input'!$G43),\"\")","v":2.7687863067617626},{"$f":"IFERROR(IF(OR(I58=\"\",'Cost scenario - input'!$G43=\"\"),\"\",I58/'Cost scenario - input'!$G43),\"\")","v":2.8448496774335355},{"$f":"IFERROR(IF(OR(J58=\"\",'Cost scenario - input'!$G43=\"\"),\"\",J58/'Cost scenario - input'!$G43),\"\")","v":2.8985999595488314},{"$f":"IFERROR(IF(OR(K58=\"\",'Cost scenario - input'!$G43=\"\"),\"\",K58/'Cost scenario - input'!$G43),\"\")","v":2.9288790307652439},{"$f":"IFERROR(IF(OR(L58=\"\",'Cost scenario - input'!$G43=\"\"),\"\",L58/'Cost scenario - input'!$G43),\"\")","v":2.9351164880512459},{"$f":"IFERROR(IF(OR(M58=\"\",'Cost scenario - input'!$G43=\"\"),\"\",M58/'Cost scenario - input'!$G43),\"\")","v":2.9173506428357499},{"$f":"IFERROR(IF(OR(N58=\"\",'Cost scenario - input'!$G43=\"\"),\"\",N58/'Cost scenario - input'!$G43),\"\")","v":2.8762254736757393},{"$f":"IFERROR(IF(OR(O58=\"\",'Cost scenario - input'!$G43=\"\"),\"\",O58/'Cost scenario - input'!$G43),\"\")","v":2.8129641557299756},{"$f":"IFERROR(IF(OR(P58=\"\",'Cost scenario - input'!$G43=\"\"),\"\",P58/'Cost scenario - input'!$G43),\"\")","v":2.7293209560824279},{"$f":"IFERROR(IF(OR(Q58=\"\",'Cost scenario - input'!$G43=\"\"),\"\",Q58/'Cost scenario - input'!$G43),\"\")","v":2.627514267676347},{"$f":"IFERROR(IF(OR(R58=\"\",'Cost scenario - input'!$G43=\"\"),\"\",R58/'Cost scenario - input'!$G43),\"\")","v":2.5101443051994581},{"$f":"IFERROR(IF(OR(S58=\"\",'Cost scenario - input'!$G43=\"\"),\"\",S58/'Cost scenario - input'!$G43),\"\")","v":2.380099482500396},{"$f":"IFERROR(IF(OR(T58=\"\",'Cost scenario - input'!$G43=\"\"),\"\",T58/'Cost scenario - input'!$G43),\"\")","v":2.2404557358829513},{"$f":"IFERROR(IF(OR(U58=\"\",'Cost scenario - input'!$G43=\"\"),\"\",U58/'Cost scenario - input'!$G43),\"\")","v":2.0943730732706749},{"$f":"IFERROR(IF(OR(V58=\"\",'Cost scenario - input'!$G43=\"\"),\"\",V58/'Cost scenario - input'!$G43),\"\")","v":1.9449934512938245},{"$f":"IFERROR(IF(OR(W58=\"\",'Cost scenario - input'!$G43=\"\"),\"\",W58/'Cost scenario - input'!$G43),\"\")","v":1.7953437526821021}]
[{"$f":"IFERROR('Cost scenario - input'!A44,\"\")","v":6},{"$f":"IFERROR('Cost scenario - input'!B44,\"\")","v":"UNDERGROUND CABLES"},{"$f":"IFERROR('Cost scenario - input'!C44,\"\")","v":"> 33 kv & < = 66 kv"},{"$f":"IFERROR(repcalc('Cost scenario - input'!$CY44:$GK44,'Cost scenario - input'!$J44,'Cost scenario - input'!$H44,'Cost scenario - input'!$I44,20,TRUE,TRUE),\"\")","v":11.864523146555651},14.645598964751526,17.815662242876339,21.357762058177393,25.234174940436354,29.384787737157463,33.726918265520503,38.156843206428555,42.553167089498118,46.781992837484786,50.703660317703516,54.180627297652187,57.085902447629529,59.311327035311294,60.774960449104256,61.426866174440555,61.25272012274965,60.274861411282387,58.550655174519761,56.168308029688625,{"$f":"IFERROR(IF(OR(D59=\"\",'Cost scenario - input'!$G44=\"\"),\"\",D59/'Cost scenario - input'!$G44),\"\")","v":0.35856111932137658},{"$f":"IFERROR(IF(OR(E59=\"\",'Cost scenario - input'!$G44=\"\"),\"\",E59/'Cost scenario - input'!$G44),\"\")","v":0.44260880046053935},{"$f":"IFERROR(IF(OR(F59=\"\",'Cost scenario - input'!$G44=\"\"),\"\",F59/'Cost scenario - input'!$G44),\"\")","v":0.53841218196045282},{"$f":"IFERROR(IF(OR(G59=\"\",'Cost scenario - input'!$G44=\"\"),\"\",G59/'Cost scenario - input'!$G44),\"\")","v":0.64545898517656808},{"$f":"IFERROR(IF(OR(H59=\"\",'Cost scenario - input'!$G44=\"\"),\"\",H59/'Cost scenario - input'!$G44),\"\")","v":0.76260915841535371},{"$f":"IFERROR(IF(OR(I59=\"\",'Cost scenario - input'!$G44=\"\"),\"\",I59/'Cost scenario - input'!$G44),\"\")","v":0.8880460050444573},{"$f":"IFERROR(IF(OR(J59=\"\",'Cost scenario - input'!$G44=\"\"),\"\",J59/'Cost scenario - input'!$G44),\"\")","v":1.0192707633645044},{"$f":"IFERROR(IF(OR(K59=\"\",'Cost scenario - input'!$G44=\"\"),\"\",K59/'Cost scenario - input'!$G44),\"\")","v":1.153148781528496},{"$f":"IFERROR(IF(OR(L59=\"\",'Cost scenario - input'!$G44=\"\"),\"\",L59/'Cost scenario - input'!$G44),\"\")","v":1.2860113325927878},{"$f":"IFERROR(IF(OR(M59=\"\",'Cost scenario - input'!$G44=\"\"),\"\",M59/'Cost scenario - input'!$G44),\"\")","v":1.4138118750067783},{"$f":"IFERROR(IF(OR(N59=\"\",'Cost scenario - input'!$G44=\"\"),\"\",N59/'Cost scenario - input'!$G44),\"\")","v":1.5323297002867338},{"$f":"IFERROR(IF(OR(O59=\"\",'Cost scenario - input'!$G44=\"\"),\"\",O59/'Cost scenario - input'!$G44),\"\")","v":1.6374081056110799},{"$f":"IFERROR(IF(OR(P59=\"\",'Cost scenario - input'!$G44=\"\"),\"\",P59/'Cost scenario - input'!$G44),\"\")","v":1.7252092499844949},{"$f":"IFERROR(IF(OR(Q59=\"\",'Cost scenario - input'!$G44=\"\"),\"\",Q59/'Cost scenario - input'!$G44),\"\")","v":1.7924644376787542},{"$f":"IFERROR(IF(OR(R59=\"\",'Cost scenario - input'!$G44=\"\"),\"\",R59/'Cost scenario - input'!$G44),\"\")","v":1.8366973182288777},{"$f":"IFERROR(IF(OR(S59=\"\",'Cost scenario - input'!$G44=\"\"),\"\",S59/'Cost scenario - input'!$G44),\"\")","v":1.8563987460638816},{"$f":"IFERROR(IF(OR(T59=\"\",'Cost scenario - input'!$G44=\"\"),\"\",T59/'Cost scenario - input'!$G44),\"\")","v":1.851135828840123},{"$f":"IFERROR(IF(OR(U59=\"\",'Cost scenario - input'!$G44=\"\"),\"\",U59/'Cost scenario - input'!$G44),\"\")","v":1.8215836833564127},{"$f":"IFERROR(IF(OR(V59=\"\",'Cost scenario - input'!$G44=\"\"),\"\",V59/'Cost scenario - input'!$G44),\"\")","v":1.7694759576132182},{"$f":"IFERROR(IF(OR(W59=\"\",'Cost scenario - input'!$G44=\"\"),\"\",W59/'Cost scenario - input'!$G44),\"\")","v":1.6974783688090931}]
[{"$f":"IFERROR('Cost scenario - input'!A45,\"\")","v":3},{"$f":"IFERROR('Cost scenario - input'!B45,\"\")","v":"SERVICE LINES"},{"$f":"IFERROR('Cost scenario - input'!C45,\"\")","v":"˂ = 11 kv ; residential ; simple type"},{"$f":"IFERROR(repcalc('Cost scenario - input'!$CY45:$GK45,'Cost scenario - input'!$J45,'Cost scenario - input'!$H45,'Cost scenario - input'!$I45,20,TRUE,TRUE),\"\")","v":695.7192695085896},681.0514512720224,666.32244098005879,653.14701324234863,643.19165840625317,638.11606868786544,639.51418246334822,648.85671370377554,667.4368714650434,696.32076453343279,736.30382054100255,787.87444161476981,851.18606466639403,926.0387695931945,1011.8715439427763,1107.7662209752523,1212.4639130891355,1324.3944274770301,1441.7186567959102,1562.3832898063829,{"$f":"IFERROR(IF(OR(D60=\"\",'Cost scenario - input'!$G45=\"\"),\"\",D60/'Cost scenario - input'!$G45),\"\")","v":754.07030525003222},{"$f":"IFERROR(IF(OR(E60=\"\",'Cost scenario - input'!$G45=\"\"),\"\",E60/'Cost scenario - input'!$G45),\"\")","v":738.17227473721823},{"$f":"IFERROR(IF(OR(F60=\"\",'Cost scenario - input'!$G45=\"\"),\"\",F60/'Cost scenario - input'!$G45),\"\")","v":722.20791989803593},{"$f":"IFERROR(IF(OR(G60=\"\",'Cost scenario - input'!$G45=\"\"),\"\",G60/'Cost scenario - input'!$G45),\"\")","v":707.92744895033252},{"$f":"IFERROR(IF(OR(H60=\"\",'Cost scenario - input'!$G45=\"\"),\"\",H60/'Cost scenario - input'!$G45),\"\")","v":697.13712332742807},{"$f":"IFERROR(IF(OR(I60=\"\",'Cost scenario - input'!$G45=\"\"),\"\",I60/'Cost scenario - input'!$G45),\"\")","v":691.63583616174128},{"$f":"IFERROR(IF(OR(J60=\"\",'Cost scenario - input'!$G45=\"\"),\"\",J60/'Cost scenario - input'!$G45),\"\")","v":693.15121187096565},{"$f":"IFERROR(IF(OR(K60=\"\",'Cost scenario - input'!$G45=\"\"),\"\",K60/'Cost scenario - input'!$G45),\"\")","v":703.27731544899802},{"$f":"IFERROR(IF(OR(L60=\"\",'Cost scenario - input'!$G45=\"\"),\"\",L60/'Cost scenario - input'!$G45),\"\")","v":723.41581936671935},{"$f":"IFERROR(IF(OR(M60=\"\",'Cost scenario - input'!$G45=\"\"),\"\",M60/'Cost scenario - input'!$G45),\"\")","v":754.72224857957417},{"$f":"IFERROR(IF(OR(N60=\"\",'Cost scenario - input'!$G45=\"\"),\"\",N60/'Cost scenario - input'!$G45),\"\")","v":798.05874444773269},{"$f":"IFERROR(IF(OR(O60=\"\",'Cost scenario - input'!$G45=\"\"),\"\",O60/'Cost scenario - input'!$G45),\"\")","v":853.95467212916265},{"$f":"IFERROR(IF(OR(P60=\"\",'Cost scenario - input'!$G45=\"\"),\"\",P60/'Cost scenario - input'!$G45),\"\")","v":922.57633752321544},{"$f":"IFERROR(IF(OR(Q60=\"\",'Cost scenario - input'!$G45=\"\"),\"\",Q60/'Cost scenario - input'!$G45),\"\")","v":1003.707052923425},{"$f":"IFERROR(IF(OR(R60=\"\",'Cost scenario - input'!$G45=\"\"),\"\",R60/'Cost scenario - input'!$G45),\"\")","v":1096.7387529077635},{"$f":"IFERROR(IF(OR(S60=\"\",'Cost scenario - input'!$G45=\"\"),\"\",S60/'Cost scenario - input'!$G45),\"\")","v":1200.6762626921459},{"$f":"IFERROR(IF(OR(T60=\"\",'Cost scenario - input'!$G45=\"\"),\"\",T60/'Cost scenario - input'!$G45),\"\")","v":1314.1551098528039},{"$f":"IFERROR(IF(OR(U60=\"\",'Cost scenario - input'!$G45=\"\"),\"\",U60/'Cost scenario - input'!$G45),\"\")","v":1435.473407117863},{"$f":"IFERROR(IF(OR(V60=\"\",'Cost scenario - input'!$G45=\"\"),\"\",V60/'Cost scenario - input'!$G45),\"\")","v":1562.6377984077615},{"$f":"IFERROR(IF(OR(W60=\"\",'Cost scenario - input'!$G45=\"\"),\"\",W60/'Cost scenario - input'!$G45),\"\")","v":1693.4227581392338}]
[{"$f":"IFERROR('Cost scenario - input'!A46,\"\")","v":""},{"$f":"IFERROR('Cost scenario - input'!B46,\"\")","v":""},{"$f":"IFERROR('Cost scenario - input'!C46,\"\")","v":""},{"$f":"IFERROR(repcalc('Cost scenario - input'!$CY46:$GK46,'Cost scenario - input'!$J46,'Cost scenario - input'!$H46,'Cost scenario - input'!$I46,20,TRUE,TRUE),\"\")","v":""},"","","","","","","","","","","","","","","","","","","",{"$f":"IFERROR(IF(OR(D61=\"\",'Cost scenario - input'!$G46=\"\"),\"\",D61/'Cost scenario - input'!$G46),\"\")","v":""},{"$f":"IFERROR(IF(OR(E61=\"\",'Cost scenario - input'!$G46=\"\"),\"\",E61/'Cost scenario - input'!$G46),\"\")","v":""},{"$f":"IFERROR(IF(OR(F61=\"\",'Cost scenario - input'!$G46=\"\"),\"\",F61/'Cost scenario - input'!$G46),\"\")","v":""},{"$f":"IFERROR(IF(OR(G61=\"\",'Cost scenario - input'!$G46=\"\"),\"\",G61/'Cost scenario - input'!$G46),\"\")","v":""},{"$f":"IFERROR(IF(OR(H61=\"\",'Cost scenario - input'!$G46=\"\"),\"\",H61/'Cost scenario - input'!$G46),\"\")","v":""},{"$f":"IFERROR(IF(OR(I61=\"\",'Cost scenario - input'!$G46=\"\"),\"\",I61/'Cost scenario - input'!$G46),\"\")","v":""},{"$f":"IFERROR(IF(OR(J61=\"\",'Cost scenario - input'!$G46=\"\"),\"\",J61/'Cost scenario - input'!$G46),\"\")","v":""},{"$f":"IFERROR(IF(OR(K61=\"\",'Cost scenario - input'!$G46=\"\"),\"\",K61/'Cost scenario - input'!$G46),\"\")","v":""},{"$f":"IFERROR(IF(OR(L61=\"\",'Cost scenario - input'!$G46=\"\"),\"\",L61/'Cost scenario - input'!$G46),\"\")","v":""},{"$f":"IFERROR(IF(OR(M61=\"\",'Cost scenario - input'!$G46=\"\"),\"\",M61/'Cost scenario - input'!$G46),\"\")","v":""},{"$f":"IFERROR(IF(OR(N61=\"\",'Cost scenario - input'!$G46=\"\"),\"\",N61/'Cost scenario - input'!$G46),\"\")","v":""},{"$f":"IFERROR(IF(OR(O61=\"\",'Cost scenario - input'!$G46=\"\"),\"\",O61/'Cost scenario - input'!$G46),\"\")","v":""},{"$f":"IFERROR(IF(OR(P61=\"\",'Cost scenario - input'!$G46=\"\"),\"\",P61/'Cost scenario - input'!$G46),\"\")","v":""},{"$f":"IFERROR(IF(OR(Q61=\"\",'Cost scenario - input'!$G46=\"\"),\"\",Q61/'Cost scenario - input'!$G46),\"\")","v":""},{"$f":"IFERROR(IF(OR(R61=\"\",'Cost scenario - input'!$G46=\"\"),\"\",R61/'Cost scenario - input'!$G46),\"\")","v":""},{"$f":"IFERROR(IF(OR(S61=\"\",'Cost scenario - input'!$G46=\"\"),\"\",S61/'Cost scenario - input'!$G46),\"\")","v":""},{"$f":"IFERROR(IF(OR(T61=\"\",'Cost scenario - input'!$G46=\"\"),\"\",T61/'Cost scenario - input'!$G46),\"\")","v":""},{"$f":"IFERROR(IF(OR(U61=\"\",'Cost scenario - input'!$G46=\"\"),\"\",U61/'Cost scenario - input'!$G46),\"\")","v":""},{"$f":"IFERROR(IF(OR(V61=\"\",'Cost scenario - input'!$G46=\"\"),\"\",V61/'Cost scenario - input'!$G46),\"\")","v":""},{"$f":"IFERROR(IF(OR(W61=\"\",'Cost scenario - input'!$G46=\"\"),\"\",W61/'Cost scenario - input'!$G46),\"\")","v":""}]
[{"$f":"IFERROR('Cost scenario - input'!A47,\"\")","v":""},{"$f":"IFERROR('Cost scenario - input'!B47,\"\")","v":""},{"$f":"IFERROR('Cost scenario - input'!C47,\"\")","v":""},{"$f":"IFERROR(repcalc('Cost scenario - input'!$CY47:$GK47,'Cost scenario - input'!$J47,'Cost scenario - input'!$H47,'Cost scenario - input'!$I47,20,TRUE,TRUE),\"\")","v":""},"","","","","","","","","","","","","","","","","","","",{"$f":"IFERROR(IF(OR(D62=\"\",'Cost scenario - input'!$G47=\"\"),\"\",D62/'Cost scenario - input'!$G47),\"\")","v":""},{"$f":"IFERROR(IF(OR(E62=\"\",'Cost scenario - input'!$G47=\"\"),\"\",E62/'Cost scenario - input'!$G47),\"\")","v":""},{"$f":"IFERROR(IF(OR(F62=\"\",'Cost scenario - input'!$G47=\"\"),\"\",F62/'Cost scenario - input'!$G47),\"\")","v":""},{"$f":"IFERROR(IF(OR(G62=\"\",'Cost scenario - input'!$G47=\"\"),\"\",G62/'Cost scenario - input'!$G47),\"\")","v":""},{"$f":"IFERROR(IF(OR(H62=\"\",'Cost scenario - input'!$G47=\"\"),\"\",H62/'Cost scenario - input'!$G47),\"\")","v":""},{"$f":"IFERROR(IF(OR(I62=\"\",'Cost scenario - input'!$G47=\"\"),\"\",I62/'Cost scenario - input'!$G47),\"\")","v":""},{"$f":"IFERROR(IF(OR(J62=\"\",'Cost scenario - input'!$G47=\"\"),\"\",J62/'Cost scenario - input'!$G47),\"\")","v":""},{"$f":"IFERROR(IF(OR(K62=\"\",'Cost scenario - input'!$G47=\"\"),\"\",K62/'Cost scenario - input'!$G47),\"\")","v":""},{"$f":"IFERROR(IF(OR(L62=\"\",'Cost scenario - input'!$G47=\"\"),\"\",L62/'Cost scenario - input'!$G47),\"\")","v":""},{"$f":"IFERROR(IF(OR(M62=\"\",'Cost scenario - input'!$G47=\"\"),\"\",M62/'Cost scenario - input'!$G47),\"\")","v":""},{"$f":"IFERROR(IF(OR(N62=\"\",'Cost scenario - input'!$G47=\"\"),\"\",N62/'Cost scenario - input'!$G47),\"\")","v":""},{"$f":"IFERROR(IF(OR(O62=\"\",'Cost scenario - input'!$G47=\"\"),\"\",O62/'Cost scenario - input'!$G47),\"\")","v":""},{"$f":"IFERROR(IF(OR(P62=\"\",'Cost scenario - input'!$G47=\"\"),\"\",P62/'Cost scenario - input'!$G47),\"\")","v":""},{"$f":"IFERROR(IF(OR(Q62=\"\",'Cost scenario - input'!$G47=\"\"),\"\",Q62/'Cost scenario - input'!$G47),\"\")","v":""},{"$f":"IFERROR(IF(OR(R62=\"\",'Cost scenario - input'!$G47=\"\"),\"\",R62/'Cost scenario - input'!$G47),\"\")","v":""},{"$f":"IFERROR(IF(OR(S62=\"\",'Cost scenario - input'!$G47=\"\"),\"\",S62/'Cost scenario - input'!$G47),\"\")","v":""},{"$f":"IFERROR(IF(OR(T62=\"\",'Cost scenario - input'!$G47=\"\"),\"\",T62/'Cost scenario - input'!$G47),\"\")","v":""},{"$f":"IFERROR(IF(OR(U62=\"\",'Cost scenario - input'!$G47=\"\"),\"\",U62/'Cost scenario - input'!$G47),\"\")","v":""},{"$f":"IFERROR(IF(OR(V62=\"\",'Cost scenario - input'!$G47=\"\"),\"\",V62/'Cost scenario - input'!$G47),\"\")","v":""},{"$f":"IFERROR(IF(OR(W62=\"\",'Cost scenario - input'!$G47=\"\"),\"\",W62/'Cost scenario - input'!$G47),\"\")","v":""}]
[{"$f":"IFERROR('Cost scenario - input'!A48,\"\")","v":""},{"$f":"IFERROR('Cost scenario - input'!B48,\"\")","v":""},{"$f":"IFERROR('Cost scenario - input'!C48,\"\")","v":""},{"$f":"IFERROR(repcalc('Cost scenario - input'!$CY48:$GK48,'Cost scenario - input'!$J48,'Cost scenario - input'!$H48,'Cost scenario - input'!$I48,20,TRUE,TRUE),\"\")","v":""},"","","","","","","","","","","","","","","","","","","",{"$f":"IFERROR(IF(OR(D63=\"\",'Cost scenario - input'!$G48=\"\"),\"\",D63/'Cost scenario - input'!$G48),\"\")","v":""},{"$f":"IFERROR(IF(OR(E63=\"\",'Cost scenario - input'!$G48=\"\"),\"\",E63/'Cost scenario - input'!$G48),\"\")","v":""},{"$f":"IFERROR(IF(OR(F63=\"\",'Cost scenario - input'!$G48=\"\"),\"\",F63/'Cost scenario - input'!$G48),\"\")","v":""},{"$f":"IFERROR(IF(OR(G63=\"\",'Cost scenario - input'!$G48=\"\"),\"\",G63/'Cost scenario - input'!$G48),\"\")","v":""},{"$f":"IFERROR(IF(OR(H63=\"\",'Cost scenario - input'!$G48=\"\"),\"\",H63/'Cost scenario - input'!$G48),\"\")","v":""},{"$f":"IFERROR(IF(OR(I63=\"\",'Cost scenario - input'!$G48=\"\"),\"\",I63/'Cost scenario - input'!$G48),\"\")","v":""},{"$f":"IFERROR(IF(OR(J63=\"\",'Cost scenario - input'!$G48=\"\"),\"\",J63/'Cost scenario - input'!$G48),\"\")","v":""},{"$f":"IFERROR(IF(OR(K63=\"\",'Cost scenario - input'!$G48=\"\"),\"\",K63/'Cost scenario - input'!$G48),\"\")","v":""},{"$f":"IFERROR(IF(OR(L63=\"\",'Cost scenario - input'!$G48=\"\"),\"\",L63/'Cost scenario - input'!$G48),\"\")","v":""},{"$f":"IFERROR(IF(OR(M63=\"\",'Cost scenario - input'!$G48=\"\"),\"\",M63/'Cost scenario - input'!$G48),\"\")","v":""},{"$f":"IFERROR(IF(OR(N63=\"\",'Cost scenario - input'!$G48=\"\"),\"\",N63/'Cost scenario - input'!$G48),\"\")","v":""},{"$f":"IFERROR(IF(OR(O63=\"\",'Cost scenario - input'!$G48=\"\"),\"\",O63/'Cost scenario - input'!$G48),\"\")","v":""},{"$f":"IFERROR(IF(OR(P63=\"\",'Cost scenario - input'!$G48=\"\"),\"\",P63/'Cost scenario - input'!$G48),\"\")","v":""},{"$f":"IFERROR(IF(OR(Q63=\"\",'Cost scenario - input'!$G48=\"\"),\"\",Q63/'Cost scenario - input'!$G48),\"\")","v":""},{"$f":"IFERROR(IF(OR(R63=\"\",'Cost scenario - input'!$G48=\"\"),\"\",R63/'Cost scenario - input'!$G48),\"\")","v":""},{"$f":"IFERROR(IF(OR(S63=\"\",'Cost scenario - input'!$G48=\"\"),\"\",S63/'Cost scenario - input'!$G48),\"\")","v":""},{"$f":"IFERROR(IF(OR(T63=\"\",'Cost scenario - input'!$G48=\"\"),\"\",T63/'Cost scenario - input'!$G48),\"\")","v":""},{"$f":"IFERROR(IF(OR(U63=\"\",'Cost scenario - input'!$G48=\"\"),\"\",U63/'Cost scenario - input'!$G48),\"\")","v":""},{"$f":"IFERROR(IF(OR(V63=\"\",'Cost scenario - input'!$G48=\"\"),\"\",V63/'Cost scenario - input'!$G48),\"\")","v":""},{"$f":"IFERROR(IF(OR(W63=\"\",'Cost scenario - input'!$G48=\"\"),\"\",W63/'Cost scenario - input'!$G48),\"\")","v":""}]
[{"$f":"IFERROR('Cost scenario - input'!A49,\"\")","v":""},{"$f":"IFERROR('Cost scenario - input'!B49,\"\")","v":""},{"$f":"IFERROR('Cost scenario - input'!C49,\"\")","v":""},{"$f":"IFERROR(repcalc('Cost scenario - input'!$CY49:$GK49,'Cost scenario - input'!$J49,'Cost scenario - input'!$H49,'Cost scenario - input'!$I49,20,TRUE,TRUE),\"\")","v":""},"","","","","","","","","","","","","","","","","","","",{"$f":"IFERROR(IF(OR(D64=\"\",'Cost scenario - input'!$G49=\"\"),\"\",D64/'Cost scenario - input'!$G49),\"\")","v":""},{"$f":"IFERROR(IF(OR(E64=\"\",'Cost scenario - input'!$G49=\"\"),\"\",E64/'Cost scenario - input'!$G49),\"\")","v":""},{"$f":"IFERROR(IF(OR(F64=\"\",'Cost scenario - input'!$G49=\"\"),\"\",F64/'Cost scenario - input'!$G49),\"\")","v":""},{"$f":"IFERROR(IF(OR(G64=\"\",'Cost scenario - input'!$G49=\"\"),\"\",G64/'Cost scenario - input'!$G49),\"\")","v":""},{"$f":"IFERROR(IF(OR(H64=\"\",'Cost scenario - input'!$G49=\"\"),\"\",H64/'Cost scenario - input'!$G49),\"\")","v":""},{"$f":"IFERROR(IF(OR(I64=\"\",'Cost scenario - input'!$G49=\"\"),\"\",I64/'Cost scenario - input'!$G49),\"\")","v":""},{"$f":"IFERROR(IF(OR(J64=\"\",'Cost scenario - input'!$G49=\"\"),\"\",J64/'Cost scenario - input'!$G49),\"\")","v":""},{"$f":"IFERROR(IF(OR(K64=\"\",'Cost scenario - input'!$G49=\"\"),\"\",K64/'Cost scenario - input'!$G49),\"\")","v":""},{"$f":"IFERROR(IF(OR(L64=\"\",'Cost scenario - input'!$G49=\"\"),\"\",L64/'Cost scenario - input'!$G49),\"\")","v":""},{"$f":"IFERROR(IF(OR(M64=\"\",'Cost scenario - input'!$G49=\"\"),\"\",M64/'Cost scenario - input'!$G49),\"\")","v":""},{"$f":"IFERROR(IF(OR(N64=\"\",'Cost scenario - input'!$G49=\"\"),\"\",N64/'Cost scenario - input'!$G49),\"\")","v":""},{"$f":"IFERROR(IF(OR(O64=\"\",'Cost scenario - input'!$G49=\"\"),\"\",O64/'Cost scenario - input'!$G49),\"\")","v":""},{"$f":"IFERROR(IF(OR(P64=\"\",'Cost scenario - input'!$G49=\"\"),\"\",P64/'Cost scenario - input'!$G49),\"\")","v":""},{"$f":"IFERROR(IF(OR(Q64=\"\",'Cost scenario - input'!$G49=\"\"),\"\",Q64/'Cost scenario - input'!$G49),\"\")","v":""},{"$f":"IFERROR(IF(OR(R64=\"\",'Cost scenario - input'!$G49=\"\"),\"\",R64/'Cost scenario - input'!$G49),\"\")","v":""},{"$f":"IFERROR(IF(OR(S64=\"\",'Cost scenario - input'!$G49=\"\"),\"\",S64/'Cost scenario - input'!$G49),\"\")","v":""},{"$f":"IFERROR(IF(OR(T64=\"\",'Cost scenario - input'!$G49=\"\"),\"\",T64/'Cost scenario - input'!$G49),\"\")","v":""},{"$f":"IFERROR(IF(OR(U64=\"\",'Cost scenario - input'!$G49=\"\"),\"\",U64/'Cost scenario - input'!$G49),\"\")","v":""},{"$f":"IFERROR(IF(OR(V64=\"\",'Cost scenario - input'!$G49=\"\"),\"\",V64/'Cost scenario - input'!$G49),\"\")","v":""},{"$f":"IFERROR(IF(OR(W64=\"\",'Cost scenario - input'!$G49=\"\"),\"\",W64/'Cost scenario - input'!$G49),\"\")","v":""}]
[{"$f":"IFERROR('Cost scenario - input'!A50,\"\")","v":""},{"$f":"IFERROR('Cost scenario - input'!B50,\"\")","v":""},{"$f":"IFERROR('Cost scenario - input'!C50,\"\")","v":""},{"$f":"IFERROR(repcalc('Cost scenario - input'!$CY50:$GK50,'Cost scenario - input'!$J50,'Cost scenario - input'!$H50,'Cost scenario - input'!$I50,20,TRUE,TRUE),\"\")","v":""},"","","","","","","","","","","","","","","","","","","",{"$f":"IFERROR(IF(OR(D65=\"\",'Cost scenario - input'!$G50=\"\"),\"\",D65/'Cost scenario - input'!$G50),\"\")","v":""},{"$f":"IFERROR(IF(OR(E65=\"\",'Cost scenario - input'!$G50=\"\"),\"\",E65/'Cost scenario - input'!$G50),\"\")","v":""},{"$f":"IFERROR(IF(OR(F65=\"\",'Cost scenario - input'!$G50=\"\"),\"\",F65/'Cost scenario - input'!$G50),\"\")","v":""},{"$f":"IFERROR(IF(OR(G65=\"\",'Cost scenario - input'!$G50=\"\"),\"\",G65/'Cost scenario - input'!$G50),\"\")","v":""},{"$f":"IFERROR(IF(OR(H65=\"\",'Cost scenario - input'!$G50=\"\"),\"\",H65/'Cost scenario - input'!$G50),\"\")","v":""},{"$f":"IFERROR(IF(OR(I65=\"\",'Cost scenario - input'!$G50=\"\"),\"\",I65/'Cost scenario - input'!$G50),\"\")","v":""},{"$f":"IFERROR(IF(OR(J65=\"\",'Cost scenario - input'!$G50=\"\"),\"\",J65/'Cost scenario - input'!$G50),\"\")","v":""},{"$f":"IFERROR(IF(OR(K65=\"\",'Cost scenario - input'!$G50=\"\"),\"\",K65/'Cost scenario - input'!$G50),\"\")","v":""},{"$f":"IFERROR(IF(OR(L65=\"\",'Cost scenario - input'!$G50=\"\"),\"\",L65/'Cost scenario - input'!$G50),\"\")","v":""},{"$f":"IFERROR(IF(OR(M65=\"\",'Cost scenario - input'!$G50=\"\"),\"\",M65/'Cost scenario - input'!$G50),\"\")","v":""},{"$f":"IFERROR(IF(OR(N65=\"\",'Cost scenario - input'!$G50=\"\"),\"\",N65/'Cost scenario - input'!$G50),\"\")","v":""},{"$f":"IFERROR(IF(OR(O65=\"\",'Cost scenario - input'!$G50=\"\"),\"\",O65/'Cost scenario - input'!$G50),\"\")","v":""},{"$f":"IFERROR(IF(OR(P65=\"\",'Cost scenario - input'!$G50=\"\"),\"\",P65/'Cost scenario - input'!$G50),\"\")","v":""},{"$f":"IFERROR(IF(OR(Q65=\"\",'Cost scenario - input'!$G50=\"\"),\"\",Q65/'Cost scenario - input'!$G50),\"\")","v":""},{"$f":"IFERROR(IF(OR(R65=\"\",'Cost scenario - input'!$G50=\"\"),\"\",R65/'Cost scenario - input'!$G50),\"\")","v":""},{"$f":"IFERROR(IF(OR(S65=\"\",'Cost scenario - input'!$G50=\"\"),\"\",S65/'Cost scenario - input'!$G50),\"\")","v":""},{"$f":"IFERROR(IF(OR(T65=\"\",'Cost scenario - input'!$G50=\"\"),\"\",T65/'Cost scenario - input'!$G50),\"\")","v":""},{"$f":"IFERROR(IF(OR(U65=\"\",'Cost scenario - input'!$G50=\"\"),\"\",U65/'Cost scenario - input'!$G50),\"\")","v":""},{"$f":"IFERROR(IF(OR(V65=\"\",'Cost scenario - input'!$G50=\"\"),\"\",V65/'Cost scenario - input'!$G50),\"\")","v":""},{"$f":"IFERROR(IF(OR(W65=\"\",'Cost scenario - input'!$G50=\"\"),\"\",W65/'Cost scenario - input'!$G50),\"\")","v":""}]
[{"$f":"IFERROR('Cost scenario - input'!A51,\"\")","v":""},{"$f":"IFERROR('Cost scenario - input'!B51,\"\")","v":""},{"$f":"IFERROR('Cost scenario - input'!C51,\"\")","v":""},{"$f":"IFERROR(repcalc('Cost scenario - input'!$CY51:$GK51,'Cost scenario - input'!$J51,'Cost scenario - input'!$H51,'Cost scenario - input'!$I51,20,TRUE,TRUE),\"\")","v":""},"","","","","","","","","","","","","","","","","","","",{"$f":"IFERROR(IF(OR(D66=\"\",'Cost scenario - input'!$G51=\"\"),\"\",D66/'Cost scenario - input'!$G51),\"\")","v":""},{"$f":"IFERROR(IF(OR(E66=\"\",'Cost scenario - input'!$G51=\"\"),\"\",E66/'Cost scenario - input'!$G51),\"\")","v":""},{"$f":"IFERROR(IF(OR(F66=\"\",'Cost scenario - input'!$G51=\"\"),\"\",F66/'Cost scenario - input'!$G51),\"\")","v":""},{"$f":"IFERROR(IF(OR(G66=\"\",'Cost scenario - input'!$G51=\"\"),\"\",G66/'Cost scenario - input'!$G51),\"\")","v":""},{"$f":"IFERROR(IF(OR(H66=\"\",'Cost scenario - input'!$G51=\"\"),\"\",H66/'Cost scenario - input'!$G51),\"\")","v":""},{"$f":"IFERROR(IF(OR(I66=\"\",'Cost scenario - input'!$G51=\"\"),\"\",I66/'Cost scenario - input'!$G51),\"\")","v":""},{"$f":"IFERROR(IF(OR(J66=\"\",'Cost scenario - input'!$G51=\"\"),\"\",J66/'Cost scenario - input'!$G51),\"\")","v":""},{"$f":"IFERROR(IF(OR(K66=\"\",'Cost scenario - input'!$G51=\"\"),\"\",K66/'Cost scenario - input'!$G51),\"\")","v":""},{"$f":"IFERROR(IF(OR(L66=\"\",'Cost scenario - input'!$G51=\"\"),\"\",L66/'Cost scenario - input'!$G51),\"\")","v":""},{"$f":"IFERROR(IF(OR(M66=\"\",'Cost scenario - input'!$G51=\"\"),\"\",M66/'Cost scenario - input'!$G51),\"\")","v":""},{"$f":"IFERROR(IF(OR(N66=\"\",'Cost scenario - input'!$G51=\"\"),\"\",N66/'Cost scenario - input'!$G51),\"\")","v":""},{"$f":"IFERROR(IF(OR(O66=\"\",'Cost scenario - input'!$G51=\"\"),\"\",O66/'Cost scenario - input'!$G51),\"\")","v":""},{"$f":"IFERROR(IF(OR(P66=\"\",'Cost scenario - input'!$G51=\"\"),\"\",P66/'Cost scenario - input'!$G51),\"\")","v":""},{"$f":"IFERROR(IF(OR(Q66=\"\",'Cost scenario - input'!$G51=\"\"),\"\",Q66/'Cost scenario - input'!$G51),\"\")","v":""},{"$f":"IFERROR(IF(OR(R66=\"\",'Cost scenario - input'!$G51=\"\"),\"\",R66/'Cost scenario - input'!$G51),\"\")","v":""},{"$f":"IFERROR(IF(OR(S66=\"\",'Cost scenario - input'!$G51=\"\"),\"\",S66/'Cost scenario - input'!$G51),\"\")","v":""},{"$f":"IFERROR(IF(OR(T66=\"\",'Cost scenario - input'!$G51=\"\"),\"\",T66/'Cost scenario - input'!$G51),\"\")","v":""},{"$f":"IFERROR(IF(OR(U66=\"\",'Cost scenario - input'!$G51=\"\"),\"\",U66/'Cost scenario - input'!$G51),\"\")","v":""},{"$f":"IFERROR(IF(OR(V66=\"\",'Cost scenario - input'!$G51=\"\"),\"\",V66/'Cost scenario - input'!$G51),\"\")","v":""},{"$f":"IFERROR(IF(OR(W66=\"\",'Cost scenario - input'!$G51=\"\"),\"\",W66/'Cost scenario - input'!$G51),\"\")","v":""}]
[{"$f":"IFERROR('Cost scenario - input'!A52,\"\")","v":""},{"$f":"IFERROR('Cost scenario - input'!B52,\"\")","v":""},{"$f":"IFERROR('Cost scenario - input'!C52,\"\")","v":""},{"$f":"IFERROR(repcalc('Cost scenario - input'!$CY52:$GK52,'Cost scenario - input'!$J52,'Cost scenario - input'!$H52,'Cost scenario - input'!$I52,20,TRUE,TRUE),\"\")","v":""},"","","","","","","","","","","","","","","","","","","",{"$f":"IFERROR(IF(OR(D67=\"\",'Cost scenario - input'!$G52=\"\"),\"\",D67/'Cost scenario - input'!$G52),\"\")","v":""},{"$f":"IFERROR(IF(OR(E67=\"\",'Cost scenario - input'!$G52=\"\"),\"\",E67/'Cost scenario - input'!$G52),\"\")","v":""},{"$f":"IFERROR(IF(OR(F67=\"\",'Cost scenario - input'!$G52=\"\"),\"\",F67/'Cost scenario - input'!$G52),\"\")","v":""},{"$f":"IFERROR(IF(OR(G67=\"\",'Cost scenario - input'!$G52=\"\"),\"\",G67/'Cost scenario - input'!$G52),\"\")","v":""},{"$f":"IFERROR(IF(OR(H67=\"\",'Cost scenario - input'!$G52=\"\"),\"\",H67/'Cost scenario - input'!$G52),\"\")","v":""},{"$f":"IFERROR(IF(OR(I67=\"\",'Cost scenario - input'!$G52=\"\"),\"\",I67/'Cost scenario - input'!$G52),\"\")","v":""},{"$f":"IFERROR(IF(OR(J67=\"\",'Cost scenario - input'!$G52=\"\"),\"\",J67/'Cost scenario - input'!$G52),\"\")","v":""},{"$f":"IFERROR(IF(OR(K67=\"\",'Cost scenario - input'!$G52=\"\"),\"\",K67/'Cost scenario - input'!$G52),\"\")","v":""},{"$f":"IFERROR(IF(OR(L67=\"\",'Cost scenario - input'!$G52=\"\"),\"\",L67/'Cost scenario - input'!$G52),\"\")","v":""},{"$f":"IFERROR(IF(OR(M67=\"\",'Cost scenario - input'!$G52=\"\"),\"\",M67/'Cost scenario - input'!$G52),\"\")","v":""},{"$f":"IFERROR(IF(OR(N67=\"\",'Cost scenario - input'!$G52=\"\"),\"\",N67/'Cost scenario - input'!$G52),\"\")","v":""},{"$f":"IFERROR(IF(OR(O67=\"\",'Cost scenario - input'!$G52=\"\"),\"\",O67/'Cost scenario - input'!$G52),\"\")","v":""},{"$f":"IFERROR(IF(OR(P67=\"\",'Cost scenario - input'!$G52=\"\"),\"\",P67/'Cost scenario - input'!$G52),\"\")","v":""},{"$f":"IFERROR(IF(OR(Q67=\"\",'Cost scenario - input'!$G52=\"\"),\"\",Q67/'Cost scenario - input'!$G52),\"\")","v":""},{"$f":"IFERROR(IF(OR(R67=\"\",'Cost scenario - input'!$G52=\"\"),\"\",R67/'Cost scenario - input'!$G52),\"\")","v":""},{"$f":"IFERROR(IF(OR(S67=\"\",'Cost scenario - input'!$G52=\"\"),\"\",S67/'Cost scenario - input'!$G52),\"\")","v":""},{"$f":"IFERROR(IF(OR(T67=\"\",'Cost scenario - input'!$G52=\"\"),\"\",T67/'Cost scenario - input'!$G52),\"\")","v":""},{"$f":"IFERROR(IF(OR(U67=\"\",'Cost scenario - input'!$G52=\"\"),\"\",U67/'Cost scenario - input'!$G52),\"\")","v":""},{"$f":"IFERROR(IF(OR(V67=\"\",'Cost scenario - input'!$G52=\"\"),\"\",V67/'Cost scenario - input'!$G52),\"\")","v":""},{"$f":"IFERROR(IF(OR(W67=\"\",'Cost scenario - input'!$G52=\"\"),\"\",W67/'Cost scenario - input'!$G52),\"\")","v":""}]
[{"$f":"IFERROR('Cost scenario - input'!A53,\"\")","v":""},{"$f":"IFERROR('Cost scenario - input'!B53,\"\")","v":""},{"$f":"IFERROR('Cost scenario - input'!C53,\"\")","v":""},{"$f":"IFERROR(repcalc('Cost scenario - input'!$CY53:$GK53,'Cost scenario - input'!$J53,'Cost scenario - input'!$H53,'Cost scenario - input'!$I53,20,TRUE,TRUE),\"\")","v":""},"","","","","","","","","","","","","","","","","","","",{"$f":"IFERROR(IF(OR(D68=\"\",'Cost scenario - input'!$G53=\"\"),\"\",D68/'Cost scenario - input'!$G53),\"\")","v":""},{"$f":"IFERROR(IF(OR(E68=\"\",'Cost scenario - input'!$G53=\"\"),\"\",E68/'Cost scenario - input'!$G53),\"\")","v":""},{"$f":"IFERROR(IF(OR(F68=\"\",'Cost scenario - input'!$G53=\"\"),\"\",F68/'Cost scenario - input'!$G53),\"\")","v":""},{"$f":"IFERROR(IF(OR(G68=\"\",'Cost scenario - input'!$G53=\"\"),\"\",G68/'Cost scenario - input'!$G53),\"\")","v":""},{"$f":"IFERROR(IF(OR(H68=\"\",'Cost scenario - input'!$G53=\"\"),\"\",H68/'Cost scenario - input'!$G53),\"\")","v":""},{"$f":"IFERROR(IF(OR(I68=\"\",'Cost scenario - input'!$G53=\"\"),\"\",I68/'Cost scenario - input'!$G53),\"\")","v":""},{"$f":"IFERROR(IF(OR(J68=\"\",'Cost scenario - input'!$G53=\"\"),\"\",J68/'Cost scenario - input'!$G53),\"\")","v":""},{"$f":"IFERROR(IF(OR(K68=\"\",'Cost scenario - input'!$G53=\"\"),\"\",K68/'Cost scenario - input'!$G53),\"\")","v":""},{"$f":"IFERROR(IF(OR(L68=\"\",'Cost scenario - input'!$G53=\"\"),\"\",L68/'Cost scenario - input'!$G53),\"\")","v":""},{"$f":"IFERROR(IF(OR(M68=\"\",'Cost scenario - input'!$G53=\"\"),\"\",M68/'Cost scenario - input'!$G53),\"\")","v":""},{"$f":"IFERROR(IF(OR(N68=\"\",'Cost scenario - input'!$G53=\"\"),\"\",N68/'Cost scenario - input'!$G53),\"\")","v":""},{"$f":"IFERROR(IF(OR(O68=\"\",'Cost scenario - input'!$G53=\"\"),\"\",O68/'Cost scenario - input'!$G53),\"\")","v":""},{"$f":"IFERROR(IF(OR(P68=\"\",'Cost scenario - input'!$G53=\"\"),\"\",P68/'Cost scenario - input'!$G53),\"\")","v":""},{"$f":"IFERROR(IF(OR(Q68=\"\",'Cost scenario - input'!$G53=\"\"),\"\",Q68/'Cost scenario - input'!$G53),\"\")","v":""},{"$f":"IFERROR(IF(OR(R68=\"\",'Cost scenario - input'!$G53=\"\"),\"\",R68/'Cost scenario - input'!$G53),\"\")","v":""},{"$f":"IFERROR(IF(OR(S68=\"\",'Cost scenario - input'!$G53=\"\"),\"\",S68/'Cost scenario - input'!$G53),\"\")","v":""},{"$f":"IFERROR(IF(OR(T68=\"\",'Cost scenario - input'!$G53=\"\"),\"\",T68/'Cost scenario - input'!$G53),\"\")","v":""},{"$f":"IFERROR(IF(OR(U68=\"\",'Cost scenario - input'!$G53=\"\"),\"\",U68/'Cost scenario - input'!$G53),\"\")","v":""},{"$f":"IFERROR(IF(OR(V68=\"\",'Cost scenario - input'!$G53=\"\"),\"\",V68/'Cost scenario - input'!$G53),\"\")","v":""},{"$f":"IFERROR(IF(OR(W68=\"\",'Cost scenario - input'!$G53=\"\"),\"\",W68/'Cost scenario - input'!$G53),\"\")","v":""}]
[{"$f":"IFERROR('Cost scenario - input'!A54,\"\")","v":""},{"$f":"IFERROR('Cost scenario - input'!B54,\"\")","v":""},{"$f":"IFERROR('Cost scenario - input'!C54,\"\")","v":""},{"$f":"IFERROR(repcalc('Cost scenario - input'!$CY54:$GK54,'Cost scenario - input'!$J54,'Cost scenario - input'!$H54,'Cost scenario - input'!$I54,20,TRUE,TRUE),\"\")","v":""},"","","","","","","","","","","","","","","","","","","",{"$f":"IFERROR(IF(OR(D69=\"\",'Cost scenario - input'!$G54=\"\"),\"\",D69/'Cost scenario - input'!$G54),\"\")","v":""},{"$f":"IFERROR(IF(OR(E69=\"\",'Cost scenario - input'!$G54=\"\"),\"\",E69/'Cost scenario - input'!$G54),\"\")","v":""},{"$f":"IFERROR(IF(OR(F69=\"\",'Cost scenario - input'!$G54=\"\"),\"\",F69/'Cost scenario - input'!$G54),\"\")","v":""},{"$f":"IFERROR(IF(OR(G69=\"\",'Cost scenario - input'!$G54=\"\"),\"\",G69/'Cost scenario - input'!$G54),\"\")","v":""},{"$f":"IFERROR(IF(OR(H69=\"\",'Cost scenario - input'!$G54=\"\"),\"\",H69/'Cost scenario - input'!$G54),\"\")","v":""},{"$f":"IFERROR(IF(OR(I69=\"\",'Cost scenario - input'!$G54=\"\"),\"\",I69/'Cost scenario - input'!$G54),\"\")","v":""},{"$f":"IFERROR(IF(OR(J69=\"\",'Cost scenario - input'!$G54=\"\"),\"\",J69/'Cost scenario - input'!$G54),\"\")","v":""},{"$f":"IFERROR(IF(OR(K69=\"\",'Cost scenario - input'!$G54=\"\"),\"\",K69/'Cost scenario - input'!$G54),\"\")","v":""},{"$f":"IFERROR(IF(OR(L69=\"\",'Cost scenario - input'!$G54=\"\"),\"\",L69/'Cost scenario - input'!$G54),\"\")","v":""},{"$f":"IFERROR(IF(OR(M69=\"\",'Cost scenario - input'!$G54=\"\"),\"\",M69/'Cost scenario - input'!$G54),\"\")","v":""},{"$f":"IFERROR(IF(OR(N69=\"\",'Cost scenario - input'!$G54=\"\"),\"\",N69/'Cost scenario - input'!$G54),\"\")","v":""},{"$f":"IFERROR(IF(OR(O69=\"\",'Cost scenario - input'!$G54=\"\"),\"\",O69/'Cost scenario - input'!$G54),\"\")","v":""},{"$f":"IFERROR(IF(OR(P69=\"\",'Cost scenario - input'!$G54=\"\"),\"\",P69/'Cost scenario - input'!$G54),\"\")","v":""},{"$f":"IFERROR(IF(OR(Q69=\"\",'Cost scenario - input'!$G54=\"\"),\"\",Q69/'Cost scenario - input'!$G54),\"\")","v":""},{"$f":"IFERROR(IF(OR(R69=\"\",'Cost scenario - input'!$G54=\"\"),\"\",R69/'Cost scenario - input'!$G54),\"\")","v":""},{"$f":"IFERROR(IF(OR(S69=\"\",'Cost scenario - input'!$G54=\"\"),\"\",S69/'Cost scenario - input'!$G54),\"\")","v":""},{"$f":"IFERROR(IF(OR(T69=\"\",'Cost scenario - input'!$G54=\"\"),\"\",T69/'Cost scenario - input'!$G54),\"\")","v":""},{"$f":"IFERROR(IF(OR(U69=\"\",'Cost scenario - input'!$G54=\"\"),\"\",U69/'Cost scenario - input'!$G54),\"\")","v":""},{"$f":"IFERROR(IF(OR(V69=\"\",'Cost scenario - input'!$G54=\"\"),\"\",V69/'Cost scenario - input'!$G54),\"\")","v":""},{"$f":"IFERROR(IF(OR(W69=\"\",'Cost scenario - input'!$G54=\"\"),\"\",W69/'Cost scenario - input'!$G54),\"\")","v":""}]
[{"$f":"IFERROR('Cost scenario - input'!A55,\"\")","v":""},{"$f":"IFERROR('Cost scenario - input'!B55,\"\")","v":""},{"$f":"IFERROR('Cost scenario - input'!C55,\"\")","v":""},{"$f":"IFERROR(repcalc('Cost scenario - input'!$CY55:$GK55,'Cost scenario - input'!$J55,'Cost scenario - input'!$H55,'Cost scenario - input'!$I55,20,TRUE,TRUE),\"\")","v":""},"","","","","","","","","","","","","","","","","","","",{"$f":"IFERROR(IF(OR(D70=\"\",'Cost scenario - input'!$G55=\"\"),\"\",D70/'Cost scenario - input'!$G55),\"\")","v":""},{"$f":"IFERROR(IF(OR(E70=\"\",'Cost scenario - input'!$G55=\"\"),\"\",E70/'Cost scenario - input'!$G55),\"\")","v":""},{"$f":"IFERROR(IF(OR(F70=\"\",'Cost scenario - input'!$G55=\"\"),\"\",F70/'Cost scenario - input'!$G55),\"\")","v":""},{"$f":"IFERROR(IF(OR(G70=\"\",'Cost scenario - input'!$G55=\"\"),\"\",G70/'Cost scenario - input'!$G55),\"\")","v":""},{"$f":"IFERROR(IF(OR(H70=\"\",'Cost scenario - input'!$G55=\"\"),\"\",H70/'Cost scenario - input'!$G55),\"\")","v":""},{"$f":"IFERROR(IF(OR(I70=\"\",'Cost scenario - input'!$G55=\"\"),\"\",I70/'Cost scenario - input'!$G55),\"\")","v":""},{"$f":"IFERROR(IF(OR(J70=\"\",'Cost scenario - input'!$G55=\"\"),\"\",J70/'Cost scenario - input'!$G55),\"\")","v":""},{"$f":"IFERROR(IF(OR(K70=\"\",'Cost scenario - input'!$G55=\"\"),\"\",K70/'Cost scenario - input'!$G55),\"\")","v":""},{"$f":"IFERROR(IF(OR(L70=\"\",'Cost scenario - input'!$G55=\"\"),\"\",L70/'Cost scenario - input'!$G55),\"\")","v":""},{"$f":"IFERROR(IF(OR(M70=\"\",'Cost scenario - input'!$G55=\"\"),\"\",M70/'Cost scenario - input'!$G55),\"\")","v":""},{"$f":"IFERROR(IF(OR(N70=\"\",'Cost scenario - input'!$G55=\"\"),\"\",N70/'Cost scenario - input'!$G55),\"\")","v":""},{"$f":"IFERROR(IF(OR(O70=\"\",'Cost scenario - input'!$G55=\"\"),\"\",O70/'Cost scenario - input'!$G55),\"\")","v":""},{"$f":"IFERROR(IF(OR(P70=\"\",'Cost scenario - input'!$G55=\"\"),\"\",P70/'Cost scenario - input'!$G55),\"\")","v":""},{"$f":"IFERROR(IF(OR(Q70=\"\",'Cost scenario - input'!$G55=\"\"),\"\",Q70/'Cost scenario - input'!$G55),\"\")","v":""},{"$f":"IFERROR(IF(OR(R70=\"\",'Cost scenario - input'!$G55=\"\"),\"\",R70/'Cost scenario - input'!$G55),\"\")","v":""},{"$f":"IFERROR(IF(OR(S70=\"\",'Cost scenario - input'!$G55=\"\"),\"\",S70/'Cost scenario - input'!$G55),\"\")","v":""},{"$f":"IFERROR(IF(OR(T70=\"\",'Cost scenario - input'!$G55=\"\"),\"\",T70/'Cost scenario - input'!$G55),\"\")","v":""},{"$f":"IFERROR(IF(OR(U70=\"\",'Cost scenario - input'!$G55=\"\"),\"\",U70/'Cost scenario - input'!$G55),\"\")","v":""},{"$f":"IFERROR(IF(OR(V70=\"\",'Cost scenario - input'!$G55=\"\"),\"\",V70/'Cost scenario - input'!$G55),\"\")","v":""},{"$f":"IFERROR(IF(OR(W70=\"\",'Cost scenario - input'!$G55=\"\"),\"\",W70/'Cost scenario - input'!$G55),\"\")","v":""}]
[{"$f":"IFERROR('Cost scenario - input'!A56,\"\")","v":""},{"$f":"IFERROR('Cost scenario - input'!B56,\"\")","v":""},{"$f":"IFERROR('Cost scenario - input'!C56,\"\")","v":""},{"$f":"IFERROR(repcalc('Cost scenario - input'!$CY56:$GK56,'Cost scenario - input'!$J56,'Cost scenario - input'!$H56,'Cost scenario - input'!$I56,20,TRUE,TRUE),\"\")","v":""},"","","","","","","","","","","","","","","","","","","",{"$f":"IFERROR(IF(OR(D71=\"\",'Cost scenario - input'!$G56=\"\"),\"\",D71/'Cost scenario - input'!$G56),\"\")","v":""},{"$f":"IFERROR(IF(OR(E71=\"\",'Cost scenario - input'!$G56=\"\"),\"\",E71/'Cost scenario - input'!$G56),\"\")","v":""},{"$f":"IFERROR(IF(OR(F71=\"\",'Cost scenario - input'!$G56=\"\"),\"\",F71/'Cost scenario - input'!$G56),\"\")","v":""},{"$f":"IFERROR(IF(OR(G71=\"\",'Cost scenario - input'!$G56=\"\"),\"\",G71/'Cost scenario - input'!$G56),\"\")","v":""},{"$f":"IFERROR(IF(OR(H71=\"\",'Cost scenario - input'!$G56=\"\"),\"\",H71/'Cost scenario - input'!$G56),\"\")","v":""},{"$f":"IFERROR(IF(OR(I71=\"\",'Cost scenario - input'!$G56=\"\"),\"\",I71/'Cost scenario - input'!$G56),\"\")","v":""},{"$f":"IFERROR(IF(OR(J71=\"\",'Cost scenario - input'!$G56=\"\"),\"\",J71/'Cost scenario - input'!$G56),\"\")","v":""},{"$f":"IFERROR(IF(OR(K71=\"\",'Cost scenario - input'!$G56=\"\"),\"\",K71/'Cost scenario - input'!$G56),\"\")","v":""},{"$f":"IFERROR(IF(OR(L71=\"\",'Cost scenario - input'!$G56=\"\"),\"\",L71/'Cost scenario - input'!$G56),\"\")","v":""},{"$f":"IFERROR(IF(OR(M71=\"\",'Cost scenario - input'!$G56=\"\"),\"\",M71/'Cost scenario - input'!$G56),\"\")","v":""},{"$f":"IFERROR(IF(OR(N71=\"\",'Cost scenario - input'!$G56=\"\"),\"\",N71/'Cost scenario - input'!$G56),\"\")","v":""},{"$f":"IFERROR(IF(OR(O71=\"\",'Cost scenario - input'!$G56=\"\"),\"\",O71/'Cost scenario - input'!$G56),\"\")","v":""},{"$f":"IFERROR(IF(OR(P71=\"\",'Cost scenario - input'!$G56=\"\"),\"\",P71/'Cost scenario - input'!$G56),\"\")","v":""},{"$f":"IFERROR(IF(OR(Q71=\"\",'Cost scenario - input'!$G56=\"\"),\"\",Q71/'Cost scenario - input'!$G56),\"\")","v":""},{"$f":"IFERROR(IF(OR(R71=\"\",'Cost scenario - input'!$G56=\"\"),\"\",R71/'Cost scenario - input'!$G56),\"\")","v":""},{"$f":"IFERROR(IF(OR(S71=\"\",'Cost scenario - input'!$G56=\"\"),\"\",S71/'Cost scenario - input'!$G56),\"\")","v":""},{"$f":"IFERROR(IF(OR(T71=\"\",'Cost scenario - input'!$G56=\"\"),\"\",T71/'Cost scenario - input'!$G56),\"\")","v":""},{"$f":"IFERROR(IF(OR(U71=\"\",'Cost scenario - input'!$G56=\"\"),\"\",U71/'Cost scenario - input'!$G56),\"\")","v":""},{"$f":"IFERROR(IF(OR(V71=\"\",'Cost scenario - input'!$G56=\"\"),\"\",V71/'Cost scenario - input'!$G56),\"\")","v":""},{"$f":"IFERROR(IF(OR(W71=\"\",'Cost scenario - input'!$G56=\"\"),\"\",W71/'Cost scenario - input'!$G56),\"\")","v":""}]
[{"$f":"IFERROR('Cost scenario - input'!A57,\"\")","v":""},{"$f":"IFERROR('Cost scenario - input'!B57,\"\")","v":""},{"$f":"IFERROR('Cost scenario - input'!C57,\"\")","v":""},{"$f":"IFERROR(repcalc('Cost scenario - input'!$CY57:$GK57,'Cost scenario - input'!$J57,'Cost scenario - input'!$H57,'Cost scenario - input'!$I57,20,TRUE,TRUE),\"\")","v":""},"","","","","","","","","","","","","","","","","","","",{"$f":"IFERROR(IF(OR(D72=\"\",'Cost scenario - input'!$G57=\"\"),\"\",D72/'Cost scenario - input'!$G57),\"\")","v":""},{"$f":"IFERROR(IF(OR(E72=\"\",'Cost scenario - input'!$G57=\"\"),\"\",E72/'Cost scenario - input'!$G57),\"\")","v":""},{"$f":"IFERROR(IF(OR(F72=\"\",'Cost scenario - input'!$G57=\"\"),\"\",F72/'Cost scenario - input'!$G57),\"\")","v":""},{"$f":"IFERROR(IF(OR(G72=\"\",'Cost scenario - input'!$G57=\"\"),\"\",G72/'Cost scenario - input'!$G57),\"\")","v":""},{"$f":"IFERROR(IF(OR(H72=\"\",'Cost scenario - input'!$G57=\"\"),\"\",H72/'Cost scenario - input'!$G57),\"\")","v":""},{"$f":"IFERROR(IF(OR(I72=\"\",'Cost scenario - input'!$G57=\"\"),\"\",I72/'Cost scenario - input'!$G57),\"\")","v":""},{"$f":"IFERROR(IF(OR(J72=\"\",'Cost scenario - input'!$G57=\"\"),\"\",J72/'Cost scenario - input'!$G57),\"\")","v":""},{"$f":"IFERROR(IF(OR(K72=\"\",'Cost scenario - input'!$G57=\"\"),\"\",K72/'Cost scenario - input'!$G57),\"\")","v":""},{"$f":"IFERROR(IF(OR(L72=\"\",'Cost scenario - input'!$G57=\"\"),\"\",L72/'Cost scenario - input'!$G57),\"\")","v":""},{"$f":"IFERROR(IF(OR(M72=\"\",'Cost scenario - input'!$G57=\"\"),\"\",M72/'Cost scenario - input'!$G57),\"\")","v":""},{"$f":"IFERROR(IF(OR(N72=\"\",'Cost scenario - input'!$G57=\"\"),\"\",N72/'Cost scenario - input'!$G57),\"\")","v":""},{"$f":"IFERROR(IF(OR(O72=\"\",'Cost scenario - input'!$G57=\"\"),\"\",O72/'Cost scenario - input'!$G57),\"\")","v":""},{"$f":"IFERROR(IF(OR(P72=\"\",'Cost scenario - input'!$G57=\"\"),\"\",P72/'Cost scenario - input'!$G57),\"\")","v":""},{"$f":"IFERROR(IF(OR(Q72=\"\",'Cost scenario - input'!$G57=\"\"),\"\",Q72/'Cost scenario - input'!$G57),\"\")","v":""},{"$f":"IFERROR(IF(OR(R72=\"\",'Cost scenario - input'!$G57=\"\"),\"\",R72/'Cost scenario - input'!$G57),\"\")","v":""},{"$f":"IFERROR(IF(OR(S72=\"\",'Cost scenario - input'!$G57=\"\"),\"\",S72/'Cost scenario - input'!$G57),\"\")","v":""},{"$f":"IFERROR(IF(OR(T72=\"\",'Cost scenario - input'!$G57=\"\"),\"\",T72/'Cost scenario - input'!$G57),\"\")","v":""},{"$f":"IFERROR(IF(OR(U72=\"\",'Cost scenario - input'!$G57=\"\"),\"\",U72/'Cost scenario - input'!$G57),\"\")","v":""},{"$f":"IFERROR(IF(OR(V72=\"\",'Cost scenario - input'!$G57=\"\"),\"\",V72/'Cost scenario - input'!$G57),\"\")","v":""},{"$f":"IFERROR(IF(OR(W72=\"\",'Cost scenario - input'!$G57=\"\"),\"\",W72/'Cost scenario - input'!$G57),\"\")","v":""}]
[{"$f":"IFERROR('Cost scenario - input'!A58,\"\")","v":""},{"$f":"IFERROR('Cost scenario - input'!B58,\"\")","v":""},{"$f":"IFERROR('Cost scenario - input'!C58,\"\")","v":""},{"$f":"IFERROR(repcalc('Cost scenario - input'!$CY58:$GK58,'Cost scenario - input'!$J58,'Cost scenario - input'!$H58,'Cost scenario - input'!$I58,20,TRUE,TRUE),\"\")","v":""},"","","","","","","","","","","","","","","","","","","",{"$f":"IFERROR(IF(OR(D73=\"\",'Cost scenario - input'!$G58=\"\"),\"\",D73/'Cost scenario - input'!$G58),\"\")","v":""},{"$f":"IFERROR(IF(OR(E73=\"\",'Cost scenario - input'!$G58=\"\"),\"\",E73/'Cost scenario - input'!$G58),\"\")","v":""},{"$f":"IFERROR(IF(OR(F73=\"\",'Cost scenario - input'!$G58=\"\"),\"\",F73/'Cost scenario - input'!$G58),\"\")","v":""},{"$f":"IFERROR(IF(OR(G73=\"\",'Cost scenario - input'!$G58=\"\"),\"\",G73/'Cost scenario - input'!$G58),\"\")","v":""},{"$f":"IFERROR(IF(OR(H73=\"\",'Cost scenario - input'!$G58=\"\"),\"\",H73/'Cost scenario - input'!$G58),\"\")","v":""},{"$f":"IFERROR(IF(OR(I73=\"\",'Cost scenario - input'!$G58=\"\"),\"\",I73/'Cost scenario - input'!$G58),\"\")","v":""},{"$f":"IFERROR(IF(OR(J73=\"\",'Cost scenario - input'!$G58=\"\"),\"\",J73/'Cost scenario - input'!$G58),\"\")","v":""},{"$f":"IFERROR(IF(OR(K73=\"\",'Cost scenario - input'!$G58=\"\"),\"\",K73/'Cost scenario - input'!$G58),\"\")","v":""},{"$f":"IFERROR(IF(OR(L73=\"\",'Cost scenario - input'!$G58=\"\"),\"\",L73/'Cost scenario - input'!$G58),\"\")","v":""},{"$f":"IFERROR(IF(OR(M73=\"\",'Cost scenario - input'!$G58=\"\"),\"\",M73/'Cost scenario - input'!$G58),\"\")","v":""},{"$f":"IFERROR(IF(OR(N73=\"\",'Cost scenario - input'!$G58=\"\"),\"\",N73/'Cost scenario - input'!$G58),\"\")","v":""},{"$f":"IFERROR(IF(OR(O73=\"\",'Cost scenario - input'!$G58=\"\"),\"\",O73/'Cost scenario - input'!$G58),\"\")","v":""},{"$f":"IFERROR(IF(OR(P73=\"\",'Cost scenario - input'!$G58=\"\"),\"\",P73/'Cost scenario - input'!$G58),\"\")","v":""},{"$f":"IFERROR(IF(OR(Q73=\"\",'Cost scenario - input'!$G58=\"\"),\"\",Q73/'Cost scenario - input'!$G58),\"\")","v":""},{"$f":"IFERROR(IF(OR(R73=\"\",'Cost scenario - input'!$G58=\"\"),\"\",R73/'Cost scenario - input'!$G58),\"\")","v":""},{"$f":"IFERROR(IF(OR(S73=\"\",'Cost scenario - input'!$G58=\"\"),\"\",S73/'Cost scenario - input'!$G58),\"\")","v":""},{"$f":"IFERROR(IF(OR(T73=\"\",'Cost scenario - input'!$G58=\"\"),\"\",T73/'Cost scenario - input'!$G58),\"\")","v":""},{"$f":"IFERROR(IF(OR(U73=\"\",'Cost scenario - input'!$G58=\"\"),\"\",U73/'Cost scenario - input'!$G58),\"\")","v":""},{"$f":"IFERROR(IF(OR(V73=\"\",'Cost scenario - input'!$G58=\"\"),\"\",V73/'Cost scenario - input'!$G58),\"\")","v":""},{"$f":"IFERROR(IF(OR(W73=\"\",'Cost scenario - input'!$G58=\"\"),\"\",W73/'Cost scenario - input'!$G58),\"\")","v":""}]
[{"$f":"IFERROR('Cost scenario - input'!A59,\"\")","v":""},{"$f":"IFERROR('Cost scenario - input'!B59,\"\")","v":""},{"$f":"IFERROR('Cost scenario - input'!C59,\"\")","v":""},{"$f":"IFERROR(repcalc('Cost scenario - input'!$CY59:$GK59,'Cost scenario - input'!$J59,'Cost scenario - input'!$H59,'Cost scenario - input'!$I59,20,TRUE,TRUE),\"\")","v":""},"","","","","","","","","","","","","","","","","","","",{"$f":"IFERROR(IF(OR(D74=\"\",'Cost scenario - input'!$G59=\"\"),\"\",D74/'Cost scenario - input'!$G59),\"\")","v":""},{"$f":"IFERROR(IF(OR(E74=\"\",'Cost scenario - input'!$G59=\"\"),\"\",E74/'Cost scenario - input'!$G59),\"\")","v":""},{"$f":"IFERROR(IF(OR(F74=\"\",'Cost scenario - input'!$G59=\"\"),\"\",F74/'Cost scenario - input'!$G59),\"\")","v":""},{"$f":"IFERROR(IF(OR(G74=\"\",'Cost scenario - input'!$G59=\"\"),\"\",G74/'Cost scenario - input'!$G59),\"\")","v":""},{"$f":"IFERROR(IF(OR(H74=\"\",'Cost scenario - input'!$G59=\"\"),\"\",H74/'Cost scenario - input'!$G59),\"\")","v":""},{"$f":"IFERROR(IF(OR(I74=\"\",'Cost scenario - input'!$G59=\"\"),\"\",I74/'Cost scenario - input'!$G59),\"\")","v":""},{"$f":"IFERROR(IF(OR(J74=\"\",'Cost scenario - input'!$G59=\"\"),\"\",J74/'Cost scenario - input'!$G59),\"\")","v":""},{"$f":"IFERROR(IF(OR(K74=\"\",'Cost scenario - input'!$G59=\"\"),\"\",K74/'Cost scenario - input'!$G59),\"\")","v":""},{"$f":"IFERROR(IF(OR(L74=\"\",'Cost scenario - input'!$G59=\"\"),\"\",L74/'Cost scenario - input'!$G59),\"\")","v":""},{"$f":"IFERROR(IF(OR(M74=\"\",'Cost scenario - input'!$G59=\"\"),\"\",M74/'Cost scenario - input'!$G59),\"\")","v":""},{"$f":"IFERROR(IF(OR(N74=\"\",'Cost scenario - input'!$G59=\"\"),\"\",N74/'Cost scenario - input'!$G59),\"\")","v":""},{"$f":"IFERROR(IF(OR(O74=\"\",'Cost scenario - input'!$G59=\"\"),\"\",O74/'Cost scenario - input'!$G59),\"\")","v":""},{"$f":"IFERROR(IF(OR(P74=\"\",'Cost scenario - input'!$G59=\"\"),\"\",P74/'Cost scenario - input'!$G59),\"\")","v":""},{"$f":"IFERROR(IF(OR(Q74=\"\",'Cost scenario - input'!$G59=\"\"),\"\",Q74/'Cost scenario - input'!$G59),\"\")","v":""},{"$f":"IFERROR(IF(OR(R74=\"\",'Cost scenario - input'!$G59=\"\"),\"\",R74/'Cost scenario - input'!$G59),\"\")","v":""},{"$f":"IFERROR(IF(OR(S74=\"\",'Cost scenario - input'!$G59=\"\"),\"\",S74/'Cost scenario - input'!$G59),\"\")","v":""},{"$f":"IFERROR(IF(OR(T74=\"\",'Cost scenario - input'!$G59=\"\"),\"\",T74/'Cost scenario - input'!$G59),\"\")","v":""},{"$f":"IFERROR(IF(OR(U74=\"\",'Cost scenario - input'!$G59=\"\"),\"\",U74/'Cost scenario - input'!$G59),\"\")","v":""},{"$f":"IFERROR(IF(OR(V74=\"\",'Cost scenario - input'!$G59=\"\"),\"\",V74/'Cost scenario - input'!$G59),\"\")","v":""},{"$f":"IFERROR(IF(OR(W74=\"\",'Cost scenario - input'!$G59=\"\"),\"\",W74/'Cost scenario - input'!$G59),\"\")","v":""}]
[{"$f":"IFERROR('Cost scenario - input'!A60,\"\")","v":""},{"$f":"IFERROR('Cost scenario - input'!B60,\"\")","v":""},{"$f":"IFERROR('Cost scenario - input'!C60,\"\")","v":""},{"$f":"IFERROR(repcalc('Cost scenario - input'!$CY60:$GK60,'Cost scenario - input'!$J60,'Cost scenario - input'!$H60,'Cost scenario - input'!$I60,20,TRUE,TRUE),\"\")","v":""},"","","","","","","","","","","","","","","","","","","",{"$f":"IFERROR(IF(OR(D75=\"\",'Cost scenario - input'!$G60=\"\"),\"\",D75/'Cost scenario - input'!$G60),\"\")","v":""},{"$f":"IFERROR(IF(OR(E75=\"\",'Cost scenario - input'!$G60=\"\"),\"\",E75/'Cost scenario - input'!$G60),\"\")","v":""},{"$f":"IFERROR(IF(OR(F75=\"\",'Cost scenario - input'!$G60=\"\"),\"\",F75/'Cost scenario - input'!$G60),\"\")","v":""},{"$f":"IFERROR(IF(OR(G75=\"\",'Cost scenario - input'!$G60=\"\"),\"\",G75/'Cost scenario - input'!$G60),\"\")","v":""},{"$f":"IFERROR(IF(OR(H75=\"\",'Cost scenario - input'!$G60=\"\"),\"\",H75/'Cost scenario - input'!$G60),\"\")","v":""},{"$f":"IFERROR(IF(OR(I75=\"\",'Cost scenario - input'!$G60=\"\"),\"\",I75/'Cost scenario - input'!$G60),\"\")","v":""},{"$f":"IFERROR(IF(OR(J75=\"\",'Cost scenario - input'!$G60=\"\"),\"\",J75/'Cost scenario - input'!$G60),\"\")","v":""},{"$f":"IFERROR(IF(OR(K75=\"\",'Cost scenario - input'!$G60=\"\"),\"\",K75/'Cost scenario - input'!$G60),\"\")","v":""},{"$f":"IFERROR(IF(OR(L75=\"\",'Cost scenario - input'!$G60=\"\"),\"\",L75/'Cost scenario - input'!$G60),\"\")","v":""},{"$f":"IFERROR(IF(OR(M75=\"\",'Cost scenario - input'!$G60=\"\"),\"\",M75/'Cost scenario - input'!$G60),\"\")","v":""},{"$f":"IFERROR(IF(OR(N75=\"\",'Cost scenario - input'!$G60=\"\"),\"\",N75/'Cost scenario - input'!$G60),\"\")","v":""},{"$f":"IFERROR(IF(OR(O75=\"\",'Cost scenario - input'!$G60=\"\"),\"\",O75/'Cost scenario - input'!$G60),\"\")","v":""},{"$f":"IFERROR(IF(OR(P75=\"\",'Cost scenario - input'!$G60=\"\"),\"\",P75/'Cost scenario - input'!$G60),\"\")","v":""},{"$f":"IFERROR(IF(OR(Q75=\"\",'Cost scenario - input'!$G60=\"\"),\"\",Q75/'Cost scenario - input'!$G60),\"\")","v":""},{"$f":"IFERROR(IF(OR(R75=\"\",'Cost scenario - input'!$G60=\"\"),\"\",R75/'Cost scenario - input'!$G60),\"\")","v":""},{"$f":"IFERROR(IF(OR(S75=\"\",'Cost scenario - input'!$G60=\"\"),\"\",S75/'Cost scenario - input'!$G60),\"\")","v":""},{"$f":"IFERROR(IF(OR(T75=\"\",'Cost scenario - input'!$G60=\"\"),\"\",T75/'Cost scenario - input'!$G60),\"\")","v":""},{"$f":"IFERROR(IF(OR(U75=\"\",'Cost scenario - input'!$G60=\"\"),\"\",U75/'Cost scenario - input'!$G60),\"\")","v":""},{"$f":"IFERROR(IF(OR(V75=\"\",'Cost scenario - input'!$G60=\"\"),\"\",V75/'Cost scenario - input'!$G60),\"\")","v":""},{"$f":"IFERROR(IF(OR(W75=\"\",'Cost scenario - input'!$G60=\"\"),\"\",W75/'Cost scenario - input'!$G60),\"\")","v":""}]
[{"$f":"IFERROR('Cost scenario - input'!A61,\"\")","v":""},{"$f":"IFERROR('Cost scenario - input'!B61,\"\")","v":""},{"$f":"IFERROR('Cost scenario - input'!C61,\"\")","v":""},{"$f":"IFERROR(repcalc('Cost scenario - input'!$CY61:$GK61,'Cost scenario - input'!$J61,'Cost scenario - input'!$H61,'Cost scenario - input'!$I61,20,TRUE,TRUE),\"\")","v":""},"","","","","","","","","","","","","","","","","","","",{"$f":"IFERROR(IF(OR(D76=\"\",'Cost scenario - input'!$G61=\"\"),\"\",D76/'Cost scenario - input'!$G61),\"\")","v":""},{"$f":"IFERROR(IF(OR(E76=\"\",'Cost scenario - input'!$G61=\"\"),\"\",E76/'Cost scenario - input'!$G61),\"\")","v":""},{"$f":"IFERROR(IF(OR(F76=\"\",'Cost scenario - input'!$G61=\"\"),\"\",F76/'Cost scenario - input'!$G61),\"\")","v":""},{"$f":"IFERROR(IF(OR(G76=\"\",'Cost scenario - input'!$G61=\"\"),\"\",G76/'Cost scenario - input'!$G61),\"\")","v":""},{"$f":"IFERROR(IF(OR(H76=\"\",'Cost scenario - input'!$G61=\"\"),\"\",H76/'Cost scenario - input'!$G61),\"\")","v":""},{"$f":"IFERROR(IF(OR(I76=\"\",'Cost scenario - input'!$G61=\"\"),\"\",I76/'Cost scenario - input'!$G61),\"\")","v":""},{"$f":"IFERROR(IF(OR(J76=\"\",'Cost scenario - input'!$G61=\"\"),\"\",J76/'Cost scenario - input'!$G61),\"\")","v":""},{"$f":"IFERROR(IF(OR(K76=\"\",'Cost scenario - input'!$G61=\"\"),\"\",K76/'Cost scenario - input'!$G61),\"\")","v":""},{"$f":"IFERROR(IF(OR(L76=\"\",'Cost scenario - input'!$G61=\"\"),\"\",L76/'Cost scenario - input'!$G61),\"\")","v":""},{"$f":"IFERROR(IF(OR(M76=\"\",'Cost scenario - input'!$G61=\"\"),\"\",M76/'Cost scenario - input'!$G61),\"\")","v":""},{"$f":"IFERROR(IF(OR(N76=\"\",'Cost scenario - input'!$G61=\"\"),\"\",N76/'Cost scenario - input'!$G61),\"\")","v":""},{"$f":"IFERROR(IF(OR(O76=\"\",'Cost scenario - input'!$G61=\"\"),\"\",O76/'Cost scenario - input'!$G61),\"\")","v":""},{"$f":"IFERROR(IF(OR(P76=\"\",'Cost scenario - input'!$G61=\"\"),\"\",P76/'Cost scenario - input'!$G61),\"\")","v":""},{"$f":"IFERROR(IF(OR(Q76=\"\",'Cost scenario - input'!$G61=\"\"),\"\",Q76/'Cost scenario - input'!$G61),\"\")","v":""},{"$f":"IFERROR(IF(OR(R76=\"\",'Cost scenario - input'!$G61=\"\"),\"\",R76/'Cost scenario - input'!$G61),\"\")","v":""},{"$f":"IFERROR(IF(OR(S76=\"\",'Cost scenario - input'!$G61=\"\"),\"\",S76/'Cost scenario - input'!$G61),\"\")","v":""},{"$f":"IFERROR(IF(OR(T76=\"\",'Cost scenario - input'!$G61=\"\"),\"\",T76/'Cost scenario - input'!$G61),\"\")","v":""},{"$f":"IFERROR(IF(OR(U76=\"\",'Cost scenario - input'!$G61=\"\"),\"\",U76/'Cost scenario - input'!$G61),\"\")","v":""},{"$f":"IFERROR(IF(OR(V76=\"\",'Cost scenario - input'!$G61=\"\"),\"\",V76/'Cost scenario - input'!$G61),\"\")","v":""},{"$f":"IFERROR(IF(OR(W76=\"\",'Cost scenario - input'!$G61=\"\"),\"\",W76/'Cost scenario - input'!$G61),\"\")","v":""}]
[{"$f":"IFERROR('Cost scenario - input'!A62,\"\")","v":""},{"$f":"IFERROR('Cost scenario - input'!B62,\"\")","v":""},{"$f":"IFERROR('Cost scenario - input'!C62,\"\")","v":""},{"$f":"IFERROR(repcalc('Cost scenario - input'!$CY62:$GK62,'Cost scenario - input'!$J62,'Cost scenario - input'!$H62,'Cost scenario - input'!$I62,20,TRUE,TRUE),\"\")","v":""},"","","","","","","","","","","","","","","","","","","",{"$f":"IFERROR(IF(OR(D77=\"\",'Cost scenario - input'!$G62=\"\"),\"\",D77/'Cost scenario - input'!$G62),\"\")","v":""},{"$f":"IFERROR(IF(OR(E77=\"\",'Cost scenario - input'!$G62=\"\"),\"\",E77/'Cost scenario - input'!$G62),\"\")","v":""},{"$f":"IFERROR(IF(OR(F77=\"\",'Cost scenario - input'!$G62=\"\"),\"\",F77/'Cost scenario - input'!$G62),\"\")","v":""},{"$f":"IFERROR(IF(OR(G77=\"\",'Cost scenario - input'!$G62=\"\"),\"\",G77/'Cost scenario - input'!$G62),\"\")","v":""},{"$f":"IFERROR(IF(OR(H77=\"\",'Cost scenario - input'!$G62=\"\"),\"\",H77/'Cost scenario - input'!$G62),\"\")","v":""},{"$f":"IFERROR(IF(OR(I77=\"\",'Cost scenario - input'!$G62=\"\"),\"\",I77/'Cost scenario - input'!$G62),\"\")","v":""},{"$f":"IFERROR(IF(OR(J77=\"\",'Cost scenario - input'!$G62=\"\"),\"\",J77/'Cost scenario - input'!$G62),\"\")","v":""},{"$f":"IFERROR(IF(OR(K77=\"\",'Cost scenario - input'!$G62=\"\"),\"\",K77/'Cost scenario - input'!$G62),\"\")","v":""},{"$f":"IFERROR(IF(OR(L77=\"\",'Cost scenario - input'!$G62=\"\"),\"\",L77/'Cost scenario - input'!$G62),\"\")","v":""},{"$f":"IFERROR(IF(OR(M77=\"\",'Cost scenario - input'!$G62=\"\"),\"\",M77/'Cost scenario - input'!$G62),\"\")","v":""},{"$f":"IFERROR(IF(OR(N77=\"\",'Cost scenario - input'!$G62=\"\"),\"\",N77/'Cost scenario - input'!$G62),\"\")","v":""},{"$f":"IFERROR(IF(OR(O77=\"\",'Cost scenario - input'!$G62=\"\"),\"\",O77/'Cost scenario - input'!$G62),\"\")","v":""},{"$f":"IFERROR(IF(OR(P77=\"\",'Cost scenario - input'!$G62=\"\"),\"\",P77/'Cost scenario - input'!$G62),\"\")","v":""},{"$f":"IFERROR(IF(OR(Q77=\"\",'Cost scenario - input'!$G62=\"\"),\"\",Q77/'Cost scenario - input'!$G62),\"\")","v":""},{"$f":"IFERROR(IF(OR(R77=\"\",'Cost scenario - input'!$G62=\"\"),\"\",R77/'Cost scenario - input'!$G62),\"\")","v":""},{"$f":"IFERROR(IF(OR(S77=\"\",'Cost scenario - input'!$G62=\"\"),\"\",S77/'Cost scenario - input'!$G62),\"\")","v":""},{"$f":"IFERROR(IF(OR(T77=\"\",'Cost scenario - input'!$G62=\"\"),\"\",T77/'Cost scenario - input'!$G62),\"\")","v":""},{"$f":"IFERROR(IF(OR(U77=\"\",'Cost scenario - input'!$G62=\"\"),\"\",U77/'Cost scenario - input'!$G62),\"\")","v":""},{"$f":"IFERROR(IF(OR(V77=\"\",'Cost scenario - input'!$G62=\"\"),\"\",V77/'Cost scenario - input'!$G62),\"\")","v":""},{"$f":"IFERROR(IF(OR(W77=\"\",'Cost scenario - input'!$G62=\"\"),\"\",W77/'Cost scenario - input'!$G62),\"\")","v":""}]
[{"$f":"IFERROR('Cost scenario - input'!A63,\"\")","v":""},{"$f":"IFERROR('Cost scenario - input'!B63,\"\")","v":""},{"$f":"IFERROR('Cost scenario - input'!C63,\"\")","v":""},{"$f":"IFERROR(repcalc('Cost scenario - input'!$CY63:$GK63,'Cost scenario - input'!$J63,'Cost scenario - input'!$H63,'Cost scenario - input'!$I63,20,TRUE,TRUE),\"\")","v":""},"","","","","","","","","","","","","","","","","","","",{"$f":"IFERROR(IF(OR(D78=\"\",'Cost scenario - input'!$G63=\"\"),\"\",D78/'Cost scenario - input'!$G63),\"\")","v":""},{"$f":"IFERROR(IF(OR(E78=\"\",'Cost scenario - input'!$G63=\"\"),\"\",E78/'Cost scenario - input'!$G63),\"\")","v":""},{"$f":"IFERROR(IF(OR(F78=\"\",'Cost scenario - input'!$G63=\"\"),\"\",F78/'Cost scenario - input'!$G63),\"\")","v":""},{"$f":"IFERROR(IF(OR(G78=\"\",'Cost scenario - input'!$G63=\"\"),\"\",G78/'Cost scenario - input'!$G63),\"\")","v":""},{"$f":"IFERROR(IF(OR(H78=\"\",'Cost scenario - input'!$G63=\"\"),\"\",H78/'Cost scenario - input'!$G63),\"\")","v":""},{"$f":"IFERROR(IF(OR(I78=\"\",'Cost scenario - input'!$G63=\"\"),\"\",I78/'Cost scenario - input'!$G63),\"\")","v":""},{"$f":"IFERROR(IF(OR(J78=\"\",'Cost scenario - input'!$G63=\"\"),\"\",J78/'Cost scenario - input'!$G63),\"\")","v":""},{"$f":"IFERROR(IF(OR(K78=\"\",'Cost scenario - input'!$G63=\"\"),\"\",K78/'Cost scenario - input'!$G63),\"\")","v":""},{"$f":"IFERROR(IF(OR(L78=\"\",'Cost scenario - input'!$G63=\"\"),\"\",L78/'Cost scenario - input'!$G63),\"\")","v":""},{"$f":"IFERROR(IF(OR(M78=\"\",'Cost scenario - input'!$G63=\"\"),\"\",M78/'Cost scenario - input'!$G63),\"\")","v":""},{"$f":"IFERROR(IF(OR(N78=\"\",'Cost scenario - input'!$G63=\"\"),\"\",N78/'Cost scenario - input'!$G63),\"\")","v":""},{"$f":"IFERROR(IF(OR(O78=\"\",'Cost scenario - input'!$G63=\"\"),\"\",O78/'Cost scenario - input'!$G63),\"\")","v":""},{"$f":"IFERROR(IF(OR(P78=\"\",'Cost scenario - input'!$G63=\"\"),\"\",P78/'Cost scenario - input'!$G63),\"\")","v":""},{"$f":"IFERROR(IF(OR(Q78=\"\",'Cost scenario - input'!$G63=\"\"),\"\",Q78/'Cost scenario - input'!$G63),\"\")","v":""},{"$f":"IFERROR(IF(OR(R78=\"\",'Cost scenario - input'!$G63=\"\"),\"\",R78/'Cost scenario - input'!$G63),\"\")","v":""},{"$f":"IFERROR(IF(OR(S78=\"\",'Cost scenario - input'!$G63=\"\"),\"\",S78/'Cost scenario - input'!$G63),\"\")","v":""},{"$f":"IFERROR(IF(OR(T78=\"\",'Cost scenario - input'!$G63=\"\"),\"\",T78/'Cost scenario - input'!$G63),\"\")","v":""},{"$f":"IFERROR(IF(OR(U78=\"\",'Cost scenario - input'!$G63=\"\"),\"\",U78/'Cost scenario - input'!$G63),\"\")","v":""},{"$f":"IFERROR(IF(OR(V78=\"\",'Cost scenario - input'!$G63=\"\"),\"\",V78/'Cost scenario - input'!$G63),\"\")","v":""},{"$f":"IFERROR(IF(OR(W78=\"\",'Cost scenario - input'!$G63=\"\"),\"\",W78/'Cost scenario - input'!$G63),\"\")","v":""}]
[{"$f":"IFERROR('Cost scenario - input'!A64,\"\")","v":""},{"$f":"IFERROR('Cost scenario - input'!B64,\"\")","v":""},{"$f":"IFERROR('Cost scenario - input'!C64,\"\")","v":""},{"$f":"IFERROR(repcalc('Cost scenario - input'!$CY64:$GK64,'Cost scenario - input'!$J64,'Cost scenario - input'!$H64,'Cost scenario - input'!$I64,20,TRUE,TRUE),\"\")","v":""},"","","","","","","","","","","","","","","","","","","",{"$f":"IFERROR(IF(OR(D79=\"\",'Cost scenario - input'!$G64=\"\"),\"\",D79/'Cost scenario - input'!$G64),\"\")","v":""},{"$f":"IFERROR(IF(OR(E79=\"\",'Cost scenario - input'!$G64=\"\"),\"\",E79/'Cost scenario - input'!$G64),\"\")","v":""},{"$f":"IFERROR(IF(OR(F79=\"\",'Cost scenario - input'!$G64=\"\"),\"\",F79/'Cost scenario - input'!$G64),\"\")","v":""},{"$f":"IFERROR(IF(OR(G79=\"\",'Cost scenario - input'!$G64=\"\"),\"\",G79/'Cost scenario - input'!$G64),\"\")","v":""},{"$f":"IFERROR(IF(OR(H79=\"\",'Cost scenario - input'!$G64=\"\"),\"\",H79/'Cost scenario - input'!$G64),\"\")","v":""},{"$f":"IFERROR(IF(OR(I79=\"\",'Cost scenario - input'!$G64=\"\"),\"\",I79/'Cost scenario - input'!$G64),\"\")","v":""},{"$f":"IFERROR(IF(OR(J79=\"\",'Cost scenario - input'!$G64=\"\"),\"\",J79/'Cost scenario - input'!$G64),\"\")","v":""},{"$f":"IFERROR(IF(OR(K79=\"\",'Cost scenario - input'!$G64=\"\"),\"\",K79/'Cost scenario - input'!$G64),\"\")","v":""},{"$f":"IFERROR(IF(OR(L79=\"\",'Cost scenario - input'!$G64=\"\"),\"\",L79/'Cost scenario - input'!$G64),\"\")","v":""},{"$f":"IFERROR(IF(OR(M79=\"\",'Cost scenario - input'!$G64=\"\"),\"\",M79/'Cost scenario - input'!$G64),\"\")","v":""},{"$f":"IFERROR(IF(OR(N79=\"\",'Cost scenario - input'!$G64=\"\"),\"\",N79/'Cost scenario - input'!$G64),\"\")","v":""},{"$f":"IFERROR(IF(OR(O79=\"\",'Cost scenario - input'!$G64=\"\"),\"\",O79/'Cost scenario - input'!$G64),\"\")","v":""},{"$f":"IFERROR(IF(OR(P79=\"\",'Cost scenario - input'!$G64=\"\"),\"\",P79/'Cost scenario - input'!$G64),\"\")","v":""},{"$f":"IFERROR(IF(OR(Q79=\"\",'Cost scenario - input'!$G64=\"\"),\"\",Q79/'Cost scenario - input'!$G64),\"\")","v":""},{"$f":"IFERROR(IF(OR(R79=\"\",'Cost scenario - input'!$G64=\"\"),\"\",R79/'Cost scenario - input'!$G64),\"\")","v":""},{"$f":"IFERROR(IF(OR(S79=\"\",'Cost scenario - input'!$G64=\"\"),\"\",S79/'Cost scenario - input'!$G64),\"\")","v":""},{"$f":"IFERROR(IF(OR(T79=\"\",'Cost scenario - input'!$G64=\"\"),\"\",T79/'Cost scenario - input'!$G64),\"\")","v":""},{"$f":"IFERROR(IF(OR(U79=\"\",'Cost scenario - input'!$G64=\"\"),\"\",U79/'Cost scenario - input'!$G64),\"\")","v":""},{"$f":"IFERROR(IF(OR(V79=\"\",'Cost scenario - input'!$G64=\"\"),\"\",V79/'Cost scenario - input'!$G64),\"\")","v":""},{"$f":"IFERROR(IF(OR(W79=\"\",'Cost scenario - input'!$G64=\"\"),\"\",W79/'Cost scenario - input'!$G64),\"\")","v":""}]
[{"$f":"IFERROR('Cost scenario - input'!A65,\"\")","v":""},{"$f":"IFERROR('Cost scenario - input'!B65,\"\")","v":""},{"$f":"IFERROR('Cost scenario - input'!C65,\"\")","v":""},{"$f":"IFERROR(repcalc('Cost scenario - input'!$CY65:$GK65,'Cost scenario - input'!$J65,'Cost scenario - input'!$H65,'Cost scenario - input'!$I65,20,TRUE,TRUE),\"\")","v":""},"","","","","","","","","","","","","","","","","","","",{"$f":"IFERROR(IF(OR(D80=\"\",'Cost scenario - input'!$G65=\"\"),\"\",D80/'Cost scenario - input'!$G65),\"\")","v":""},{"$f":"IFERROR(IF(OR(E80=\"\",'Cost scenario - input'!$G65=\"\"),\"\",E80/'Cost scenario - input'!$G65),\"\")","v":""},{"$f":"IFERROR(IF(OR(F80=\"\",'Cost scenario - input'!$G65=\"\"),\"\",F80/'Cost scenario - input'!$G65),\"\")","v":""},{"$f":"IFERROR(IF(OR(G80=\"\",'Cost scenario - input'!$G65=\"\"),\"\",G80/'Cost scenario - input'!$G65),\"\")","v":""},{"$f":"IFERROR(IF(OR(H80=\"\",'Cost scenario - input'!$G65=\"\"),\"\",H80/'Cost scenario - input'!$G65),\"\")","v":""},{"$f":"IFERROR(IF(OR(I80=\"\",'Cost scenario - input'!$G65=\"\"),\"\",I80/'Cost scenario - input'!$G65),\"\")","v":""},{"$f":"IFERROR(IF(OR(J80=\"\",'Cost scenario - input'!$G65=\"\"),\"\",J80/'Cost scenario - input'!$G65),\"\")","v":""},{"$f":"IFERROR(IF(OR(K80=\"\",'Cost scenario - input'!$G65=\"\"),\"\",K80/'Cost scenario - input'!$G65),\"\")","v":""},{"$f":"IFERROR(IF(OR(L80=\"\",'Cost scenario - input'!$G65=\"\"),\"\",L80/'Cost scenario - input'!$G65),\"\")","v":""},{"$f":"IFERROR(IF(OR(M80=\"\",'Cost scenario - input'!$G65=\"\"),\"\",M80/'Cost scenario - input'!$G65),\"\")","v":""},{"$f":"IFERROR(IF(OR(N80=\"\",'Cost scenario - input'!$G65=\"\"),\"\",N80/'Cost scenario - input'!$G65),\"\")","v":""},{"$f":"IFERROR(IF(OR(O80=\"\",'Cost scenario - input'!$G65=\"\"),\"\",O80/'Cost scenario - input'!$G65),\"\")","v":""},{"$f":"IFERROR(IF(OR(P80=\"\",'Cost scenario - input'!$G65=\"\"),\"\",P80/'Cost scenario - input'!$G65),\"\")","v":""},{"$f":"IFERROR(IF(OR(Q80=\"\",'Cost scenario - input'!$G65=\"\"),\"\",Q80/'Cost scenario - input'!$G65),\"\")","v":""},{"$f":"IFERROR(IF(OR(R80=\"\",'Cost scenario - input'!$G65=\"\"),\"\",R80/'Cost scenario - input'!$G65),\"\")","v":""},{"$f":"IFERROR(IF(OR(S80=\"\",'Cost scenario - input'!$G65=\"\"),\"\",S80/'Cost scenario - input'!$G65),\"\")","v":""},{"$f":"IFERROR(IF(OR(T80=\"\",'Cost scenario - input'!$G65=\"\"),\"\",T80/'Cost scenario - input'!$G65),\"\")","v":""},{"$f":"IFERROR(IF(OR(U80=\"\",'Cost scenario - input'!$G65=\"\"),\"\",U80/'Cost scenario - input'!$G65),\"\")","v":""},{"$f":"IFERROR(IF(OR(V80=\"\",'Cost scenario - input'!$G65=\"\"),\"\",V80/'Cost scenario - input'!$G65),\"\")","v":""},{"$f":"IFERROR(IF(OR(W80=\"\",'Cost scenario - input'!$G65=\"\"),\"\",W80/'Cost scenario - input'!$G65),\"\")","v":""}]
[{"$f":"IFERROR('Cost scenario - input'!A66,\"\")","v":""},{"$f":"IFERROR('Cost scenario - input'!B66,\"\")","v":""},{"$f":"IFERROR('Cost scenario - input'!C66,\"\")","v":""},{"$f":"IFERROR(repcalc('Cost scenario - input'!$CY66:$GK66,'Cost scenario - input'!$J66,'Cost scenario - input'!$H66,'Cost scenario - input'!$I66,20,TRUE,TRUE),\"\")","v":""},"","","","","","","","","","","","","","","","","","","",{"$f":"IFERROR(IF(OR(D81=\"\",'Cost scenario - input'!$G66=\"\"),\"\",D81/'Cost scenario - input'!$G66),\"\")","v":""},{"$f":"IFERROR(IF(OR(E81=\"\",'Cost scenario - input'!$G66=\"\"),\"\",E81/'Cost scenario - input'!$G66),\"\")","v":""},{"$f":"IFERROR(IF(OR(F81=\"\",'Cost scenario - input'!$G66=\"\"),\"\",F81/'Cost scenario - input'!$G66),\"\")","v":""},{"$f":"IFERROR(IF(OR(G81=\"\",'Cost scenario - input'!$G66=\"\"),\"\",G81/'Cost scenario - input'!$G66),\"\")","v":""},{"$f":"IFERROR(IF(OR(H81=\"\",'Cost scenario - input'!$G66=\"\"),\"\",H81/'Cost scenario - input'!$G66),\"\")","v":""},{"$f":"IFERROR(IF(OR(I81=\"\",'Cost scenario - input'!$G66=\"\"),\"\",I81/'Cost scenario - input'!$G66),\"\")","v":""},{"$f":"IFERROR(IF(OR(J81=\"\",'Cost scenario - input'!$G66=\"\"),\"\",J81/'Cost scenario - input'!$G66),\"\")","v":""},{"$f":"IFERROR(IF(OR(K81=\"\",'Cost scenario - input'!$G66=\"\"),\"\",K81/'Cost scenario - input'!$G66),\"\")","v":""},{"$f":"IFERROR(IF(OR(L81=\"\",'Cost scenario - input'!$G66=\"\"),\"\",L81/'Cost scenario - input'!$G66),\"\")","v":""},{"$f":"IFERROR(IF(OR(M81=\"\",'Cost scenario - input'!$G66=\"\"),\"\",M81/'Cost scenario - input'!$G66),\"\")","v":""},{"$f":"IFERROR(IF(OR(N81=\"\",'Cost scenario - input'!$G66=\"\"),\"\",N81/'Cost scenario - input'!$G66),\"\")","v":""},{"$f":"IFERROR(IF(OR(O81=\"\",'Cost scenario - input'!$G66=\"\"),\"\",O81/'Cost scenario - input'!$G66),\"\")","v":""},{"$f":"IFERROR(IF(OR(P81=\"\",'Cost scenario - input'!$G66=\"\"),\"\",P81/'Cost scenario - input'!$G66),\"\")","v":""},{"$f":"IFERROR(IF(OR(Q81=\"\",'Cost scenario - input'!$G66=\"\"),\"\",Q81/'Cost scenario - input'!$G66),\"\")","v":""},{"$f":"IFERROR(IF(OR(R81=\"\",'Cost scenario - input'!$G66=\"\"),\"\",R81/'Cost scenario - input'!$G66),\"\")","v":""},{"$f":"IFERROR(IF(OR(S81=\"\",'Cost scenario - input'!$G66=\"\"),\"\",S81/'Cost scenario - input'!$G66),\"\")","v":""},{"$f":"IFERROR(IF(OR(T81=\"\",'Cost scenario - input'!$G66=\"\"),\"\",T81/'Cost scenario - input'!$G66),\"\")","v":""},{"$f":"IFERROR(IF(OR(U81=\"\",'Cost scenario - input'!$G66=\"\"),\"\",U81/'Cost scenario - input'!$G66),\"\")","v":""},{"$f":"IFERROR(IF(OR(V81=\"\",'Cost scenario - input'!$G66=\"\"),\"\",V81/'Cost scenario - input'!$G66),\"\")","v":""},{"$f":"IFERROR(IF(OR(W81=\"\",'Cost scenario - input'!$G66=\"\"),\"\",W81/'Cost scenario - input'!$G66),\"\")","v":""}]
[{"$f":"IFERROR('Cost scenario - input'!A67,\"\")","v":""},{"$f":"IFERROR('Cost scenario - input'!B67,\"\")","v":""},{"$f":"IFERROR('Cost scenario - input'!C67,\"\")","v":""},{"$f":"IFERROR(repcalc('Cost scenario - input'!$CY67:$GK67,'Cost scenario - input'!$J67,'Cost scenario - input'!$H67,'Cost scenario - input'!$I67,20,TRUE,TRUE),\"\")","v":""},"","","","","","","","","","","","","","","","","","","",{"$f":"IFERROR(IF(OR(D82=\"\",'Cost scenario - input'!$G67=\"\"),\"\",D82/'Cost scenario - input'!$G67),\"\")","v":""},{"$f":"IFERROR(IF(OR(E82=\"\",'Cost scenario - input'!$G67=\"\"),\"\",E82/'Cost scenario - input'!$G67),\"\")","v":""},{"$f":"IFERROR(IF(OR(F82=\"\",'Cost scenario - input'!$G67=\"\"),\"\",F82/'Cost scenario - input'!$G67),\"\")","v":""},{"$f":"IFERROR(IF(OR(G82=\"\",'Cost scenario - input'!$G67=\"\"),\"\",G82/'Cost scenario - input'!$G67),\"\")","v":""},{"$f":"IFERROR(IF(OR(H82=\"\",'Cost scenario - input'!$G67=\"\"),\"\",H82/'Cost scenario - input'!$G67),\"\")","v":""},{"$f":"IFERROR(IF(OR(I82=\"\",'Cost scenario - input'!$G67=\"\"),\"\",I82/'Cost scenario - input'!$G67),\"\")","v":""},{"$f":"IFERROR(IF(OR(J82=\"\",'Cost scenario - input'!$G67=\"\"),\"\",J82/'Cost scenario - input'!$G67),\"\")","v":""},{"$f":"IFERROR(IF(OR(K82=\"\",'Cost scenario - input'!$G67=\"\"),\"\",K82/'Cost scenario - input'!$G67),\"\")","v":""},{"$f":"IFERROR(IF(OR(L82=\"\",'Cost scenario - input'!$G67=\"\"),\"\",L82/'Cost scenario - input'!$G67),\"\")","v":""},{"$f":"IFERROR(IF(OR(M82=\"\",'Cost scenario - input'!$G67=\"\"),\"\",M82/'Cost scenario - input'!$G67),\"\")","v":""},{"$f":"IFERROR(IF(OR(N82=\"\",'Cost scenario - input'!$G67=\"\"),\"\",N82/'Cost scenario - input'!$G67),\"\")","v":""},{"$f":"IFERROR(IF(OR(O82=\"\",'Cost scenario - input'!$G67=\"\"),\"\",O82/'Cost scenario - input'!$G67),\"\")","v":""},{"$f":"IFERROR(IF(OR(P82=\"\",'Cost scenario - input'!$G67=\"\"),\"\",P82/'Cost scenario - input'!$G67),\"\")","v":""},{"$f":"IFERROR(IF(OR(Q82=\"\",'Cost scenario - input'!$G67=\"\"),\"\",Q82/'Cost scenario - input'!$G67),\"\")","v":""},{"$f":"IFERROR(IF(OR(R82=\"\",'Cost scenario - input'!$G67=\"\"),\"\",R82/'Cost scenario - input'!$G67),\"\")","v":""},{"$f":"IFERROR(IF(OR(S82=\"\",'Cost scenario - input'!$G67=\"\"),\"\",S82/'Cost scenario - input'!$G67),\"\")","v":""},{"$f":"IFERROR(IF(OR(T82=\"\",'Cost scenario - input'!$G67=\"\"),\"\",T82/'Cost scenario - input'!$G67),\"\")","v":""},{"$f":"IFERROR(IF(OR(U82=\"\",'Cost scenario - input'!$G67=\"\"),\"\",U82/'Cost scenario - input'!$G67),\"\")","v":""},{"$f":"IFERROR(IF(OR(V82=\"\",'Cost scenario - input'!$G67=\"\"),\"\",V82/'Cost scenario - input'!$G67),\"\")","v":""},{"$f":"IFERROR(IF(OR(W82=\"\",'Cost scenario - input'!$G67=\"\"),\"\",W82/'Cost scenario - input'!$G67),\"\")","v":""}]
[{"$f":"IFERROR('Cost scenario - input'!A68,\"\")","v":""},{"$f":"IFERROR('Cost scenario - input'!B68,\"\")","v":""},{"$f":"IFERROR('Cost scenario - input'!C68,\"\")","v":""},{"$f":"IFERROR(repcalc('Cost scenario - input'!$CY68:$GK68,'Cost scenario - input'!$J68,'Cost scenario - input'!$H68,'Cost scenario - input'!$I68,20,TRUE,TRUE),\"\")","v":""},"","","","","","","","","","","","","","","","","","","",{"$f":"IFERROR(IF(OR(D83=\"\",'Cost scenario - input'!$G68=\"\"),\"\",D83/'Cost scenario - input'!$G68),\"\")","v":""},{"$f":"IFERROR(IF(OR(E83=\"\",'Cost scenario - input'!$G68=\"\"),\"\",E83/'Cost scenario - input'!$G68),\"\")","v":""},{"$f":"IFERROR(IF(OR(F83=\"\",'Cost scenario - input'!$G68=\"\"),\"\",F83/'Cost scenario - input'!$G68),\"\")","v":""},{"$f":"IFERROR(IF(OR(G83=\"\",'Cost scenario - input'!$G68=\"\"),\"\",G83/'Cost scenario - input'!$G68),\"\")","v":""},{"$f":"IFERROR(IF(OR(H83=\"\",'Cost scenario - input'!$G68=\"\"),\"\",H83/'Cost scenario - input'!$G68),\"\")","v":""},{"$f":"IFERROR(IF(OR(I83=\"\",'Cost scenario - input'!$G68=\"\"),\"\",I83/'Cost scenario - input'!$G68),\"\")","v":""},{"$f":"IFERROR(IF(OR(J83=\"\",'Cost scenario - input'!$G68=\"\"),\"\",J83/'Cost scenario - input'!$G68),\"\")","v":""},{"$f":"IFERROR(IF(OR(K83=\"\",'Cost scenario - input'!$G68=\"\"),\"\",K83/'Cost scenario - input'!$G68),\"\")","v":""},{"$f":"IFERROR(IF(OR(L83=\"\",'Cost scenario - input'!$G68=\"\"),\"\",L83/'Cost scenario - input'!$G68),\"\")","v":""},{"$f":"IFERROR(IF(OR(M83=\"\",'Cost scenario - input'!$G68=\"\"),\"\",M83/'Cost scenario - input'!$G68),\"\")","v":""},{"$f":"IFERROR(IF(OR(N83=\"\",'Cost scenario - input'!$G68=\"\"),\"\",N83/'Cost scenario - input'!$G68),\"\")","v":""},{"$f":"IFERROR(IF(OR(O83=\"\",'Cost scenario - input'!$G68=\"\"),\"\",O83/'Cost scenario - input'!$G68),\"\")","v":""},{"$f":"IFERROR(IF(OR(P83=\"\",'Cost scenario - input'!$G68=\"\"),\"\",P83/'Cost scenario - input'!$G68),\"\")","v":""},{"$f":"IFERROR(IF(OR(Q83=\"\",'Cost scenario - input'!$G68=\"\"),\"\",Q83/'Cost scenario - input'!$G68),\"\")","v":""},{"$f":"IFERROR(IF(OR(R83=\"\",'Cost scenario - input'!$G68=\"\"),\"\",R83/'Cost scenario - input'!$G68),\"\")","v":""},{"$f":"IFERROR(IF(OR(S83=\"\",'Cost scenario - input'!$G68=\"\"),\"\",S83/'Cost scenario - input'!$G68),\"\")","v":""},{"$f":"IFERROR(IF(OR(T83=\"\",'Cost scenario - input'!$G68=\"\"),\"\",T83/'Cost scenario - input'!$G68),\"\")","v":""},{"$f":"IFERROR(IF(OR(U83=\"\",'Cost scenario - input'!$G68=\"\"),\"\",U83/'Cost scenario - input'!$G68),\"\")","v":""},{"$f":"IFERROR(IF(OR(V83=\"\",'Cost scenario - input'!$G68=\"\"),\"\",V83/'Cost scenario - input'!$G68),\"\")","v":""},{"$f":"IFERROR(IF(OR(W83=\"\",'Cost scenario - input'!$G68=\"\"),\"\",W83/'Cost scenario - input'!$G68),\"\")","v":""}]
[{"$f":"IFERROR('Cost scenario - input'!A69,\"\")","v":""},{"$f":"IFERROR('Cost scenario - input'!B69,\"\")","v":""},{"$f":"IFERROR('Cost scenario - input'!C69,\"\")","v":""},{"$f":"IFERROR(repcalc('Cost scenario - input'!$CY69:$GK69,'Cost scenario - input'!$J69,'Cost scenario - input'!$H69,'Cost scenario - input'!$I69,20,TRUE,TRUE),\"\")","v":""},"","","","","","","","","","","","","","","","","","","",{"$f":"IFERROR(IF(OR(D84=\"\",'Cost scenario - input'!$G69=\"\"),\"\",D84/'Cost scenario - input'!$G69),\"\")","v":""},{"$f":"IFERROR(IF(OR(E84=\"\",'Cost scenario - input'!$G69=\"\"),\"\",E84/'Cost scenario - input'!$G69),\"\")","v":""},{"$f":"IFERROR(IF(OR(F84=\"\",'Cost scenario - input'!$G69=\"\"),\"\",F84/'Cost scenario - input'!$G69),\"\")","v":""},{"$f":"IFERROR(IF(OR(G84=\"\",'Cost scenario - input'!$G69=\"\"),\"\",G84/'Cost scenario - input'!$G69),\"\")","v":""},{"$f":"IFERROR(IF(OR(H84=\"\",'Cost scenario - input'!$G69=\"\"),\"\",H84/'Cost scenario - input'!$G69),\"\")","v":""},{"$f":"IFERROR(IF(OR(I84=\"\",'Cost scenario - input'!$G69=\"\"),\"\",I84/'Cost scenario - input'!$G69),\"\")","v":""},{"$f":"IFERROR(IF(OR(J84=\"\",'Cost scenario - input'!$G69=\"\"),\"\",J84/'Cost scenario - input'!$G69),\"\")","v":""},{"$f":"IFERROR(IF(OR(K84=\"\",'Cost scenario - input'!$G69=\"\"),\"\",K84/'Cost scenario - input'!$G69),\"\")","v":""},{"$f":"IFERROR(IF(OR(L84=\"\",'Cost scenario - input'!$G69=\"\"),\"\",L84/'Cost scenario - input'!$G69),\"\")","v":""},{"$f":"IFERROR(IF(OR(M84=\"\",'Cost scenario - input'!$G69=\"\"),\"\",M84/'Cost scenario - input'!$G69),\"\")","v":""},{"$f":"IFERROR(IF(OR(N84=\"\",'Cost scenario - input'!$G69=\"\"),\"\",N84/'Cost scenario - input'!$G69),\"\")","v":""},{"$f":"IFERROR(IF(OR(O84=\"\",'Cost scenario - input'!$G69=\"\"),\"\",O84/'Cost scenario - input'!$G69),\"\")","v":""},{"$f":"IFERROR(IF(OR(P84=\"\",'Cost scenario - input'!$G69=\"\"),\"\",P84/'Cost scenario - input'!$G69),\"\")","v":""},{"$f":"IFERROR(IF(OR(Q84=\"\",'Cost scenario - input'!$G69=\"\"),\"\",Q84/'Cost scenario - input'!$G69),\"\")","v":""},{"$f":"IFERROR(IF(OR(R84=\"\",'Cost scenario - input'!$G69=\"\"),\"\",R84/'Cost scenario - input'!$G69),\"\")","v":""},{"$f":"IFERROR(IF(OR(S84=\"\",'Cost scenario - input'!$G69=\"\"),\"\",S84/'Cost scenario - input'!$G69),\"\")","v":""},{"$f":"IFERROR(IF(OR(T84=\"\",'Cost scenario - input'!$G69=\"\"),\"\",T84/'Cost scenario - input'!$G69),\"\")","v":""},{"$f":"IFERROR(IF(OR(U84=\"\",'Cost scenario - input'!$G69=\"\"),\"\",U84/'Cost scenario - input'!$G69),\"\")","v":""},{"$f":"IFERROR(IF(OR(V84=\"\",'Cost scenario - input'!$G69=\"\"),\"\",V84/'Cost scenario - input'!$G69),\"\")","v":""},{"$f":"IFERROR(IF(OR(W84=\"\",'Cost scenario - input'!$G69=\"\"),\"\",W84/'Cost scenario - input'!$G69),\"\")","v":""}]
[{"$f":"IFERROR('Cost scenario - input'!A70,\"\")","v":""},{"$f":"IFERROR('Cost scenario - input'!B70,\"\")","v":""},{"$f":"IFERROR('Cost scenario - input'!C70,\"\")","v":""},{"$f":"IFERROR(repcalc('Cost scenario - input'!$CY70:$GK70,'Cost scenario - input'!$J70,'Cost scenario - input'!$H70,'Cost scenario - input'!$I70,20,TRUE,TRUE),\"\")","v":""},"","","","","","","","","","","","","","","","","","","",{"$f":"IFERROR(IF(OR(D85=\"\",'Cost scenario - input'!$G70=\"\"),\"\",D85/'Cost scenario - input'!$G70),\"\")","v":""},{"$f":"IFERROR(IF(OR(E85=\"\",'Cost scenario - input'!$G70=\"\"),\"\",E85/'Cost scenario - input'!$G70),\"\")","v":""},{"$f":"IFERROR(IF(OR(F85=\"\",'Cost scenario - input'!$G70=\"\"),\"\",F85/'Cost scenario - input'!$G70),\"\")","v":""},{"$f":"IFERROR(IF(OR(G85=\"\",'Cost scenario - input'!$G70=\"\"),\"\",G85/'Cost scenario - input'!$G70),\"\")","v":""},{"$f":"IFERROR(IF(OR(H85=\"\",'Cost scenario - input'!$G70=\"\"),\"\",H85/'Cost scenario - input'!$G70),\"\")","v":""},{"$f":"IFERROR(IF(OR(I85=\"\",'Cost scenario - input'!$G70=\"\"),\"\",I85/'Cost scenario - input'!$G70),\"\")","v":""},{"$f":"IFERROR(IF(OR(J85=\"\",'Cost scenario - input'!$G70=\"\"),\"\",J85/'Cost scenario - input'!$G70),\"\")","v":""},{"$f":"IFERROR(IF(OR(K85=\"\",'Cost scenario - input'!$G70=\"\"),\"\",K85/'Cost scenario - input'!$G70),\"\")","v":""},{"$f":"IFERROR(IF(OR(L85=\"\",'Cost scenario - input'!$G70=\"\"),\"\",L85/'Cost scenario - input'!$G70),\"\")","v":""},{"$f":"IFERROR(IF(OR(M85=\"\",'Cost scenario - input'!$G70=\"\"),\"\",M85/'Cost scenario - input'!$G70),\"\")","v":""},{"$f":"IFERROR(IF(OR(N85=\"\",'Cost scenario - input'!$G70=\"\"),\"\",N85/'Cost scenario - input'!$G70),\"\")","v":""},{"$f":"IFERROR(IF(OR(O85=\"\",'Cost scenario - input'!$G70=\"\"),\"\",O85/'Cost scenario - input'!$G70),\"\")","v":""},{"$f":"IFERROR(IF(OR(P85=\"\",'Cost scenario - input'!$G70=\"\"),\"\",P85/'Cost scenario - input'!$G70),\"\")","v":""},{"$f":"IFERROR(IF(OR(Q85=\"\",'Cost scenario - input'!$G70=\"\"),\"\",Q85/'Cost scenario - input'!$G70),\"\")","v":""},{"$f":"IFERROR(IF(OR(R85=\"\",'Cost scenario - input'!$G70=\"\"),\"\",R85/'Cost scenario - input'!$G70),\"\")","v":""},{"$f":"IFERROR(IF(OR(S85=\"\",'Cost scenario - input'!$G70=\"\"),\"\",S85/'Cost scenario - input'!$G70),\"\")","v":""},{"$f":"IFERROR(IF(OR(T85=\"\",'Cost scenario - input'!$G70=\"\"),\"\",T85/'Cost scenario - input'!$G70),\"\")","v":""},{"$f":"IFERROR(IF(OR(U85=\"\",'Cost scenario - input'!$G70=\"\"),\"\",U85/'Cost scenario - input'!$G70),\"\")","v":""},{"$f":"IFERROR(IF(OR(V85=\"\",'Cost scenario - input'!$G70=\"\"),\"\",V85/'Cost scenario - input'!$G70),\"\")","v":""},{"$f":"IFERROR(IF(OR(W85=\"\",'Cost scenario - input'!$G70=\"\"),\"\",W85/'Cost scenario - input'!$G70),\"\")","v":""}]
[{"$f":"IFERROR('Cost scenario - input'!A71,\"\")","v":""},{"$f":"IFERROR('Cost scenario - input'!B71,\"\")","v":""},{"$f":"IFERROR('Cost scenario - input'!C71,\"\")","v":""},{"$f":"IFERROR(repcalc('Cost scenario - input'!$CY71:$GK71,'Cost scenario - input'!$J71,'Cost scenario - input'!$H71,'Cost scenario - input'!$I71,20,TRUE,TRUE),\"\")","v":""},"","","","","","","","","","","","","","","","","","","",{"$f":"IFERROR(IF(OR(D86=\"\",'Cost scenario - input'!$G71=\"\"),\"\",D86/'Cost scenario - input'!$G71),\"\")","v":""},{"$f":"IFERROR(IF(OR(E86=\"\",'Cost scenario - input'!$G71=\"\"),\"\",E86/'Cost scenario - input'!$G71),\"\")","v":""},{"$f":"IFERROR(IF(OR(F86=\"\",'Cost scenario - input'!$G71=\"\"),\"\",F86/'Cost scenario - input'!$G71),\"\")","v":""},{"$f":"IFERROR(IF(OR(G86=\"\",'Cost scenario - input'!$G71=\"\"),\"\",G86/'Cost scenario - input'!$G71),\"\")","v":""},{"$f":"IFERROR(IF(OR(H86=\"\",'Cost scenario - input'!$G71=\"\"),\"\",H86/'Cost scenario - input'!$G71),\"\")","v":""},{"$f":"IFERROR(IF(OR(I86=\"\",'Cost scenario - input'!$G71=\"\"),\"\",I86/'Cost scenario - input'!$G71),\"\")","v":""},{"$f":"IFERROR(IF(OR(J86=\"\",'Cost scenario - input'!$G71=\"\"),\"\",J86/'Cost scenario - input'!$G71),\"\")","v":""},{"$f":"IFERROR(IF(OR(K86=\"\",'Cost scenario - input'!$G71=\"\"),\"\",K86/'Cost scenario - input'!$G71),\"\")","v":""},{"$f":"IFERROR(IF(OR(L86=\"\",'Cost scenario - input'!$G71=\"\"),\"\",L86/'Cost scenario - input'!$G71),\"\")","v":""},{"$f":"IFERROR(IF(OR(M86=\"\",'Cost scenario - input'!$G71=\"\"),\"\",M86/'Cost scenario - input'!$G71),\"\")","v":""},{"$f":"IFERROR(IF(OR(N86=\"\",'Cost scenario - input'!$G71=\"\"),\"\",N86/'Cost scenario - input'!$G71),\"\")","v":""},{"$f":"IFERROR(IF(OR(O86=\"\",'Cost scenario - input'!$G71=\"\"),\"\",O86/'Cost scenario - input'!$G71),\"\")","v":""},{"$f":"IFERROR(IF(OR(P86=\"\",'Cost scenario - input'!$G71=\"\"),\"\",P86/'Cost scenario - input'!$G71),\"\")","v":""},{"$f":"IFERROR(IF(OR(Q86=\"\",'Cost scenario - input'!$G71=\"\"),\"\",Q86/'Cost scenario - input'!$G71),\"\")","v":""},{"$f":"IFERROR(IF(OR(R86=\"\",'Cost scenario - input'!$G71=\"\"),\"\",R86/'Cost scenario - input'!$G71),\"\")","v":""},{"$f":"IFERROR(IF(OR(S86=\"\",'Cost scenario - input'!$G71=\"\"),\"\",S86/'Cost scenario - input'!$G71),\"\")","v":""},{"$f":"IFERROR(IF(OR(T86=\"\",'Cost scenario - input'!$G71=\"\"),\"\",T86/'Cost scenario - input'!$G71),\"\")","v":""},{"$f":"IFERROR(IF(OR(U86=\"\",'Cost scenario - input'!$G71=\"\"),\"\",U86/'Cost scenario - input'!$G71),\"\")","v":""},{"$f":"IFERROR(IF(OR(V86=\"\",'Cost scenario - input'!$G71=\"\"),\"\",V86/'Cost scenario - input'!$G71),\"\")","v":""},{"$f":"IFERROR(IF(OR(W86=\"\",'Cost scenario - input'!$G71=\"\"),\"\",W86/'Cost scenario - input'!$G71),\"\")","v":""}]
[{"$f":"IFERROR('Cost scenario - input'!A72,\"\")","v":""},{"$f":"IFERROR('Cost scenario - input'!B72,\"\")","v":""},{"$f":"IFERROR('Cost scenario - input'!C72,\"\")","v":""},{"$f":"IFERROR(repcalc('Cost scenario - input'!$CY72:$GK72,'Cost scenario - input'!$J72,'Cost scenario - input'!$H72,'Cost scenario - input'!$I72,20,TRUE,TRUE),\"\")","v":""},"","","","","","","","","","","","","","","","","","","",{"$f":"IFERROR(IF(OR(D87=\"\",'Cost scenario - input'!$G72=\"\"),\"\",D87/'Cost scenario - input'!$G72),\"\")","v":""},{"$f":"IFERROR(IF(OR(E87=\"\",'Cost scenario - input'!$G72=\"\"),\"\",E87/'Cost scenario - input'!$G72),\"\")","v":""},{"$f":"IFERROR(IF(OR(F87=\"\",'Cost scenario - input'!$G72=\"\"),\"\",F87/'Cost scenario - input'!$G72),\"\")","v":""},{"$f":"IFERROR(IF(OR(G87=\"\",'Cost scenario - input'!$G72=\"\"),\"\",G87/'Cost scenario - input'!$G72),\"\")","v":""},{"$f":"IFERROR(IF(OR(H87=\"\",'Cost scenario - input'!$G72=\"\"),\"\",H87/'Cost scenario - input'!$G72),\"\")","v":""},{"$f":"IFERROR(IF(OR(I87=\"\",'Cost scenario - input'!$G72=\"\"),\"\",I87/'Cost scenario - input'!$G72),\"\")","v":""},{"$f":"IFERROR(IF(OR(J87=\"\",'Cost scenario - input'!$G72=\"\"),\"\",J87/'Cost scenario - input'!$G72),\"\")","v":""},{"$f":"IFERROR(IF(OR(K87=\"\",'Cost scenario - input'!$G72=\"\"),\"\",K87/'Cost scenario - input'!$G72),\"\")","v":""},{"$f":"IFERROR(IF(OR(L87=\"\",'Cost scenario - input'!$G72=\"\"),\"\",L87/'Cost scenario - input'!$G72),\"\")","v":""},{"$f":"IFERROR(IF(OR(M87=\"\",'Cost scenario - input'!$G72=\"\"),\"\",M87/'Cost scenario - input'!$G72),\"\")","v":""},{"$f":"IFERROR(IF(OR(N87=\"\",'Cost scenario - input'!$G72=\"\"),\"\",N87/'Cost scenario - input'!$G72),\"\")","v":""},{"$f":"IFERROR(IF(OR(O87=\"\",'Cost scenario - input'!$G72=\"\"),\"\",O87/'Cost scenario - input'!$G72),\"\")","v":""},{"$f":"IFERROR(IF(OR(P87=\"\",'Cost scenario - input'!$G72=\"\"),\"\",P87/'Cost scenario - input'!$G72),\"\")","v":""},{"$f":"IFERROR(IF(OR(Q87=\"\",'Cost scenario - input'!$G72=\"\"),\"\",Q87/'Cost scenario - input'!$G72),\"\")","v":""},{"$f":"IFERROR(IF(OR(R87=\"\",'Cost scenario - input'!$G72=\"\"),\"\",R87/'Cost scenario - input'!$G72),\"\")","v":""},{"$f":"IFERROR(IF(OR(S87=\"\",'Cost scenario - input'!$G72=\"\"),\"\",S87/'Cost scenario - input'!$G72),\"\")","v":""},{"$f":"IFERROR(IF(OR(T87=\"\",'Cost scenario - input'!$G72=\"\"),\"\",T87/'Cost scenario - input'!$G72),\"\")","v":""},{"$f":"IFERROR(IF(OR(U87=\"\",'Cost scenario - input'!$G72=\"\"),\"\",U87/'Cost scenario - input'!$G72),\"\")","v":""},{"$f":"IFERROR(IF(OR(V87=\"\",'Cost scenario - input'!$G72=\"\"),\"\",V87/'Cost scenario - input'!$G72),\"\")","v":""},{"$f":"IFERROR(IF(OR(W87=\"\",'Cost scenario - input'!$G72=\"\"),\"\",W87/'Cost scenario - input'!$G72),\"\")","v":""}]
[{"$f":"IFERROR('Cost scenario - input'!A73,\"\")","v":""},{"$f":"IFERROR('Cost scenario - input'!B73,\"\")","v":""},{"$f":"IFERROR('Cost scenario - input'!C73,\"\")","v":""},{"$f":"IFERROR(repcalc('Cost scenario - input'!$CY73:$GK73,'Cost scenario - input'!$J73,'Cost scenario - input'!$H73,'Cost scenario - input'!$I73,20,TRUE,TRUE),\"\")","v":""},"","","","","","","","","","","","","","","","","","","",{"$f":"IFERROR(IF(OR(D88=\"\",'Cost scenario - input'!$G73=\"\"),\"\",D88/'Cost scenario - input'!$G73),\"\")","v":""},{"$f":"IFERROR(IF(OR(E88=\"\",'Cost scenario - input'!$G73=\"\"),\"\",E88/'Cost scenario - input'!$G73),\"\")","v":""},{"$f":"IFERROR(IF(OR(F88=\"\",'Cost scenario - input'!$G73=\"\"),\"\",F88/'Cost scenario - input'!$G73),\"\")","v":""},{"$f":"IFERROR(IF(OR(G88=\"\",'Cost scenario - input'!$G73=\"\"),\"\",G88/'Cost scenario - input'!$G73),\"\")","v":""},{"$f":"IFERROR(IF(OR(H88=\"\",'Cost scenario - input'!$G73=\"\"),\"\",H88/'Cost scenario - input'!$G73),\"\")","v":""},{"$f":"IFERROR(IF(OR(I88=\"\",'Cost scenario - input'!$G73=\"\"),\"\",I88/'Cost scenario - input'!$G73),\"\")","v":""},{"$f":"IFERROR(IF(OR(J88=\"\",'Cost scenario - input'!$G73=\"\"),\"\",J88/'Cost scenario - input'!$G73),\"\")","v":""},{"$f":"IFERROR(IF(OR(K88=\"\",'Cost scenario - input'!$G73=\"\"),\"\",K88/'Cost scenario - input'!$G73),\"\")","v":""},{"$f":"IFERROR(IF(OR(L88=\"\",'Cost scenario - input'!$G73=\"\"),\"\",L88/'Cost scenario - input'!$G73),\"\")","v":""},{"$f":"IFERROR(IF(OR(M88=\"\",'Cost scenario - input'!$G73=\"\"),\"\",M88/'Cost scenario - input'!$G73),\"\")","v":""},{"$f":"IFERROR(IF(OR(N88=\"\",'Cost scenario - input'!$G73=\"\"),\"\",N88/'Cost scenario - input'!$G73),\"\")","v":""},{"$f":"IFERROR(IF(OR(O88=\"\",'Cost scenario - input'!$G73=\"\"),\"\",O88/'Cost scenario - input'!$G73),\"\")","v":""},{"$f":"IFERROR(IF(OR(P88=\"\",'Cost scenario - input'!$G73=\"\"),\"\",P88/'Cost scenario - input'!$G73),\"\")","v":""},{"$f":"IFERROR(IF(OR(Q88=\"\",'Cost scenario - input'!$G73=\"\"),\"\",Q88/'Cost scenario - input'!$G73),\"\")","v":""},{"$f":"IFERROR(IF(OR(R88=\"\",'Cost scenario - input'!$G73=\"\"),\"\",R88/'Cost scenario - input'!$G73),\"\")","v":""},{"$f":"IFERROR(IF(OR(S88=\"\",'Cost scenario - input'!$G73=\"\"),\"\",S88/'Cost scenario - input'!$G73),\"\")","v":""},{"$f":"IFERROR(IF(OR(T88=\"\",'Cost scenario - input'!$G73=\"\"),\"\",T88/'Cost scenario - input'!$G73),\"\")","v":""},{"$f":"IFERROR(IF(OR(U88=\"\",'Cost scenario - input'!$G73=\"\"),\"\",U88/'Cost scenario - input'!$G73),\"\")","v":""},{"$f":"IFERROR(IF(OR(V88=\"\",'Cost scenario - input'!$G73=\"\"),\"\",V88/'Cost scenario - input'!$G73),\"\")","v":""},{"$f":"IFERROR(IF(OR(W88=\"\",'Cost scenario - input'!$G73=\"\"),\"\",W88/'Cost scenario - input'!$G73),\"\")","v":""}]
[{"$f":"IFERROR('Cost scenario - input'!A74,\"\")","v":""},{"$f":"IFERROR('Cost scenario - input'!B74,\"\")","v":""},{"$f":"IFERROR('Cost scenario - input'!C74,\"\")","v":""},{"$f":"IFERROR(repcalc('Cost scenario - input'!$CY74:$GK74,'Cost scenario - input'!$J74,'Cost scenario - input'!$H74,'Cost scenario - input'!$I74,20,TRUE,TRUE),\"\")","v":""},"","","","","","","","","","","","","","","","","","","",{"$f":"IFERROR(IF(OR(D89=\"\",'Cost scenario - input'!$G74=\"\"),\"\",D89/'Cost scenario - input'!$G74),\"\")","v":""},{"$f":"IFERROR(IF(OR(E89=\"\",'Cost scenario - input'!$G74=\"\"),\"\",E89/'Cost scenario - input'!$G74),\"\")","v":""},{"$f":"IFERROR(IF(OR(F89=\"\",'Cost scenario - input'!$G74=\"\"),\"\",F89/'Cost scenario - input'!$G74),\"\")","v":""},{"$f":"IFERROR(IF(OR(G89=\"\",'Cost scenario - input'!$G74=\"\"),\"\",G89/'Cost scenario - input'!$G74),\"\")","v":""},{"$f":"IFERROR(IF(OR(H89=\"\",'Cost scenario - input'!$G74=\"\"),\"\",H89/'Cost scenario - input'!$G74),\"\")","v":""},{"$f":"IFERROR(IF(OR(I89=\"\",'Cost scenario - input'!$G74=\"\"),\"\",I89/'Cost scenario - input'!$G74),\"\")","v":""},{"$f":"IFERROR(IF(OR(J89=\"\",'Cost scenario - input'!$G74=\"\"),\"\",J89/'Cost scenario - input'!$G74),\"\")","v":""},{"$f":"IFERROR(IF(OR(K89=\"\",'Cost scenario - input'!$G74=\"\"),\"\",K89/'Cost scenario - input'!$G74),\"\")","v":""},{"$f":"IFERROR(IF(OR(L89=\"\",'Cost scenario - input'!$G74=\"\"),\"\",L89/'Cost scenario - input'!$G74),\"\")","v":""},{"$f":"IFERROR(IF(OR(M89=\"\",'Cost scenario - input'!$G74=\"\"),\"\",M89/'Cost scenario - input'!$G74),\"\")","v":""},{"$f":"IFERROR(IF(OR(N89=\"\",'Cost scenario - input'!$G74=\"\"),\"\",N89/'Cost scenario - input'!$G74),\"\")","v":""},{"$f":"IFERROR(IF(OR(O89=\"\",'Cost scenario - input'!$G74=\"\"),\"\",O89/'Cost scenario - input'!$G74),\"\")","v":""},{"$f":"IFERROR(IF(OR(P89=\"\",'Cost scenario - input'!$G74=\"\"),\"\",P89/'Cost scenario - input'!$G74),\"\")","v":""},{"$f":"IFERROR(IF(OR(Q89=\"\",'Cost scenario - input'!$G74=\"\"),\"\",Q89/'Cost scenario - input'!$G74),\"\")","v":""},{"$f":"IFERROR(IF(OR(R89=\"\",'Cost scenario - input'!$G74=\"\"),\"\",R89/'Cost scenario - input'!$G74),\"\")","v":""},{"$f":"IFERROR(IF(OR(S89=\"\",'Cost scenario - input'!$G74=\"\"),\"\",S89/'Cost scenario - input'!$G74),\"\")","v":""},{"$f":"IFERROR(IF(OR(T89=\"\",'Cost scenario - input'!$G74=\"\"),\"\",T89/'Cost scenario - input'!$G74),\"\")","v":""},{"$f":"IFERROR(IF(OR(U89=\"\",'Cost scenario - input'!$G74=\"\"),\"\",U89/'Cost scenario - input'!$G74),\"\")","v":""},{"$f":"IFERROR(IF(OR(V89=\"\",'Cost scenario - input'!$G74=\"\"),\"\",V89/'Cost scenario - input'!$G74),\"\")","v":""},{"$f":"IFERROR(IF(OR(W89=\"\",'Cost scenario - input'!$G74=\"\"),\"\",W89/'Cost scenario - input'!$G74),\"\")","v":""}]
[{"$f":"IFERROR('Cost scenario - input'!A75,\"\")","v":""},{"$f":"IFERROR('Cost scenario - input'!B75,\"\")","v":""},{"$f":"IFERROR('Cost scenario - input'!C75,\"\")","v":""},{"$f":"IFERROR(repcalc('Cost scenario - input'!$CY75:$GK75,'Cost scenario - input'!$J75,'Cost scenario - input'!$H75,'Cost scenario - input'!$I75,20,TRUE,TRUE),\"\")","v":""},"","","","","","","","","","","","","","","","","","","",{"$f":"IFERROR(IF(OR(D90=\"\",'Cost scenario - input'!$G75=\"\"),\"\",D90/'Cost scenario - input'!$G75),\"\")","v":""},{"$f":"IFERROR(IF(OR(E90=\"\",'Cost scenario - input'!$G75=\"\"),\"\",E90/'Cost scenario - input'!$G75),\"\")","v":""},{"$f":"IFERROR(IF(OR(F90=\"\",'Cost scenario - input'!$G75=\"\"),\"\",F90/'Cost scenario - input'!$G75),\"\")","v":""},{"$f":"IFERROR(IF(OR(G90=\"\",'Cost scenario - input'!$G75=\"\"),\"\",G90/'Cost scenario - input'!$G75),\"\")","v":""},{"$f":"IFERROR(IF(OR(H90=\"\",'Cost scenario - input'!$G75=\"\"),\"\",H90/'Cost scenario - input'!$G75),\"\")","v":""},{"$f":"IFERROR(IF(OR(I90=\"\",'Cost scenario - input'!$G75=\"\"),\"\",I90/'Cost scenario - input'!$G75),\"\")","v":""},{"$f":"IFERROR(IF(OR(J90=\"\",'Cost scenario - input'!$G75=\"\"),\"\",J90/'Cost scenario - input'!$G75),\"\")","v":""},{"$f":"IFERROR(IF(OR(K90=\"\",'Cost scenario - input'!$G75=\"\"),\"\",K90/'Cost scenario - input'!$G75),\"\")","v":""},{"$f":"IFERROR(IF(OR(L90=\"\",'Cost scenario - input'!$G75=\"\"),\"\",L90/'Cost scenario - input'!$G75),\"\")","v":""},{"$f":"IFERROR(IF(OR(M90=\"\",'Cost scenario - input'!$G75=\"\"),\"\",M90/'Cost scenario - input'!$G75),\"\")","v":""},{"$f":"IFERROR(IF(OR(N90=\"\",'Cost scenario - input'!$G75=\"\"),\"\",N90/'Cost scenario - input'!$G75),\"\")","v":""},{"$f":"IFERROR(IF(OR(O90=\"\",'Cost scenario - input'!$G75=\"\"),\"\",O90/'Cost scenario - input'!$G75),\"\")","v":""},{"$f":"IFERROR(IF(OR(P90=\"\",'Cost scenario - input'!$G75=\"\"),\"\",P90/'Cost scenario - input'!$G75),\"\")","v":""},{"$f":"IFERROR(IF(OR(Q90=\"\",'Cost scenario - input'!$G75=\"\"),\"\",Q90/'Cost scenario - input'!$G75),\"\")","v":""},{"$f":"IFERROR(IF(OR(R90=\"\",'Cost scenario - input'!$G75=\"\"),\"\",R90/'Cost scenario - input'!$G75),\"\")","v":""},{"$f":"IFERROR(IF(OR(S90=\"\",'Cost scenario - input'!$G75=\"\"),\"\",S90/'Cost scenario - input'!$G75),\"\")","v":""},{"$f":"IFERROR(IF(OR(T90=\"\",'Cost scenario - input'!$G75=\"\"),\"\",T90/'Cost scenario - input'!$G75),\"\")","v":""},{"$f":"IFERROR(IF(OR(U90=\"\",'Cost scenario - input'!$G75=\"\"),\"\",U90/'Cost scenario - input'!$G75),\"\")","v":""},{"$f":"IFERROR(IF(OR(V90=\"\",'Cost scenario - input'!$G75=\"\"),\"\",V90/'Cost scenario - input'!$G75),\"\")","v":""},{"$f":"IFERROR(IF(OR(W90=\"\",'Cost scenario - input'!$G75=\"\"),\"\",W90/'Cost scenario - input'!$G75),\"\")","v":""}]
[{"$f":"IFERROR('Cost scenario - input'!A76,\"\")","v":""},{"$f":"IFERROR('Cost scenario - input'!B76,\"\")","v":""},{"$f":"IFERROR('Cost scenario - input'!C76,\"\")","v":""},{"$f":"IFERROR(repcalc('Cost scenario - input'!$CY76:$GK76,'Cost scenario - input'!$J76,'Cost scenario - input'!$H76,'Cost scenario - input'!$I76,20,TRUE,TRUE),\"\")","v":""},"","","","","","","","","","","","","","","","","","","",{"$f":"IFERROR(IF(OR(D91=\"\",'Cost scenario - input'!$G76=\"\"),\"\",D91/'Cost scenario - input'!$G76),\"\")","v":""},{"$f":"IFERROR(IF(OR(E91=\"\",'Cost scenario - input'!$G76=\"\"),\"\",E91/'Cost scenario - input'!$G76),\"\")","v":""},{"$f":"IFERROR(IF(OR(F91=\"\",'Cost scenario - input'!$G76=\"\"),\"\",F91/'Cost scenario - input'!$G76),\"\")","v":""},{"$f":"IFERROR(IF(OR(G91=\"\",'Cost scenario - input'!$G76=\"\"),\"\",G91/'Cost scenario - input'!$G76),\"\")","v":""},{"$f":"IFERROR(IF(OR(H91=\"\",'Cost scenario - input'!$G76=\"\"),\"\",H91/'Cost scenario - input'!$G76),\"\")","v":""},{"$f":"IFERROR(IF(OR(I91=\"\",'Cost scenario - input'!$G76=\"\"),\"\",I91/'Cost scenario - input'!$G76),\"\")","v":""},{"$f":"IFERROR(IF(OR(J91=\"\",'Cost scenario - input'!$G76=\"\"),\"\",J91/'Cost scenario - input'!$G76),\"\")","v":""},{"$f":"IFERROR(IF(OR(K91=\"\",'Cost scenario - input'!$G76=\"\"),\"\",K91/'Cost scenario - input'!$G76),\"\")","v":""},{"$f":"IFERROR(IF(OR(L91=\"\",'Cost scenario - input'!$G76=\"\"),\"\",L91/'Cost scenario - input'!$G76),\"\")","v":""},{"$f":"IFERROR(IF(OR(M91=\"\",'Cost scenario - input'!$G76=\"\"),\"\",M91/'Cost scenario - input'!$G76),\"\")","v":""},{"$f":"IFERROR(IF(OR(N91=\"\",'Cost scenario - input'!$G76=\"\"),\"\",N91/'Cost scenario - input'!$G76),\"\")","v":""},{"$f":"IFERROR(IF(OR(O91=\"\",'Cost scenario - input'!$G76=\"\"),\"\",O91/'Cost scenario - input'!$G76),\"\")","v":""},{"$f":"IFERROR(IF(OR(P91=\"\",'Cost scenario - input'!$G76=\"\"),\"\",P91/'Cost scenario - input'!$G76),\"\")","v":""},{"$f":"IFERROR(IF(OR(Q91=\"\",'Cost scenario - input'!$G76=\"\"),\"\",Q91/'Cost scenario - input'!$G76),\"\")","v":""},{"$f":"IFERROR(IF(OR(R91=\"\",'Cost scenario - input'!$G76=\"\"),\"\",R91/'Cost scenario - input'!$G76),\"\")","v":""},{"$f":"IFERROR(IF(OR(S91=\"\",'Cost scenario - input'!$G76=\"\"),\"\",S91/'Cost scenario - input'!$G76),\"\")","v":""},{"$f":"IFERROR(IF(OR(T91=\"\",'Cost scenario - input'!$G76=\"\"),\"\",T91/'Cost scenario - input'!$G76),\"\")","v":""},{"$f":"IFERROR(IF(OR(U91=\"\",'Cost scenario - input'!$G76=\"\"),\"\",U91/'Cost scenario - input'!$G76),\"\")","v":""},{"$f":"IFERROR(IF(OR(V91=\"\",'Cost scenario - input'!$G76=\"\"),\"\",V91/'Cost scenario - input'!$G76),\"\")","v":""},{"$f":"IFERROR(IF(OR(W91=\"\",'Cost scenario - input'!$G76=\"\"),\"\",W91/'Cost scenario - input'!$G76),\"\")","v":""}]
[{"$f":"IFERROR('Cost scenario - input'!A77,\"\")","v":""},{"$f":"IFERROR('Cost scenario - input'!B77,\"\")","v":""},{"$f":"IFERROR('Cost scenario - input'!C77,\"\")","v":""},{"$f":"IFERROR(repcalc('Cost scenario - input'!$CY77:$GK77,'Cost scenario - input'!$J77,'Cost scenario - input'!$H77,'Cost scenario - input'!$I77,20,TRUE,TRUE),\"\")","v":""},"","","","","","","","","","","","","","","","","","","",{"$f":"IFERROR(IF(OR(D92=\"\",'Cost scenario - input'!$G77=\"\"),\"\",D92/'Cost scenario - input'!$G77),\"\")","v":""},{"$f":"IFERROR(IF(OR(E92=\"\",'Cost scenario - input'!$G77=\"\"),\"\",E92/'Cost scenario - input'!$G77),\"\")","v":""},{"$f":"IFERROR(IF(OR(F92=\"\",'Cost scenario - input'!$G77=\"\"),\"\",F92/'Cost scenario - input'!$G77),\"\")","v":""},{"$f":"IFERROR(IF(OR(G92=\"\",'Cost scenario - input'!$G77=\"\"),\"\",G92/'Cost scenario - input'!$G77),\"\")","v":""},{"$f":"IFERROR(IF(OR(H92=\"\",'Cost scenario - input'!$G77=\"\"),\"\",H92/'Cost scenario - input'!$G77),\"\")","v":""},{"$f":"IFERROR(IF(OR(I92=\"\",'Cost scenario - input'!$G77=\"\"),\"\",I92/'Cost scenario - input'!$G77),\"\")","v":""},{"$f":"IFERROR(IF(OR(J92=\"\",'Cost scenario - input'!$G77=\"\"),\"\",J92/'Cost scenario - input'!$G77),\"\")","v":""},{"$f":"IFERROR(IF(OR(K92=\"\",'Cost scenario - input'!$G77=\"\"),\"\",K92/'Cost scenario - input'!$G77),\"\")","v":""},{"$f":"IFERROR(IF(OR(L92=\"\",'Cost scenario - input'!$G77=\"\"),\"\",L92/'Cost scenario - input'!$G77),\"\")","v":""},{"$f":"IFERROR(IF(OR(M92=\"\",'Cost scenario - input'!$G77=\"\"),\"\",M92/'Cost scenario - input'!$G77),\"\")","v":""},{"$f":"IFERROR(IF(OR(N92=\"\",'Cost scenario - input'!$G77=\"\"),\"\",N92/'Cost scenario - input'!$G77),\"\")","v":""},{"$f":"IFERROR(IF(OR(O92=\"\",'Cost scenario - input'!$G77=\"\"),\"\",O92/'Cost scenario - input'!$G77),\"\")","v":""},{"$f":"IFERROR(IF(OR(P92=\"\",'Cost scenario - input'!$G77=\"\"),\"\",P92/'Cost scenario - input'!$G77),\"\")","v":""},{"$f":"IFERROR(IF(OR(Q92=\"\",'Cost scenario - input'!$G77=\"\"),\"\",Q92/'Cost scenario - input'!$G77),\"\")","v":""},{"$f":"IFERROR(IF(OR(R92=\"\",'Cost scenario - input'!$G77=\"\"),\"\",R92/'Cost scenario - input'!$G77),\"\")","v":""},{"$f":"IFERROR(IF(OR(S92=\"\",'Cost scenario - input'!$G77=\"\"),\"\",S92/'Cost scenario - input'!$G77),\"\")","v":""},{"$f":"IFERROR(IF(OR(T92=\"\",'Cost scenario - input'!$G77=\"\"),\"\",T92/'Cost scenario - input'!$G77),\"\")","v":""},{"$f":"IFERROR(IF(OR(U92=\"\",'Cost scenario - input'!$G77=\"\"),\"\",U92/'Cost scenario - input'!$G77),\"\")","v":""},{"$f":"IFERROR(IF(OR(V92=\"\",'Cost scenario - input'!$G77=\"\"),\"\",V92/'Cost scenario - input'!$G77),\"\")","v":""},{"$f":"IFERROR(IF(OR(W92=\"\",'Cost scenario - input'!$G77=\"\"),\"\",W92/'Cost scenario - input'!$G77),\"\")","v":""}]
[{"$f":"IFERROR('Cost scenario - input'!A78,\"\")","v":""},{"$f":"IFERROR('Cost scenario - input'!B78,\"\")","v":""},{"$f":"IFERROR('Cost scenario - input'!C78,\"\")","v":""},{"$f":"IFERROR(repcalc('Cost scenario - input'!$CY78:$GK78,'Cost scenario - input'!$J78,'Cost scenario - input'!$H78,'Cost scenario - input'!$I78,20,TRUE,TRUE),\"\")","v":""},"","","","","","","","","","","","","","","","","","","",{"$f":"IFERROR(IF(OR(D93=\"\",'Cost scenario - input'!$G78=\"\"),\"\",D93/'Cost scenario - input'!$G78),\"\")","v":""},{"$f":"IFERROR(IF(OR(E93=\"\",'Cost scenario - input'!$G78=\"\"),\"\",E93/'Cost scenario - input'!$G78),\"\")","v":""},{"$f":"IFERROR(IF(OR(F93=\"\",'Cost scenario - input'!$G78=\"\"),\"\",F93/'Cost scenario - input'!$G78),\"\")","v":""},{"$f":"IFERROR(IF(OR(G93=\"\",'Cost scenario - input'!$G78=\"\"),\"\",G93/'Cost scenario - input'!$G78),\"\")","v":""},{"$f":"IFERROR(IF(OR(H93=\"\",'Cost scenario - input'!$G78=\"\"),\"\",H93/'Cost scenario - input'!$G78),\"\")","v":""},{"$f":"IFERROR(IF(OR(I93=\"\",'Cost scenario - input'!$G78=\"\"),\"\",I93/'Cost scenario - input'!$G78),\"\")","v":""},{"$f":"IFERROR(IF(OR(J93=\"\",'Cost scenario - input'!$G78=\"\"),\"\",J93/'Cost scenario - input'!$G78),\"\")","v":""},{"$f":"IFERROR(IF(OR(K93=\"\",'Cost scenario - input'!$G78=\"\"),\"\",K93/'Cost scenario - input'!$G78),\"\")","v":""},{"$f":"IFERROR(IF(OR(L93=\"\",'Cost scenario - input'!$G78=\"\"),\"\",L93/'Cost scenario - input'!$G78),\"\")","v":""},{"$f":"IFERROR(IF(OR(M93=\"\",'Cost scenario - input'!$G78=\"\"),\"\",M93/'Cost scenario - input'!$G78),\"\")","v":""},{"$f":"IFERROR(IF(OR(N93=\"\",'Cost scenario - input'!$G78=\"\"),\"\",N93/'Cost scenario - input'!$G78),\"\")","v":""},{"$f":"IFERROR(IF(OR(O93=\"\",'Cost scenario - input'!$G78=\"\"),\"\",O93/'Cost scenario - input'!$G78),\"\")","v":""},{"$f":"IFERROR(IF(OR(P93=\"\",'Cost scenario - input'!$G78=\"\"),\"\",P93/'Cost scenario - input'!$G78),\"\")","v":""},{"$f":"IFERROR(IF(OR(Q93=\"\",'Cost scenario - input'!$G78=\"\"),\"\",Q93/'Cost scenario - input'!$G78),\"\")","v":""},{"$f":"IFERROR(IF(OR(R93=\"\",'Cost scenario - input'!$G78=\"\"),\"\",R93/'Cost scenario - input'!$G78),\"\")","v":""},{"$f":"IFERROR(IF(OR(S93=\"\",'Cost scenario - input'!$G78=\"\"),\"\",S93/'Cost scenario - input'!$G78),\"\")","v":""},{"$f":"IFERROR(IF(OR(T93=\"\",'Cost scenario - input'!$G78=\"\"),\"\",T93/'Cost scenario - input'!$G78),\"\")","v":""},{"$f":"IFERROR(IF(OR(U93=\"\",'Cost scenario - input'!$G78=\"\"),\"\",U93/'Cost scenario - input'!$G78),\"\")","v":""},{"$f":"IFERROR(IF(OR(V93=\"\",'Cost scenario - input'!$G78=\"\"),\"\",V93/'Cost scenario - input'!$G78),\"\")","v":""},{"$f":"IFERROR(IF(OR(W93=\"\",'Cost scenario - input'!$G78=\"\"),\"\",W93/'Cost scenario - input'!$G78),\"\")","v":""}]
[{"$f":"IFERROR('Cost scenario - input'!A79,\"\")","v":""},{"$f":"IFERROR('Cost scenario - input'!B79,\"\")","v":""},{"$f":"IFERROR('Cost scenario - input'!C79,\"\")","v":""},{"$f":"IFERROR(repcalc('Cost scenario - input'!$CY79:$GK79,'Cost scenario - input'!$J79,'Cost scenario - input'!$H79,'Cost scenario - input'!$I79,20,TRUE,TRUE),\"\")","v":""},"","","","","","","","","","","","","","","","","","","",{"$f":"IFERROR(IF(OR(D94=\"\",'Cost scenario - input'!$G79=\"\"),\"\",D94/'Cost scenario - input'!$G79),\"\")","v":""},{"$f":"IFERROR(IF(OR(E94=\"\",'Cost scenario - input'!$G79=\"\"),\"\",E94/'Cost scenario - input'!$G79),\"\")","v":""},{"$f":"IFERROR(IF(OR(F94=\"\",'Cost scenario - input'!$G79=\"\"),\"\",F94/'Cost scenario - input'!$G79),\"\")","v":""},{"$f":"IFERROR(IF(OR(G94=\"\",'Cost scenario - input'!$G79=\"\"),\"\",G94/'Cost scenario - input'!$G79),\"\")","v":""},{"$f":"IFERROR(IF(OR(H94=\"\",'Cost scenario - input'!$G79=\"\"),\"\",H94/'Cost scenario - input'!$G79),\"\")","v":""},{"$f":"IFERROR(IF(OR(I94=\"\",'Cost scenario - input'!$G79=\"\"),\"\",I94/'Cost scenario - input'!$G79),\"\")","v":""},{"$f":"IFERROR(IF(OR(J94=\"\",'Cost scenario - input'!$G79=\"\"),\"\",J94/'Cost scenario - input'!$G79),\"\")","v":""},{"$f":"IFERROR(IF(OR(K94=\"\",'Cost scenario - input'!$G79=\"\"),\"\",K94/'Cost scenario - input'!$G79),\"\")","v":""},{"$f":"IFERROR(IF(OR(L94=\"\",'Cost scenario - input'!$G79=\"\"),\"\",L94/'Cost scenario - input'!$G79),\"\")","v":""},{"$f":"IFERROR(IF(OR(M94=\"\",'Cost scenario - input'!$G79=\"\"),\"\",M94/'Cost scenario - input'!$G79),\"\")","v":""},{"$f":"IFERROR(IF(OR(N94=\"\",'Cost scenario - input'!$G79=\"\"),\"\",N94/'Cost scenario - input'!$G79),\"\")","v":""},{"$f":"IFERROR(IF(OR(O94=\"\",'Cost scenario - input'!$G79=\"\"),\"\",O94/'Cost scenario - input'!$G79),\"\")","v":""},{"$f":"IFERROR(IF(OR(P94=\"\",'Cost scenario - input'!$G79=\"\"),\"\",P94/'Cost scenario - input'!$G79),\"\")","v":""},{"$f":"IFERROR(IF(OR(Q94=\"\",'Cost scenario - input'!$G79=\"\"),\"\",Q94/'Cost scenario - input'!$G79),\"\")","v":""},{"$f":"IFERROR(IF(OR(R94=\"\",'Cost scenario - input'!$G79=\"\"),\"\",R94/'Cost scenario - input'!$G79),\"\")","v":""},{"$f":"IFERROR(IF(OR(S94=\"\",'Cost scenario - input'!$G79=\"\"),\"\",S94/'Cost scenario - input'!$G79),\"\")","v":""},{"$f":"IFERROR(IF(OR(T94=\"\",'Cost scenario - input'!$G79=\"\"),\"\",T94/'Cost scenario - input'!$G79),\"\")","v":""},{"$f":"IFERROR(IF(OR(U94=\"\",'Cost scenario - input'!$G79=\"\"),\"\",U94/'Cost scenario - input'!$G79),\"\")","v":""},{"$f":"IFERROR(IF(OR(V94=\"\",'Cost scenario - input'!$G79=\"\"),\"\",V94/'Cost scenario - input'!$G79),\"\")","v":""},{"$f":"IFERROR(IF(OR(W94=\"\",'Cost scenario - input'!$G79=\"\"),\"\",W94/'Cost scenario - input'!$G79),\"\")","v":""}]
[{"$f":"IFERROR('Cost scenario - input'!A80,\"\")","v":""},{"$f":"IFERROR('Cost scenario - input'!B80,\"\")","v":""},{"$f":"IFERROR('Cost scenario - input'!C80,\"\")","v":""},{"$f":"IFERROR(repcalc('Cost scenario - input'!$CY80:$GK80,'Cost scenario - input'!$J80,'Cost scenario - input'!$H80,'Cost scenario - input'!$I80,20,TRUE,TRUE),\"\")","v":""},"","","","","","","","","","","","","","","","","","","",{"$f":"IFERROR(IF(OR(D95=\"\",'Cost scenario - input'!$G80=\"\"),\"\",D95/'Cost scenario - input'!$G80),\"\")","v":""},{"$f":"IFERROR(IF(OR(E95=\"\",'Cost scenario - input'!$G80=\"\"),\"\",E95/'Cost scenario - input'!$G80),\"\")","v":""},{"$f":"IFERROR(IF(OR(F95=\"\",'Cost scenario - input'!$G80=\"\"),\"\",F95/'Cost scenario - input'!$G80),\"\")","v":""},{"$f":"IFERROR(IF(OR(G95=\"\",'Cost scenario - input'!$G80=\"\"),\"\",G95/'Cost scenario - input'!$G80),\"\")","v":""},{"$f":"IFERROR(IF(OR(H95=\"\",'Cost scenario - input'!$G80=\"\"),\"\",H95/'Cost scenario - input'!$G80),\"\")","v":""},{"$f":"IFERROR(IF(OR(I95=\"\",'Cost scenario - input'!$G80=\"\"),\"\",I95/'Cost scenario - input'!$G80),\"\")","v":""},{"$f":"IFERROR(IF(OR(J95=\"\",'Cost scenario - input'!$G80=\"\"),\"\",J95/'Cost scenario - input'!$G80),\"\")","v":""},{"$f":"IFERROR(IF(OR(K95=\"\",'Cost scenario - input'!$G80=\"\"),\"\",K95/'Cost scenario - input'!$G80),\"\")","v":""},{"$f":"IFERROR(IF(OR(L95=\"\",'Cost scenario - input'!$G80=\"\"),\"\",L95/'Cost scenario - input'!$G80),\"\")","v":""},{"$f":"IFERROR(IF(OR(M95=\"\",'Cost scenario - input'!$G80=\"\"),\"\",M95/'Cost scenario - input'!$G80),\"\")","v":""},{"$f":"IFERROR(IF(OR(N95=\"\",'Cost scenario - input'!$G80=\"\"),\"\",N95/'Cost scenario - input'!$G80),\"\")","v":""},{"$f":"IFERROR(IF(OR(O95=\"\",'Cost scenario - input'!$G80=\"\"),\"\",O95/'Cost scenario - input'!$G80),\"\")","v":""},{"$f":"IFERROR(IF(OR(P95=\"\",'Cost scenario - input'!$G80=\"\"),\"\",P95/'Cost scenario - input'!$G80),\"\")","v":""},{"$f":"IFERROR(IF(OR(Q95=\"\",'Cost scenario - input'!$G80=\"\"),\"\",Q95/'Cost scenario - input'!$G80),\"\")","v":""},{"$f":"IFERROR(IF(OR(R95=\"\",'Cost scenario - input'!$G80=\"\"),\"\",R95/'Cost scenario - input'!$G80),\"\")","v":""},{"$f":"IFERROR(IF(OR(S95=\"\",'Cost scenario - input'!$G80=\"\"),\"\",S95/'Cost scenario - input'!$G80),\"\")","v":""},{"$f":"IFERROR(IF(OR(T95=\"\",'Cost scenario - input'!$G80=\"\"),\"\",T95/'Cost scenario - input'!$G80),\"\")","v":""},{"$f":"IFERROR(IF(OR(U95=\"\",'Cost scenario - input'!$G80=\"\"),\"\",U95/'Cost scenario - input'!$G80),\"\")","v":""},{"$f":"IFERROR(IF(OR(V95=\"\",'Cost scenario - input'!$G80=\"\"),\"\",V95/'Cost scenario - input'!$G80),\"\")","v":""},{"$f":"IFERROR(IF(OR(W95=\"\",'Cost scenario - input'!$G80=\"\"),\"\",W95/'Cost scenario - input'!$G80),\"\")","v":""}]
[{"$f":"IFERROR('Cost scenario - input'!A81,\"\")","v":""},{"$f":"IFERROR('Cost scenario - input'!B81,\"\")","v":""},{"$f":"IFERROR('Cost scenario - input'!C81,\"\")","v":""},{"$f":"IFERROR(repcalc('Cost scenario - input'!$CY81:$GK81,'Cost scenario - input'!$J81,'Cost scenario - input'!$H81,'Cost scenario - input'!$I81,20,TRUE,TRUE),\"\")","v":""},"","","","","","","","","","","","","","","","","","","",{"$f":"IFERROR(IF(OR(D96=\"\",'Cost scenario - input'!$G81=\"\"),\"\",D96/'Cost scenario - input'!$G81),\"\")","v":""},{"$f":"IFERROR(IF(OR(E96=\"\",'Cost scenario - input'!$G81=\"\"),\"\",E96/'Cost scenario - input'!$G81),\"\")","v":""},{"$f":"IFERROR(IF(OR(F96=\"\",'Cost scenario - input'!$G81=\"\"),\"\",F96/'Cost scenario - input'!$G81),\"\")","v":""},{"$f":"IFERROR(IF(OR(G96=\"\",'Cost scenario - input'!$G81=\"\"),\"\",G96/'Cost scenario - input'!$G81),\"\")","v":""},{"$f":"IFERROR(IF(OR(H96=\"\",'Cost scenario - input'!$G81=\"\"),\"\",H96/'Cost scenario - input'!$G81),\"\")","v":""},{"$f":"IFERROR(IF(OR(I96=\"\",'Cost scenario - input'!$G81=\"\"),\"\",I96/'Cost scenario - input'!$G81),\"\")","v":""},{"$f":"IFERROR(IF(OR(J96=\"\",'Cost scenario - input'!$G81=\"\"),\"\",J96/'Cost scenario - input'!$G81),\"\")","v":""},{"$f":"IFERROR(IF(OR(K96=\"\",'Cost scenario - input'!$G81=\"\"),\"\",K96/'Cost scenario - input'!$G81),\"\")","v":""},{"$f":"IFERROR(IF(OR(L96=\"\",'Cost scenario - input'!$G81=\"\"),\"\",L96/'Cost scenario - input'!$G81),\"\")","v":""},{"$f":"IFERROR(IF(OR(M96=\"\",'Cost scenario - input'!$G81=\"\"),\"\",M96/'Cost scenario - input'!$G81),\"\")","v":""},{"$f":"IFERROR(IF(OR(N96=\"\",'Cost scenario - input'!$G81=\"\"),\"\",N96/'Cost scenario - input'!$G81),\"\")","v":""},{"$f":"IFERROR(IF(OR(O96=\"\",'Cost scenario - input'!$G81=\"\"),\"\",O96/'Cost scenario - input'!$G81),\"\")","v":""},{"$f":"IFERROR(IF(OR(P96=\"\",'Cost scenario - input'!$G81=\"\"),\"\",P96/'Cost scenario - input'!$G81),\"\")","v":""},{"$f":"IFERROR(IF(OR(Q96=\"\",'Cost scenario - input'!$G81=\"\"),\"\",Q96/'Cost scenario - input'!$G81),\"\")","v":""},{"$f":"IFERROR(IF(OR(R96=\"\",'Cost scenario - input'!$G81=\"\"),\"\",R96/'Cost scenario - input'!$G81),\"\")","v":""},{"$f":"IFERROR(IF(OR(S96=\"\",'Cost scenario - input'!$G81=\"\"),\"\",S96/'Cost scenario - input'!$G81),\"\")","v":""},{"$f":"IFERROR(IF(OR(T96=\"\",'Cost scenario - input'!$G81=\"\"),\"\",T96/'Cost scenario - input'!$G81),\"\")","v":""},{"$f":"IFERROR(IF(OR(U96=\"\",'Cost scenario - input'!$G81=\"\"),\"\",U96/'Cost scenario - input'!$G81),\"\")","v":""},{"$f":"IFERROR(IF(OR(V96=\"\",'Cost scenario - input'!$G81=\"\"),\"\",V96/'Cost scenario - input'!$G81),\"\")","v":""},{"$f":"IFERROR(IF(OR(W96=\"\",'Cost scenario - input'!$G81=\"\"),\"\",W96/'Cost scenario - input'!$G81),\"\")","v":""}]
[{"$f":"IFERROR('Cost scenario - input'!A82,\"\")","v":""},{"$f":"IFERROR('Cost scenario - input'!B82,\"\")","v":""},{"$f":"IFERROR('Cost scenario - input'!C82,\"\")","v":""},{"$f":"IFERROR(repcalc('Cost scenario - input'!$CY82:$GK82,'Cost scenario - input'!$J82,'Cost scenario - input'!$H82,'Cost scenario - input'!$I82,20,TRUE,TRUE),\"\")","v":""},"","","","","","","","","","","","","","","","","","","",{"$f":"IFERROR(IF(OR(D97=\"\",'Cost scenario - input'!$G82=\"\"),\"\",D97/'Cost scenario - input'!$G82),\"\")","v":""},{"$f":"IFERROR(IF(OR(E97=\"\",'Cost scenario - input'!$G82=\"\"),\"\",E97/'Cost scenario - input'!$G82),\"\")","v":""},{"$f":"IFERROR(IF(OR(F97=\"\",'Cost scenario - input'!$G82=\"\"),\"\",F97/'Cost scenario - input'!$G82),\"\")","v":""},{"$f":"IFERROR(IF(OR(G97=\"\",'Cost scenario - input'!$G82=\"\"),\"\",G97/'Cost scenario - input'!$G82),\"\")","v":""},{"$f":"IFERROR(IF(OR(H97=\"\",'Cost scenario - input'!$G82=\"\"),\"\",H97/'Cost scenario - input'!$G82),\"\")","v":""},{"$f":"IFERROR(IF(OR(I97=\"\",'Cost scenario - input'!$G82=\"\"),\"\",I97/'Cost scenario - input'!$G82),\"\")","v":""},{"$f":"IFERROR(IF(OR(J97=\"\",'Cost scenario - input'!$G82=\"\"),\"\",J97/'Cost scenario - input'!$G82),\"\")","v":""},{"$f":"IFERROR(IF(OR(K97=\"\",'Cost scenario - input'!$G82=\"\"),\"\",K97/'Cost scenario - input'!$G82),\"\")","v":""},{"$f":"IFERROR(IF(OR(L97=\"\",'Cost scenario - input'!$G82=\"\"),\"\",L97/'Cost scenario - input'!$G82),\"\")","v":""},{"$f":"IFERROR(IF(OR(M97=\"\",'Cost scenario - input'!$G82=\"\"),\"\",M97/'Cost scenario - input'!$G82),\"\")","v":""},{"$f":"IFERROR(IF(OR(N97=\"\",'Cost scenario - input'!$G82=\"\"),\"\",N97/'Cost scenario - input'!$G82),\"\")","v":""},{"$f":"IFERROR(IF(OR(O97=\"\",'Cost scenario - input'!$G82=\"\"),\"\",O97/'Cost scenario - input'!$G82),\"\")","v":""},{"$f":"IFERROR(IF(OR(P97=\"\",'Cost scenario - input'!$G82=\"\"),\"\",P97/'Cost scenario - input'!$G82),\"\")","v":""},{"$f":"IFERROR(IF(OR(Q97=\"\",'Cost scenario - input'!$G82=\"\"),\"\",Q97/'Cost scenario - input'!$G82),\"\")","v":""},{"$f":"IFERROR(IF(OR(R97=\"\",'Cost scenario - input'!$G82=\"\"),\"\",R97/'Cost scenario - input'!$G82),\"\")","v":""},{"$f":"IFERROR(IF(OR(S97=\"\",'Cost scenario - input'!$G82=\"\"),\"\",S97/'Cost scenario - input'!$G82),\"\")","v":""},{"$f":"IFERROR(IF(OR(T97=\"\",'Cost scenario - input'!$G82=\"\"),\"\",T97/'Cost scenario - input'!$G82),\"\")","v":""},{"$f":"IFERROR(IF(OR(U97=\"\",'Cost scenario - input'!$G82=\"\"),\"\",U97/'Cost scenario - input'!$G82),\"\")","v":""},{"$f":"IFERROR(IF(OR(V97=\"\",'Cost scenario - input'!$G82=\"\"),\"\",V97/'Cost scenario - input'!$G82),\"\")","v":""},{"$f":"IFERROR(IF(OR(W97=\"\",'Cost scenario - input'!$G82=\"\"),\"\",W97/'Cost scenario - input'!$G82),\"\")","v":""}]
[{"$f":"IFERROR('Cost scenario - input'!A83,\"\")","v":""},{"$f":"IFERROR('Cost scenario - input'!B83,\"\")","v":""},{"$f":"IFERROR('Cost scenario - input'!C83,\"\")","v":""},{"$f":"IFERROR(repcalc('Cost scenario - input'!$CY83:$GK83,'Cost scenario - input'!$J83,'Cost scenario - input'!$H83,'Cost scenario - input'!$I83,20,TRUE,TRUE),\"\")","v":""},"","","","","","","","","","","","","","","","","","","",{"$f":"IFERROR(IF(OR(D98=\"\",'Cost scenario - input'!$G83=\"\"),\"\",D98/'Cost scenario - input'!$G83),\"\")","v":""},{"$f":"IFERROR(IF(OR(E98=\"\",'Cost scenario - input'!$G83=\"\"),\"\",E98/'Cost scenario - input'!$G83),\"\")","v":""},{"$f":"IFERROR(IF(OR(F98=\"\",'Cost scenario - input'!$G83=\"\"),\"\",F98/'Cost scenario - input'!$G83),\"\")","v":""},{"$f":"IFERROR(IF(OR(G98=\"\",'Cost scenario - input'!$G83=\"\"),\"\",G98/'Cost scenario - input'!$G83),\"\")","v":""},{"$f":"IFERROR(IF(OR(H98=\"\",'Cost scenario - input'!$G83=\"\"),\"\",H98/'Cost scenario - input'!$G83),\"\")","v":""},{"$f":"IFERROR(IF(OR(I98=\"\",'Cost scenario - input'!$G83=\"\"),\"\",I98/'Cost scenario - input'!$G83),\"\")","v":""},{"$f":"IFERROR(IF(OR(J98=\"\",'Cost scenario - input'!$G83=\"\"),\"\",J98/'Cost scenario - input'!$G83),\"\")","v":""},{"$f":"IFERROR(IF(OR(K98=\"\",'Cost scenario - input'!$G83=\"\"),\"\",K98/'Cost scenario - input'!$G83),\"\")","v":""},{"$f":"IFERROR(IF(OR(L98=\"\",'Cost scenario - input'!$G83=\"\"),\"\",L98/'Cost scenario - input'!$G83),\"\")","v":""},{"$f":"IFERROR(IF(OR(M98=\"\",'Cost scenario - input'!$G83=\"\"),\"\",M98/'Cost scenario - input'!$G83),\"\")","v":""},{"$f":"IFERROR(IF(OR(N98=\"\",'Cost scenario - input'!$G83=\"\"),\"\",N98/'Cost scenario - input'!$G83),\"\")","v":""},{"$f":"IFERROR(IF(OR(O98=\"\",'Cost scenario - input'!$G83=\"\"),\"\",O98/'Cost scenario - input'!$G83),\"\")","v":""},{"$f":"IFERROR(IF(OR(P98=\"\",'Cost scenario - input'!$G83=\"\"),\"\",P98/'Cost scenario - input'!$G83),\"\")","v":""},{"$f":"IFERROR(IF(OR(Q98=\"\",'Cost scenario - input'!$G83=\"\"),\"\",Q98/'Cost scenario - input'!$G83),\"\")","v":""},{"$f":"IFERROR(IF(OR(R98=\"\",'Cost scenario - input'!$G83=\"\"),\"\",R98/'Cost scenario - input'!$G83),\"\")","v":""},{"$f":"IFERROR(IF(OR(S98=\"\",'Cost scenario - input'!$G83=\"\"),\"\",S98/'Cost scenario - input'!$G83),\"\")","v":""},{"$f":"IFERROR(IF(OR(T98=\"\",'Cost scenario - input'!$G83=\"\"),\"\",T98/'Cost scenario - input'!$G83),\"\")","v":""},{"$f":"IFERROR(IF(OR(U98=\"\",'Cost scenario - input'!$G83=\"\"),\"\",U98/'Cost scenario - input'!$G83),\"\")","v":""},{"$f":"IFERROR(IF(OR(V98=\"\",'Cost scenario - input'!$G83=\"\"),\"\",V98/'Cost scenario - input'!$G83),\"\")","v":""},{"$f":"IFERROR(IF(OR(W98=\"\",'Cost scenario - input'!$G83=\"\"),\"\",W98/'Cost scenario - input'!$G83),\"\")","v":""}]
[{"$f":"IFERROR('Cost scenario - input'!A84,\"\")","v":""},{"$f":"IFERROR('Cost scenario - input'!B84,\"\")","v":""},{"$f":"IFERROR('Cost scenario - input'!C84,\"\")","v":""},{"$f":"IFERROR(repcalc('Cost scenario - input'!$CY84:$GK84,'Cost scenario - input'!$J84,'Cost scenario - input'!$H84,'Cost scenario - input'!$I84,20,TRUE,TRUE),\"\")","v":""},"","","","","","","","","","","","","","","","","","","",{"$f":"IFERROR(IF(OR(D99=\"\",'Cost scenario - input'!$G84=\"\"),\"\",D99/'Cost scenario - input'!$G84),\"\")","v":""},{"$f":"IFERROR(IF(OR(E99=\"\",'Cost scenario - input'!$G84=\"\"),\"\",E99/'Cost scenario - input'!$G84),\"\")","v":""},{"$f":"IFERROR(IF(OR(F99=\"\",'Cost scenario - input'!$G84=\"\"),\"\",F99/'Cost scenario - input'!$G84),\"\")","v":""},{"$f":"IFERROR(IF(OR(G99=\"\",'Cost scenario - input'!$G84=\"\"),\"\",G99/'Cost scenario - input'!$G84),\"\")","v":""},{"$f":"IFERROR(IF(OR(H99=\"\",'Cost scenario - input'!$G84=\"\"),\"\",H99/'Cost scenario - input'!$G84),\"\")","v":""},{"$f":"IFERROR(IF(OR(I99=\"\",'Cost scenario - input'!$G84=\"\"),\"\",I99/'Cost scenario - input'!$G84),\"\")","v":""},{"$f":"IFERROR(IF(OR(J99=\"\",'Cost scenario - input'!$G84=\"\"),\"\",J99/'Cost scenario - input'!$G84),\"\")","v":""},{"$f":"IFERROR(IF(OR(K99=\"\",'Cost scenario - input'!$G84=\"\"),\"\",K99/'Cost scenario - input'!$G84),\"\")","v":""},{"$f":"IFERROR(IF(OR(L99=\"\",'Cost scenario - input'!$G84=\"\"),\"\",L99/'Cost scenario - input'!$G84),\"\")","v":""},{"$f":"IFERROR(IF(OR(M99=\"\",'Cost scenario - input'!$G84=\"\"),\"\",M99/'Cost scenario - input'!$G84),\"\")","v":""},{"$f":"IFERROR(IF(OR(N99=\"\",'Cost scenario - input'!$G84=\"\"),\"\",N99/'Cost scenario - input'!$G84),\"\")","v":""},{"$f":"IFERROR(IF(OR(O99=\"\",'Cost scenario - input'!$G84=\"\"),\"\",O99/'Cost scenario - input'!$G84),\"\")","v":""},{"$f":"IFERROR(IF(OR(P99=\"\",'Cost scenario - input'!$G84=\"\"),\"\",P99/'Cost scenario - input'!$G84),\"\")","v":""},{"$f":"IFERROR(IF(OR(Q99=\"\",'Cost scenario - input'!$G84=\"\"),\"\",Q99/'Cost scenario - input'!$G84),\"\")","v":""},{"$f":"IFERROR(IF(OR(R99=\"\",'Cost scenario - input'!$G84=\"\"),\"\",R99/'Cost scenario - input'!$G84),\"\")","v":""},{"$f":"IFERROR(IF(OR(S99=\"\",'Cost scenario - input'!$G84=\"\"),\"\",S99/'Cost scenario - input'!$G84),\"\")","v":""},{"$f":"IFERROR(IF(OR(T99=\"\",'Cost scenario - input'!$G84=\"\"),\"\",T99/'Cost scenario - input'!$G84),\"\")","v":""},{"$f":"IFERROR(IF(OR(U99=\"\",'Cost scenario - input'!$G84=\"\"),\"\",U99/'Cost scenario - input'!$G84),\"\")","v":""},{"$f":"IFERROR(IF(OR(V99=\"\",'Cost scenario - input'!$G84=\"\"),\"\",V99/'Cost scenario - input'!$G84),\"\")","v":""},{"$f":"IFERROR(IF(OR(W99=\"\",'Cost scenario - input'!$G84=\"\"),\"\",W99/'Cost scenario - input'!$G84),\"\")","v":""}]
[{"$f":"IFERROR('Cost scenario - input'!A85,\"\")","v":""},{"$f":"IFERROR('Cost scenario - input'!B85,\"\")","v":""},{"$f":"IFERROR('Cost scenario - input'!C85,\"\")","v":""},{"$f":"IFERROR(repcalc('Cost scenario - input'!$CY85:$GK85,'Cost scenario - input'!$J85,'Cost scenario - input'!$H85,'Cost scenario - input'!$I85,20,TRUE,TRUE),\"\")","v":""},"","","","","","","","","","","","","","","","","","","",{"$f":"IFERROR(IF(OR(D100=\"\",'Cost scenario - input'!$G85=\"\"),\"\",D100/'Cost scenario - input'!$G85),\"\")","v":""},{"$f":"IFERROR(IF(OR(E100=\"\",'Cost scenario - input'!$G85=\"\"),\"\",E100/'Cost scenario - input'!$G85),\"\")","v":""},{"$f":"IFERROR(IF(OR(F100=\"\",'Cost scenario - input'!$G85=\"\"),\"\",F100/'Cost scenario - input'!$G85),\"\")","v":""},{"$f":"IFERROR(IF(OR(G100=\"\",'Cost scenario - input'!$G85=\"\"),\"\",G100/'Cost scenario - input'!$G85),\"\")","v":""},{"$f":"IFERROR(IF(OR(H100=\"\",'Cost scenario - input'!$G85=\"\"),\"\",H100/'Cost scenario - input'!$G85),\"\")","v":""},{"$f":"IFERROR(IF(OR(I100=\"\",'Cost scenario - input'!$G85=\"\"),\"\",I100/'Cost scenario - input'!$G85),\"\")","v":""},{"$f":"IFERROR(IF(OR(J100=\"\",'Cost scenario - input'!$G85=\"\"),\"\",J100/'Cost scenario - input'!$G85),\"\")","v":""},{"$f":"IFERROR(IF(OR(K100=\"\",'Cost scenario - input'!$G85=\"\"),\"\",K100/'Cost scenario - input'!$G85),\"\")","v":""},{"$f":"IFERROR(IF(OR(L100=\"\",'Cost scenario - input'!$G85=\"\"),\"\",L100/'Cost scenario - input'!$G85),\"\")","v":""},{"$f":"IFERROR(IF(OR(M100=\"\",'Cost scenario - input'!$G85=\"\"),\"\",M100/'Cost scenario - input'!$G85),\"\")","v":""},{"$f":"IFERROR(IF(OR(N100=\"\",'Cost scenario - input'!$G85=\"\"),\"\",N100/'Cost scenario - input'!$G85),\"\")","v":""},{"$f":"IFERROR(IF(OR(O100=\"\",'Cost scenario - input'!$G85=\"\"),\"\",O100/'Cost scenario - input'!$G85),\"\")","v":""},{"$f":"IFERROR(IF(OR(P100=\"\",'Cost scenario - input'!$G85=\"\"),\"\",P100/'Cost scenario - input'!$G85),\"\")","v":""},{"$f":"IFERROR(IF(OR(Q100=\"\",'Cost scenario - input'!$G85=\"\"),\"\",Q100/'Cost scenario - input'!$G85),\"\")","v":""},{"$f":"IFERROR(IF(OR(R100=\"\",'Cost scenario - input'!$G85=\"\"),\"\",R100/'Cost scenario - input'!$G85),\"\")","v":""},{"$f":"IFERROR(IF(OR(S100=\"\",'Cost scenario - input'!$G85=\"\"),\"\",S100/'Cost scenario - input'!$G85),\"\")","v":""},{"$f":"IFERROR(IF(OR(T100=\"\",'Cost scenario - input'!$G85=\"\"),\"\",T100/'Cost scenario - input'!$G85),\"\")","v":""},{"$f":"IFERROR(IF(OR(U100=\"\",'Cost scenario - input'!$G85=\"\"),\"\",U100/'Cost scenario - input'!$G85),\"\")","v":""},{"$f":"IFERROR(IF(OR(V100=\"\",'Cost scenario - input'!$G85=\"\"),\"\",V100/'Cost scenario - input'!$G85),\"\")","v":""},{"$f":"IFERROR(IF(OR(W100=\"\",'Cost scenario - input'!$G85=\"\"),\"\",W100/'Cost scenario - input'!$G85),\"\")","v":""}]
[{"$f":"IFERROR('Cost scenario - input'!A86,\"\")","v":""},{"$f":"IFERROR('Cost scenario - input'!B86,\"\")","v":""},{"$f":"IFERROR('Cost scenario - input'!C86,\"\")","v":""},{"$f":"IFERROR(repcalc('Cost scenario - input'!$CY86:$GK86,'Cost scenario - input'!$J86,'Cost scenario - input'!$H86,'Cost scenario - input'!$I86,20,TRUE,TRUE),\"\")","v":""},"","","","","","","","","","","","","","","","","","","",{"$f":"IFERROR(IF(OR(D101=\"\",'Cost scenario - input'!$G86=\"\"),\"\",D101/'Cost scenario - input'!$G86),\"\")","v":""},{"$f":"IFERROR(IF(OR(E101=\"\",'Cost scenario - input'!$G86=\"\"),\"\",E101/'Cost scenario - input'!$G86),\"\")","v":""},{"$f":"IFERROR(IF(OR(F101=\"\",'Cost scenario - input'!$G86=\"\"),\"\",F101/'Cost scenario - input'!$G86),\"\")","v":""},{"$f":"IFERROR(IF(OR(G101=\"\",'Cost scenario - input'!$G86=\"\"),\"\",G101/'Cost scenario - input'!$G86),\"\")","v":""},{"$f":"IFERROR(IF(OR(H101=\"\",'Cost scenario - input'!$G86=\"\"),\"\",H101/'Cost scenario - input'!$G86),\"\")","v":""},{"$f":"IFERROR(IF(OR(I101=\"\",'Cost scenario - input'!$G86=\"\"),\"\",I101/'Cost scenario - input'!$G86),\"\")","v":""},{"$f":"IFERROR(IF(OR(J101=\"\",'Cost scenario - input'!$G86=\"\"),\"\",J101/'Cost scenario - input'!$G86),\"\")","v":""},{"$f":"IFERROR(IF(OR(K101=\"\",'Cost scenario - input'!$G86=\"\"),\"\",K101/'Cost scenario - input'!$G86),\"\")","v":""},{"$f":"IFERROR(IF(OR(L101=\"\",'Cost scenario - input'!$G86=\"\"),\"\",L101/'Cost scenario - input'!$G86),\"\")","v":""},{"$f":"IFERROR(IF(OR(M101=\"\",'Cost scenario - input'!$G86=\"\"),\"\",M101/'Cost scenario - input'!$G86),\"\")","v":""},{"$f":"IFERROR(IF(OR(N101=\"\",'Cost scenario - input'!$G86=\"\"),\"\",N101/'Cost scenario - input'!$G86),\"\")","v":""},{"$f":"IFERROR(IF(OR(O101=\"\",'Cost scenario - input'!$G86=\"\"),\"\",O101/'Cost scenario - input'!$G86),\"\")","v":""},{"$f":"IFERROR(IF(OR(P101=\"\",'Cost scenario - input'!$G86=\"\"),\"\",P101/'Cost scenario - input'!$G86),\"\")","v":""},{"$f":"IFERROR(IF(OR(Q101=\"\",'Cost scenario - input'!$G86=\"\"),\"\",Q101/'Cost scenario - input'!$G86),\"\")","v":""},{"$f":"IFERROR(IF(OR(R101=\"\",'Cost scenario - input'!$G86=\"\"),\"\",R101/'Cost scenario - input'!$G86),\"\")","v":""},{"$f":"IFERROR(IF(OR(S101=\"\",'Cost scenario - input'!$G86=\"\"),\"\",S101/'Cost scenario - input'!$G86),\"\")","v":""},{"$f":"IFERROR(IF(OR(T101=\"\",'Cost scenario - input'!$G86=\"\"),\"\",T101/'Cost scenario - input'!$G86),\"\")","v":""},{"$f":"IFERROR(IF(OR(U101=\"\",'Cost scenario - input'!$G86=\"\"),\"\",U101/'Cost scenario - input'!$G86),\"\")","v":""},{"$f":"IFERROR(IF(OR(V101=\"\",'Cost scenario - input'!$G86=\"\"),\"\",V101/'Cost scenario - input'!$G86),\"\")","v":""},{"$f":"IFERROR(IF(OR(W101=\"\",'Cost scenario - input'!$G86=\"\"),\"\",W101/'Cost scenario - input'!$G86),\"\")","v":""}]
[{"$f":"IFERROR('Cost scenario - input'!A87,\"\")","v":""},{"$f":"IFERROR('Cost scenario - input'!B87,\"\")","v":""},{"$f":"IFERROR('Cost scenario - input'!C87,\"\")","v":""},{"$f":"IFERROR(repcalc('Cost scenario - input'!$CY87:$GK87,'Cost scenario - input'!$J87,'Cost scenario - input'!$H87,'Cost scenario - input'!$I87,20,TRUE,TRUE),\"\")","v":""},"","","","","","","","","","","","","","","","","","","",{"$f":"IFERROR(IF(OR(D102=\"\",'Cost scenario - input'!$G87=\"\"),\"\",D102/'Cost scenario - input'!$G87),\"\")","v":""},{"$f":"IFERROR(IF(OR(E102=\"\",'Cost scenario - input'!$G87=\"\"),\"\",E102/'Cost scenario - input'!$G87),\"\")","v":""},{"$f":"IFERROR(IF(OR(F102=\"\",'Cost scenario - input'!$G87=\"\"),\"\",F102/'Cost scenario - input'!$G87),\"\")","v":""},{"$f":"IFERROR(IF(OR(G102=\"\",'Cost scenario - input'!$G87=\"\"),\"\",G102/'Cost scenario - input'!$G87),\"\")","v":""},{"$f":"IFERROR(IF(OR(H102=\"\",'Cost scenario - input'!$G87=\"\"),\"\",H102/'Cost scenario - input'!$G87),\"\")","v":""},{"$f":"IFERROR(IF(OR(I102=\"\",'Cost scenario - input'!$G87=\"\"),\"\",I102/'Cost scenario - input'!$G87),\"\")","v":""},{"$f":"IFERROR(IF(OR(J102=\"\",'Cost scenario - input'!$G87=\"\"),\"\",J102/'Cost scenario - input'!$G87),\"\")","v":""},{"$f":"IFERROR(IF(OR(K102=\"\",'Cost scenario - input'!$G87=\"\"),\"\",K102/'Cost scenario - input'!$G87),\"\")","v":""},{"$f":"IFERROR(IF(OR(L102=\"\",'Cost scenario - input'!$G87=\"\"),\"\",L102/'Cost scenario - input'!$G87),\"\")","v":""},{"$f":"IFERROR(IF(OR(M102=\"\",'Cost scenario - input'!$G87=\"\"),\"\",M102/'Cost scenario - input'!$G87),\"\")","v":""},{"$f":"IFERROR(IF(OR(N102=\"\",'Cost scenario - input'!$G87=\"\"),\"\",N102/'Cost scenario - input'!$G87),\"\")","v":""},{"$f":"IFERROR(IF(OR(O102=\"\",'Cost scenario - input'!$G87=\"\"),\"\",O102/'Cost scenario - input'!$G87),\"\")","v":""},{"$f":"IFERROR(IF(OR(P102=\"\",'Cost scenario - input'!$G87=\"\"),\"\",P102/'Cost scenario - input'!$G87),\"\")","v":""},{"$f":"IFERROR(IF(OR(Q102=\"\",'Cost scenario - input'!$G87=\"\"),\"\",Q102/'Cost scenario - input'!$G87),\"\")","v":""},{"$f":"IFERROR(IF(OR(R102=\"\",'Cost scenario - input'!$G87=\"\"),\"\",R102/'Cost scenario - input'!$G87),\"\")","v":""},{"$f":"IFERROR(IF(OR(S102=\"\",'Cost scenario - input'!$G87=\"\"),\"\",S102/'Cost scenario - input'!$G87),\"\")","v":""},{"$f":"IFERROR(IF(OR(T102=\"\",'Cost scenario - input'!$G87=\"\"),\"\",T102/'Cost scenario - input'!$G87),\"\")","v":""},{"$f":"IFERROR(IF(OR(U102=\"\",'Cost scenario - input'!$G87=\"\"),\"\",U102/'Cost scenario - input'!$G87),\"\")","v":""},{"$f":"IFERROR(IF(OR(V102=\"\",'Cost scenario - input'!$G87=\"\"),\"\",V102/'Cost scenario - input'!$G87),\"\")","v":""},{"$f":"IFERROR(IF(OR(W102=\"\",'Cost scenario - input'!$G87=\"\"),\"\",W102/'Cost scenario - input'!$G87),\"\")","v":""}]
[{"$f":"IFERROR('Cost scenario - input'!A88,\"\")","v":""},{"$f":"IFERROR('Cost scenario - input'!B88,\"\")","v":""},{"$f":"IFERROR('Cost scenario - input'!C88,\"\")","v":""},{"$f":"IFERROR(repcalc('Cost scenario - input'!$CY88:$GK88,'Cost scenario - input'!$J88,'Cost scenario - input'!$H88,'Cost scenario - input'!$I88,20,TRUE,TRUE),\"\")","v":""},"","","","","","","","","","","","","","","","","","","",{"$f":"IFERROR(IF(OR(D103=\"\",'Cost scenario - input'!$G88=\"\"),\"\",D103/'Cost scenario - input'!$G88),\"\")","v":""},{"$f":"IFERROR(IF(OR(E103=\"\",'Cost scenario - input'!$G88=\"\"),\"\",E103/'Cost scenario - input'!$G88),\"\")","v":""},{"$f":"IFERROR(IF(OR(F103=\"\",'Cost scenario - input'!$G88=\"\"),\"\",F103/'Cost scenario - input'!$G88),\"\")","v":""},{"$f":"IFERROR(IF(OR(G103=\"\",'Cost scenario - input'!$G88=\"\"),\"\",G103/'Cost scenario - input'!$G88),\"\")","v":""},{"$f":"IFERROR(IF(OR(H103=\"\",'Cost scenario - input'!$G88=\"\"),\"\",H103/'Cost scenario - input'!$G88),\"\")","v":""},{"$f":"IFERROR(IF(OR(I103=\"\",'Cost scenario - input'!$G88=\"\"),\"\",I103/'Cost scenario - input'!$G88),\"\")","v":""},{"$f":"IFERROR(IF(OR(J103=\"\",'Cost scenario - input'!$G88=\"\"),\"\",J103/'Cost scenario - input'!$G88),\"\")","v":""},{"$f":"IFERROR(IF(OR(K103=\"\",'Cost scenario - input'!$G88=\"\"),\"\",K103/'Cost scenario - input'!$G88),\"\")","v":""},{"$f":"IFERROR(IF(OR(L103=\"\",'Cost scenario - input'!$G88=\"\"),\"\",L103/'Cost scenario - input'!$G88),\"\")","v":""},{"$f":"IFERROR(IF(OR(M103=\"\",'Cost scenario - input'!$G88=\"\"),\"\",M103/'Cost scenario - input'!$G88),\"\")","v":""},{"$f":"IFERROR(IF(OR(N103=\"\",'Cost scenario - input'!$G88=\"\"),\"\",N103/'Cost scenario - input'!$G88),\"\")","v":""},{"$f":"IFERROR(IF(OR(O103=\"\",'Cost scenario - input'!$G88=\"\"),\"\",O103/'Cost scenario - input'!$G88),\"\")","v":""},{"$f":"IFERROR(IF(OR(P103=\"\",'Cost scenario - input'!$G88=\"\"),\"\",P103/'Cost scenario - input'!$G88),\"\")","v":""},{"$f":"IFERROR(IF(OR(Q103=\"\",'Cost scenario - input'!$G88=\"\"),\"\",Q103/'Cost scenario - input'!$G88),\"\")","v":""},{"$f":"IFERROR(IF(OR(R103=\"\",'Cost scenario - input'!$G88=\"\"),\"\",R103/'Cost scenario - input'!$G88),\"\")","v":""},{"$f":"IFERROR(IF(OR(S103=\"\",'Cost scenario - input'!$G88=\"\"),\"\",S103/'Cost scenario - input'!$G88),\"\")","v":""},{"$f":"IFERROR(IF(OR(T103=\"\",'Cost scenario - input'!$G88=\"\"),\"\",T103/'Cost scenario - input'!$G88),\"\")","v":""},{"$f":"IFERROR(IF(OR(U103=\"\",'Cost scenario - input'!$G88=\"\"),\"\",U103/'Cost scenario - input'!$G88),\"\")","v":""},{"$f":"IFERROR(IF(OR(V103=\"\",'Cost scenario - input'!$G88=\"\"),\"\",V103/'Cost scenario - input'!$G88),\"\")","v":""},{"$f":"IFERROR(IF(OR(W103=\"\",'Cost scenario - input'!$G88=\"\"),\"\",W103/'Cost scenario - input'!$G88),\"\")","v":""}]
[{"$f":"IFERROR('Cost scenario - input'!A89,\"\")","v":""},{"$f":"IFERROR('Cost scenario - input'!B89,\"\")","v":""},{"$f":"IFERROR('Cost scenario - input'!C89,\"\")","v":""},{"$f":"IFERROR(repcalc('Cost scenario - input'!$CY89:$GK89,'Cost scenario - input'!$J89,'Cost scenario - input'!$H89,'Cost scenario - input'!$I89,20,TRUE,TRUE),\"\")","v":""},"","","","","","","","","","","","","","","","","","","",{"$f":"IFERROR(IF(OR(D104=\"\",'Cost scenario - input'!$G89=\"\"),\"\",D104/'Cost scenario - input'!$G89),\"\")","v":""},{"$f":"IFERROR(IF(OR(E104=\"\",'Cost scenario - input'!$G89=\"\"),\"\",E104/'Cost scenario - input'!$G89),\"\")","v":""},{"$f":"IFERROR(IF(OR(F104=\"\",'Cost scenario - input'!$G89=\"\"),\"\",F104/'Cost scenario - input'!$G89),\"\")","v":""},{"$f":"IFERROR(IF(OR(G104=\"\",'Cost scenario - input'!$G89=\"\"),\"\",G104/'Cost scenario - input'!$G89),\"\")","v":""},{"$f":"IFERROR(IF(OR(H104=\"\",'Cost scenario - input'!$G89=\"\"),\"\",H104/'Cost scenario - input'!$G89),\"\")","v":""},{"$f":"IFERROR(IF(OR(I104=\"\",'Cost scenario - input'!$G89=\"\"),\"\",I104/'Cost scenario - input'!$G89),\"\")","v":""},{"$f":"IFERROR(IF(OR(J104=\"\",'Cost scenario - input'!$G89=\"\"),\"\",J104/'Cost scenario - input'!$G89),\"\")","v":""},{"$f":"IFERROR(IF(OR(K104=\"\",'Cost scenario - input'!$G89=\"\"),\"\",K104/'Cost scenario - input'!$G89),\"\")","v":""},{"$f":"IFERROR(IF(OR(L104=\"\",'Cost scenario - input'!$G89=\"\"),\"\",L104/'Cost scenario - input'!$G89),\"\")","v":""},{"$f":"IFERROR(IF(OR(M104=\"\",'Cost scenario - input'!$G89=\"\"),\"\",M104/'Cost scenario - input'!$G89),\"\")","v":""},{"$f":"IFERROR(IF(OR(N104=\"\",'Cost scenario - input'!$G89=\"\"),\"\",N104/'Cost scenario - input'!$G89),\"\")","v":""},{"$f":"IFERROR(IF(OR(O104=\"\",'Cost scenario - input'!$G89=\"\"),\"\",O104/'Cost scenario - input'!$G89),\"\")","v":""},{"$f":"IFERROR(IF(OR(P104=\"\",'Cost scenario - input'!$G89=\"\"),\"\",P104/'Cost scenario - input'!$G89),\"\")","v":""},{"$f":"IFERROR(IF(OR(Q104=\"\",'Cost scenario - input'!$G89=\"\"),\"\",Q104/'Cost scenario - input'!$G89),\"\")","v":""},{"$f":"IFERROR(IF(OR(R104=\"\",'Cost scenario - input'!$G89=\"\"),\"\",R104/'Cost scenario - input'!$G89),\"\")","v":""},{"$f":"IFERROR(IF(OR(S104=\"\",'Cost scenario - input'!$G89=\"\"),\"\",S104/'Cost scenario - input'!$G89),\"\")","v":""},{"$f":"IFERROR(IF(OR(T104=\"\",'Cost scenario - input'!$G89=\"\"),\"\",T104/'Cost scenario - input'!$G89),\"\")","v":""},{"$f":"IFERROR(IF(OR(U104=\"\",'Cost scenario - input'!$G89=\"\"),\"\",U104/'Cost scenario - input'!$G89),\"\")","v":""},{"$f":"IFERROR(IF(OR(V104=\"\",'Cost scenario - input'!$G89=\"\"),\"\",V104/'Cost scenario - input'!$G89),\"\")","v":""},{"$f":"IFERROR(IF(OR(W104=\"\",'Cost scenario - input'!$G89=\"\"),\"\",W104/'Cost scenario - input'!$G89),\"\")","v":""}]
[{"$f":"IFERROR('Cost scenario - input'!A90,\"\")","v":""},{"$f":"IFERROR('Cost scenario - input'!B90,\"\")","v":""},{"$f":"IFERROR('Cost scenario - input'!C90,\"\")","v":""},{"$f":"IFERROR(repcalc('Cost scenario - input'!$CY90:$GK90,'Cost scenario - input'!$J90,'Cost scenario - input'!$H90,'Cost scenario - input'!$I90,20,TRUE,TRUE),\"\")","v":""},"","","","","","","","","","","","","","","","","","","",{"$f":"IFERROR(IF(OR(D105=\"\",'Cost scenario - input'!$G90=\"\"),\"\",D105/'Cost scenario - input'!$G90),\"\")","v":""},{"$f":"IFERROR(IF(OR(E105=\"\",'Cost scenario - input'!$G90=\"\"),\"\",E105/'Cost scenario - input'!$G90),\"\")","v":""},{"$f":"IFERROR(IF(OR(F105=\"\",'Cost scenario - input'!$G90=\"\"),\"\",F105/'Cost scenario - input'!$G90),\"\")","v":""},{"$f":"IFERROR(IF(OR(G105=\"\",'Cost scenario - input'!$G90=\"\"),\"\",G105/'Cost scenario - input'!$G90),\"\")","v":""},{"$f":"IFERROR(IF(OR(H105=\"\",'Cost scenario - input'!$G90=\"\"),\"\",H105/'Cost scenario - input'!$G90),\"\")","v":""},{"$f":"IFERROR(IF(OR(I105=\"\",'Cost scenario - input'!$G90=\"\"),\"\",I105/'Cost scenario - input'!$G90),\"\")","v":""},{"$f":"IFERROR(IF(OR(J105=\"\",'Cost scenario - input'!$G90=\"\"),\"\",J105/'Cost scenario - input'!$G90),\"\")","v":""},{"$f":"IFERROR(IF(OR(K105=\"\",'Cost scenario - input'!$G90=\"\"),\"\",K105/'Cost scenario - input'!$G90),\"\")","v":""},{"$f":"IFERROR(IF(OR(L105=\"\",'Cost scenario - input'!$G90=\"\"),\"\",L105/'Cost scenario - input'!$G90),\"\")","v":""},{"$f":"IFERROR(IF(OR(M105=\"\",'Cost scenario - input'!$G90=\"\"),\"\",M105/'Cost scenario - input'!$G90),\"\")","v":""},{"$f":"IFERROR(IF(OR(N105=\"\",'Cost scenario - input'!$G90=\"\"),\"\",N105/'Cost scenario - input'!$G90),\"\")","v":""},{"$f":"IFERROR(IF(OR(O105=\"\",'Cost scenario - input'!$G90=\"\"),\"\",O105/'Cost scenario - input'!$G90),\"\")","v":""},{"$f":"IFERROR(IF(OR(P105=\"\",'Cost scenario - input'!$G90=\"\"),\"\",P105/'Cost scenario - input'!$G90),\"\")","v":""},{"$f":"IFERROR(IF(OR(Q105=\"\",'Cost scenario - input'!$G90=\"\"),\"\",Q105/'Cost scenario - input'!$G90),\"\")","v":""},{"$f":"IFERROR(IF(OR(R105=\"\",'Cost scenario - input'!$G90=\"\"),\"\",R105/'Cost scenario - input'!$G90),\"\")","v":""},{"$f":"IFERROR(IF(OR(S105=\"\",'Cost scenario - input'!$G90=\"\"),\"\",S105/'Cost scenario - input'!$G90),\"\")","v":""},{"$f":"IFERROR(IF(OR(T105=\"\",'Cost scenario - input'!$G90=\"\"),\"\",T105/'Cost scenario - input'!$G90),\"\")","v":""},{"$f":"IFERROR(IF(OR(U105=\"\",'Cost scenario - input'!$G90=\"\"),\"\",U105/'Cost scenario - input'!$G90),\"\")","v":""},{"$f":"IFERROR(IF(OR(V105=\"\",'Cost scenario - input'!$G90=\"\"),\"\",V105/'Cost scenario - input'!$G90),\"\")","v":""},{"$f":"IFERROR(IF(OR(W105=\"\",'Cost scenario - input'!$G90=\"\"),\"\",W105/'Cost scenario - input'!$G90),\"\")","v":""}]
[{"$f":"IFERROR('Cost scenario - input'!A91,\"\")","v":""},{"$f":"IFERROR('Cost scenario - input'!B91,\"\")","v":""},{"$f":"IFERROR('Cost scenario - input'!C91,\"\")","v":""},{"$f":"IFERROR(repcalc('Cost scenario - input'!$CY91:$GK91,'Cost scenario - input'!$J91,'Cost scenario - input'!$H91,'Cost scenario - input'!$I91,20,TRUE,TRUE),\"\")","v":""},"","","","","","","","","","","","","","","","","","","",{"$f":"IFERROR(IF(OR(D106=\"\",'Cost scenario - input'!$G91=\"\"),\"\",D106/'Cost scenario - input'!$G91),\"\")","v":""},{"$f":"IFERROR(IF(OR(E106=\"\",'Cost scenario - input'!$G91=\"\"),\"\",E106/'Cost scenario - input'!$G91),\"\")","v":""},{"$f":"IFERROR(IF(OR(F106=\"\",'Cost scenario - input'!$G91=\"\"),\"\",F106/'Cost scenario - input'!$G91),\"\")","v":""},{"$f":"IFERROR(IF(OR(G106=\"\",'Cost scenario - input'!$G91=\"\"),\"\",G106/'Cost scenario - input'!$G91),\"\")","v":""},{"$f":"IFERROR(IF(OR(H106=\"\",'Cost scenario - input'!$G91=\"\"),\"\",H106/'Cost scenario - input'!$G91),\"\")","v":""},{"$f":"IFERROR(IF(OR(I106=\"\",'Cost scenario - input'!$G91=\"\"),\"\",I106/'Cost scenario - input'!$G91),\"\")","v":""},{"$f":"IFERROR(IF(OR(J106=\"\",'Cost scenario - input'!$G91=\"\"),\"\",J106/'Cost scenario - input'!$G91),\"\")","v":""},{"$f":"IFERROR(IF(OR(K106=\"\",'Cost scenario - input'!$G91=\"\"),\"\",K106/'Cost scenario - input'!$G91),\"\")","v":""},{"$f":"IFERROR(IF(OR(L106=\"\",'Cost scenario - input'!$G91=\"\"),\"\",L106/'Cost scenario - input'!$G91),\"\")","v":""},{"$f":"IFERROR(IF(OR(M106=\"\",'Cost scenario - input'!$G91=\"\"),\"\",M106/'Cost scenario - input'!$G91),\"\")","v":""},{"$f":"IFERROR(IF(OR(N106=\"\",'Cost scenario - input'!$G91=\"\"),\"\",N106/'Cost scenario - input'!$G91),\"\")","v":""},{"$f":"IFERROR(IF(OR(O106=\"\",'Cost scenario - input'!$G91=\"\"),\"\",O106/'Cost scenario - input'!$G91),\"\")","v":""},{"$f":"IFERROR(IF(OR(P106=\"\",'Cost scenario - input'!$G91=\"\"),\"\",P106/'Cost scenario - input'!$G91),\"\")","v":""},{"$f":"IFERROR(IF(OR(Q106=\"\",'Cost scenario - input'!$G91=\"\"),\"\",Q106/'Cost scenario - input'!$G91),\"\")","v":""},{"$f":"IFERROR(IF(OR(R106=\"\",'Cost scenario - input'!$G91=\"\"),\"\",R106/'Cost scenario - input'!$G91),\"\")","v":""},{"$f":"IFERROR(IF(OR(S106=\"\",'Cost scenario - input'!$G91=\"\"),\"\",S106/'Cost scenario - input'!$G91),\"\")","v":""},{"$f":"IFERROR(IF(OR(T106=\"\",'Cost scenario - input'!$G91=\"\"),\"\",T106/'Cost scenario - input'!$G91),\"\")","v":""},{"$f":"IFERROR(IF(OR(U106=\"\",'Cost scenario - input'!$G91=\"\"),\"\",U106/'Cost scenario - input'!$G91),\"\")","v":""},{"$f":"IFERROR(IF(OR(V106=\"\",'Cost scenario - input'!$G91=\"\"),\"\",V106/'Cost scenario - input'!$G91),\"\")","v":""},{"$f":"IFERROR(IF(OR(W106=\"\",'Cost scenario - input'!$G91=\"\"),\"\",W106/'Cost scenario - input'!$G91),\"\")","v":""}]
[{"$f":"IFERROR('Cost scenario - input'!A92,\"\")","v":""},{"$f":"IFERROR('Cost scenario - input'!B92,\"\")","v":""},{"$f":"IFERROR('Cost scenario - input'!C92,\"\")","v":""},{"$f":"IFERROR(repcalc('Cost scenario - input'!$CY92:$GK92,'Cost scenario - input'!$J92,'Cost scenario - input'!$H92,'Cost scenario - input'!$I92,20,TRUE,TRUE),\"\")","v":""},"","","","","","","","","","","","","","","","","","","",{"$f":"IFERROR(IF(OR(D107=\"\",'Cost scenario - input'!$G92=\"\"),\"\",D107/'Cost scenario - input'!$G92),\"\")","v":""},{"$f":"IFERROR(IF(OR(E107=\"\",'Cost scenario - input'!$G92=\"\"),\"\",E107/'Cost scenario - input'!$G92),\"\")","v":""},{"$f":"IFERROR(IF(OR(F107=\"\",'Cost scenario - input'!$G92=\"\"),\"\",F107/'Cost scenario - input'!$G92),\"\")","v":""},{"$f":"IFERROR(IF(OR(G107=\"\",'Cost scenario - input'!$G92=\"\"),\"\",G107/'Cost scenario - input'!$G92),\"\")","v":""},{"$f":"IFERROR(IF(OR(H107=\"\",'Cost scenario - input'!$G92=\"\"),\"\",H107/'Cost scenario - input'!$G92),\"\")","v":""},{"$f":"IFERROR(IF(OR(I107=\"\",'Cost scenario - input'!$G92=\"\"),\"\",I107/'Cost scenario - input'!$G92),\"\")","v":""},{"$f":"IFERROR(IF(OR(J107=\"\",'Cost scenario - input'!$G92=\"\"),\"\",J107/'Cost scenario - input'!$G92),\"\")","v":""},{"$f":"IFERROR(IF(OR(K107=\"\",'Cost scenario - input'!$G92=\"\"),\"\",K107/'Cost scenario - input'!$G92),\"\")","v":""},{"$f":"IFERROR(IF(OR(L107=\"\",'Cost scenario - input'!$G92=\"\"),\"\",L107/'Cost scenario - input'!$G92),\"\")","v":""},{"$f":"IFERROR(IF(OR(M107=\"\",'Cost scenario - input'!$G92=\"\"),\"\",M107/'Cost scenario - input'!$G92),\"\")","v":""},{"$f":"IFERROR(IF(OR(N107=\"\",'Cost scenario - input'!$G92=\"\"),\"\",N107/'Cost scenario - input'!$G92),\"\")","v":""},{"$f":"IFERROR(IF(OR(O107=\"\",'Cost scenario - input'!$G92=\"\"),\"\",O107/'Cost scenario - input'!$G92),\"\")","v":""},{"$f":"IFERROR(IF(OR(P107=\"\",'Cost scenario - input'!$G92=\"\"),\"\",P107/'Cost scenario - input'!$G92),\"\")","v":""},{"$f":"IFERROR(IF(OR(Q107=\"\",'Cost scenario - input'!$G92=\"\"),\"\",Q107/'Cost scenario - input'!$G92),\"\")","v":""},{"$f":"IFERROR(IF(OR(R107=\"\",'Cost scenario - input'!$G92=\"\"),\"\",R107/'Cost scenario - input'!$G92),\"\")","v":""},{"$f":"IFERROR(IF(OR(S107=\"\",'Cost scenario - input'!$G92=\"\"),\"\",S107/'Cost scenario - input'!$G92),\"\")","v":""},{"$f":"IFERROR(IF(OR(T107=\"\",'Cost scenario - input'!$G92=\"\"),\"\",T107/'Cost scenario - input'!$G92),\"\")","v":""},{"$f":"IFERROR(IF(OR(U107=\"\",'Cost scenario - input'!$G92=\"\"),\"\",U107/'Cost scenario - input'!$G92),\"\")","v":""},{"$f":"IFERROR(IF(OR(V107=\"\",'Cost scenario - input'!$G92=\"\"),\"\",V107/'Cost scenario - input'!$G92),\"\")","v":""},{"$f":"IFERROR(IF(OR(W107=\"\",'Cost scenario - input'!$G92=\"\"),\"\",W107/'Cost scenario - input'!$G92),\"\")","v":""}]
[{"$f":"IFERROR('Cost scenario - input'!A93,\"\")","v":""},{"$f":"IFERROR('Cost scenario - input'!B93,\"\")","v":""},{"$f":"IFERROR('Cost scenario - input'!C93,\"\")","v":""},{"$f":"IFERROR(repcalc('Cost scenario - input'!$CY93:$GK93,'Cost scenario - input'!$J93,'Cost scenario - input'!$H93,'Cost scenario - input'!$I93,20,TRUE,TRUE),\"\")","v":""},"","","","","","","","","","","","","","","","","","","",{"$f":"IFERROR(IF(OR(D108=\"\",'Cost scenario - input'!$G93=\"\"),\"\",D108/'Cost scenario - input'!$G93),\"\")","v":""},{"$f":"IFERROR(IF(OR(E108=\"\",'Cost scenario - input'!$G93=\"\"),\"\",E108/'Cost scenario - input'!$G93),\"\")","v":""},{"$f":"IFERROR(IF(OR(F108=\"\",'Cost scenario - input'!$G93=\"\"),\"\",F108/'Cost scenario - input'!$G93),\"\")","v":""},{"$f":"IFERROR(IF(OR(G108=\"\",'Cost scenario - input'!$G93=\"\"),\"\",G108/'Cost scenario - input'!$G93),\"\")","v":""},{"$f":"IFERROR(IF(OR(H108=\"\",'Cost scenario - input'!$G93=\"\"),\"\",H108/'Cost scenario - input'!$G93),\"\")","v":""},{"$f":"IFERROR(IF(OR(I108=\"\",'Cost scenario - input'!$G93=\"\"),\"\",I108/'Cost scenario - input'!$G93),\"\")","v":""},{"$f":"IFERROR(IF(OR(J108=\"\",'Cost scenario - input'!$G93=\"\"),\"\",J108/'Cost scenario - input'!$G93),\"\")","v":""},{"$f":"IFERROR(IF(OR(K108=\"\",'Cost scenario - input'!$G93=\"\"),\"\",K108/'Cost scenario - input'!$G93),\"\")","v":""},{"$f":"IFERROR(IF(OR(L108=\"\",'Cost scenario - input'!$G93=\"\"),\"\",L108/'Cost scenario - input'!$G93),\"\")","v":""},{"$f":"IFERROR(IF(OR(M108=\"\",'Cost scenario - input'!$G93=\"\"),\"\",M108/'Cost scenario - input'!$G93),\"\")","v":""},{"$f":"IFERROR(IF(OR(N108=\"\",'Cost scenario - input'!$G93=\"\"),\"\",N108/'Cost scenario - input'!$G93),\"\")","v":""},{"$f":"IFERROR(IF(OR(O108=\"\",'Cost scenario - input'!$G93=\"\"),\"\",O108/'Cost scenario - input'!$G93),\"\")","v":""},{"$f":"IFERROR(IF(OR(P108=\"\",'Cost scenario - input'!$G93=\"\"),\"\",P108/'Cost scenario - input'!$G93),\"\")","v":""},{"$f":"IFERROR(IF(OR(Q108=\"\",'Cost scenario - input'!$G93=\"\"),\"\",Q108/'Cost scenario - input'!$G93),\"\")","v":""},{"$f":"IFERROR(IF(OR(R108=\"\",'Cost scenario - input'!$G93=\"\"),\"\",R108/'Cost scenario - input'!$G93),\"\")","v":""},{"$f":"IFERROR(IF(OR(S108=\"\",'Cost scenario - input'!$G93=\"\"),\"\",S108/'Cost scenario - input'!$G93),\"\")","v":""},{"$f":"IFERROR(IF(OR(T108=\"\",'Cost scenario - input'!$G93=\"\"),\"\",T108/'Cost scenario - input'!$G93),\"\")","v":""},{"$f":"IFERROR(IF(OR(U108=\"\",'Cost scenario - input'!$G93=\"\"),\"\",U108/'Cost scenario - input'!$G93),\"\")","v":""},{"$f":"IFERROR(IF(OR(V108=\"\",'Cost scenario - input'!$G93=\"\"),\"\",V108/'Cost scenario - input'!$G93),\"\")","v":""},{"$f":"IFERROR(IF(OR(W108=\"\",'Cost scenario - input'!$G93=\"\"),\"\",W108/'Cost scenario - input'!$G93),\"\")","v":""}]
[{"$f":"IFERROR('Cost scenario - input'!A94,\"\")","v":""},{"$f":"IFERROR('Cost scenario - input'!B94,\"\")","v":""},{"$f":"IFERROR('Cost scenario - input'!C94,\"\")","v":""},{"$f":"IFERROR(repcalc('Cost scenario - input'!$CY94:$GK94,'Cost scenario - input'!$J94,'Cost scenario - input'!$H94,'Cost scenario - input'!$I94,20,TRUE,TRUE),\"\")","v":""},"","","","","","","","","","","","","","","","","","","",{"$f":"IFERROR(IF(OR(D109=\"\",'Cost scenario - input'!$G94=\"\"),\"\",D109/'Cost scenario - input'!$G94),\"\")","v":""},{"$f":"IFERROR(IF(OR(E109=\"\",'Cost scenario - input'!$G94=\"\"),\"\",E109/'Cost scenario - input'!$G94),\"\")","v":""},{"$f":"IFERROR(IF(OR(F109=\"\",'Cost scenario - input'!$G94=\"\"),\"\",F109/'Cost scenario - input'!$G94),\"\")","v":""},{"$f":"IFERROR(IF(OR(G109=\"\",'Cost scenario - input'!$G94=\"\"),\"\",G109/'Cost scenario - input'!$G94),\"\")","v":""},{"$f":"IFERROR(IF(OR(H109=\"\",'Cost scenario - input'!$G94=\"\"),\"\",H109/'Cost scenario - input'!$G94),\"\")","v":""},{"$f":"IFERROR(IF(OR(I109=\"\",'Cost scenario - input'!$G94=\"\"),\"\",I109/'Cost scenario - input'!$G94),\"\")","v":""},{"$f":"IFERROR(IF(OR(J109=\"\",'Cost scenario - input'!$G94=\"\"),\"\",J109/'Cost scenario - input'!$G94),\"\")","v":""},{"$f":"IFERROR(IF(OR(K109=\"\",'Cost scenario - input'!$G94=\"\"),\"\",K109/'Cost scenario - input'!$G94),\"\")","v":""},{"$f":"IFERROR(IF(OR(L109=\"\",'Cost scenario - input'!$G94=\"\"),\"\",L109/'Cost scenario - input'!$G94),\"\")","v":""},{"$f":"IFERROR(IF(OR(M109=\"\",'Cost scenario - input'!$G94=\"\"),\"\",M109/'Cost scenario - input'!$G94),\"\")","v":""},{"$f":"IFERROR(IF(OR(N109=\"\",'Cost scenario - input'!$G94=\"\"),\"\",N109/'Cost scenario - input'!$G94),\"\")","v":""},{"$f":"IFERROR(IF(OR(O109=\"\",'Cost scenario - input'!$G94=\"\"),\"\",O109/'Cost scenario - input'!$G94),\"\")","v":""},{"$f":"IFERROR(IF(OR(P109=\"\",'Cost scenario - input'!$G94=\"\"),\"\",P109/'Cost scenario - input'!$G94),\"\")","v":""},{"$f":"IFERROR(IF(OR(Q109=\"\",'Cost scenario - input'!$G94=\"\"),\"\",Q109/'Cost scenario - input'!$G94),\"\")","v":""},{"$f":"IFERROR(IF(OR(R109=\"\",'Cost scenario - input'!$G94=\"\"),\"\",R109/'Cost scenario - input'!$G94),\"\")","v":""},{"$f":"IFERROR(IF(OR(S109=\"\",'Cost scenario - input'!$G94=\"\"),\"\",S109/'Cost scenario - input'!$G94),\"\")","v":""},{"$f":"IFERROR(IF(OR(T109=\"\",'Cost scenario - input'!$G94=\"\"),\"\",T109/'Cost scenario - input'!$G94),\"\")","v":""},{"$f":"IFERROR(IF(OR(U109=\"\",'Cost scenario - input'!$G94=\"\"),\"\",U109/'Cost scenario - input'!$G94),\"\")","v":""},{"$f":"IFERROR(IF(OR(V109=\"\",'Cost scenario - input'!$G94=\"\"),\"\",V109/'Cost scenario - input'!$G94),\"\")","v":""},{"$f":"IFERROR(IF(OR(W109=\"\",'Cost scenario - input'!$G94=\"\"),\"\",W109/'Cost scenario - input'!$G94),\"\")","v":""}]
[{"$f":"IFERROR('Cost scenario - input'!A95,\"\")","v":""},{"$f":"IFERROR('Cost scenario - input'!B95,\"\")","v":""},{"$f":"IFERROR('Cost scenario - input'!C95,\"\")","v":""},{"$f":"IFERROR(repcalc('Cost scenario - input'!$CY95:$GK95,'Cost scenario - input'!$J95,'Cost scenario - input'!$H95,'Cost scenario - input'!$I95,20,TRUE,TRUE),\"\")","v":""},"","","","","","","","","","","","","","","","","","","",{"$f":"IFERROR(IF(OR(D110=\"\",'Cost scenario - input'!$G95=\"\"),\"\",D110/'Cost scenario - input'!$G95),\"\")","v":""},{"$f":"IFERROR(IF(OR(E110=\"\",'Cost scenario - input'!$G95=\"\"),\"\",E110/'Cost scenario - input'!$G95),\"\")","v":""},{"$f":"IFERROR(IF(OR(F110=\"\",'Cost scenario - input'!$G95=\"\"),\"\",F110/'Cost scenario - input'!$G95),\"\")","v":""},{"$f":"IFERROR(IF(OR(G110=\"\",'Cost scenario - input'!$G95=\"\"),\"\",G110/'Cost scenario - input'!$G95),\"\")","v":""},{"$f":"IFERROR(IF(OR(H110=\"\",'Cost scenario - input'!$G95=\"\"),\"\",H110/'Cost scenario - input'!$G95),\"\")","v":""},{"$f":"IFERROR(IF(OR(I110=\"\",'Cost scenario - input'!$G95=\"\"),\"\",I110/'Cost scenario - input'!$G95),\"\")","v":""},{"$f":"IFERROR(IF(OR(J110=\"\",'Cost scenario - input'!$G95=\"\"),\"\",J110/'Cost scenario - input'!$G95),\"\")","v":""},{"$f":"IFERROR(IF(OR(K110=\"\",'Cost scenario - input'!$G95=\"\"),\"\",K110/'Cost scenario - input'!$G95),\"\")","v":""},{"$f":"IFERROR(IF(OR(L110=\"\",'Cost scenario - input'!$G95=\"\"),\"\",L110/'Cost scenario - input'!$G95),\"\")","v":""},{"$f":"IFERROR(IF(OR(M110=\"\",'Cost scenario - input'!$G95=\"\"),\"\",M110/'Cost scenario - input'!$G95),\"\")","v":""},{"$f":"IFERROR(IF(OR(N110=\"\",'Cost scenario - input'!$G95=\"\"),\"\",N110/'Cost scenario - input'!$G95),\"\")","v":""},{"$f":"IFERROR(IF(OR(O110=\"\",'Cost scenario - input'!$G95=\"\"),\"\",O110/'Cost scenario - input'!$G95),\"\")","v":""},{"$f":"IFERROR(IF(OR(P110=\"\",'Cost scenario - input'!$G95=\"\"),\"\",P110/'Cost scenario - input'!$G95),\"\")","v":""},{"$f":"IFERROR(IF(OR(Q110=\"\",'Cost scenario - input'!$G95=\"\"),\"\",Q110/'Cost scenario - input'!$G95),\"\")","v":""},{"$f":"IFERROR(IF(OR(R110=\"\",'Cost scenario - input'!$G95=\"\"),\"\",R110/'Cost scenario - input'!$G95),\"\")","v":""},{"$f":"IFERROR(IF(OR(S110=\"\",'Cost scenario - input'!$G95=\"\"),\"\",S110/'Cost scenario - input'!$G95),\"\")","v":""},{"$f":"IFERROR(IF(OR(T110=\"\",'Cost scenario - input'!$G95=\"\"),\"\",T110/'Cost scenario - input'!$G95),\"\")","v":""},{"$f":"IFERROR(IF(OR(U110=\"\",'Cost scenario - input'!$G95=\"\"),\"\",U110/'Cost scenario - input'!$G95),\"\")","v":""},{"$f":"IFERROR(IF(OR(V110=\"\",'Cost scenario - input'!$G95=\"\"),\"\",V110/'Cost scenario - input'!$G95),\"\")","v":""},{"$f":"IFERROR(IF(OR(W110=\"\",'Cost scenario - input'!$G95=\"\"),\"\",W110/'Cost scenario - input'!$G95),\"\")","v":""}]
[{"$f":"IFERROR('Cost scenario - input'!A96,\"\")","v":""},{"$f":"IFERROR('Cost scenario - input'!B96,\"\")","v":""},{"$f":"IFERROR('Cost scenario - input'!C96,\"\")","v":""},{"$f":"IFERROR(repcalc('Cost scenario - input'!$CY96:$GK96,'Cost scenario - input'!$J96,'Cost scenario - input'!$H96,'Cost scenario - input'!$I96,20,TRUE,TRUE),\"\")","v":""},"","","","","","","","","","","","","","","","","","","",{"$f":"IFERROR(IF(OR(D111=\"\",'Cost scenario - input'!$G96=\"\"),\"\",D111/'Cost scenario - input'!$G96),\"\")","v":""},{"$f":"IFERROR(IF(OR(E111=\"\",'Cost scenario - input'!$G96=\"\"),\"\",E111/'Cost scenario - input'!$G96),\"\")","v":""},{"$f":"IFERROR(IF(OR(F111=\"\",'Cost scenario - input'!$G96=\"\"),\"\",F111/'Cost scenario - input'!$G96),\"\")","v":""},{"$f":"IFERROR(IF(OR(G111=\"\",'Cost scenario - input'!$G96=\"\"),\"\",G111/'Cost scenario - input'!$G96),\"\")","v":""},{"$f":"IFERROR(IF(OR(H111=\"\",'Cost scenario - input'!$G96=\"\"),\"\",H111/'Cost scenario - input'!$G96),\"\")","v":""},{"$f":"IFERROR(IF(OR(I111=\"\",'Cost scenario - input'!$G96=\"\"),\"\",I111/'Cost scenario - input'!$G96),\"\")","v":""},{"$f":"IFERROR(IF(OR(J111=\"\",'Cost scenario - input'!$G96=\"\"),\"\",J111/'Cost scenario - input'!$G96),\"\")","v":""},{"$f":"IFERROR(IF(OR(K111=\"\",'Cost scenario - input'!$G96=\"\"),\"\",K111/'Cost scenario - input'!$G96),\"\")","v":""},{"$f":"IFERROR(IF(OR(L111=\"\",'Cost scenario - input'!$G96=\"\"),\"\",L111/'Cost scenario - input'!$G96),\"\")","v":""},{"$f":"IFERROR(IF(OR(M111=\"\",'Cost scenario - input'!$G96=\"\"),\"\",M111/'Cost scenario - input'!$G96),\"\")","v":""},{"$f":"IFERROR(IF(OR(N111=\"\",'Cost scenario - input'!$G96=\"\"),\"\",N111/'Cost scenario - input'!$G96),\"\")","v":""},{"$f":"IFERROR(IF(OR(O111=\"\",'Cost scenario - input'!$G96=\"\"),\"\",O111/'Cost scenario - input'!$G96),\"\")","v":""},{"$f":"IFERROR(IF(OR(P111=\"\",'Cost scenario - input'!$G96=\"\"),\"\",P111/'Cost scenario - input'!$G96),\"\")","v":""},{"$f":"IFERROR(IF(OR(Q111=\"\",'Cost scenario - input'!$G96=\"\"),\"\",Q111/'Cost scenario - input'!$G96),\"\")","v":""},{"$f":"IFERROR(IF(OR(R111=\"\",'Cost scenario - input'!$G96=\"\"),\"\",R111/'Cost scenario - input'!$G96),\"\")","v":""},{"$f":"IFERROR(IF(OR(S111=\"\",'Cost scenario - input'!$G96=\"\"),\"\",S111/'Cost scenario - input'!$G96),\"\")","v":""},{"$f":"IFERROR(IF(OR(T111=\"\",'Cost scenario - input'!$G96=\"\"),\"\",T111/'Cost scenario - input'!$G96),\"\")","v":""},{"$f":"IFERROR(IF(OR(U111=\"\",'Cost scenario - input'!$G96=\"\"),\"\",U111/'Cost scenario - input'!$G96),\"\")","v":""},{"$f":"IFERROR(IF(OR(V111=\"\",'Cost scenario - input'!$G96=\"\"),\"\",V111/'Cost scenario - input'!$G96),\"\")","v":""},{"$f":"IFERROR(IF(OR(W111=\"\",'Cost scenario - input'!$G96=\"\"),\"\",W111/'Cost scenario - input'!$G96),\"\")","v":""}]
[{"$f":"IFERROR('Cost scenario - input'!A97,\"\")","v":""},{"$f":"IFERROR('Cost scenario - input'!B97,\"\")","v":""},{"$f":"IFERROR('Cost scenario - input'!C97,\"\")","v":""},{"$f":"IFERROR(repcalc('Cost scenario - input'!$CY97:$GK97,'Cost scenario - input'!$J97,'Cost scenario - input'!$H97,'Cost scenario - input'!$I97,20,TRUE,TRUE),\"\")","v":""},"","","","","","","","","","","","","","","","","","","",{"$f":"IFERROR(IF(OR(D112=\"\",'Cost scenario - input'!$G97=\"\"),\"\",D112/'Cost scenario - input'!$G97),\"\")","v":""},{"$f":"IFERROR(IF(OR(E112=\"\",'Cost scenario - input'!$G97=\"\"),\"\",E112/'Cost scenario - input'!$G97),\"\")","v":""},{"$f":"IFERROR(IF(OR(F112=\"\",'Cost scenario - input'!$G97=\"\"),\"\",F112/'Cost scenario - input'!$G97),\"\")","v":""},{"$f":"IFERROR(IF(OR(G112=\"\",'Cost scenario - input'!$G97=\"\"),\"\",G112/'Cost scenario - input'!$G97),\"\")","v":""},{"$f":"IFERROR(IF(OR(H112=\"\",'Cost scenario - input'!$G97=\"\"),\"\",H112/'Cost scenario - input'!$G97),\"\")","v":""},{"$f":"IFERROR(IF(OR(I112=\"\",'Cost scenario - input'!$G97=\"\"),\"\",I112/'Cost scenario - input'!$G97),\"\")","v":""},{"$f":"IFERROR(IF(OR(J112=\"\",'Cost scenario - input'!$G97=\"\"),\"\",J112/'Cost scenario - input'!$G97),\"\")","v":""},{"$f":"IFERROR(IF(OR(K112=\"\",'Cost scenario - input'!$G97=\"\"),\"\",K112/'Cost scenario - input'!$G97),\"\")","v":""},{"$f":"IFERROR(IF(OR(L112=\"\",'Cost scenario - input'!$G97=\"\"),\"\",L112/'Cost scenario - input'!$G97),\"\")","v":""},{"$f":"IFERROR(IF(OR(M112=\"\",'Cost scenario - input'!$G97=\"\"),\"\",M112/'Cost scenario - input'!$G97),\"\")","v":""},{"$f":"IFERROR(IF(OR(N112=\"\",'Cost scenario - input'!$G97=\"\"),\"\",N112/'Cost scenario - input'!$G97),\"\")","v":""},{"$f":"IFERROR(IF(OR(O112=\"\",'Cost scenario - input'!$G97=\"\"),\"\",O112/'Cost scenario - input'!$G97),\"\")","v":""},{"$f":"IFERROR(IF(OR(P112=\"\",'Cost scenario - input'!$G97=\"\"),\"\",P112/'Cost scenario - input'!$G97),\"\")","v":""},{"$f":"IFERROR(IF(OR(Q112=\"\",'Cost scenario - input'!$G97=\"\"),\"\",Q112/'Cost scenario - input'!$G97),\"\")","v":""},{"$f":"IFERROR(IF(OR(R112=\"\",'Cost scenario - input'!$G97=\"\"),\"\",R112/'Cost scenario - input'!$G97),\"\")","v":""},{"$f":"IFERROR(IF(OR(S112=\"\",'Cost scenario - input'!$G97=\"\"),\"\",S112/'Cost scenario - input'!$G97),\"\")","v":""},{"$f":"IFERROR(IF(OR(T112=\"\",'Cost scenario - input'!$G97=\"\"),\"\",T112/'Cost scenario - input'!$G97),\"\")","v":""},{"$f":"IFERROR(IF(OR(U112=\"\",'Cost scenario - input'!$G97=\"\"),\"\",U112/'Cost scenario - input'!$G97),\"\")","v":""},{"$f":"IFERROR(IF(OR(V112=\"\",'Cost scenario - input'!$G97=\"\"),\"\",V112/'Cost scenario - input'!$G97),\"\")","v":""},{"$f":"IFERROR(IF(OR(W112=\"\",'Cost scenario - input'!$G97=\"\"),\"\",W112/'Cost scenario - input'!$G97),\"\")","v":""}]
[{"$f":"IFERROR('Cost scenario - input'!A98,\"\")","v":""},{"$f":"IFERROR('Cost scenario - input'!B98,\"\")","v":""},{"$f":"IFERROR('Cost scenario - input'!C98,\"\")","v":""},{"$f":"IFERROR(repcalc('Cost scenario - input'!$CY98:$GK98,'Cost scenario - input'!$J98,'Cost scenario - input'!$H98,'Cost scenario - input'!$I98,20,TRUE,TRUE),\"\")","v":""},"","","","","","","","","","","","","","","","","","","",{"$f":"IFERROR(IF(OR(D113=\"\",'Cost scenario - input'!$G98=\"\"),\"\",D113/'Cost scenario - input'!$G98),\"\")","v":""},{"$f":"IFERROR(IF(OR(E113=\"\",'Cost scenario - input'!$G98=\"\"),\"\",E113/'Cost scenario - input'!$G98),\"\")","v":""},{"$f":"IFERROR(IF(OR(F113=\"\",'Cost scenario - input'!$G98=\"\"),\"\",F113/'Cost scenario - input'!$G98),\"\")","v":""},{"$f":"IFERROR(IF(OR(G113=\"\",'Cost scenario - input'!$G98=\"\"),\"\",G113/'Cost scenario - input'!$G98),\"\")","v":""},{"$f":"IFERROR(IF(OR(H113=\"\",'Cost scenario - input'!$G98=\"\"),\"\",H113/'Cost scenario - input'!$G98),\"\")","v":""},{"$f":"IFERROR(IF(OR(I113=\"\",'Cost scenario - input'!$G98=\"\"),\"\",I113/'Cost scenario - input'!$G98),\"\")","v":""},{"$f":"IFERROR(IF(OR(J113=\"\",'Cost scenario - input'!$G98=\"\"),\"\",J113/'Cost scenario - input'!$G98),\"\")","v":""},{"$f":"IFERROR(IF(OR(K113=\"\",'Cost scenario - input'!$G98=\"\"),\"\",K113/'Cost scenario - input'!$G98),\"\")","v":""},{"$f":"IFERROR(IF(OR(L113=\"\",'Cost scenario - input'!$G98=\"\"),\"\",L113/'Cost scenario - input'!$G98),\"\")","v":""},{"$f":"IFERROR(IF(OR(M113=\"\",'Cost scenario - input'!$G98=\"\"),\"\",M113/'Cost scenario - input'!$G98),\"\")","v":""},{"$f":"IFERROR(IF(OR(N113=\"\",'Cost scenario - input'!$G98=\"\"),\"\",N113/'Cost scenario - input'!$G98),\"\")","v":""},{"$f":"IFERROR(IF(OR(O113=\"\",'Cost scenario - input'!$G98=\"\"),\"\",O113/'Cost scenario - input'!$G98),\"\")","v":""},{"$f":"IFERROR(IF(OR(P113=\"\",'Cost scenario - input'!$G98=\"\"),\"\",P113/'Cost scenario - input'!$G98),\"\")","v":""},{"$f":"IFERROR(IF(OR(Q113=\"\",'Cost scenario - input'!$G98=\"\"),\"\",Q113/'Cost scenario - input'!$G98),\"\")","v":""},{"$f":"IFERROR(IF(OR(R113=\"\",'Cost scenario - input'!$G98=\"\"),\"\",R113/'Cost scenario - input'!$G98),\"\")","v":""},{"$f":"IFERROR(IF(OR(S113=\"\",'Cost scenario - input'!$G98=\"\"),\"\",S113/'Cost scenario - input'!$G98),\"\")","v":""},{"$f":"IFERROR(IF(OR(T113=\"\",'Cost scenario - input'!$G98=\"\"),\"\",T113/'Cost scenario - input'!$G98),\"\")","v":""},{"$f":"IFERROR(IF(OR(U113=\"\",'Cost scenario - input'!$G98=\"\"),\"\",U113/'Cost scenario - input'!$G98),\"\")","v":""},{"$f":"IFERROR(IF(OR(V113=\"\",'Cost scenario - input'!$G98=\"\"),\"\",V113/'Cost scenario - input'!$G98),\"\")","v":""},{"$f":"IFERROR(IF(OR(W113=\"\",'Cost scenario - input'!$G98=\"\"),\"\",W113/'Cost scenario - input'!$G98),\"\")","v":""}]
[{"$f":"IFERROR('Cost scenario - input'!A99,\"\")","v":""},{"$f":"IFERROR('Cost scenario - input'!B99,\"\")","v":""},{"$f":"IFERROR('Cost scenario - input'!C99,\"\")","v":""},{"$f":"IFERROR(repcalc('Cost scenario - input'!$CY99:$GK99,'Cost scenario - input'!$J99,'Cost scenario - input'!$H99,'Cost scenario - input'!$I99,20,TRUE,TRUE),\"\")","v":""},"","","","","","","","","","","","","","","","","","","",{"$f":"IFERROR(IF(OR(D114=\"\",'Cost scenario - input'!$G99=\"\"),\"\",D114/'Cost scenario - input'!$G99),\"\")","v":""},{"$f":"IFERROR(IF(OR(E114=\"\",'Cost scenario - input'!$G99=\"\"),\"\",E114/'Cost scenario - input'!$G99),\"\")","v":""},{"$f":"IFERROR(IF(OR(F114=\"\",'Cost scenario - input'!$G99=\"\"),\"\",F114/'Cost scenario - input'!$G99),\"\")","v":""},{"$f":"IFERROR(IF(OR(G114=\"\",'Cost scenario - input'!$G99=\"\"),\"\",G114/'Cost scenario - input'!$G99),\"\")","v":""},{"$f":"IFERROR(IF(OR(H114=\"\",'Cost scenario - input'!$G99=\"\"),\"\",H114/'Cost scenario - input'!$G99),\"\")","v":""},{"$f":"IFERROR(IF(OR(I114=\"\",'Cost scenario - input'!$G99=\"\"),\"\",I114/'Cost scenario - input'!$G99),\"\")","v":""},{"$f":"IFERROR(IF(OR(J114=\"\",'Cost scenario - input'!$G99=\"\"),\"\",J114/'Cost scenario - input'!$G99),\"\")","v":""},{"$f":"IFERROR(IF(OR(K114=\"\",'Cost scenario - input'!$G99=\"\"),\"\",K114/'Cost scenario - input'!$G99),\"\")","v":""},{"$f":"IFERROR(IF(OR(L114=\"\",'Cost scenario - input'!$G99=\"\"),\"\",L114/'Cost scenario - input'!$G99),\"\")","v":""},{"$f":"IFERROR(IF(OR(M114=\"\",'Cost scenario - input'!$G99=\"\"),\"\",M114/'Cost scenario - input'!$G99),\"\")","v":""},{"$f":"IFERROR(IF(OR(N114=\"\",'Cost scenario - input'!$G99=\"\"),\"\",N114/'Cost scenario - input'!$G99),\"\")","v":""},{"$f":"IFERROR(IF(OR(O114=\"\",'Cost scenario - input'!$G99=\"\"),\"\",O114/'Cost scenario - input'!$G99),\"\")","v":""},{"$f":"IFERROR(IF(OR(P114=\"\",'Cost scenario - input'!$G99=\"\"),\"\",P114/'Cost scenario - input'!$G99),\"\")","v":""},{"$f":"IFERROR(IF(OR(Q114=\"\",'Cost scenario - input'!$G99=\"\"),\"\",Q114/'Cost scenario - input'!$G99),\"\")","v":""},{"$f":"IFERROR(IF(OR(R114=\"\",'Cost scenario - input'!$G99=\"\"),\"\",R114/'Cost scenario - input'!$G99),\"\")","v":""},{"$f":"IFERROR(IF(OR(S114=\"\",'Cost scenario - input'!$G99=\"\"),\"\",S114/'Cost scenario - input'!$G99),\"\")","v":""},{"$f":"IFERROR(IF(OR(T114=\"\",'Cost scenario - input'!$G99=\"\"),\"\",T114/'Cost scenario - input'!$G99),\"\")","v":""},{"$f":"IFERROR(IF(OR(U114=\"\",'Cost scenario - input'!$G99=\"\"),\"\",U114/'Cost scenario - input'!$G99),\"\")","v":""},{"$f":"IFERROR(IF(OR(V114=\"\",'Cost scenario - input'!$G99=\"\"),\"\",V114/'Cost scenario - input'!$G99),\"\")","v":""},{"$f":"IFERROR(IF(OR(W114=\"\",'Cost scenario - input'!$G99=\"\"),\"\",W114/'Cost scenario - input'!$G99),\"\")","v":""}]
[{"$f":"IFERROR('Cost scenario - input'!A100,\"\")","v":""},{"$f":"IFERROR('Cost scenario - input'!B100,\"\")","v":""},{"$f":"IFERROR('Cost scenario - input'!C100,\"\")","v":""},{"$f":"IFERROR(repcalc('Cost scenario - input'!$CY100:$GK100,'Cost scenario - input'!$J100,'Cost scenario - input'!$H100,'Cost scenario - input'!$I100,20,TRUE,TRUE),\"\")","v":""},"","","","","","","","","","","","","","","","","","","",{"$f":"IFERROR(IF(OR(D115=\"\",'Cost scenario - input'!$G100=\"\"),\"\",D115/'Cost scenario - input'!$G100),\"\")","v":""},{"$f":"IFERROR(IF(OR(E115=\"\",'Cost scenario - input'!$G100=\"\"),\"\",E115/'Cost scenario - input'!$G100),\"\")","v":""},{"$f":"IFERROR(IF(OR(F115=\"\",'Cost scenario - input'!$G100=\"\"),\"\",F115/'Cost scenario - input'!$G100),\"\")","v":""},{"$f":"IFERROR(IF(OR(G115=\"\",'Cost scenario - input'!$G100=\"\"),\"\",G115/'Cost scenario - input'!$G100),\"\")","v":""},{"$f":"IFERROR(IF(OR(H115=\"\",'Cost scenario - input'!$G100=\"\"),\"\",H115/'Cost scenario - input'!$G100),\"\")","v":""},{"$f":"IFERROR(IF(OR(I115=\"\",'Cost scenario - input'!$G100=\"\"),\"\",I115/'Cost scenario - input'!$G100),\"\")","v":""},{"$f":"IFERROR(IF(OR(J115=\"\",'Cost scenario - input'!$G100=\"\"),\"\",J115/'Cost scenario - input'!$G100),\"\")","v":""},{"$f":"IFERROR(IF(OR(K115=\"\",'Cost scenario - input'!$G100=\"\"),\"\",K115/'Cost scenario - input'!$G100),\"\")","v":""},{"$f":"IFERROR(IF(OR(L115=\"\",'Cost scenario - input'!$G100=\"\"),\"\",L115/'Cost scenario - input'!$G100),\"\")","v":""},{"$f":"IFERROR(IF(OR(M115=\"\",'Cost scenario - input'!$G100=\"\"),\"\",M115/'Cost scenario - input'!$G100),\"\")","v":""},{"$f":"IFERROR(IF(OR(N115=\"\",'Cost scenario - input'!$G100=\"\"),\"\",N115/'Cost scenario - input'!$G100),\"\")","v":""},{"$f":"IFERROR(IF(OR(O115=\"\",'Cost scenario - input'!$G100=\"\"),\"\",O115/'Cost scenario - input'!$G100),\"\")","v":""},{"$f":"IFERROR(IF(OR(P115=\"\",'Cost scenario - input'!$G100=\"\"),\"\",P115/'Cost scenario - input'!$G100),\"\")","v":""},{"$f":"IFERROR(IF(OR(Q115=\"\",'Cost scenario - input'!$G100=\"\"),\"\",Q115/'Cost scenario - input'!$G100),\"\")","v":""},{"$f":"IFERROR(IF(OR(R115=\"\",'Cost scenario - input'!$G100=\"\"),\"\",R115/'Cost scenario - input'!$G100),\"\")","v":""},{"$f":"IFERROR(IF(OR(S115=\"\",'Cost scenario - input'!$G100=\"\"),\"\",S115/'Cost scenario - input'!$G100),\"\")","v":""},{"$f":"IFERROR(IF(OR(T115=\"\",'Cost scenario - input'!$G100=\"\"),\"\",T115/'Cost scenario - input'!$G100),\"\")","v":""},{"$f":"IFERROR(IF(OR(U115=\"\",'Cost scenario - input'!$G100=\"\"),\"\",U115/'Cost scenario - input'!$G100),\"\")","v":""},{"$f":"IFERROR(IF(OR(V115=\"\",'Cost scenario - input'!$G100=\"\"),\"\",V115/'Cost scenario - input'!$G100),\"\")","v":""},{"$f":"IFERROR(IF(OR(W115=\"\",'Cost scenario - input'!$G100=\"\"),\"\",W115/'Cost scenario - input'!$G100),\"\")","v":""}]
[{"$f":"IFERROR('Cost scenario - input'!A101,\"\")","v":""},{"$f":"IFERROR('Cost scenario - input'!B101,\"\")","v":""},{"$f":"IFERROR('Cost scenario - input'!C101,\"\")","v":""},{"$f":"IFERROR(repcalc('Cost scenario - input'!$CY101:$GK101,'Cost scenario - input'!$J101,'Cost scenario - input'!$H101,'Cost scenario - input'!$I101,20,TRUE,TRUE),\"\")","v":""},"","","","","","","","","","","","","","","","","","","",{"$f":"IFERROR(IF(OR(D116=\"\",'Cost scenario - input'!$G101=\"\"),\"\",D116/'Cost scenario - input'!$G101),\"\")","v":""},{"$f":"IFERROR(IF(OR(E116=\"\",'Cost scenario - input'!$G101=\"\"),\"\",E116/'Cost scenario - input'!$G101),\"\")","v":""},{"$f":"IFERROR(IF(OR(F116=\"\",'Cost scenario - input'!$G101=\"\"),\"\",F116/'Cost scenario - input'!$G101),\"\")","v":""},{"$f":"IFERROR(IF(OR(G116=\"\",'Cost scenario - input'!$G101=\"\"),\"\",G116/'Cost scenario - input'!$G101),\"\")","v":""},{"$f":"IFERROR(IF(OR(H116=\"\",'Cost scenario - input'!$G101=\"\"),\"\",H116/'Cost scenario - input'!$G101),\"\")","v":""},{"$f":"IFERROR(IF(OR(I116=\"\",'Cost scenario - input'!$G101=\"\"),\"\",I116/'Cost scenario - input'!$G101),\"\")","v":""},{"$f":"IFERROR(IF(OR(J116=\"\",'Cost scenario - input'!$G101=\"\"),\"\",J116/'Cost scenario - input'!$G101),\"\")","v":""},{"$f":"IFERROR(IF(OR(K116=\"\",'Cost scenario - input'!$G101=\"\"),\"\",K116/'Cost scenario - input'!$G101),\"\")","v":""},{"$f":"IFERROR(IF(OR(L116=\"\",'Cost scenario - input'!$G101=\"\"),\"\",L116/'Cost scenario - input'!$G101),\"\")","v":""},{"$f":"IFERROR(IF(OR(M116=\"\",'Cost scenario - input'!$G101=\"\"),\"\",M116/'Cost scenario - input'!$G101),\"\")","v":""},{"$f":"IFERROR(IF(OR(N116=\"\",'Cost scenario - input'!$G101=\"\"),\"\",N116/'Cost scenario - input'!$G101),\"\")","v":""},{"$f":"IFERROR(IF(OR(O116=\"\",'Cost scenario - input'!$G101=\"\"),\"\",O116/'Cost scenario - input'!$G101),\"\")","v":""},{"$f":"IFERROR(IF(OR(P116=\"\",'Cost scenario - input'!$G101=\"\"),\"\",P116/'Cost scenario - input'!$G101),\"\")","v":""},{"$f":"IFERROR(IF(OR(Q116=\"\",'Cost scenario - input'!$G101=\"\"),\"\",Q116/'Cost scenario - input'!$G101),\"\")","v":""},{"$f":"IFERROR(IF(OR(R116=\"\",'Cost scenario - input'!$G101=\"\"),\"\",R116/'Cost scenario - input'!$G101),\"\")","v":""},{"$f":"IFERROR(IF(OR(S116=\"\",'Cost scenario - input'!$G101=\"\"),\"\",S116/'Cost scenario - input'!$G101),\"\")","v":""},{"$f":"IFERROR(IF(OR(T116=\"\",'Cost scenario - input'!$G101=\"\"),\"\",T116/'Cost scenario - input'!$G101),\"\")","v":""},{"$f":"IFERROR(IF(OR(U116=\"\",'Cost scenario - input'!$G101=\"\"),\"\",U116/'Cost scenario - input'!$G101),\"\")","v":""},{"$f":"IFERROR(IF(OR(V116=\"\",'Cost scenario - input'!$G101=\"\"),\"\",V116/'Cost scenario - input'!$G101),\"\")","v":""},{"$f":"IFERROR(IF(OR(W116=\"\",'Cost scenario - input'!$G101=\"\"),\"\",W116/'Cost scenario - input'!$G101),\"\")","v":""}]
[{"$f":"IFERROR('Cost scenario - input'!A102,\"\")","v":""},{"$f":"IFERROR('Cost scenario - input'!B102,\"\")","v":""},{"$f":"IFERROR('Cost scenario - input'!C102,\"\")","v":""},{"$f":"IFERROR(repcalc('Cost scenario - input'!$CY102:$GK102,'Cost scenario - input'!$J102,'Cost scenario - input'!$H102,'Cost scenario - input'!$I102,20,TRUE,TRUE),\"\")","v":""},"","","","","","","","","","","","","","","","","","","",{"$f":"IFERROR(IF(OR(D117=\"\",'Cost scenario - input'!$G102=\"\"),\"\",D117/'Cost scenario - input'!$G102),\"\")","v":""},{"$f":"IFERROR(IF(OR(E117=\"\",'Cost scenario - input'!$G102=\"\"),\"\",E117/'Cost scenario - input'!$G102),\"\")","v":""},{"$f":"IFERROR(IF(OR(F117=\"\",'Cost scenario - input'!$G102=\"\"),\"\",F117/'Cost scenario - input'!$G102),\"\")","v":""},{"$f":"IFERROR(IF(OR(G117=\"\",'Cost scenario - input'!$G102=\"\"),\"\",G117/'Cost scenario - input'!$G102),\"\")","v":""},{"$f":"IFERROR(IF(OR(H117=\"\",'Cost scenario - input'!$G102=\"\"),\"\",H117/'Cost scenario - input'!$G102),\"\")","v":""},{"$f":"IFERROR(IF(OR(I117=\"\",'Cost scenario - input'!$G102=\"\"),\"\",I117/'Cost scenario - input'!$G102),\"\")","v":""},{"$f":"IFERROR(IF(OR(J117=\"\",'Cost scenario - input'!$G102=\"\"),\"\",J117/'Cost scenario - input'!$G102),\"\")","v":""},{"$f":"IFERROR(IF(OR(K117=\"\",'Cost scenario - input'!$G102=\"\"),\"\",K117/'Cost scenario - input'!$G102),\"\")","v":""},{"$f":"IFERROR(IF(OR(L117=\"\",'Cost scenario - input'!$G102=\"\"),\"\",L117/'Cost scenario - input'!$G102),\"\")","v":""},{"$f":"IFERROR(IF(OR(M117=\"\",'Cost scenario - input'!$G102=\"\"),\"\",M117/'Cost scenario - input'!$G102),\"\")","v":""},{"$f":"IFERROR(IF(OR(N117=\"\",'Cost scenario - input'!$G102=\"\"),\"\",N117/'Cost scenario - input'!$G102),\"\")","v":""},{"$f":"IFERROR(IF(OR(O117=\"\",'Cost scenario - input'!$G102=\"\"),\"\",O117/'Cost scenario - input'!$G102),\"\")","v":""},{"$f":"IFERROR(IF(OR(P117=\"\",'Cost scenario - input'!$G102=\"\"),\"\",P117/'Cost scenario - input'!$G102),\"\")","v":""},{"$f":"IFERROR(IF(OR(Q117=\"\",'Cost scenario - input'!$G102=\"\"),\"\",Q117/'Cost scenario - input'!$G102),\"\")","v":""},{"$f":"IFERROR(IF(OR(R117=\"\",'Cost scenario - input'!$G102=\"\"),\"\",R117/'Cost scenario - input'!$G102),\"\")","v":""},{"$f":"IFERROR(IF(OR(S117=\"\",'Cost scenario - input'!$G102=\"\"),\"\",S117/'Cost scenario - input'!$G102),\"\")","v":""},{"$f":"IFERROR(IF(OR(T117=\"\",'Cost scenario - input'!$G102=\"\"),\"\",T117/'Cost scenario - input'!$G102),\"\")","v":""},{"$f":"IFERROR(IF(OR(U117=\"\",'Cost scenario - input'!$G102=\"\"),\"\",U117/'Cost scenario - input'!$G102),\"\")","v":""},{"$f":"IFERROR(IF(OR(V117=\"\",'Cost scenario - input'!$G102=\"\"),\"\",V117/'Cost scenario - input'!$G102),\"\")","v":""},{"$f":"IFERROR(IF(OR(W117=\"\",'Cost scenario - input'!$G102=\"\"),\"\",W117/'Cost scenario - input'!$G102),\"\")","v":""}]
[{"$f":"IFERROR('Cost scenario - input'!A103,\"\")","v":""},{"$f":"IFERROR('Cost scenario - input'!B103,\"\")","v":""},{"$f":"IFERROR('Cost scenario - input'!C103,\"\")","v":""},{"$f":"IFERROR(repcalc('Cost scenario - input'!$CY103:$GK103,'Cost scenario - input'!$J103,'Cost scenario - input'!$H103,'Cost scenario - input'!$I103,20,TRUE,TRUE),\"\")","v":""},"","","","","","","","","","","","","","","","","","","",{"$f":"IFERROR(IF(OR(D118=\"\",'Cost scenario - input'!$G103=\"\"),\"\",D118/'Cost scenario - input'!$G103),\"\")","v":""},{"$f":"IFERROR(IF(OR(E118=\"\",'Cost scenario - input'!$G103=\"\"),\"\",E118/'Cost scenario - input'!$G103),\"\")","v":""},{"$f":"IFERROR(IF(OR(F118=\"\",'Cost scenario - input'!$G103=\"\"),\"\",F118/'Cost scenario - input'!$G103),\"\")","v":""},{"$f":"IFERROR(IF(OR(G118=\"\",'Cost scenario - input'!$G103=\"\"),\"\",G118/'Cost scenario - input'!$G103),\"\")","v":""},{"$f":"IFERROR(IF(OR(H118=\"\",'Cost scenario - input'!$G103=\"\"),\"\",H118/'Cost scenario - input'!$G103),\"\")","v":""},{"$f":"IFERROR(IF(OR(I118=\"\",'Cost scenario - input'!$G103=\"\"),\"\",I118/'Cost scenario - input'!$G103),\"\")","v":""},{"$f":"IFERROR(IF(OR(J118=\"\",'Cost scenario - input'!$G103=\"\"),\"\",J118/'Cost scenario - input'!$G103),\"\")","v":""},{"$f":"IFERROR(IF(OR(K118=\"\",'Cost scenario - input'!$G103=\"\"),\"\",K118/'Cost scenario - input'!$G103),\"\")","v":""},{"$f":"IFERROR(IF(OR(L118=\"\",'Cost scenario - input'!$G103=\"\"),\"\",L118/'Cost scenario - input'!$G103),\"\")","v":""},{"$f":"IFERROR(IF(OR(M118=\"\",'Cost scenario - input'!$G103=\"\"),\"\",M118/'Cost scenario - input'!$G103),\"\")","v":""},{"$f":"IFERROR(IF(OR(N118=\"\",'Cost scenario - input'!$G103=\"\"),\"\",N118/'Cost scenario - input'!$G103),\"\")","v":""},{"$f":"IFERROR(IF(OR(O118=\"\",'Cost scenario - input'!$G103=\"\"),\"\",O118/'Cost scenario - input'!$G103),\"\")","v":""},{"$f":"IFERROR(IF(OR(P118=\"\",'Cost scenario - input'!$G103=\"\"),\"\",P118/'Cost scenario - input'!$G103),\"\")","v":""},{"$f":"IFERROR(IF(OR(Q118=\"\",'Cost scenario - input'!$G103=\"\"),\"\",Q118/'Cost scenario - input'!$G103),\"\")","v":""},{"$f":"IFERROR(IF(OR(R118=\"\",'Cost scenario - input'!$G103=\"\"),\"\",R118/'Cost scenario - input'!$G103),\"\")","v":""},{"$f":"IFERROR(IF(OR(S118=\"\",'Cost scenario - input'!$G103=\"\"),\"\",S118/'Cost scenario - input'!$G103),\"\")","v":""},{"$f":"IFERROR(IF(OR(T118=\"\",'Cost scenario - input'!$G103=\"\"),\"\",T118/'Cost scenario - input'!$G103),\"\")","v":""},{"$f":"IFERROR(IF(OR(U118=\"\",'Cost scenario - input'!$G103=\"\"),\"\",U118/'Cost scenario - input'!$G103),\"\")","v":""},{"$f":"IFERROR(IF(OR(V118=\"\",'Cost scenario - input'!$G103=\"\"),\"\",V118/'Cost scenario - input'!$G103),\"\")","v":""},{"$f":"IFERROR(IF(OR(W118=\"\",'Cost scenario - input'!$G103=\"\"),\"\",W118/'Cost scenario - input'!$G103),\"\")","v":""}]
[{"$f":"IFERROR('Cost scenario - input'!A104,\"\")","v":""},{"$f":"IFERROR('Cost scenario - input'!B104,\"\")","v":""},{"$f":"IFERROR('Cost scenario - input'!C104,\"\")","v":""},{"$f":"IFERROR(repcalc('Cost scenario - input'!$CY104:$GK104,'Cost scenario - input'!$J104,'Cost scenario - input'!$H104,'Cost scenario - input'!$I104,20,TRUE,TRUE),\"\")","v":""},"","","","","","","","","","","","","","","","","","","",{"$f":"IFERROR(IF(OR(D119=\"\",'Cost scenario - input'!$G104=\"\"),\"\",D119/'Cost scenario - input'!$G104),\"\")","v":""},{"$f":"IFERROR(IF(OR(E119=\"\",'Cost scenario - input'!$G104=\"\"),\"\",E119/'Cost scenario - input'!$G104),\"\")","v":""},{"$f":"IFERROR(IF(OR(F119=\"\",'Cost scenario - input'!$G104=\"\"),\"\",F119/'Cost scenario - input'!$G104),\"\")","v":""},{"$f":"IFERROR(IF(OR(G119=\"\",'Cost scenario - input'!$G104=\"\"),\"\",G119/'Cost scenario - input'!$G104),\"\")","v":""},{"$f":"IFERROR(IF(OR(H119=\"\",'Cost scenario - input'!$G104=\"\"),\"\",H119/'Cost scenario - input'!$G104),\"\")","v":""},{"$f":"IFERROR(IF(OR(I119=\"\",'Cost scenario - input'!$G104=\"\"),\"\",I119/'Cost scenario - input'!$G104),\"\")","v":""},{"$f":"IFERROR(IF(OR(J119=\"\",'Cost scenario - input'!$G104=\"\"),\"\",J119/'Cost scenario - input'!$G104),\"\")","v":""},{"$f":"IFERROR(IF(OR(K119=\"\",'Cost scenario - input'!$G104=\"\"),\"\",K119/'Cost scenario - input'!$G104),\"\")","v":""},{"$f":"IFERROR(IF(OR(L119=\"\",'Cost scenario - input'!$G104=\"\"),\"\",L119/'Cost scenario - input'!$G104),\"\")","v":""},{"$f":"IFERROR(IF(OR(M119=\"\",'Cost scenario - input'!$G104=\"\"),\"\",M119/'Cost scenario - input'!$G104),\"\")","v":""},{"$f":"IFERROR(IF(OR(N119=\"\",'Cost scenario - input'!$G104=\"\"),\"\",N119/'Cost scenario - input'!$G104),\"\")","v":""},{"$f":"IFERROR(IF(OR(O119=\"\",'Cost scenario - input'!$G104=\"\"),\"\",O119/'Cost scenario - input'!$G104),\"\")","v":""},{"$f":"IFERROR(IF(OR(P119=\"\",'Cost scenario - input'!$G104=\"\"),\"\",P119/'Cost scenario - input'!$G104),\"\")","v":""},{"$f":"IFERROR(IF(OR(Q119=\"\",'Cost scenario - input'!$G104=\"\"),\"\",Q119/'Cost scenario - input'!$G104),\"\")","v":""},{"$f":"IFERROR(IF(OR(R119=\"\",'Cost scenario - input'!$G104=\"\"),\"\",R119/'Cost scenario - input'!$G104),\"\")","v":""},{"$f":"IFERROR(IF(OR(S119=\"\",'Cost scenario - input'!$G104=\"\"),\"\",S119/'Cost scenario - input'!$G104),\"\")","v":""},{"$f":"IFERROR(IF(OR(T119=\"\",'Cost scenario - input'!$G104=\"\"),\"\",T119/'Cost scenario - input'!$G104),\"\")","v":""},{"$f":"IFERROR(IF(OR(U119=\"\",'Cost scenario - input'!$G104=\"\"),\"\",U119/'Cost scenario - input'!$G104),\"\")","v":""},{"$f":"IFERROR(IF(OR(V119=\"\",'Cost scenario - input'!$G104=\"\"),\"\",V119/'Cost scenario - input'!$G104),\"\")","v":""},{"$f":"IFERROR(IF(OR(W119=\"\",'Cost scenario - input'!$G104=\"\"),\"\",W119/'Cost scenario - input'!$G104),\"\")","v":""}]
[{"$f":"IFERROR('Cost scenario - input'!A105,\"\")","v":""},{"$f":"IFERROR('Cost scenario - input'!B105,\"\")","v":""},{"$f":"IFERROR('Cost scenario - input'!C105,\"\")","v":""},{"$f":"IFERROR(repcalc('Cost scenario - input'!$CY105:$GK105,'Cost scenario - input'!$J105,'Cost scenario - input'!$H105,'Cost scenario - input'!$I105,20,TRUE,TRUE),\"\")","v":""},"","","","","","","","","","","","","","","","","","","",{"$f":"IFERROR(IF(OR(D120=\"\",'Cost scenario - input'!$G105=\"\"),\"\",D120/'Cost scenario - input'!$G105),\"\")","v":""},{"$f":"IFERROR(IF(OR(E120=\"\",'Cost scenario - input'!$G105=\"\"),\"\",E120/'Cost scenario - input'!$G105),\"\")","v":""},{"$f":"IFERROR(IF(OR(F120=\"\",'Cost scenario - input'!$G105=\"\"),\"\",F120/'Cost scenario - input'!$G105),\"\")","v":""},{"$f":"IFERROR(IF(OR(G120=\"\",'Cost scenario - input'!$G105=\"\"),\"\",G120/'Cost scenario - input'!$G105),\"\")","v":""},{"$f":"IFERROR(IF(OR(H120=\"\",'Cost scenario - input'!$G105=\"\"),\"\",H120/'Cost scenario - input'!$G105),\"\")","v":""},{"$f":"IFERROR(IF(OR(I120=\"\",'Cost scenario - input'!$G105=\"\"),\"\",I120/'Cost scenario - input'!$G105),\"\")","v":""},{"$f":"IFERROR(IF(OR(J120=\"\",'Cost scenario - input'!$G105=\"\"),\"\",J120/'Cost scenario - input'!$G105),\"\")","v":""},{"$f":"IFERROR(IF(OR(K120=\"\",'Cost scenario - input'!$G105=\"\"),\"\",K120/'Cost scenario - input'!$G105),\"\")","v":""},{"$f":"IFERROR(IF(OR(L120=\"\",'Cost scenario - input'!$G105=\"\"),\"\",L120/'Cost scenario - input'!$G105),\"\")","v":""},{"$f":"IFERROR(IF(OR(M120=\"\",'Cost scenario - input'!$G105=\"\"),\"\",M120/'Cost scenario - input'!$G105),\"\")","v":""},{"$f":"IFERROR(IF(OR(N120=\"\",'Cost scenario - input'!$G105=\"\"),\"\",N120/'Cost scenario - input'!$G105),\"\")","v":""},{"$f":"IFERROR(IF(OR(O120=\"\",'Cost scenario - input'!$G105=\"\"),\"\",O120/'Cost scenario - input'!$G105),\"\")","v":""},{"$f":"IFERROR(IF(OR(P120=\"\",'Cost scenario - input'!$G105=\"\"),\"\",P120/'Cost scenario - input'!$G105),\"\")","v":""},{"$f":"IFERROR(IF(OR(Q120=\"\",'Cost scenario - input'!$G105=\"\"),\"\",Q120/'Cost scenario - input'!$G105),\"\")","v":""},{"$f":"IFERROR(IF(OR(R120=\"\",'Cost scenario - input'!$G105=\"\"),\"\",R120/'Cost scenario - input'!$G105),\"\")","v":""},{"$f":"IFERROR(IF(OR(S120=\"\",'Cost scenario - input'!$G105=\"\"),\"\",S120/'Cost scenario - input'!$G105),\"\")","v":""},{"$f":"IFERROR(IF(OR(T120=\"\",'Cost scenario - input'!$G105=\"\"),\"\",T120/'Cost scenario - input'!$G105),\"\")","v":""},{"$f":"IFERROR(IF(OR(U120=\"\",'Cost scenario - input'!$G105=\"\"),\"\",U120/'Cost scenario - input'!$G105),\"\")","v":""},{"$f":"IFERROR(IF(OR(V120=\"\",'Cost scenario - input'!$G105=\"\"),\"\",V120/'Cost scenario - input'!$G105),\"\")","v":""},{"$f":"IFERROR(IF(OR(W120=\"\",'Cost scenario - input'!$G105=\"\"),\"\",W120/'Cost scenario - input'!$G105),\"\")","v":""}]
[{"$f":"IFERROR('Cost scenario - input'!A106,\"\")","v":""},{"$f":"IFERROR('Cost scenario - input'!B106,\"\")","v":""},{"$f":"IFERROR('Cost scenario - input'!C106,\"\")","v":""},{"$f":"IFERROR(repcalc('Cost scenario - input'!$CY106:$GK106,'Cost scenario - input'!$J106,'Cost scenario - input'!$H106,'Cost scenario - input'!$I106,20,TRUE,TRUE),\"\")","v":""},"","","","","","","","","","","","","","","","","","","",{"$f":"IFERROR(IF(OR(D121=\"\",'Cost scenario - input'!$G106=\"\"),\"\",D121/'Cost scenario - input'!$G106),\"\")","v":""},{"$f":"IFERROR(IF(OR(E121=\"\",'Cost scenario - input'!$G106=\"\"),\"\",E121/'Cost scenario - input'!$G106),\"\")","v":""},{"$f":"IFERROR(IF(OR(F121=\"\",'Cost scenario - input'!$G106=\"\"),\"\",F121/'Cost scenario - input'!$G106),\"\")","v":""},{"$f":"IFERROR(IF(OR(G121=\"\",'Cost scenario - input'!$G106=\"\"),\"\",G121/'Cost scenario - input'!$G106),\"\")","v":""},{"$f":"IFERROR(IF(OR(H121=\"\",'Cost scenario - input'!$G106=\"\"),\"\",H121/'Cost scenario - input'!$G106),\"\")","v":""},{"$f":"IFERROR(IF(OR(I121=\"\",'Cost scenario - input'!$G106=\"\"),\"\",I121/'Cost scenario - input'!$G106),\"\")","v":""},{"$f":"IFERROR(IF(OR(J121=\"\",'Cost scenario - input'!$G106=\"\"),\"\",J121/'Cost scenario - input'!$G106),\"\")","v":""},{"$f":"IFERROR(IF(OR(K121=\"\",'Cost scenario - input'!$G106=\"\"),\"\",K121/'Cost scenario - input'!$G106),\"\")","v":""},{"$f":"IFERROR(IF(OR(L121=\"\",'Cost scenario - input'!$G106=\"\"),\"\",L121/'Cost scenario - input'!$G106),\"\")","v":""},{"$f":"IFERROR(IF(OR(M121=\"\",'Cost scenario - input'!$G106=\"\"),\"\",M121/'Cost scenario - input'!$G106),\"\")","v":""},{"$f":"IFERROR(IF(OR(N121=\"\",'Cost scenario - input'!$G106=\"\"),\"\",N121/'Cost scenario - input'!$G106),\"\")","v":""},{"$f":"IFERROR(IF(OR(O121=\"\",'Cost scenario - input'!$G106=\"\"),\"\",O121/'Cost scenario - input'!$G106),\"\")","v":""},{"$f":"IFERROR(IF(OR(P121=\"\",'Cost scenario - input'!$G106=\"\"),\"\",P121/'Cost scenario - input'!$G106),\"\")","v":""},{"$f":"IFERROR(IF(OR(Q121=\"\",'Cost scenario - input'!$G106=\"\"),\"\",Q121/'Cost scenario - input'!$G106),\"\")","v":""},{"$f":"IFERROR(IF(OR(R121=\"\",'Cost scenario - input'!$G106=\"\"),\"\",R121/'Cost scenario - input'!$G106),\"\")","v":""},{"$f":"IFERROR(IF(OR(S121=\"\",'Cost scenario - input'!$G106=\"\"),\"\",S121/'Cost scenario - input'!$G106),\"\")","v":""},{"$f":"IFERROR(IF(OR(T121=\"\",'Cost scenario - input'!$G106=\"\"),\"\",T121/'Cost scenario - input'!$G106),\"\")","v":""},{"$f":"IFERROR(IF(OR(U121=\"\",'Cost scenario - input'!$G106=\"\"),\"\",U121/'Cost scenario - input'!$G106),\"\")","v":""},{"$f":"IFERROR(IF(OR(V121=\"\",'Cost scenario - input'!$G106=\"\"),\"\",V121/'Cost scenario - input'!$G106),\"\")","v":""},{"$f":"IFERROR(IF(OR(W121=\"\",'Cost scenario - input'!$G106=\"\"),\"\",W121/'Cost scenario - input'!$G106),\"\")","v":""}]
[{"$f":"IFERROR('Cost scenario - input'!A107,\"\")","v":""},{"$f":"IFERROR('Cost scenario - input'!B107,\"\")","v":""},{"$f":"IFERROR('Cost scenario - input'!C107,\"\")","v":""},{"$f":"IFERROR(repcalc('Cost scenario - input'!$CY107:$GK107,'Cost scenario - input'!$J107,'Cost scenario - input'!$H107,'Cost scenario - input'!$I107,20,TRUE,TRUE),\"\")","v":""},"","","","","","","","","","","","","","","","","","","",{"$f":"IFERROR(IF(OR(D122=\"\",'Cost scenario - input'!$G107=\"\"),\"\",D122/'Cost scenario - input'!$G107),\"\")","v":""},{"$f":"IFERROR(IF(OR(E122=\"\",'Cost scenario - input'!$G107=\"\"),\"\",E122/'Cost scenario - input'!$G107),\"\")","v":""},{"$f":"IFERROR(IF(OR(F122=\"\",'Cost scenario - input'!$G107=\"\"),\"\",F122/'Cost scenario - input'!$G107),\"\")","v":""},{"$f":"IFERROR(IF(OR(G122=\"\",'Cost scenario - input'!$G107=\"\"),\"\",G122/'Cost scenario - input'!$G107),\"\")","v":""},{"$f":"IFERROR(IF(OR(H122=\"\",'Cost scenario - input'!$G107=\"\"),\"\",H122/'Cost scenario - input'!$G107),\"\")","v":""},{"$f":"IFERROR(IF(OR(I122=\"\",'Cost scenario - input'!$G107=\"\"),\"\",I122/'Cost scenario - input'!$G107),\"\")","v":""},{"$f":"IFERROR(IF(OR(J122=\"\",'Cost scenario - input'!$G107=\"\"),\"\",J122/'Cost scenario - input'!$G107),\"\")","v":""},{"$f":"IFERROR(IF(OR(K122=\"\",'Cost scenario - input'!$G107=\"\"),\"\",K122/'Cost scenario - input'!$G107),\"\")","v":""},{"$f":"IFERROR(IF(OR(L122=\"\",'Cost scenario - input'!$G107=\"\"),\"\",L122/'Cost scenario - input'!$G107),\"\")","v":""},{"$f":"IFERROR(IF(OR(M122=\"\",'Cost scenario - input'!$G107=\"\"),\"\",M122/'Cost scenario - input'!$G107),\"\")","v":""},{"$f":"IFERROR(IF(OR(N122=\"\",'Cost scenario - input'!$G107=\"\"),\"\",N122/'Cost scenario - input'!$G107),\"\")","v":""},{"$f":"IFERROR(IF(OR(O122=\"\",'Cost scenario - input'!$G107=\"\"),\"\",O122/'Cost scenario - input'!$G107),\"\")","v":""},{"$f":"IFERROR(IF(OR(P122=\"\",'Cost scenario - input'!$G107=\"\"),\"\",P122/'Cost scenario - input'!$G107),\"\")","v":""},{"$f":"IFERROR(IF(OR(Q122=\"\",'Cost scenario - input'!$G107=\"\"),\"\",Q122/'Cost scenario - input'!$G107),\"\")","v":""},{"$f":"IFERROR(IF(OR(R122=\"\",'Cost scenario - input'!$G107=\"\"),\"\",R122/'Cost scenario - input'!$G107),\"\")","v":""},{"$f":"IFERROR(IF(OR(S122=\"\",'Cost scenario - input'!$G107=\"\"),\"\",S122/'Cost scenario - input'!$G107),\"\")","v":""},{"$f":"IFERROR(IF(OR(T122=\"\",'Cost scenario - input'!$G107=\"\"),\"\",T122/'Cost scenario - input'!$G107),\"\")","v":""},{"$f":"IFERROR(IF(OR(U122=\"\",'Cost scenario - input'!$G107=\"\"),\"\",U122/'Cost scenario - input'!$G107),\"\")","v":""},{"$f":"IFERROR(IF(OR(V122=\"\",'Cost scenario - input'!$G107=\"\"),\"\",V122/'Cost scenario - input'!$G107),\"\")","v":""},{"$f":"IFERROR(IF(OR(W122=\"\",'Cost scenario - input'!$G107=\"\"),\"\",W122/'Cost scenario - input'!$G107),\"\")","v":""}]
[{"$f":"IFERROR('Cost scenario - input'!A108,\"\")","v":""},{"$f":"IFERROR('Cost scenario - input'!B108,\"\")","v":""},{"$f":"IFERROR('Cost scenario - input'!C108,\"\")","v":""},{"$f":"IFERROR(repcalc('Cost scenario - input'!$CY108:$GK108,'Cost scenario - input'!$J108,'Cost scenario - input'!$H108,'Cost scenario - input'!$I108,20,TRUE,TRUE),\"\")","v":""},"","","","","","","","","","","","","","","","","","","",{"$f":"IFERROR(IF(OR(D123=\"\",'Cost scenario - input'!$G108=\"\"),\"\",D123/'Cost scenario - input'!$G108),\"\")","v":""},{"$f":"IFERROR(IF(OR(E123=\"\",'Cost scenario - input'!$G108=\"\"),\"\",E123/'Cost scenario - input'!$G108),\"\")","v":""},{"$f":"IFERROR(IF(OR(F123=\"\",'Cost scenario - input'!$G108=\"\"),\"\",F123/'Cost scenario - input'!$G108),\"\")","v":""},{"$f":"IFERROR(IF(OR(G123=\"\",'Cost scenario - input'!$G108=\"\"),\"\",G123/'Cost scenario - input'!$G108),\"\")","v":""},{"$f":"IFERROR(IF(OR(H123=\"\",'Cost scenario - input'!$G108=\"\"),\"\",H123/'Cost scenario - input'!$G108),\"\")","v":""},{"$f":"IFERROR(IF(OR(I123=\"\",'Cost scenario - input'!$G108=\"\"),\"\",I123/'Cost scenario - input'!$G108),\"\")","v":""},{"$f":"IFERROR(IF(OR(J123=\"\",'Cost scenario - input'!$G108=\"\"),\"\",J123/'Cost scenario - input'!$G108),\"\")","v":""},{"$f":"IFERROR(IF(OR(K123=\"\",'Cost scenario - input'!$G108=\"\"),\"\",K123/'Cost scenario - input'!$G108),\"\")","v":""},{"$f":"IFERROR(IF(OR(L123=\"\",'Cost scenario - input'!$G108=\"\"),\"\",L123/'Cost scenario - input'!$G108),\"\")","v":""},{"$f":"IFERROR(IF(OR(M123=\"\",'Cost scenario - input'!$G108=\"\"),\"\",M123/'Cost scenario - input'!$G108),\"\")","v":""},{"$f":"IFERROR(IF(OR(N123=\"\",'Cost scenario - input'!$G108=\"\"),\"\",N123/'Cost scenario - input'!$G108),\"\")","v":""},{"$f":"IFERROR(IF(OR(O123=\"\",'Cost scenario - input'!$G108=\"\"),\"\",O123/'Cost scenario - input'!$G108),\"\")","v":""},{"$f":"IFERROR(IF(OR(P123=\"\",'Cost scenario - input'!$G108=\"\"),\"\",P123/'Cost scenario - input'!$G108),\"\")","v":""},{"$f":"IFERROR(IF(OR(Q123=\"\",'Cost scenario - input'!$G108=\"\"),\"\",Q123/'Cost scenario - input'!$G108),\"\")","v":""},{"$f":"IFERROR(IF(OR(R123=\"\",'Cost scenario - input'!$G108=\"\"),\"\",R123/'Cost scenario - input'!$G108),\"\")","v":""},{"$f":"IFERROR(IF(OR(S123=\"\",'Cost scenario - input'!$G108=\"\"),\"\",S123/'Cost scenario - input'!$G108),\"\")","v":""},{"$f":"IFERROR(IF(OR(T123=\"\",'Cost scenario - input'!$G108=\"\"),\"\",T123/'Cost scenario - input'!$G108),\"\")","v":""},{"$f":"IFERROR(IF(OR(U123=\"\",'Cost scenario - input'!$G108=\"\"),\"\",U123/'Cost scenario - input'!$G108),\"\")","v":""},{"$f":"IFERROR(IF(OR(V123=\"\",'Cost scenario - input'!$G108=\"\"),\"\",V123/'Cost scenario - input'!$G108),\"\")","v":""},{"$f":"IFERROR(IF(OR(W123=\"\",'Cost scenario - input'!$G108=\"\"),\"\",W123/'Cost scenario - input'!$G108),\"\")","v":""}]
[{"$f":"IFERROR('Cost scenario - input'!A109,\"\")","v":""},{"$f":"IFERROR('Cost scenario - input'!B109,\"\")","v":""},{"$f":"IFERROR('Cost scenario - input'!C109,\"\")","v":""},{"$f":"IFERROR(repcalc('Cost scenario - input'!$CY109:$GK109,'Cost scenario - input'!$J109,'Cost scenario - input'!$H109,'Cost scenario - input'!$I109,20,TRUE,TRUE),\"\")","v":""},"","","","","","","","","","","","","","","","","","","",{"$f":"IFERROR(IF(OR(D124=\"\",'Cost scenario - input'!$G109=\"\"),\"\",D124/'Cost scenario - input'!$G109),\"\")","v":""},{"$f":"IFERROR(IF(OR(E124=\"\",'Cost scenario - input'!$G109=\"\"),\"\",E124/'Cost scenario - input'!$G109),\"\")","v":""},{"$f":"IFERROR(IF(OR(F124=\"\",'Cost scenario - input'!$G109=\"\"),\"\",F124/'Cost scenario - input'!$G109),\"\")","v":""},{"$f":"IFERROR(IF(OR(G124=\"\",'Cost scenario - input'!$G109=\"\"),\"\",G124/'Cost scenario - input'!$G109),\"\")","v":""},{"$f":"IFERROR(IF(OR(H124=\"\",'Cost scenario - input'!$G109=\"\"),\"\",H124/'Cost scenario - input'!$G109),\"\")","v":""},{"$f":"IFERROR(IF(OR(I124=\"\",'Cost scenario - input'!$G109=\"\"),\"\",I124/'Cost scenario - input'!$G109),\"\")","v":""},{"$f":"IFERROR(IF(OR(J124=\"\",'Cost scenario - input'!$G109=\"\"),\"\",J124/'Cost scenario - input'!$G109),\"\")","v":""},{"$f":"IFERROR(IF(OR(K124=\"\",'Cost scenario - input'!$G109=\"\"),\"\",K124/'Cost scenario - input'!$G109),\"\")","v":""},{"$f":"IFERROR(IF(OR(L124=\"\",'Cost scenario - input'!$G109=\"\"),\"\",L124/'Cost scenario - input'!$G109),\"\")","v":""},{"$f":"IFERROR(IF(OR(M124=\"\",'Cost scenario - input'!$G109=\"\"),\"\",M124/'Cost scenario - input'!$G109),\"\")","v":""},{"$f":"IFERROR(IF(OR(N124=\"\",'Cost scenario - input'!$G109=\"\"),\"\",N124/'Cost scenario - input'!$G109),\"\")","v":""},{"$f":"IFERROR(IF(OR(O124=\"\",'Cost scenario - input'!$G109=\"\"),\"\",O124/'Cost scenario - input'!$G109),\"\")","v":""},{"$f":"IFERROR(IF(OR(P124=\"\",'Cost scenario - input'!$G109=\"\"),\"\",P124/'Cost scenario - input'!$G109),\"\")","v":""},{"$f":"IFERROR(IF(OR(Q124=\"\",'Cost scenario - input'!$G109=\"\"),\"\",Q124/'Cost scenario - input'!$G109),\"\")","v":""},{"$f":"IFERROR(IF(OR(R124=\"\",'Cost scenario - input'!$G109=\"\"),\"\",R124/'Cost scenario - input'!$G109),\"\")","v":""},{"$f":"IFERROR(IF(OR(S124=\"\",'Cost scenario - input'!$G109=\"\"),\"\",S124/'Cost scenario - input'!$G109),\"\")","v":""},{"$f":"IFERROR(IF(OR(T124=\"\",'Cost scenario - input'!$G109=\"\"),\"\",T124/'Cost scenario - input'!$G109),\"\")","v":""},{"$f":"IFERROR(IF(OR(U124=\"\",'Cost scenario - input'!$G109=\"\"),\"\",U124/'Cost scenario - input'!$G109),\"\")","v":""},{"$f":"IFERROR(IF(OR(V124=\"\",'Cost scenario - input'!$G109=\"\"),\"\",V124/'Cost scenario - input'!$G109),\"\")","v":""},{"$f":"IFERROR(IF(OR(W124=\"\",'Cost scenario - input'!$G109=\"\"),\"\",W124/'Cost scenario - input'!$G109),\"\")","v":""}]
[{"$f":"IFERROR('Cost scenario - input'!A110,\"\")","v":""},{"$f":"IFERROR('Cost scenario - input'!B110,\"\")","v":""},{"$f":"IFERROR('Cost scenario - input'!C110,\"\")","v":""},{"$f":"IFERROR(repcalc('Cost scenario - input'!$CY110:$GK110,'Cost scenario - input'!$J110,'Cost scenario - input'!$H110,'Cost scenario - input'!$I110,20,TRUE,TRUE),\"\")","v":""},"","","","","","","","","","","","","","","","","","","",{"$f":"IFERROR(IF(OR(D125=\"\",'Cost scenario - input'!$G110=\"\"),\"\",D125/'Cost scenario - input'!$G110),\"\")","v":""},{"$f":"IFERROR(IF(OR(E125=\"\",'Cost scenario - input'!$G110=\"\"),\"\",E125/'Cost scenario - input'!$G110),\"\")","v":""},{"$f":"IFERROR(IF(OR(F125=\"\",'Cost scenario - input'!$G110=\"\"),\"\",F125/'Cost scenario - input'!$G110),\"\")","v":""},{"$f":"IFERROR(IF(OR(G125=\"\",'Cost scenario - input'!$G110=\"\"),\"\",G125/'Cost scenario - input'!$G110),\"\")","v":""},{"$f":"IFERROR(IF(OR(H125=\"\",'Cost scenario - input'!$G110=\"\"),\"\",H125/'Cost scenario - input'!$G110),\"\")","v":""},{"$f":"IFERROR(IF(OR(I125=\"\",'Cost scenario - input'!$G110=\"\"),\"\",I125/'Cost scenario - input'!$G110),\"\")","v":""},{"$f":"IFERROR(IF(OR(J125=\"\",'Cost scenario - input'!$G110=\"\"),\"\",J125/'Cost scenario - input'!$G110),\"\")","v":""},{"$f":"IFERROR(IF(OR(K125=\"\",'Cost scenario - input'!$G110=\"\"),\"\",K125/'Cost scenario - input'!$G110),\"\")","v":""},{"$f":"IFERROR(IF(OR(L125=\"\",'Cost scenario - input'!$G110=\"\"),\"\",L125/'Cost scenario - input'!$G110),\"\")","v":""},{"$f":"IFERROR(IF(OR(M125=\"\",'Cost scenario - input'!$G110=\"\"),\"\",M125/'Cost scenario - input'!$G110),\"\")","v":""},{"$f":"IFERROR(IF(OR(N125=\"\",'Cost scenario - input'!$G110=\"\"),\"\",N125/'Cost scenario - input'!$G110),\"\")","v":""},{"$f":"IFERROR(IF(OR(O125=\"\",'Cost scenario - input'!$G110=\"\"),\"\",O125/'Cost scenario - input'!$G110),\"\")","v":""},{"$f":"IFERROR(IF(OR(P125=\"\",'Cost scenario - input'!$G110=\"\"),\"\",P125/'Cost scenario - input'!$G110),\"\")","v":""},{"$f":"IFERROR(IF(OR(Q125=\"\",'Cost scenario - input'!$G110=\"\"),\"\",Q125/'Cost scenario - input'!$G110),\"\")","v":""},{"$f":"IFERROR(IF(OR(R125=\"\",'Cost scenario - input'!$G110=\"\"),\"\",R125/'Cost scenario - input'!$G110),\"\")","v":""},{"$f":"IFERROR(IF(OR(S125=\"\",'Cost scenario - input'!$G110=\"\"),\"\",S125/'Cost scenario - input'!$G110),\"\")","v":""},{"$f":"IFERROR(IF(OR(T125=\"\",'Cost scenario - input'!$G110=\"\"),\"\",T125/'Cost scenario - input'!$G110),\"\")","v":""},{"$f":"IFERROR(IF(OR(U125=\"\",'Cost scenario - input'!$G110=\"\"),\"\",U125/'Cost scenario - input'!$G110),\"\")","v":""},{"$f":"IFERROR(IF(OR(V125=\"\",'Cost scenario - input'!$G110=\"\"),\"\",V125/'Cost scenario - input'!$G110),\"\")","v":""},{"$f":"IFERROR(IF(OR(W125=\"\",'Cost scenario - input'!$G110=\"\"),\"\",W125/'Cost scenario - input'!$G110),\"\")","v":""}]
[{"$f":"IFERROR('Cost scenario - input'!A111,\"\")","v":""},{"$f":"IFERROR('Cost scenario - input'!B111,\"\")","v":""},{"$f":"IFERROR('Cost scenario - input'!C111,\"\")","v":""},{"$f":"IFERROR(repcalc('Cost scenario - input'!$CY111:$GK111,'Cost scenario - input'!$J111,'Cost scenario - input'!$H111,'Cost scenario - input'!$I111,20,TRUE,TRUE),\"\")","v":""},"","","","","","","","","","","","","","","","","","","",{"$f":"IFERROR(IF(OR(D126=\"\",'Cost scenario - input'!$G111=\"\"),\"\",D126/'Cost scenario - input'!$G111),\"\")","v":""},{"$f":"IFERROR(IF(OR(E126=\"\",'Cost scenario - input'!$G111=\"\"),\"\",E126/'Cost scenario - input'!$G111),\"\")","v":""},{"$f":"IFERROR(IF(OR(F126=\"\",'Cost scenario - input'!$G111=\"\"),\"\",F126/'Cost scenario - input'!$G111),\"\")","v":""},{"$f":"IFERROR(IF(OR(G126=\"\",'Cost scenario - input'!$G111=\"\"),\"\",G126/'Cost scenario - input'!$G111),\"\")","v":""},{"$f":"IFERROR(IF(OR(H126=\"\",'Cost scenario - input'!$G111=\"\"),\"\",H126/'Cost scenario - input'!$G111),\"\")","v":""},{"$f":"IFERROR(IF(OR(I126=\"\",'Cost scenario - input'!$G111=\"\"),\"\",I126/'Cost scenario - input'!$G111),\"\")","v":""},{"$f":"IFERROR(IF(OR(J126=\"\",'Cost scenario - input'!$G111=\"\"),\"\",J126/'Cost scenario - input'!$G111),\"\")","v":""},{"$f":"IFERROR(IF(OR(K126=\"\",'Cost scenario - input'!$G111=\"\"),\"\",K126/'Cost scenario - input'!$G111),\"\")","v":""},{"$f":"IFERROR(IF(OR(L126=\"\",'Cost scenario - input'!$G111=\"\"),\"\",L126/'Cost scenario - input'!$G111),\"\")","v":""},{"$f":"IFERROR(IF(OR(M126=\"\",'Cost scenario - input'!$G111=\"\"),\"\",M126/'Cost scenario - input'!$G111),\"\")","v":""},{"$f":"IFERROR(IF(OR(N126=\"\",'Cost scenario - input'!$G111=\"\"),\"\",N126/'Cost scenario - input'!$G111),\"\")","v":""},{"$f":"IFERROR(IF(OR(O126=\"\",'Cost scenario - input'!$G111=\"\"),\"\",O126/'Cost scenario - input'!$G111),\"\")","v":""},{"$f":"IFERROR(IF(OR(P126=\"\",'Cost scenario - input'!$G111=\"\"),\"\",P126/'Cost scenario - input'!$G111),\"\")","v":""},{"$f":"IFERROR(IF(OR(Q126=\"\",'Cost scenario - input'!$G111=\"\"),\"\",Q126/'Cost scenario - input'!$G111),\"\")","v":""},{"$f":"IFERROR(IF(OR(R126=\"\",'Cost scenario - input'!$G111=\"\"),\"\",R126/'Cost scenario - input'!$G111),\"\")","v":""},{"$f":"IFERROR(IF(OR(S126=\"\",'Cost scenario - input'!$G111=\"\"),\"\",S126/'Cost scenario - input'!$G111),\"\")","v":""},{"$f":"IFERROR(IF(OR(T126=\"\",'Cost scenario - input'!$G111=\"\"),\"\",T126/'Cost scenario - input'!$G111),\"\")","v":""},{"$f":"IFERROR(IF(OR(U126=\"\",'Cost scenario - input'!$G111=\"\"),\"\",U126/'Cost scenario - input'!$G111),\"\")","v":""},{"$f":"IFERROR(IF(OR(V126=\"\",'Cost scenario - input'!$G111=\"\"),\"\",V126/'Cost scenario - input'!$G111),\"\")","v":""},{"$f":"IFERROR(IF(OR(W126=\"\",'Cost scenario - input'!$G111=\"\"),\"\",W126/'Cost scenario - input'!$G111),\"\")","v":""}]
[{"$f":"IFERROR('Cost scenario - input'!A112,\"\")","v":""},{"$f":"IFERROR('Cost scenario - input'!B112,\"\")","v":""},{"$f":"IFERROR('Cost scenario - input'!C112,\"\")","v":""},{"$f":"IFERROR(repcalc('Cost scenario - input'!$CY112:$GK112,'Cost scenario - input'!$J112,'Cost scenario - input'!$H112,'Cost scenario - input'!$I112,20,TRUE,TRUE),\"\")","v":""},"","","","","","","","","","","","","","","","","","","",{"$f":"IFERROR(IF(OR(D127=\"\",'Cost scenario - input'!$G112=\"\"),\"\",D127/'Cost scenario - input'!$G112),\"\")","v":""},{"$f":"IFERROR(IF(OR(E127=\"\",'Cost scenario - input'!$G112=\"\"),\"\",E127/'Cost scenario - input'!$G112),\"\")","v":""},{"$f":"IFERROR(IF(OR(F127=\"\",'Cost scenario - input'!$G112=\"\"),\"\",F127/'Cost scenario - input'!$G112),\"\")","v":""},{"$f":"IFERROR(IF(OR(G127=\"\",'Cost scenario - input'!$G112=\"\"),\"\",G127/'Cost scenario - input'!$G112),\"\")","v":""},{"$f":"IFERROR(IF(OR(H127=\"\",'Cost scenario - input'!$G112=\"\"),\"\",H127/'Cost scenario - input'!$G112),\"\")","v":""},{"$f":"IFERROR(IF(OR(I127=\"\",'Cost scenario - input'!$G112=\"\"),\"\",I127/'Cost scenario - input'!$G112),\"\")","v":""},{"$f":"IFERROR(IF(OR(J127=\"\",'Cost scenario - input'!$G112=\"\"),\"\",J127/'Cost scenario - input'!$G112),\"\")","v":""},{"$f":"IFERROR(IF(OR(K127=\"\",'Cost scenario - input'!$G112=\"\"),\"\",K127/'Cost scenario - input'!$G112),\"\")","v":""},{"$f":"IFERROR(IF(OR(L127=\"\",'Cost scenario - input'!$G112=\"\"),\"\",L127/'Cost scenario - input'!$G112),\"\")","v":""},{"$f":"IFERROR(IF(OR(M127=\"\",'Cost scenario - input'!$G112=\"\"),\"\",M127/'Cost scenario - input'!$G112),\"\")","v":""},{"$f":"IFERROR(IF(OR(N127=\"\",'Cost scenario - input'!$G112=\"\"),\"\",N127/'Cost scenario - input'!$G112),\"\")","v":""},{"$f":"IFERROR(IF(OR(O127=\"\",'Cost scenario - input'!$G112=\"\"),\"\",O127/'Cost scenario - input'!$G112),\"\")","v":""},{"$f":"IFERROR(IF(OR(P127=\"\",'Cost scenario - input'!$G112=\"\"),\"\",P127/'Cost scenario - input'!$G112),\"\")","v":""},{"$f":"IFERROR(IF(OR(Q127=\"\",'Cost scenario - input'!$G112=\"\"),\"\",Q127/'Cost scenario - input'!$G112),\"\")","v":""},{"$f":"IFERROR(IF(OR(R127=\"\",'Cost scenario - input'!$G112=\"\"),\"\",R127/'Cost scenario - input'!$G112),\"\")","v":""},{"$f":"IFERROR(IF(OR(S127=\"\",'Cost scenario - input'!$G112=\"\"),\"\",S127/'Cost scenario - input'!$G112),\"\")","v":""},{"$f":"IFERROR(IF(OR(T127=\"\",'Cost scenario - input'!$G112=\"\"),\"\",T127/'Cost scenario - input'!$G112),\"\")","v":""},{"$f":"IFERROR(IF(OR(U127=\"\",'Cost scenario - input'!$G112=\"\"),\"\",U127/'Cost scenario - input'!$G112),\"\")","v":""},{"$f":"IFERROR(IF(OR(V127=\"\",'Cost scenario - input'!$G112=\"\"),\"\",V127/'Cost scenario - input'!$G112),\"\")","v":""},{"$f":"IFERROR(IF(OR(W127=\"\",'Cost scenario - input'!$G112=\"\"),\"\",W127/'Cost scenario - input'!$G112),\"\")","v":""}]
[{"$f":"IFERROR('Cost scenario - input'!A113,\"\")","v":""},{"$f":"IFERROR('Cost scenario - input'!B113,\"\")","v":""},{"$f":"IFERROR('Cost scenario - input'!C113,\"\")","v":""},{"$f":"IFERROR(repcalc('Cost scenario - input'!$CY113:$GK113,'Cost scenario - input'!$J113,'Cost scenario - input'!$H113,'Cost scenario - input'!$I113,20,TRUE,TRUE),\"\")","v":""},"","","","","","","","","","","","","","","","","","","",{"$f":"IFERROR(IF(OR(D128=\"\",'Cost scenario - input'!$G113=\"\"),\"\",D128/'Cost scenario - input'!$G113),\"\")","v":""},{"$f":"IFERROR(IF(OR(E128=\"\",'Cost scenario - input'!$G113=\"\"),\"\",E128/'Cost scenario - input'!$G113),\"\")","v":""},{"$f":"IFERROR(IF(OR(F128=\"\",'Cost scenario - input'!$G113=\"\"),\"\",F128/'Cost scenario - input'!$G113),\"\")","v":""},{"$f":"IFERROR(IF(OR(G128=\"\",'Cost scenario - input'!$G113=\"\"),\"\",G128/'Cost scenario - input'!$G113),\"\")","v":""},{"$f":"IFERROR(IF(OR(H128=\"\",'Cost scenario - input'!$G113=\"\"),\"\",H128/'Cost scenario - input'!$G113),\"\")","v":""},{"$f":"IFERROR(IF(OR(I128=\"\",'Cost scenario - input'!$G113=\"\"),\"\",I128/'Cost scenario - input'!$G113),\"\")","v":""},{"$f":"IFERROR(IF(OR(J128=\"\",'Cost scenario - input'!$G113=\"\"),\"\",J128/'Cost scenario - input'!$G113),\"\")","v":""},{"$f":"IFERROR(IF(OR(K128=\"\",'Cost scenario - input'!$G113=\"\"),\"\",K128/'Cost scenario - input'!$G113),\"\")","v":""},{"$f":"IFERROR(IF(OR(L128=\"\",'Cost scenario - input'!$G113=\"\"),\"\",L128/'Cost scenario - input'!$G113),\"\")","v":""},{"$f":"IFERROR(IF(OR(M128=\"\",'Cost scenario - input'!$G113=\"\"),\"\",M128/'Cost scenario - input'!$G113),\"\")","v":""},{"$f":"IFERROR(IF(OR(N128=\"\",'Cost scenario - input'!$G113=\"\"),\"\",N128/'Cost scenario - input'!$G113),\"\")","v":""},{"$f":"IFERROR(IF(OR(O128=\"\",'Cost scenario - input'!$G113=\"\"),\"\",O128/'Cost scenario - input'!$G113),\"\")","v":""},{"$f":"IFERROR(IF(OR(P128=\"\",'Cost scenario - input'!$G113=\"\"),\"\",P128/'Cost scenario - input'!$G113),\"\")","v":""},{"$f":"IFERROR(IF(OR(Q128=\"\",'Cost scenario - input'!$G113=\"\"),\"\",Q128/'Cost scenario - input'!$G113),\"\")","v":""},{"$f":"IFERROR(IF(OR(R128=\"\",'Cost scenario - input'!$G113=\"\"),\"\",R128/'Cost scenario - input'!$G113),\"\")","v":""},{"$f":"IFERROR(IF(OR(S128=\"\",'Cost scenario - input'!$G113=\"\"),\"\",S128/'Cost scenario - input'!$G113),\"\")","v":""},{"$f":"IFERROR(IF(OR(T128=\"\",'Cost scenario - input'!$G113=\"\"),\"\",T128/'Cost scenario - input'!$G113),\"\")","v":""},{"$f":"IFERROR(IF(OR(U128=\"\",'Cost scenario - input'!$G113=\"\"),\"\",U128/'Cost scenario - input'!$G113),\"\")","v":""},{"$f":"IFERROR(IF(OR(V128=\"\",'Cost scenario - input'!$G113=\"\"),\"\",V128/'Cost scenario - input'!$G113),\"\")","v":""},{"$f":"IFERROR(IF(OR(W128=\"\",'Cost scenario - input'!$G113=\"\"),\"\",W128/'Cost scenario - input'!$G113),\"\")","v":""}]
[{"$f":"IFERROR('Cost scenario - input'!A114,\"\")","v":""},{"$f":"IFERROR('Cost scenario - input'!B114,\"\")","v":""},{"$f":"IFERROR('Cost scenario - input'!C114,\"\")","v":""},{"$f":"IFERROR(repcalc('Cost scenario - input'!$CY114:$GK114,'Cost scenario - input'!$J114,'Cost scenario - input'!$H114,'Cost scenario - input'!$I114,20,TRUE,TRUE),\"\")","v":""},"","","","","","","","","","","","","","","","","","","",{"$f":"IFERROR(IF(OR(D129=\"\",'Cost scenario - input'!$G114=\"\"),\"\",D129/'Cost scenario - input'!$G114),\"\")","v":""},{"$f":"IFERROR(IF(OR(E129=\"\",'Cost scenario - input'!$G114=\"\"),\"\",E129/'Cost scenario - input'!$G114),\"\")","v":""},{"$f":"IFERROR(IF(OR(F129=\"\",'Cost scenario - input'!$G114=\"\"),\"\",F129/'Cost scenario - input'!$G114),\"\")","v":""},{"$f":"IFERROR(IF(OR(G129=\"\",'Cost scenario - input'!$G114=\"\"),\"\",G129/'Cost scenario - input'!$G114),\"\")","v":""},{"$f":"IFERROR(IF(OR(H129=\"\",'Cost scenario - input'!$G114=\"\"),\"\",H129/'Cost scenario - input'!$G114),\"\")","v":""},{"$f":"IFERROR(IF(OR(I129=\"\",'Cost scenario - input'!$G114=\"\"),\"\",I129/'Cost scenario - input'!$G114),\"\")","v":""},{"$f":"IFERROR(IF(OR(J129=\"\",'Cost scenario - input'!$G114=\"\"),\"\",J129/'Cost scenario - input'!$G114),\"\")","v":""},{"$f":"IFERROR(IF(OR(K129=\"\",'Cost scenario - input'!$G114=\"\"),\"\",K129/'Cost scenario - input'!$G114),\"\")","v":""},{"$f":"IFERROR(IF(OR(L129=\"\",'Cost scenario - input'!$G114=\"\"),\"\",L129/'Cost scenario - input'!$G114),\"\")","v":""},{"$f":"IFERROR(IF(OR(M129=\"\",'Cost scenario - input'!$G114=\"\"),\"\",M129/'Cost scenario - input'!$G114),\"\")","v":""},{"$f":"IFERROR(IF(OR(N129=\"\",'Cost scenario - input'!$G114=\"\"),\"\",N129/'Cost scenario - input'!$G114),\"\")","v":""},{"$f":"IFERROR(IF(OR(O129=\"\",'Cost scenario - input'!$G114=\"\"),\"\",O129/'Cost scenario - input'!$G114),\"\")","v":""},{"$f":"IFERROR(IF(OR(P129=\"\",'Cost scenario - input'!$G114=\"\"),\"\",P129/'Cost scenario - input'!$G114),\"\")","v":""},{"$f":"IFERROR(IF(OR(Q129=\"\",'Cost scenario - input'!$G114=\"\"),\"\",Q129/'Cost scenario - input'!$G114),\"\")","v":""},{"$f":"IFERROR(IF(OR(R129=\"\",'Cost scenario - input'!$G114=\"\"),\"\",R129/'Cost scenario - input'!$G114),\"\")","v":""},{"$f":"IFERROR(IF(OR(S129=\"\",'Cost scenario - input'!$G114=\"\"),\"\",S129/'Cost scenario - input'!$G114),\"\")","v":""},{"$f":"IFERROR(IF(OR(T129=\"\",'Cost scenario - input'!$G114=\"\"),\"\",T129/'Cost scenario - input'!$G114),\"\")","v":""},{"$f":"IFERROR(IF(OR(U129=\"\",'Cost scenario - input'!$G114=\"\"),\"\",U129/'Cost scenario - input'!$G114),\"\")","v":""},{"$f":"IFERROR(IF(OR(V129=\"\",'Cost scenario - input'!$G114=\"\"),\"\",V129/'Cost scenario - input'!$G114),\"\")","v":""},{"$f":"IFERROR(IF(OR(W129=\"\",'Cost scenario - input'!$G114=\"\"),\"\",W129/'Cost scenario - input'!$G114),\"\")","v":""}]
[{"$f":"IFERROR('Cost scenario - input'!A115,\"\")","v":""},{"$f":"IFERROR('Cost scenario - input'!B115,\"\")","v":""},{"$f":"IFERROR('Cost scenario - input'!C115,\"\")","v":""},{"$f":"IFERROR(repcalc('Cost scenario - input'!$CY115:$GK115,'Cost scenario - input'!$J115,'Cost scenario - input'!$H115,'Cost scenario - input'!$I115,20,TRUE,TRUE),\"\")","v":""},"","","","","","","","","","","","","","","","","","","",{"$f":"IFERROR(IF(OR(D130=\"\",'Cost scenario - input'!$G115=\"\"),\"\",D130/'Cost scenario - input'!$G115),\"\")","v":""},{"$f":"IFERROR(IF(OR(E130=\"\",'Cost scenario - input'!$G115=\"\"),\"\",E130/'Cost scenario - input'!$G115),\"\")","v":""},{"$f":"IFERROR(IF(OR(F130=\"\",'Cost scenario - input'!$G115=\"\"),\"\",F130/'Cost scenario - input'!$G115),\"\")","v":""},{"$f":"IFERROR(IF(OR(G130=\"\",'Cost scenario - input'!$G115=\"\"),\"\",G130/'Cost scenario - input'!$G115),\"\")","v":""},{"$f":"IFERROR(IF(OR(H130=\"\",'Cost scenario - input'!$G115=\"\"),\"\",H130/'Cost scenario - input'!$G115),\"\")","v":""},{"$f":"IFERROR(IF(OR(I130=\"\",'Cost scenario - input'!$G115=\"\"),\"\",I130/'Cost scenario - input'!$G115),\"\")","v":""},{"$f":"IFERROR(IF(OR(J130=\"\",'Cost scenario - input'!$G115=\"\"),\"\",J130/'Cost scenario - input'!$G115),\"\")","v":""},{"$f":"IFERROR(IF(OR(K130=\"\",'Cost scenario - input'!$G115=\"\"),\"\",K130/'Cost scenario - input'!$G115),\"\")","v":""},{"$f":"IFERROR(IF(OR(L130=\"\",'Cost scenario - input'!$G115=\"\"),\"\",L130/'Cost scenario - input'!$G115),\"\")","v":""},{"$f":"IFERROR(IF(OR(M130=\"\",'Cost scenario - input'!$G115=\"\"),\"\",M130/'Cost scenario - input'!$G115),\"\")","v":""},{"$f":"IFERROR(IF(OR(N130=\"\",'Cost scenario - input'!$G115=\"\"),\"\",N130/'Cost scenario - input'!$G115),\"\")","v":""},{"$f":"IFERROR(IF(OR(O130=\"\",'Cost scenario - input'!$G115=\"\"),\"\",O130/'Cost scenario - input'!$G115),\"\")","v":""},{"$f":"IFERROR(IF(OR(P130=\"\",'Cost scenario - input'!$G115=\"\"),\"\",P130/'Cost scenario - input'!$G115),\"\")","v":""},{"$f":"IFERROR(IF(OR(Q130=\"\",'Cost scenario - input'!$G115=\"\"),\"\",Q130/'Cost scenario - input'!$G115),\"\")","v":""},{"$f":"IFERROR(IF(OR(R130=\"\",'Cost scenario - input'!$G115=\"\"),\"\",R130/'Cost scenario - input'!$G115),\"\")","v":""},{"$f":"IFERROR(IF(OR(S130=\"\",'Cost scenario - input'!$G115=\"\"),\"\",S130/'Cost scenario - input'!$G115),\"\")","v":""},{"$f":"IFERROR(IF(OR(T130=\"\",'Cost scenario - input'!$G115=\"\"),\"\",T130/'Cost scenario - input'!$G115),\"\")","v":""},{"$f":"IFERROR(IF(OR(U130=\"\",'Cost scenario - input'!$G115=\"\"),\"\",U130/'Cost scenario - input'!$G115),\"\")","v":""},{"$f":"IFERROR(IF(OR(V130=\"\",'Cost scenario - input'!$G115=\"\"),\"\",V130/'Cost scenario - input'!$G115),\"\")","v":""},{"$f":"IFERROR(IF(OR(W130=\"\",'Cost scenario - input'!$G115=\"\"),\"\",W130/'Cost scenario - input'!$G115),\"\")","v":""}]
[{"$f":"IFERROR('Cost scenario - input'!A116,\"\")","v":""},{"$f":"IFERROR('Cost scenario - input'!B116,\"\")","v":""},{"$f":"IFERROR('Cost scenario - input'!C116,\"\")","v":""},{"$f":"IFERROR(repcalc('Cost scenario - input'!$CY116:$GK116,'Cost scenario - input'!$J116,'Cost scenario - input'!$H116,'Cost scenario - input'!$I116,20,TRUE,TRUE),\"\")","v":""},"","","","","","","","","","","","","","","","","","","",{"$f":"IFERROR(IF(OR(D131=\"\",'Cost scenario - input'!$G116=\"\"),\"\",D131/'Cost scenario - input'!$G116),\"\")","v":""},{"$f":"IFERROR(IF(OR(E131=\"\",'Cost scenario - input'!$G116=\"\"),\"\",E131/'Cost scenario - input'!$G116),\"\")","v":""},{"$f":"IFERROR(IF(OR(F131=\"\",'Cost scenario - input'!$G116=\"\"),\"\",F131/'Cost scenario - input'!$G116),\"\")","v":""},{"$f":"IFERROR(IF(OR(G131=\"\",'Cost scenario - input'!$G116=\"\"),\"\",G131/'Cost scenario - input'!$G116),\"\")","v":""},{"$f":"IFERROR(IF(OR(H131=\"\",'Cost scenario - input'!$G116=\"\"),\"\",H131/'Cost scenario - input'!$G116),\"\")","v":""},{"$f":"IFERROR(IF(OR(I131=\"\",'Cost scenario - input'!$G116=\"\"),\"\",I131/'Cost scenario - input'!$G116),\"\")","v":""},{"$f":"IFERROR(IF(OR(J131=\"\",'Cost scenario - input'!$G116=\"\"),\"\",J131/'Cost scenario - input'!$G116),\"\")","v":""},{"$f":"IFERROR(IF(OR(K131=\"\",'Cost scenario - input'!$G116=\"\"),\"\",K131/'Cost scenario - input'!$G116),\"\")","v":""},{"$f":"IFERROR(IF(OR(L131=\"\",'Cost scenario - input'!$G116=\"\"),\"\",L131/'Cost scenario - input'!$G116),\"\")","v":""},{"$f":"IFERROR(IF(OR(M131=\"\",'Cost scenario - input'!$G116=\"\"),\"\",M131/'Cost scenario - input'!$G116),\"\")","v":""},{"$f":"IFERROR(IF(OR(N131=\"\",'Cost scenario - input'!$G116=\"\"),\"\",N131/'Cost scenario - input'!$G116),\"\")","v":""},{"$f":"IFERROR(IF(OR(O131=\"\",'Cost scenario - input'!$G116=\"\"),\"\",O131/'Cost scenario - input'!$G116),\"\")","v":""},{"$f":"IFERROR(IF(OR(P131=\"\",'Cost scenario - input'!$G116=\"\"),\"\",P131/'Cost scenario - input'!$G116),\"\")","v":""},{"$f":"IFERROR(IF(OR(Q131=\"\",'Cost scenario - input'!$G116=\"\"),\"\",Q131/'Cost scenario - input'!$G116),\"\")","v":""},{"$f":"IFERROR(IF(OR(R131=\"\",'Cost scenario - input'!$G116=\"\"),\"\",R131/'Cost scenario - input'!$G116),\"\")","v":""},{"$f":"IFERROR(IF(OR(S131=\"\",'Cost scenario - input'!$G116=\"\"),\"\",S131/'Cost scenario - input'!$G116),\"\")","v":""},{"$f":"IFERROR(IF(OR(T131=\"\",'Cost scenario - input'!$G116=\"\"),\"\",T131/'Cost scenario - input'!$G116),\"\")","v":""},{"$f":"IFERROR(IF(OR(U131=\"\",'Cost scenario - input'!$G116=\"\"),\"\",U131/'Cost scenario - input'!$G116),\"\")","v":""},{"$f":"IFERROR(IF(OR(V131=\"\",'Cost scenario - input'!$G116=\"\"),\"\",V131/'Cost scenario - input'!$G116),\"\")","v":""},{"$f":"IFERROR(IF(OR(W131=\"\",'Cost scenario - input'!$G116=\"\"),\"\",W131/'Cost scenario - input'!$G116),\"\")","v":""}]
[{"$f":"IFERROR('Cost scenario - input'!A117,\"\")","v":""},{"$f":"IFERROR('Cost scenario - input'!B117,\"\")","v":""},{"$f":"IFERROR('Cost scenario - input'!C117,\"\")","v":""},{"$f":"IFERROR(repcalc('Cost scenario - input'!$CY117:$GK117,'Cost scenario - input'!$J117,'Cost scenario - input'!$H117,'Cost scenario - input'!$I117,20,TRUE,TRUE),\"\")","v":""},"","","","","","","","","","","","","","","","","","","",{"$f":"IFERROR(IF(OR(D132=\"\",'Cost scenario - input'!$G117=\"\"),\"\",D132/'Cost scenario - input'!$G117),\"\")","v":""},{"$f":"IFERROR(IF(OR(E132=\"\",'Cost scenario - input'!$G117=\"\"),\"\",E132/'Cost scenario - input'!$G117),\"\")","v":""},{"$f":"IFERROR(IF(OR(F132=\"\",'Cost scenario - input'!$G117=\"\"),\"\",F132/'Cost scenario - input'!$G117),\"\")","v":""},{"$f":"IFERROR(IF(OR(G132=\"\",'Cost scenario - input'!$G117=\"\"),\"\",G132/'Cost scenario - input'!$G117),\"\")","v":""},{"$f":"IFERROR(IF(OR(H132=\"\",'Cost scenario - input'!$G117=\"\"),\"\",H132/'Cost scenario - input'!$G117),\"\")","v":""},{"$f":"IFERROR(IF(OR(I132=\"\",'Cost scenario - input'!$G117=\"\"),\"\",I132/'Cost scenario - input'!$G117),\"\")","v":""},{"$f":"IFERROR(IF(OR(J132=\"\",'Cost scenario - input'!$G117=\"\"),\"\",J132/'Cost scenario - input'!$G117),\"\")","v":""},{"$f":"IFERROR(IF(OR(K132=\"\",'Cost scenario - input'!$G117=\"\"),\"\",K132/'Cost scenario - input'!$G117),\"\")","v":""},{"$f":"IFERROR(IF(OR(L132=\"\",'Cost scenario - input'!$G117=\"\"),\"\",L132/'Cost scenario - input'!$G117),\"\")","v":""},{"$f":"IFERROR(IF(OR(M132=\"\",'Cost scenario - input'!$G117=\"\"),\"\",M132/'Cost scenario - input'!$G117),\"\")","v":""},{"$f":"IFERROR(IF(OR(N132=\"\",'Cost scenario - input'!$G117=\"\"),\"\",N132/'Cost scenario - input'!$G117),\"\")","v":""},{"$f":"IFERROR(IF(OR(O132=\"\",'Cost scenario - input'!$G117=\"\"),\"\",O132/'Cost scenario - input'!$G117),\"\")","v":""},{"$f":"IFERROR(IF(OR(P132=\"\",'Cost scenario - input'!$G117=\"\"),\"\",P132/'Cost scenario - input'!$G117),\"\")","v":""},{"$f":"IFERROR(IF(OR(Q132=\"\",'Cost scenario - input'!$G117=\"\"),\"\",Q132/'Cost scenario - input'!$G117),\"\")","v":""},{"$f":"IFERROR(IF(OR(R132=\"\",'Cost scenario - input'!$G117=\"\"),\"\",R132/'Cost scenario - input'!$G117),\"\")","v":""},{"$f":"IFERROR(IF(OR(S132=\"\",'Cost scenario - input'!$G117=\"\"),\"\",S132/'Cost scenario - input'!$G117),\"\")","v":""},{"$f":"IFERROR(IF(OR(T132=\"\",'Cost scenario - input'!$G117=\"\"),\"\",T132/'Cost scenario - input'!$G117),\"\")","v":""},{"$f":"IFERROR(IF(OR(U132=\"\",'Cost scenario - input'!$G117=\"\"),\"\",U132/'Cost scenario - input'!$G117),\"\")","v":""},{"$f":"IFERROR(IF(OR(V132=\"\",'Cost scenario - input'!$G117=\"\"),\"\",V132/'Cost scenario - input'!$G117),\"\")","v":""},{"$f":"IFERROR(IF(OR(W132=\"\",'Cost scenario - input'!$G117=\"\"),\"\",W132/'Cost scenario - input'!$G117),\"\")","v":""}]
[{"$f":"IFERROR('Cost scenario - input'!A118,\"\")","v":""},{"$f":"IFERROR('Cost scenario - input'!B118,\"\")","v":""},{"$f":"IFERROR('Cost scenario - input'!C118,\"\")","v":""},{"$f":"IFERROR(repcalc('Cost scenario - input'!$CY118:$GK118,'Cost scenario - input'!$J118,'Cost scenario - input'!$H118,'Cost scenario - input'!$I118,20,TRUE,TRUE),\"\")","v":""},"","","","","","","","","","","","","","","","","","","",{"$f":"IFERROR(IF(OR(D133=\"\",'Cost scenario - input'!$G118=\"\"),\"\",D133/'Cost scenario - input'!$G118),\"\")","v":""},{"$f":"IFERROR(IF(OR(E133=\"\",'Cost scenario - input'!$G118=\"\"),\"\",E133/'Cost scenario - input'!$G118),\"\")","v":""},{"$f":"IFERROR(IF(OR(F133=\"\",'Cost scenario - input'!$G118=\"\"),\"\",F133/'Cost scenario - input'!$G118),\"\")","v":""},{"$f":"IFERROR(IF(OR(G133=\"\",'Cost scenario - input'!$G118=\"\"),\"\",G133/'Cost scenario - input'!$G118),\"\")","v":""},{"$f":"IFERROR(IF(OR(H133=\"\",'Cost scenario - input'!$G118=\"\"),\"\",H133/'Cost scenario - input'!$G118),\"\")","v":""},{"$f":"IFERROR(IF(OR(I133=\"\",'Cost scenario - input'!$G118=\"\"),\"\",I133/'Cost scenario - input'!$G118),\"\")","v":""},{"$f":"IFERROR(IF(OR(J133=\"\",'Cost scenario - input'!$G118=\"\"),\"\",J133/'Cost scenario - input'!$G118),\"\")","v":""},{"$f":"IFERROR(IF(OR(K133=\"\",'Cost scenario - input'!$G118=\"\"),\"\",K133/'Cost scenario - input'!$G118),\"\")","v":""},{"$f":"IFERROR(IF(OR(L133=\"\",'Cost scenario - input'!$G118=\"\"),\"\",L133/'Cost scenario - input'!$G118),\"\")","v":""},{"$f":"IFERROR(IF(OR(M133=\"\",'Cost scenario - input'!$G118=\"\"),\"\",M133/'Cost scenario - input'!$G118),\"\")","v":""},{"$f":"IFERROR(IF(OR(N133=\"\",'Cost scenario - input'!$G118=\"\"),\"\",N133/'Cost scenario - input'!$G118),\"\")","v":""},{"$f":"IFERROR(IF(OR(O133=\"\",'Cost scenario - input'!$G118=\"\"),\"\",O133/'Cost scenario - input'!$G118),\"\")","v":""},{"$f":"IFERROR(IF(OR(P133=\"\",'Cost scenario - input'!$G118=\"\"),\"\",P133/'Cost scenario - input'!$G118),\"\")","v":""},{"$f":"IFERROR(IF(OR(Q133=\"\",'Cost scenario - input'!$G118=\"\"),\"\",Q133/'Cost scenario - input'!$G118),\"\")","v":""},{"$f":"IFERROR(IF(OR(R133=\"\",'Cost scenario - input'!$G118=\"\"),\"\",R133/'Cost scenario - input'!$G118),\"\")","v":""},{"$f":"IFERROR(IF(OR(S133=\"\",'Cost scenario - input'!$G118=\"\"),\"\",S133/'Cost scenario - input'!$G118),\"\")","v":""},{"$f":"IFERROR(IF(OR(T133=\"\",'Cost scenario - input'!$G118=\"\"),\"\",T133/'Cost scenario - input'!$G118),\"\")","v":""},{"$f":"IFERROR(IF(OR(U133=\"\",'Cost scenario - input'!$G118=\"\"),\"\",U133/'Cost scenario - input'!$G118),\"\")","v":""},{"$f":"IFERROR(IF(OR(V133=\"\",'Cost scenario - input'!$G118=\"\"),\"\",V133/'Cost scenario - input'!$G118),\"\")","v":""},{"$f":"IFERROR(IF(OR(W133=\"\",'Cost scenario - input'!$G118=\"\"),\"\",W133/'Cost scenario - input'!$G118),\"\")","v":""}]
[{"$f":"IFERROR('Cost scenario - input'!A119,\"\")","v":""},{"$f":"IFERROR('Cost scenario - input'!B119,\"\")","v":""},{"$f":"IFERROR('Cost scenario - input'!C119,\"\")","v":""},{"$f":"IFERROR(repcalc('Cost scenario - input'!$CY119:$GK119,'Cost scenario - input'!$J119,'Cost scenario - input'!$H119,'Cost scenario - input'!$I119,20,TRUE,TRUE),\"\")","v":""},"","","","","","","","","","","","","","","","","","","",{"$f":"IFERROR(IF(OR(D134=\"\",'Cost scenario - input'!$G119=\"\"),\"\",D134/'Cost scenario - input'!$G119),\"\")","v":""},{"$f":"IFERROR(IF(OR(E134=\"\",'Cost scenario - input'!$G119=\"\"),\"\",E134/'Cost scenario - input'!$G119),\"\")","v":""},{"$f":"IFERROR(IF(OR(F134=\"\",'Cost scenario - input'!$G119=\"\"),\"\",F134/'Cost scenario - input'!$G119),\"\")","v":""},{"$f":"IFERROR(IF(OR(G134=\"\",'Cost scenario - input'!$G119=\"\"),\"\",G134/'Cost scenario - input'!$G119),\"\")","v":""},{"$f":"IFERROR(IF(OR(H134=\"\",'Cost scenario - input'!$G119=\"\"),\"\",H134/'Cost scenario - input'!$G119),\"\")","v":""},{"$f":"IFERROR(IF(OR(I134=\"\",'Cost scenario - input'!$G119=\"\"),\"\",I134/'Cost scenario - input'!$G119),\"\")","v":""},{"$f":"IFERROR(IF(OR(J134=\"\",'Cost scenario - input'!$G119=\"\"),\"\",J134/'Cost scenario - input'!$G119),\"\")","v":""},{"$f":"IFERROR(IF(OR(K134=\"\",'Cost scenario - input'!$G119=\"\"),\"\",K134/'Cost scenario - input'!$G119),\"\")","v":""},{"$f":"IFERROR(IF(OR(L134=\"\",'Cost scenario - input'!$G119=\"\"),\"\",L134/'Cost scenario - input'!$G119),\"\")","v":""},{"$f":"IFERROR(IF(OR(M134=\"\",'Cost scenario - input'!$G119=\"\"),\"\",M134/'Cost scenario - input'!$G119),\"\")","v":""},{"$f":"IFERROR(IF(OR(N134=\"\",'Cost scenario - input'!$G119=\"\"),\"\",N134/'Cost scenario - input'!$G119),\"\")","v":""},{"$f":"IFERROR(IF(OR(O134=\"\",'Cost scenario - input'!$G119=\"\"),\"\",O134/'Cost scenario - input'!$G119),\"\")","v":""},{"$f":"IFERROR(IF(OR(P134=\"\",'Cost scenario - input'!$G119=\"\"),\"\",P134/'Cost scenario - input'!$G119),\"\")","v":""},{"$f":"IFERROR(IF(OR(Q134=\"\",'Cost scenario - input'!$G119=\"\"),\"\",Q134/'Cost scenario - input'!$G119),\"\")","v":""},{"$f":"IFERROR(IF(OR(R134=\"\",'Cost scenario - input'!$G119=\"\"),\"\",R134/'Cost scenario - input'!$G119),\"\")","v":""},{"$f":"IFERROR(IF(OR(S134=\"\",'Cost scenario - input'!$G119=\"\"),\"\",S134/'Cost scenario - input'!$G119),\"\")","v":""},{"$f":"IFERROR(IF(OR(T134=\"\",'Cost scenario - input'!$G119=\"\"),\"\",T134/'Cost scenario - input'!$G119),\"\")","v":""},{"$f":"IFERROR(IF(OR(U134=\"\",'Cost scenario - input'!$G119=\"\"),\"\",U134/'Cost scenario - input'!$G119),\"\")","v":""},{"$f":"IFERROR(IF(OR(V134=\"\",'Cost scenario - input'!$G119=\"\"),\"\",V134/'Cost scenario - input'!$G119),\"\")","v":""},{"$f":"IFERROR(IF(OR(W134=\"\",'Cost scenario - input'!$G119=\"\"),\"\",W134/'Cost scenario - input'!$G119),\"\")","v":""}]
[{"$f":"IFERROR('Cost scenario - input'!A120,\"\")","v":""},{"$f":"IFERROR('Cost scenario - input'!B120,\"\")","v":""},{"$f":"IFERROR('Cost scenario - input'!C120,\"\")","v":""},{"$f":"IFERROR(repcalc('Cost scenario - input'!$CY120:$GK120,'Cost scenario - input'!$J120,'Cost scenario - input'!$H120,'Cost scenario - input'!$I120,20,TRUE,TRUE),\"\")","v":""},"","","","","","","","","","","","","","","","","","","",{"$f":"IFERROR(IF(OR(D135=\"\",'Cost scenario - input'!$G120=\"\"),\"\",D135/'Cost scenario - input'!$G120),\"\")","v":""},{"$f":"IFERROR(IF(OR(E135=\"\",'Cost scenario - input'!$G120=\"\"),\"\",E135/'Cost scenario - input'!$G120),\"\")","v":""},{"$f":"IFERROR(IF(OR(F135=\"\",'Cost scenario - input'!$G120=\"\"),\"\",F135/'Cost scenario - input'!$G120),\"\")","v":""},{"$f":"IFERROR(IF(OR(G135=\"\",'Cost scenario - input'!$G120=\"\"),\"\",G135/'Cost scenario - input'!$G120),\"\")","v":""},{"$f":"IFERROR(IF(OR(H135=\"\",'Cost scenario - input'!$G120=\"\"),\"\",H135/'Cost scenario - input'!$G120),\"\")","v":""},{"$f":"IFERROR(IF(OR(I135=\"\",'Cost scenario - input'!$G120=\"\"),\"\",I135/'Cost scenario - input'!$G120),\"\")","v":""},{"$f":"IFERROR(IF(OR(J135=\"\",'Cost scenario - input'!$G120=\"\"),\"\",J135/'Cost scenario - input'!$G120),\"\")","v":""},{"$f":"IFERROR(IF(OR(K135=\"\",'Cost scenario - input'!$G120=\"\"),\"\",K135/'Cost scenario - input'!$G120),\"\")","v":""},{"$f":"IFERROR(IF(OR(L135=\"\",'Cost scenario - input'!$G120=\"\"),\"\",L135/'Cost scenario - input'!$G120),\"\")","v":""},{"$f":"IFERROR(IF(OR(M135=\"\",'Cost scenario - input'!$G120=\"\"),\"\",M135/'Cost scenario - input'!$G120),\"\")","v":""},{"$f":"IFERROR(IF(OR(N135=\"\",'Cost scenario - input'!$G120=\"\"),\"\",N135/'Cost scenario - input'!$G120),\"\")","v":""},{"$f":"IFERROR(IF(OR(O135=\"\",'Cost scenario - input'!$G120=\"\"),\"\",O135/'Cost scenario - input'!$G120),\"\")","v":""},{"$f":"IFERROR(IF(OR(P135=\"\",'Cost scenario - input'!$G120=\"\"),\"\",P135/'Cost scenario - input'!$G120),\"\")","v":""},{"$f":"IFERROR(IF(OR(Q135=\"\",'Cost scenario - input'!$G120=\"\"),\"\",Q135/'Cost scenario - input'!$G120),\"\")","v":""},{"$f":"IFERROR(IF(OR(R135=\"\",'Cost scenario - input'!$G120=\"\"),\"\",R135/'Cost scenario - input'!$G120),\"\")","v":""},{"$f":"IFERROR(IF(OR(S135=\"\",'Cost scenario - input'!$G120=\"\"),\"\",S135/'Cost scenario - input'!$G120),\"\")","v":""},{"$f":"IFERROR(IF(OR(T135=\"\",'Cost scenario - input'!$G120=\"\"),\"\",T135/'Cost scenario - input'!$G120),\"\")","v":""},{"$f":"IFERROR(IF(OR(U135=\"\",'Cost scenario - input'!$G120=\"\"),\"\",U135/'Cost scenario - input'!$G120),\"\")","v":""},{"$f":"IFERROR(IF(OR(V135=\"\",'Cost scenario - input'!$G120=\"\"),\"\",V135/'Cost scenario - input'!$G120),\"\")","v":""},{"$f":"IFERROR(IF(OR(W135=\"\",'Cost scenario - input'!$G120=\"\"),\"\",W135/'Cost scenario - input'!$G120),\"\")","v":""}]
[{"$f":"IFERROR('Cost scenario - input'!A121,\"\")","v":""},{"$f":"IFERROR('Cost scenario - input'!B121,\"\")","v":""},{"$f":"IFERROR('Cost scenario - input'!C121,\"\")","v":""},{"$f":"IFERROR(repcalc('Cost scenario - input'!$CY121:$GK121,'Cost scenario - input'!$J121,'Cost scenario - input'!$H121,'Cost scenario - input'!$I121,20,TRUE,TRUE),\"\")","v":""},"","","","","","","","","","","","","","","","","","","",{"$f":"IFERROR(IF(OR(D136=\"\",'Cost scenario - input'!$G121=\"\"),\"\",D136/'Cost scenario - input'!$G121),\"\")","v":""},{"$f":"IFERROR(IF(OR(E136=\"\",'Cost scenario - input'!$G121=\"\"),\"\",E136/'Cost scenario - input'!$G121),\"\")","v":""},{"$f":"IFERROR(IF(OR(F136=\"\",'Cost scenario - input'!$G121=\"\"),\"\",F136/'Cost scenario - input'!$G121),\"\")","v":""},{"$f":"IFERROR(IF(OR(G136=\"\",'Cost scenario - input'!$G121=\"\"),\"\",G136/'Cost scenario - input'!$G121),\"\")","v":""},{"$f":"IFERROR(IF(OR(H136=\"\",'Cost scenario - input'!$G121=\"\"),\"\",H136/'Cost scenario - input'!$G121),\"\")","v":""},{"$f":"IFERROR(IF(OR(I136=\"\",'Cost scenario - input'!$G121=\"\"),\"\",I136/'Cost scenario - input'!$G121),\"\")","v":""},{"$f":"IFERROR(IF(OR(J136=\"\",'Cost scenario - input'!$G121=\"\"),\"\",J136/'Cost scenario - input'!$G121),\"\")","v":""},{"$f":"IFERROR(IF(OR(K136=\"\",'Cost scenario - input'!$G121=\"\"),\"\",K136/'Cost scenario - input'!$G121),\"\")","v":""},{"$f":"IFERROR(IF(OR(L136=\"\",'Cost scenario - input'!$G121=\"\"),\"\",L136/'Cost scenario - input'!$G121),\"\")","v":""},{"$f":"IFERROR(IF(OR(M136=\"\",'Cost scenario - input'!$G121=\"\"),\"\",M136/'Cost scenario - input'!$G121),\"\")","v":""},{"$f":"IFERROR(IF(OR(N136=\"\",'Cost scenario - input'!$G121=\"\"),\"\",N136/'Cost scenario - input'!$G121),\"\")","v":""},{"$f":"IFERROR(IF(OR(O136=\"\",'Cost scenario - input'!$G121=\"\"),\"\",O136/'Cost scenario - input'!$G121),\"\")","v":""},{"$f":"IFERROR(IF(OR(P136=\"\",'Cost scenario - input'!$G121=\"\"),\"\",P136/'Cost scenario - input'!$G121),\"\")","v":""},{"$f":"IFERROR(IF(OR(Q136=\"\",'Cost scenario - input'!$G121=\"\"),\"\",Q136/'Cost scenario - input'!$G121),\"\")","v":""},{"$f":"IFERROR(IF(OR(R136=\"\",'Cost scenario - input'!$G121=\"\"),\"\",R136/'Cost scenario - input'!$G121),\"\")","v":""},{"$f":"IFERROR(IF(OR(S136=\"\",'Cost scenario - input'!$G121=\"\"),\"\",S136/'Cost scenario - input'!$G121),\"\")","v":""},{"$f":"IFERROR(IF(OR(T136=\"\",'Cost scenario - input'!$G121=\"\"),\"\",T136/'Cost scenario - input'!$G121),\"\")","v":""},{"$f":"IFERROR(IF(OR(U136=\"\",'Cost scenario - input'!$G121=\"\"),\"\",U136/'Cost scenario - input'!$G121),\"\")","v":""},{"$f":"IFERROR(IF(OR(V136=\"\",'Cost scenario - input'!$G121=\"\"),\"\",V136/'Cost scenario - input'!$G121),\"\")","v":""},{"$f":"IFERROR(IF(OR(W136=\"\",'Cost scenario - input'!$G121=\"\"),\"\",W136/'Cost scenario - input'!$G121),\"\")","v":""}]
[{"$f":"IFERROR('Cost scenario - input'!A122,\"\")","v":""},{"$f":"IFERROR('Cost scenario - input'!B122,\"\")","v":""},{"$f":"IFERROR('Cost scenario - input'!C122,\"\")","v":""},{"$f":"IFERROR(repcalc('Cost scenario - input'!$CY122:$GK122,'Cost scenario - input'!$J122,'Cost scenario - input'!$H122,'Cost scenario - input'!$I122,20,TRUE,TRUE),\"\")","v":""},"","","","","","","","","","","","","","","","","","","",{"$f":"IFERROR(IF(OR(D137=\"\",'Cost scenario - input'!$G122=\"\"),\"\",D137/'Cost scenario - input'!$G122),\"\")","v":""},{"$f":"IFERROR(IF(OR(E137=\"\",'Cost scenario - input'!$G122=\"\"),\"\",E137/'Cost scenario - input'!$G122),\"\")","v":""},{"$f":"IFERROR(IF(OR(F137=\"\",'Cost scenario - input'!$G122=\"\"),\"\",F137/'Cost scenario - input'!$G122),\"\")","v":""},{"$f":"IFERROR(IF(OR(G137=\"\",'Cost scenario - input'!$G122=\"\"),\"\",G137/'Cost scenario - input'!$G122),\"\")","v":""},{"$f":"IFERROR(IF(OR(H137=\"\",'Cost scenario - input'!$G122=\"\"),\"\",H137/'Cost scenario - input'!$G122),\"\")","v":""},{"$f":"IFERROR(IF(OR(I137=\"\",'Cost scenario - input'!$G122=\"\"),\"\",I137/'Cost scenario - input'!$G122),\"\")","v":""},{"$f":"IFERROR(IF(OR(J137=\"\",'Cost scenario - input'!$G122=\"\"),\"\",J137/'Cost scenario - input'!$G122),\"\")","v":""},{"$f":"IFERROR(IF(OR(K137=\"\",'Cost scenario - input'!$G122=\"\"),\"\",K137/'Cost scenario - input'!$G122),\"\")","v":""},{"$f":"IFERROR(IF(OR(L137=\"\",'Cost scenario - input'!$G122=\"\"),\"\",L137/'Cost scenario - input'!$G122),\"\")","v":""},{"$f":"IFERROR(IF(OR(M137=\"\",'Cost scenario - input'!$G122=\"\"),\"\",M137/'Cost scenario - input'!$G122),\"\")","v":""},{"$f":"IFERROR(IF(OR(N137=\"\",'Cost scenario - input'!$G122=\"\"),\"\",N137/'Cost scenario - input'!$G122),\"\")","v":""},{"$f":"IFERROR(IF(OR(O137=\"\",'Cost scenario - input'!$G122=\"\"),\"\",O137/'Cost scenario - input'!$G122),\"\")","v":""},{"$f":"IFERROR(IF(OR(P137=\"\",'Cost scenario - input'!$G122=\"\"),\"\",P137/'Cost scenario - input'!$G122),\"\")","v":""},{"$f":"IFERROR(IF(OR(Q137=\"\",'Cost scenario - input'!$G122=\"\"),\"\",Q137/'Cost scenario - input'!$G122),\"\")","v":""},{"$f":"IFERROR(IF(OR(R137=\"\",'Cost scenario - input'!$G122=\"\"),\"\",R137/'Cost scenario - input'!$G122),\"\")","v":""},{"$f":"IFERROR(IF(OR(S137=\"\",'Cost scenario - input'!$G122=\"\"),\"\",S137/'Cost scenario - input'!$G122),\"\")","v":""},{"$f":"IFERROR(IF(OR(T137=\"\",'Cost scenario - input'!$G122=\"\"),\"\",T137/'Cost scenario - input'!$G122),\"\")","v":""},{"$f":"IFERROR(IF(OR(U137=\"\",'Cost scenario - input'!$G122=\"\"),\"\",U137/'Cost scenario - input'!$G122),\"\")","v":""},{"$f":"IFERROR(IF(OR(V137=\"\",'Cost scenario - input'!$G122=\"\"),\"\",V137/'Cost scenario - input'!$G122),\"\")","v":""},{"$f":"IFERROR(IF(OR(W137=\"\",'Cost scenario - input'!$G122=\"\"),\"\",W137/'Cost scenario - input'!$G122),\"\")","v":""}]
[{"$f":"IFERROR('Cost scenario - input'!A123,\"\")","v":""},{"$f":"IFERROR('Cost scenario - input'!B123,\"\")","v":""},{"$f":"IFERROR('Cost scenario - input'!C123,\"\")","v":""},{"$f":"IFERROR(repcalc('Cost scenario - input'!$CY123:$GK123,'Cost scenario - input'!$J123,'Cost scenario - input'!$H123,'Cost scenario - input'!$I123,20,TRUE,TRUE),\"\")","v":""},"","","","","","","","","","","","","","","","","","","",{"$f":"IFERROR(IF(OR(D138=\"\",'Cost scenario - input'!$G123=\"\"),\"\",D138/'Cost scenario - input'!$G123),\"\")","v":""},{"$f":"IFERROR(IF(OR(E138=\"\",'Cost scenario - input'!$G123=\"\"),\"\",E138/'Cost scenario - input'!$G123),\"\")","v":""},{"$f":"IFERROR(IF(OR(F138=\"\",'Cost scenario - input'!$G123=\"\"),\"\",F138/'Cost scenario - input'!$G123),\"\")","v":""},{"$f":"IFERROR(IF(OR(G138=\"\",'Cost scenario - input'!$G123=\"\"),\"\",G138/'Cost scenario - input'!$G123),\"\")","v":""},{"$f":"IFERROR(IF(OR(H138=\"\",'Cost scenario - input'!$G123=\"\"),\"\",H138/'Cost scenario - input'!$G123),\"\")","v":""},{"$f":"IFERROR(IF(OR(I138=\"\",'Cost scenario - input'!$G123=\"\"),\"\",I138/'Cost scenario - input'!$G123),\"\")","v":""},{"$f":"IFERROR(IF(OR(J138=\"\",'Cost scenario - input'!$G123=\"\"),\"\",J138/'Cost scenario - input'!$G123),\"\")","v":""},{"$f":"IFERROR(IF(OR(K138=\"\",'Cost scenario - input'!$G123=\"\"),\"\",K138/'Cost scenario - input'!$G123),\"\")","v":""},{"$f":"IFERROR(IF(OR(L138=\"\",'Cost scenario - input'!$G123=\"\"),\"\",L138/'Cost scenario - input'!$G123),\"\")","v":""},{"$f":"IFERROR(IF(OR(M138=\"\",'Cost scenario - input'!$G123=\"\"),\"\",M138/'Cost scenario - input'!$G123),\"\")","v":""},{"$f":"IFERROR(IF(OR(N138=\"\",'Cost scenario - input'!$G123=\"\"),\"\",N138/'Cost scenario - input'!$G123),\"\")","v":""},{"$f":"IFERROR(IF(OR(O138=\"\",'Cost scenario - input'!$G123=\"\"),\"\",O138/'Cost scenario - input'!$G123),\"\")","v":""},{"$f":"IFERROR(IF(OR(P138=\"\",'Cost scenario - input'!$G123=\"\"),\"\",P138/'Cost scenario - input'!$G123),\"\")","v":""},{"$f":"IFERROR(IF(OR(Q138=\"\",'Cost scenario - input'!$G123=\"\"),\"\",Q138/'Cost scenario - input'!$G123),\"\")","v":""},{"$f":"IFERROR(IF(OR(R138=\"\",'Cost scenario - input'!$G123=\"\"),\"\",R138/'Cost scenario - input'!$G123),\"\")","v":""},{"$f":"IFERROR(IF(OR(S138=\"\",'Cost scenario - input'!$G123=\"\"),\"\",S138/'Cost scenario - input'!$G123),\"\")","v":""},{"$f":"IFERROR(IF(OR(T138=\"\",'Cost scenario - input'!$G123=\"\"),\"\",T138/'Cost scenario - input'!$G123),\"\")","v":""},{"$f":"IFERROR(IF(OR(U138=\"\",'Cost scenario - input'!$G123=\"\"),\"\",U138/'Cost scenario - input'!$G123),\"\")","v":""},{"$f":"IFERROR(IF(OR(V138=\"\",'Cost scenario - input'!$G123=\"\"),\"\",V138/'Cost scenario - input'!$G123),\"\")","v":""},{"$f":"IFERROR(IF(OR(W138=\"\",'Cost scenario - input'!$G123=\"\"),\"\",W138/'Cost scenario - input'!$G123),\"\")","v":""}]
[{"$f":"IFERROR('Cost scenario - input'!A124,\"\")","v":""},{"$f":"IFERROR('Cost scenario - input'!B124,\"\")","v":""},{"$f":"IFERROR('Cost scenario - input'!C124,\"\")","v":""},{"$f":"IFERROR(repcalc('Cost scenario - input'!$CY124:$GK124,'Cost scenario - input'!$J124,'Cost scenario - input'!$H124,'Cost scenario - input'!$I124,20,TRUE,TRUE),\"\")","v":""},"","","","","","","","","","","","","","","","","","","",{"$f":"IFERROR(IF(OR(D139=\"\",'Cost scenario - input'!$G124=\"\"),\"\",D139/'Cost scenario - input'!$G124),\"\")","v":""},{"$f":"IFERROR(IF(OR(E139=\"\",'Cost scenario - input'!$G124=\"\"),\"\",E139/'Cost scenario - input'!$G124),\"\")","v":""},{"$f":"IFERROR(IF(OR(F139=\"\",'Cost scenario - input'!$G124=\"\"),\"\",F139/'Cost scenario - input'!$G124),\"\")","v":""},{"$f":"IFERROR(IF(OR(G139=\"\",'Cost scenario - input'!$G124=\"\"),\"\",G139/'Cost scenario - input'!$G124),\"\")","v":""},{"$f":"IFERROR(IF(OR(H139=\"\",'Cost scenario - input'!$G124=\"\"),\"\",H139/'Cost scenario - input'!$G124),\"\")","v":""},{"$f":"IFERROR(IF(OR(I139=\"\",'Cost scenario - input'!$G124=\"\"),\"\",I139/'Cost scenario - input'!$G124),\"\")","v":""},{"$f":"IFERROR(IF(OR(J139=\"\",'Cost scenario - input'!$G124=\"\"),\"\",J139/'Cost scenario - input'!$G124),\"\")","v":""},{"$f":"IFERROR(IF(OR(K139=\"\",'Cost scenario - input'!$G124=\"\"),\"\",K139/'Cost scenario - input'!$G124),\"\")","v":""},{"$f":"IFERROR(IF(OR(L139=\"\",'Cost scenario - input'!$G124=\"\"),\"\",L139/'Cost scenario - input'!$G124),\"\")","v":""},{"$f":"IFERROR(IF(OR(M139=\"\",'Cost scenario - input'!$G124=\"\"),\"\",M139/'Cost scenario - input'!$G124),\"\")","v":""},{"$f":"IFERROR(IF(OR(N139=\"\",'Cost scenario - input'!$G124=\"\"),\"\",N139/'Cost scenario - input'!$G124),\"\")","v":""},{"$f":"IFERROR(IF(OR(O139=\"\",'Cost scenario - input'!$G124=\"\"),\"\",O139/'Cost scenario - input'!$G124),\"\")","v":""},{"$f":"IFERROR(IF(OR(P139=\"\",'Cost scenario - input'!$G124=\"\"),\"\",P139/'Cost scenario - input'!$G124),\"\")","v":""},{"$f":"IFERROR(IF(OR(Q139=\"\",'Cost scenario - input'!$G124=\"\"),\"\",Q139/'Cost scenario - input'!$G124),\"\")","v":""},{"$f":"IFERROR(IF(OR(R139=\"\",'Cost scenario - input'!$G124=\"\"),\"\",R139/'Cost scenario - input'!$G124),\"\")","v":""},{"$f":"IFERROR(IF(OR(S139=\"\",'Cost scenario - input'!$G124=\"\"),\"\",S139/'Cost scenario - input'!$G124),\"\")","v":""},{"$f":"IFERROR(IF(OR(T139=\"\",'Cost scenario - input'!$G124=\"\"),\"\",T139/'Cost scenario - input'!$G124),\"\")","v":""},{"$f":"IFERROR(IF(OR(U139=\"\",'Cost scenario - input'!$G124=\"\"),\"\",U139/'Cost scenario - input'!$G124),\"\")","v":""},{"$f":"IFERROR(IF(OR(V139=\"\",'Cost scenario - input'!$G124=\"\"),\"\",V139/'Cost scenario - input'!$G124),\"\")","v":""},{"$f":"IFERROR(IF(OR(W139=\"\",'Cost scenario - input'!$G124=\"\"),\"\",W139/'Cost scenario - input'!$G124),\"\")","v":""}]
[{"$f":"IFERROR('Cost scenario - input'!A125,\"\")","v":""},{"$f":"IFERROR('Cost scenario - input'!B125,\"\")","v":""},{"$f":"IFERROR('Cost scenario - input'!C125,\"\")","v":""},{"$f":"IFERROR(repcalc('Cost scenario - input'!$CY125:$GK125,'Cost scenario - input'!$J125,'Cost scenario - input'!$H125,'Cost scenario - input'!$I125,20,TRUE,TRUE),\"\")","v":""},"","","","","","","","","","","","","","","","","","","",{"$f":"IFERROR(IF(OR(D140=\"\",'Cost scenario - input'!$G125=\"\"),\"\",D140/'Cost scenario - input'!$G125),\"\")","v":""},{"$f":"IFERROR(IF(OR(E140=\"\",'Cost scenario - input'!$G125=\"\"),\"\",E140/'Cost scenario - input'!$G125),\"\")","v":""},{"$f":"IFERROR(IF(OR(F140=\"\",'Cost scenario - input'!$G125=\"\"),\"\",F140/'Cost scenario - input'!$G125),\"\")","v":""},{"$f":"IFERROR(IF(OR(G140=\"\",'Cost scenario - input'!$G125=\"\"),\"\",G140/'Cost scenario - input'!$G125),\"\")","v":""},{"$f":"IFERROR(IF(OR(H140=\"\",'Cost scenario - input'!$G125=\"\"),\"\",H140/'Cost scenario - input'!$G125),\"\")","v":""},{"$f":"IFERROR(IF(OR(I140=\"\",'Cost scenario - input'!$G125=\"\"),\"\",I140/'Cost scenario - input'!$G125),\"\")","v":""},{"$f":"IFERROR(IF(OR(J140=\"\",'Cost scenario - input'!$G125=\"\"),\"\",J140/'Cost scenario - input'!$G125),\"\")","v":""},{"$f":"IFERROR(IF(OR(K140=\"\",'Cost scenario - input'!$G125=\"\"),\"\",K140/'Cost scenario - input'!$G125),\"\")","v":""},{"$f":"IFERROR(IF(OR(L140=\"\",'Cost scenario - input'!$G125=\"\"),\"\",L140/'Cost scenario - input'!$G125),\"\")","v":""},{"$f":"IFERROR(IF(OR(M140=\"\",'Cost scenario - input'!$G125=\"\"),\"\",M140/'Cost scenario - input'!$G125),\"\")","v":""},{"$f":"IFERROR(IF(OR(N140=\"\",'Cost scenario - input'!$G125=\"\"),\"\",N140/'Cost scenario - input'!$G125),\"\")","v":""},{"$f":"IFERROR(IF(OR(O140=\"\",'Cost scenario - input'!$G125=\"\"),\"\",O140/'Cost scenario - input'!$G125),\"\")","v":""},{"$f":"IFERROR(IF(OR(P140=\"\",'Cost scenario - input'!$G125=\"\"),\"\",P140/'Cost scenario - input'!$G125),\"\")","v":""},{"$f":"IFERROR(IF(OR(Q140=\"\",'Cost scenario - input'!$G125=\"\"),\"\",Q140/'Cost scenario - input'!$G125),\"\")","v":""},{"$f":"IFERROR(IF(OR(R140=\"\",'Cost scenario - input'!$G125=\"\"),\"\",R140/'Cost scenario - input'!$G125),\"\")","v":""},{"$f":"IFERROR(IF(OR(S140=\"\",'Cost scenario - input'!$G125=\"\"),\"\",S140/'Cost scenario - input'!$G125),\"\")","v":""},{"$f":"IFERROR(IF(OR(T140=\"\",'Cost scenario - input'!$G125=\"\"),\"\",T140/'Cost scenario - input'!$G125),\"\")","v":""},{"$f":"IFERROR(IF(OR(U140=\"\",'Cost scenario - input'!$G125=\"\"),\"\",U140/'Cost scenario - input'!$G125),\"\")","v":""},{"$f":"IFERROR(IF(OR(V140=\"\",'Cost scenario - input'!$G125=\"\"),\"\",V140/'Cost scenario - input'!$G125),\"\")","v":""},{"$f":"IFERROR(IF(OR(W140=\"\",'Cost scenario - input'!$G125=\"\"),\"\",W140/'Cost scenario - input'!$G125),\"\")","v":""}]
[{"$f":"IFERROR('Cost scenario - input'!A126,\"\")","v":""},{"$f":"IFERROR('Cost scenario - input'!B126,\"\")","v":""},{"$f":"IFERROR('Cost scenario - input'!C126,\"\")","v":""},{"$f":"IFERROR(repcalc('Cost scenario - input'!$CY126:$GK126,'Cost scenario - input'!$J126,'Cost scenario - input'!$H126,'Cost scenario - input'!$I126,20,TRUE,TRUE),\"\")","v":""},"","","","","","","","","","","","","","","","","","","",{"$f":"IFERROR(IF(OR(D141=\"\",'Cost scenario - input'!$G126=\"\"),\"\",D141/'Cost scenario - input'!$G126),\"\")","v":""},{"$f":"IFERROR(IF(OR(E141=\"\",'Cost scenario - input'!$G126=\"\"),\"\",E141/'Cost scenario - input'!$G126),\"\")","v":""},{"$f":"IFERROR(IF(OR(F141=\"\",'Cost scenario - input'!$G126=\"\"),\"\",F141/'Cost scenario - input'!$G126),\"\")","v":""},{"$f":"IFERROR(IF(OR(G141=\"\",'Cost scenario - input'!$G126=\"\"),\"\",G141/'Cost scenario - input'!$G126),\"\")","v":""},{"$f":"IFERROR(IF(OR(H141=\"\",'Cost scenario - input'!$G126=\"\"),\"\",H141/'Cost scenario - input'!$G126),\"\")","v":""},{"$f":"IFERROR(IF(OR(I141=\"\",'Cost scenario - input'!$G126=\"\"),\"\",I141/'Cost scenario - input'!$G126),\"\")","v":""},{"$f":"IFERROR(IF(OR(J141=\"\",'Cost scenario - input'!$G126=\"\"),\"\",J141/'Cost scenario - input'!$G126),\"\")","v":""},{"$f":"IFERROR(IF(OR(K141=\"\",'Cost scenario - input'!$G126=\"\"),\"\",K141/'Cost scenario - input'!$G126),\"\")","v":""},{"$f":"IFERROR(IF(OR(L141=\"\",'Cost scenario - input'!$G126=\"\"),\"\",L141/'Cost scenario - input'!$G126),\"\")","v":""},{"$f":"IFERROR(IF(OR(M141=\"\",'Cost scenario - input'!$G126=\"\"),\"\",M141/'Cost scenario - input'!$G126),\"\")","v":""},{"$f":"IFERROR(IF(OR(N141=\"\",'Cost scenario - input'!$G126=\"\"),\"\",N141/'Cost scenario - input'!$G126),\"\")","v":""},{"$f":"IFERROR(IF(OR(O141=\"\",'Cost scenario - input'!$G126=\"\"),\"\",O141/'Cost scenario - input'!$G126),\"\")","v":""},{"$f":"IFERROR(IF(OR(P141=\"\",'Cost scenario - input'!$G126=\"\"),\"\",P141/'Cost scenario - input'!$G126),\"\")","v":""},{"$f":"IFERROR(IF(OR(Q141=\"\",'Cost scenario - input'!$G126=\"\"),\"\",Q141/'Cost scenario - input'!$G126),\"\")","v":""},{"$f":"IFERROR(IF(OR(R141=\"\",'Cost scenario - input'!$G126=\"\"),\"\",R141/'Cost scenario - input'!$G126),\"\")","v":""},{"$f":"IFERROR(IF(OR(S141=\"\",'Cost scenario - input'!$G126=\"\"),\"\",S141/'Cost scenario - input'!$G126),\"\")","v":""},{"$f":"IFERROR(IF(OR(T141=\"\",'Cost scenario - input'!$G126=\"\"),\"\",T141/'Cost scenario - input'!$G126),\"\")","v":""},{"$f":"IFERROR(IF(OR(U141=\"\",'Cost scenario - input'!$G126=\"\"),\"\",U141/'Cost scenario - input'!$G126),\"\")","v":""},{"$f":"IFERROR(IF(OR(V141=\"\",'Cost scenario - input'!$G126=\"\"),\"\",V141/'Cost scenario - input'!$G126),\"\")","v":""},{"$f":"IFERROR(IF(OR(W141=\"\",'Cost scenario - input'!$G126=\"\"),\"\",W141/'Cost scenario - input'!$G126),\"\")","v":""}]
[{"$f":"IFERROR('Cost scenario - input'!A127,\"\")","v":""},{"$f":"IFERROR('Cost scenario - input'!B127,\"\")","v":""},{"$f":"IFERROR('Cost scenario - input'!C127,\"\")","v":""},{"$f":"IFERROR(repcalc('Cost scenario - input'!$CY127:$GK127,'Cost scenario - input'!$J127,'Cost scenario - input'!$H127,'Cost scenario - input'!$I127,20,TRUE,TRUE),\"\")","v":""},"","","","","","","","","","","","","","","","","","","",{"$f":"IFERROR(IF(OR(D142=\"\",'Cost scenario - input'!$G127=\"\"),\"\",D142/'Cost scenario - input'!$G127),\"\")","v":""},{"$f":"IFERROR(IF(OR(E142=\"\",'Cost scenario - input'!$G127=\"\"),\"\",E142/'Cost scenario - input'!$G127),\"\")","v":""},{"$f":"IFERROR(IF(OR(F142=\"\",'Cost scenario - input'!$G127=\"\"),\"\",F142/'Cost scenario - input'!$G127),\"\")","v":""},{"$f":"IFERROR(IF(OR(G142=\"\",'Cost scenario - input'!$G127=\"\"),\"\",G142/'Cost scenario - input'!$G127),\"\")","v":""},{"$f":"IFERROR(IF(OR(H142=\"\",'Cost scenario - input'!$G127=\"\"),\"\",H142/'Cost scenario - input'!$G127),\"\")","v":""},{"$f":"IFERROR(IF(OR(I142=\"\",'Cost scenario - input'!$G127=\"\"),\"\",I142/'Cost scenario - input'!$G127),\"\")","v":""},{"$f":"IFERROR(IF(OR(J142=\"\",'Cost scenario - input'!$G127=\"\"),\"\",J142/'Cost scenario - input'!$G127),\"\")","v":""},{"$f":"IFERROR(IF(OR(K142=\"\",'Cost scenario - input'!$G127=\"\"),\"\",K142/'Cost scenario - input'!$G127),\"\")","v":""},{"$f":"IFERROR(IF(OR(L142=\"\",'Cost scenario - input'!$G127=\"\"),\"\",L142/'Cost scenario - input'!$G127),\"\")","v":""},{"$f":"IFERROR(IF(OR(M142=\"\",'Cost scenario - input'!$G127=\"\"),\"\",M142/'Cost scenario - input'!$G127),\"\")","v":""},{"$f":"IFERROR(IF(OR(N142=\"\",'Cost scenario - input'!$G127=\"\"),\"\",N142/'Cost scenario - input'!$G127),\"\")","v":""},{"$f":"IFERROR(IF(OR(O142=\"\",'Cost scenario - input'!$G127=\"\"),\"\",O142/'Cost scenario - input'!$G127),\"\")","v":""},{"$f":"IFERROR(IF(OR(P142=\"\",'Cost scenario - input'!$G127=\"\"),\"\",P142/'Cost scenario - input'!$G127),\"\")","v":""},{"$f":"IFERROR(IF(OR(Q142=\"\",'Cost scenario - input'!$G127=\"\"),\"\",Q142/'Cost scenario - input'!$G127),\"\")","v":""},{"$f":"IFERROR(IF(OR(R142=\"\",'Cost scenario - input'!$G127=\"\"),\"\",R142/'Cost scenario - input'!$G127),\"\")","v":""},{"$f":"IFERROR(IF(OR(S142=\"\",'Cost scenario - input'!$G127=\"\"),\"\",S142/'Cost scenario - input'!$G127),\"\")","v":""},{"$f":"IFERROR(IF(OR(T142=\"\",'Cost scenario - input'!$G127=\"\"),\"\",T142/'Cost scenario - input'!$G127),\"\")","v":""},{"$f":"IFERROR(IF(OR(U142=\"\",'Cost scenario - input'!$G127=\"\"),\"\",U142/'Cost scenario - input'!$G127),\"\")","v":""},{"$f":"IFERROR(IF(OR(V142=\"\",'Cost scenario - input'!$G127=\"\"),\"\",V142/'Cost scenario - input'!$G127),\"\")","v":""},{"$f":"IFERROR(IF(OR(W142=\"\",'Cost scenario - input'!$G127=\"\"),\"\",W142/'Cost scenario - input'!$G127),\"\")","v":""}]
[{"$f":"IFERROR('Cost scenario - input'!A128,\"\")","v":""},{"$f":"IFERROR('Cost scenario - input'!B128,\"\")","v":""},{"$f":"IFERROR('Cost scenario - input'!C128,\"\")","v":""},{"$f":"IFERROR(repcalc('Cost scenario - input'!$CY128:$GK128,'Cost scenario - input'!$J128,'Cost scenario - input'!$H128,'Cost scenario - input'!$I128,20,TRUE,TRUE),\"\")","v":""},"","","","","","","","","","","","","","","","","","","",{"$f":"IFERROR(IF(OR(D143=\"\",'Cost scenario - input'!$G128=\"\"),\"\",D143/'Cost scenario - input'!$G128),\"\")","v":""},{"$f":"IFERROR(IF(OR(E143=\"\",'Cost scenario - input'!$G128=\"\"),\"\",E143/'Cost scenario - input'!$G128),\"\")","v":""},{"$f":"IFERROR(IF(OR(F143=\"\",'Cost scenario - input'!$G128=\"\"),\"\",F143/'Cost scenario - input'!$G128),\"\")","v":""},{"$f":"IFERROR(IF(OR(G143=\"\",'Cost scenario - input'!$G128=\"\"),\"\",G143/'Cost scenario - input'!$G128),\"\")","v":""},{"$f":"IFERROR(IF(OR(H143=\"\",'Cost scenario - input'!$G128=\"\"),\"\",H143/'Cost scenario - input'!$G128),\"\")","v":""},{"$f":"IFERROR(IF(OR(I143=\"\",'Cost scenario - input'!$G128=\"\"),\"\",I143/'Cost scenario - input'!$G128),\"\")","v":""},{"$f":"IFERROR(IF(OR(J143=\"\",'Cost scenario - input'!$G128=\"\"),\"\",J143/'Cost scenario - input'!$G128),\"\")","v":""},{"$f":"IFERROR(IF(OR(K143=\"\",'Cost scenario - input'!$G128=\"\"),\"\",K143/'Cost scenario - input'!$G128),\"\")","v":""},{"$f":"IFERROR(IF(OR(L143=\"\",'Cost scenario - input'!$G128=\"\"),\"\",L143/'Cost scenario - input'!$G128),\"\")","v":""},{"$f":"IFERROR(IF(OR(M143=\"\",'Cost scenario - input'!$G128=\"\"),\"\",M143/'Cost scenario - input'!$G128),\"\")","v":""},{"$f":"IFERROR(IF(OR(N143=\"\",'Cost scenario - input'!$G128=\"\"),\"\",N143/'Cost scenario - input'!$G128),\"\")","v":""},{"$f":"IFERROR(IF(OR(O143=\"\",'Cost scenario - input'!$G128=\"\"),\"\",O143/'Cost scenario - input'!$G128),\"\")","v":""},{"$f":"IFERROR(IF(OR(P143=\"\",'Cost scenario - input'!$G128=\"\"),\"\",P143/'Cost scenario - input'!$G128),\"\")","v":""},{"$f":"IFERROR(IF(OR(Q143=\"\",'Cost scenario - input'!$G128=\"\"),\"\",Q143/'Cost scenario - input'!$G128),\"\")","v":""},{"$f":"IFERROR(IF(OR(R143=\"\",'Cost scenario - input'!$G128=\"\"),\"\",R143/'Cost scenario - input'!$G128),\"\")","v":""},{"$f":"IFERROR(IF(OR(S143=\"\",'Cost scenario - input'!$G128=\"\"),\"\",S143/'Cost scenario - input'!$G128),\"\")","v":""},{"$f":"IFERROR(IF(OR(T143=\"\",'Cost scenario - input'!$G128=\"\"),\"\",T143/'Cost scenario - input'!$G128),\"\")","v":""},{"$f":"IFERROR(IF(OR(U143=\"\",'Cost scenario - input'!$G128=\"\"),\"\",U143/'Cost scenario - input'!$G128),\"\")","v":""},{"$f":"IFERROR(IF(OR(V143=\"\",'Cost scenario - input'!$G128=\"\"),\"\",V143/'Cost scenario - input'!$G128),\"\")","v":""},{"$f":"IFERROR(IF(OR(W143=\"\",'Cost scenario - input'!$G128=\"\"),\"\",W143/'Cost scenario - input'!$G128),\"\")","v":""}]
[{"$f":"IFERROR('Cost scenario - input'!A129,\"\")","v":""},{"$f":"IFERROR('Cost scenario - input'!B129,\"\")","v":""},{"$f":"IFERROR('Cost scenario - input'!C129,\"\")","v":""},{"$f":"IFERROR(repcalc('Cost scenario - input'!$CY129:$GK129,'Cost scenario - input'!$J129,'Cost scenario - input'!$H129,'Cost scenario - input'!$I129,20,TRUE,TRUE),\"\")","v":""},"","","","","","","","","","","","","","","","","","","",{"$f":"IFERROR(IF(OR(D144=\"\",'Cost scenario - input'!$G129=\"\"),\"\",D144/'Cost scenario - input'!$G129),\"\")","v":""},{"$f":"IFERROR(IF(OR(E144=\"\",'Cost scenario - input'!$G129=\"\"),\"\",E144/'Cost scenario - input'!$G129),\"\")","v":""},{"$f":"IFERROR(IF(OR(F144=\"\",'Cost scenario - input'!$G129=\"\"),\"\",F144/'Cost scenario - input'!$G129),\"\")","v":""},{"$f":"IFERROR(IF(OR(G144=\"\",'Cost scenario - input'!$G129=\"\"),\"\",G144/'Cost scenario - input'!$G129),\"\")","v":""},{"$f":"IFERROR(IF(OR(H144=\"\",'Cost scenario - input'!$G129=\"\"),\"\",H144/'Cost scenario - input'!$G129),\"\")","v":""},{"$f":"IFERROR(IF(OR(I144=\"\",'Cost scenario - input'!$G129=\"\"),\"\",I144/'Cost scenario - input'!$G129),\"\")","v":""},{"$f":"IFERROR(IF(OR(J144=\"\",'Cost scenario - input'!$G129=\"\"),\"\",J144/'Cost scenario - input'!$G129),\"\")","v":""},{"$f":"IFERROR(IF(OR(K144=\"\",'Cost scenario - input'!$G129=\"\"),\"\",K144/'Cost scenario - input'!$G129),\"\")","v":""},{"$f":"IFERROR(IF(OR(L144=\"\",'Cost scenario - input'!$G129=\"\"),\"\",L144/'Cost scenario - input'!$G129),\"\")","v":""},{"$f":"IFERROR(IF(OR(M144=\"\",'Cost scenario - input'!$G129=\"\"),\"\",M144/'Cost scenario - input'!$G129),\"\")","v":""},{"$f":"IFERROR(IF(OR(N144=\"\",'Cost scenario - input'!$G129=\"\"),\"\",N144/'Cost scenario - input'!$G129),\"\")","v":""},{"$f":"IFERROR(IF(OR(O144=\"\",'Cost scenario - input'!$G129=\"\"),\"\",O144/'Cost scenario - input'!$G129),\"\")","v":""},{"$f":"IFERROR(IF(OR(P144=\"\",'Cost scenario - input'!$G129=\"\"),\"\",P144/'Cost scenario - input'!$G129),\"\")","v":""},{"$f":"IFERROR(IF(OR(Q144=\"\",'Cost scenario - input'!$G129=\"\"),\"\",Q144/'Cost scenario - input'!$G129),\"\")","v":""},{"$f":"IFERROR(IF(OR(R144=\"\",'Cost scenario - input'!$G129=\"\"),\"\",R144/'Cost scenario - input'!$G129),\"\")","v":""},{"$f":"IFERROR(IF(OR(S144=\"\",'Cost scenario - input'!$G129=\"\"),\"\",S144/'Cost scenario - input'!$G129),\"\")","v":""},{"$f":"IFERROR(IF(OR(T144=\"\",'Cost scenario - input'!$G129=\"\"),\"\",T144/'Cost scenario - input'!$G129),\"\")","v":""},{"$f":"IFERROR(IF(OR(U144=\"\",'Cost scenario - input'!$G129=\"\"),\"\",U144/'Cost scenario - input'!$G129),\"\")","v":""},{"$f":"IFERROR(IF(OR(V144=\"\",'Cost scenario - input'!$G129=\"\"),\"\",V144/'Cost scenario - input'!$G129),\"\")","v":""},{"$f":"IFERROR(IF(OR(W144=\"\",'Cost scenario - input'!$G129=\"\"),\"\",W144/'Cost scenario - input'!$G129),\"\")","v":""}]
[{"$f":"IFERROR('Cost scenario - input'!A130,\"\")","v":""},{"$f":"IFERROR('Cost scenario - input'!B130,\"\")","v":""},{"$f":"IFERROR('Cost scenario - input'!C130,\"\")","v":""},{"$f":"IFERROR(repcalc('Cost scenario - input'!$CY130:$GK130,'Cost scenario - input'!$J130,'Cost scenario - input'!$H130,'Cost scenario - input'!$I130,20,TRUE,TRUE),\"\")","v":""},"","","","","","","","","","","","","","","","","","","",{"$f":"IFERROR(IF(OR(D145=\"\",'Cost scenario - input'!$G130=\"\"),\"\",D145/'Cost scenario - input'!$G130),\"\")","v":""},{"$f":"IFERROR(IF(OR(E145=\"\",'Cost scenario - input'!$G130=\"\"),\"\",E145/'Cost scenario - input'!$G130),\"\")","v":""},{"$f":"IFERROR(IF(OR(F145=\"\",'Cost scenario - input'!$G130=\"\"),\"\",F145/'Cost scenario - input'!$G130),\"\")","v":""},{"$f":"IFERROR(IF(OR(G145=\"\",'Cost scenario - input'!$G130=\"\"),\"\",G145/'Cost scenario - input'!$G130),\"\")","v":""},{"$f":"IFERROR(IF(OR(H145=\"\",'Cost scenario - input'!$G130=\"\"),\"\",H145/'Cost scenario - input'!$G130),\"\")","v":""},{"$f":"IFERROR(IF(OR(I145=\"\",'Cost scenario - input'!$G130=\"\"),\"\",I145/'Cost scenario - input'!$G130),\"\")","v":""},{"$f":"IFERROR(IF(OR(J145=\"\",'Cost scenario - input'!$G130=\"\"),\"\",J145/'Cost scenario - input'!$G130),\"\")","v":""},{"$f":"IFERROR(IF(OR(K145=\"\",'Cost scenario - input'!$G130=\"\"),\"\",K145/'Cost scenario - input'!$G130),\"\")","v":""},{"$f":"IFERROR(IF(OR(L145=\"\",'Cost scenario - input'!$G130=\"\"),\"\",L145/'Cost scenario - input'!$G130),\"\")","v":""},{"$f":"IFERROR(IF(OR(M145=\"\",'Cost scenario - input'!$G130=\"\"),\"\",M145/'Cost scenario - input'!$G130),\"\")","v":""},{"$f":"IFERROR(IF(OR(N145=\"\",'Cost scenario - input'!$G130=\"\"),\"\",N145/'Cost scenario - input'!$G130),\"\")","v":""},{"$f":"IFERROR(IF(OR(O145=\"\",'Cost scenario - input'!$G130=\"\"),\"\",O145/'Cost scenario - input'!$G130),\"\")","v":""},{"$f":"IFERROR(IF(OR(P145=\"\",'Cost scenario - input'!$G130=\"\"),\"\",P145/'Cost scenario - input'!$G130),\"\")","v":""},{"$f":"IFERROR(IF(OR(Q145=\"\",'Cost scenario - input'!$G130=\"\"),\"\",Q145/'Cost scenario - input'!$G130),\"\")","v":""},{"$f":"IFERROR(IF(OR(R145=\"\",'Cost scenario - input'!$G130=\"\"),\"\",R145/'Cost scenario - input'!$G130),\"\")","v":""},{"$f":"IFERROR(IF(OR(S145=\"\",'Cost scenario - input'!$G130=\"\"),\"\",S145/'Cost scenario - input'!$G130),\"\")","v":""},{"$f":"IFERROR(IF(OR(T145=\"\",'Cost scenario - input'!$G130=\"\"),\"\",T145/'Cost scenario - input'!$G130),\"\")","v":""},{"$f":"IFERROR(IF(OR(U145=\"\",'Cost scenario - input'!$G130=\"\"),\"\",U145/'Cost scenario - input'!$G130),\"\")","v":""},{"$f":"IFERROR(IF(OR(V145=\"\",'Cost scenario - input'!$G130=\"\"),\"\",V145/'Cost scenario - input'!$G130),\"\")","v":""},{"$f":"IFERROR(IF(OR(W145=\"\",'Cost scenario - input'!$G130=\"\"),\"\",W145/'Cost scenario - input'!$G130),\"\")","v":""}]
[{"$f":"IFERROR('Cost scenario - input'!A131,\"\")","v":""},{"$f":"IFERROR('Cost scenario - input'!B131,\"\")","v":""},{"$f":"IFERROR('Cost scenario - input'!C131,\"\")","v":""},{"$f":"IFERROR(repcalc('Cost scenario - input'!$CY131:$GK131,'Cost scenario - input'!$J131,'Cost scenario - input'!$H131,'Cost scenario - input'!$I131,20,TRUE,TRUE),\"\")","v":""},"","","","","","","","","","","","","","","","","","","",{"$f":"IFERROR(IF(OR(D146=\"\",'Cost scenario - input'!$G131=\"\"),\"\",D146/'Cost scenario - input'!$G131),\"\")","v":""},{"$f":"IFERROR(IF(OR(E146=\"\",'Cost scenario - input'!$G131=\"\"),\"\",E146/'Cost scenario - input'!$G131),\"\")","v":""},{"$f":"IFERROR(IF(OR(F146=\"\",'Cost scenario - input'!$G131=\"\"),\"\",F146/'Cost scenario - input'!$G131),\"\")","v":""},{"$f":"IFERROR(IF(OR(G146=\"\",'Cost scenario - input'!$G131=\"\"),\"\",G146/'Cost scenario - input'!$G131),\"\")","v":""},{"$f":"IFERROR(IF(OR(H146=\"\",'Cost scenario - input'!$G131=\"\"),\"\",H146/'Cost scenario - input'!$G131),\"\")","v":""},{"$f":"IFERROR(IF(OR(I146=\"\",'Cost scenario - input'!$G131=\"\"),\"\",I146/'Cost scenario - input'!$G131),\"\")","v":""},{"$f":"IFERROR(IF(OR(J146=\"\",'Cost scenario - input'!$G131=\"\"),\"\",J146/'Cost scenario - input'!$G131),\"\")","v":""},{"$f":"IFERROR(IF(OR(K146=\"\",'Cost scenario - input'!$G131=\"\"),\"\",K146/'Cost scenario - input'!$G131),\"\")","v":""},{"$f":"IFERROR(IF(OR(L146=\"\",'Cost scenario - input'!$G131=\"\"),\"\",L146/'Cost scenario - input'!$G131),\"\")","v":""},{"$f":"IFERROR(IF(OR(M146=\"\",'Cost scenario - input'!$G131=\"\"),\"\",M146/'Cost scenario - input'!$G131),\"\")","v":""},{"$f":"IFERROR(IF(OR(N146=\"\",'Cost scenario - input'!$G131=\"\"),\"\",N146/'Cost scenario - input'!$G131),\"\")","v":""},{"$f":"IFERROR(IF(OR(O146=\"\",'Cost scenario - input'!$G131=\"\"),\"\",O146/'Cost scenario - input'!$G131),\"\")","v":""},{"$f":"IFERROR(IF(OR(P146=\"\",'Cost scenario - input'!$G131=\"\"),\"\",P146/'Cost scenario - input'!$G131),\"\")","v":""},{"$f":"IFERROR(IF(OR(Q146=\"\",'Cost scenario - input'!$G131=\"\"),\"\",Q146/'Cost scenario - input'!$G131),\"\")","v":""},{"$f":"IFERROR(IF(OR(R146=\"\",'Cost scenario - input'!$G131=\"\"),\"\",R146/'Cost scenario - input'!$G131),\"\")","v":""},{"$f":"IFERROR(IF(OR(S146=\"\",'Cost scenario - input'!$G131=\"\"),\"\",S146/'Cost scenario - input'!$G131),\"\")","v":""},{"$f":"IFERROR(IF(OR(T146=\"\",'Cost scenario - input'!$G131=\"\"),\"\",T146/'Cost scenario - input'!$G131),\"\")","v":""},{"$f":"IFERROR(IF(OR(U146=\"\",'Cost scenario - input'!$G131=\"\"),\"\",U146/'Cost scenario - input'!$G131),\"\")","v":""},{"$f":"IFERROR(IF(OR(V146=\"\",'Cost scenario - input'!$G131=\"\"),\"\",V146/'Cost scenario - input'!$G131),\"\")","v":""},{"$f":"IFERROR(IF(OR(W146=\"\",'Cost scenario - input'!$G131=\"\"),\"\",W146/'Cost scenario - input'!$G131),\"\")","v":""}]
[{"$f":"IFERROR('Cost scenario - input'!A132,\"\")","v":""},{"$f":"IFERROR('Cost scenario - input'!B132,\"\")","v":""},{"$f":"IFERROR('Cost scenario - input'!C132,\"\")","v":""},{"$f":"IFERROR(repcalc('Cost scenario - input'!$CY132:$GK132,'Cost scenario - input'!$J132,'Cost scenario - input'!$H132,'Cost scenario - input'!$I132,20,TRUE,TRUE),\"\")","v":""},"","","","","","","","","","","","","","","","","","","",{"$f":"IFERROR(IF(OR(D147=\"\",'Cost scenario - input'!$G132=\"\"),\"\",D147/'Cost scenario - input'!$G132),\"\")","v":""},{"$f":"IFERROR(IF(OR(E147=\"\",'Cost scenario - input'!$G132=\"\"),\"\",E147/'Cost scenario - input'!$G132),\"\")","v":""},{"$f":"IFERROR(IF(OR(F147=\"\",'Cost scenario - input'!$G132=\"\"),\"\",F147/'Cost scenario - input'!$G132),\"\")","v":""},{"$f":"IFERROR(IF(OR(G147=\"\",'Cost scenario - input'!$G132=\"\"),\"\",G147/'Cost scenario - input'!$G132),\"\")","v":""},{"$f":"IFERROR(IF(OR(H147=\"\",'Cost scenario - input'!$G132=\"\"),\"\",H147/'Cost scenario - input'!$G132),\"\")","v":""},{"$f":"IFERROR(IF(OR(I147=\"\",'Cost scenario - input'!$G132=\"\"),\"\",I147/'Cost scenario - input'!$G132),\"\")","v":""},{"$f":"IFERROR(IF(OR(J147=\"\",'Cost scenario - input'!$G132=\"\"),\"\",J147/'Cost scenario - input'!$G132),\"\")","v":""},{"$f":"IFERROR(IF(OR(K147=\"\",'Cost scenario - input'!$G132=\"\"),\"\",K147/'Cost scenario - input'!$G132),\"\")","v":""},{"$f":"IFERROR(IF(OR(L147=\"\",'Cost scenario - input'!$G132=\"\"),\"\",L147/'Cost scenario - input'!$G132),\"\")","v":""},{"$f":"IFERROR(IF(OR(M147=\"\",'Cost scenario - input'!$G132=\"\"),\"\",M147/'Cost scenario - input'!$G132),\"\")","v":""},{"$f":"IFERROR(IF(OR(N147=\"\",'Cost scenario - input'!$G132=\"\"),\"\",N147/'Cost scenario - input'!$G132),\"\")","v":""},{"$f":"IFERROR(IF(OR(O147=\"\",'Cost scenario - input'!$G132=\"\"),\"\",O147/'Cost scenario - input'!$G132),\"\")","v":""},{"$f":"IFERROR(IF(OR(P147=\"\",'Cost scenario - input'!$G132=\"\"),\"\",P147/'Cost scenario - input'!$G132),\"\")","v":""},{"$f":"IFERROR(IF(OR(Q147=\"\",'Cost scenario - input'!$G132=\"\"),\"\",Q147/'Cost scenario - input'!$G132),\"\")","v":""},{"$f":"IFERROR(IF(OR(R147=\"\",'Cost scenario - input'!$G132=\"\"),\"\",R147/'Cost scenario - input'!$G132),\"\")","v":""},{"$f":"IFERROR(IF(OR(S147=\"\",'Cost scenario - input'!$G132=\"\"),\"\",S147/'Cost scenario - input'!$G132),\"\")","v":""},{"$f":"IFERROR(IF(OR(T147=\"\",'Cost scenario - input'!$G132=\"\"),\"\",T147/'Cost scenario - input'!$G132),\"\")","v":""},{"$f":"IFERROR(IF(OR(U147=\"\",'Cost scenario - input'!$G132=\"\"),\"\",U147/'Cost scenario - input'!$G132),\"\")","v":""},{"$f":"IFERROR(IF(OR(V147=\"\",'Cost scenario - input'!$G132=\"\"),\"\",V147/'Cost scenario - input'!$G132),\"\")","v":""},{"$f":"IFERROR(IF(OR(W147=\"\",'Cost scenario - input'!$G132=\"\"),\"\",W147/'Cost scenario - input'!$G132),\"\")","v":""}]
[{"$f":"IFERROR('Cost scenario - input'!A133,\"\")","v":""},{"$f":"IFERROR('Cost scenario - input'!B133,\"\")","v":""},{"$f":"IFERROR('Cost scenario - input'!C133,\"\")","v":""},{"$f":"IFERROR(repcalc('Cost scenario - input'!$CY133:$GK133,'Cost scenario - input'!$J133,'Cost scenario - input'!$H133,'Cost scenario - input'!$I133,20,TRUE,TRUE),\"\")","v":""},"","","","","","","","","","","","","","","","","","","",{"$f":"IFERROR(IF(OR(D148=\"\",'Cost scenario - input'!$G133=\"\"),\"\",D148/'Cost scenario - input'!$G133),\"\")","v":""},{"$f":"IFERROR(IF(OR(E148=\"\",'Cost scenario - input'!$G133=\"\"),\"\",E148/'Cost scenario - input'!$G133),\"\")","v":""},{"$f":"IFERROR(IF(OR(F148=\"\",'Cost scenario - input'!$G133=\"\"),\"\",F148/'Cost scenario - input'!$G133),\"\")","v":""},{"$f":"IFERROR(IF(OR(G148=\"\",'Cost scenario - input'!$G133=\"\"),\"\",G148/'Cost scenario - input'!$G133),\"\")","v":""},{"$f":"IFERROR(IF(OR(H148=\"\",'Cost scenario - input'!$G133=\"\"),\"\",H148/'Cost scenario - input'!$G133),\"\")","v":""},{"$f":"IFERROR(IF(OR(I148=\"\",'Cost scenario - input'!$G133=\"\"),\"\",I148/'Cost scenario - input'!$G133),\"\")","v":""},{"$f":"IFERROR(IF(OR(J148=\"\",'Cost scenario - input'!$G133=\"\"),\"\",J148/'Cost scenario - input'!$G133),\"\")","v":""},{"$f":"IFERROR(IF(OR(K148=\"\",'Cost scenario - input'!$G133=\"\"),\"\",K148/'Cost scenario - input'!$G133),\"\")","v":""},{"$f":"IFERROR(IF(OR(L148=\"\",'Cost scenario - input'!$G133=\"\"),\"\",L148/'Cost scenario - input'!$G133),\"\")","v":""},{"$f":"IFERROR(IF(OR(M148=\"\",'Cost scenario - input'!$G133=\"\"),\"\",M148/'Cost scenario - input'!$G133),\"\")","v":""},{"$f":"IFERROR(IF(OR(N148=\"\",'Cost scenario - input'!$G133=\"\"),\"\",N148/'Cost scenario - input'!$G133),\"\")","v":""},{"$f":"IFERROR(IF(OR(O148=\"\",'Cost scenario - input'!$G133=\"\"),\"\",O148/'Cost scenario - input'!$G133),\"\")","v":""},{"$f":"IFERROR(IF(OR(P148=\"\",'Cost scenario - input'!$G133=\"\"),\"\",P148/'Cost scenario - input'!$G133),\"\")","v":""},{"$f":"IFERROR(IF(OR(Q148=\"\",'Cost scenario - input'!$G133=\"\"),\"\",Q148/'Cost scenario - input'!$G133),\"\")","v":""},{"$f":"IFERROR(IF(OR(R148=\"\",'Cost scenario - input'!$G133=\"\"),\"\",R148/'Cost scenario - input'!$G133),\"\")","v":""},{"$f":"IFERROR(IF(OR(S148=\"\",'Cost scenario - input'!$G133=\"\"),\"\",S148/'Cost scenario - input'!$G133),\"\")","v":""},{"$f":"IFERROR(IF(OR(T148=\"\",'Cost scenario - input'!$G133=\"\"),\"\",T148/'Cost scenario - input'!$G133),\"\")","v":""},{"$f":"IFERROR(IF(OR(U148=\"\",'Cost scenario - input'!$G133=\"\"),\"\",U148/'Cost scenario - input'!$G133),\"\")","v":""},{"$f":"IFERROR(IF(OR(V148=\"\",'Cost scenario - input'!$G133=\"\"),\"\",V148/'Cost scenario - input'!$G133),\"\")","v":""},{"$f":"IFERROR(IF(OR(W148=\"\",'Cost scenario - input'!$G133=\"\"),\"\",W148/'Cost scenario - input'!$G133),\"\")","v":""}]
[{"$f":"IFERROR('Cost scenario - input'!A134,\"\")","v":""},{"$f":"IFERROR('Cost scenario - input'!B134,\"\")","v":""},{"$f":"IFERROR('Cost scenario - input'!C134,\"\")","v":""},{"$f":"IFERROR(repcalc('Cost scenario - input'!$CY134:$GK134,'Cost scenario - input'!$J134,'Cost scenario - input'!$H134,'Cost scenario - input'!$I134,20,TRUE,TRUE),\"\")","v":""},"","","","","","","","","","","","","","","","","","","",{"$f":"IFERROR(IF(OR(D149=\"\",'Cost scenario - input'!$G134=\"\"),\"\",D149/'Cost scenario - input'!$G134),\"\")","v":""},{"$f":"IFERROR(IF(OR(E149=\"\",'Cost scenario - input'!$G134=\"\"),\"\",E149/'Cost scenario - input'!$G134),\"\")","v":""},{"$f":"IFERROR(IF(OR(F149=\"\",'Cost scenario - input'!$G134=\"\"),\"\",F149/'Cost scenario - input'!$G134),\"\")","v":""},{"$f":"IFERROR(IF(OR(G149=\"\",'Cost scenario - input'!$G134=\"\"),\"\",G149/'Cost scenario - input'!$G134),\"\")","v":""},{"$f":"IFERROR(IF(OR(H149=\"\",'Cost scenario - input'!$G134=\"\"),\"\",H149/'Cost scenario - input'!$G134),\"\")","v":""},{"$f":"IFERROR(IF(OR(I149=\"\",'Cost scenario - input'!$G134=\"\"),\"\",I149/'Cost scenario - input'!$G134),\"\")","v":""},{"$f":"IFERROR(IF(OR(J149=\"\",'Cost scenario - input'!$G134=\"\"),\"\",J149/'Cost scenario - input'!$G134),\"\")","v":""},{"$f":"IFERROR(IF(OR(K149=\"\",'Cost scenario - input'!$G134=\"\"),\"\",K149/'Cost scenario - input'!$G134),\"\")","v":""},{"$f":"IFERROR(IF(OR(L149=\"\",'Cost scenario - input'!$G134=\"\"),\"\",L149/'Cost scenario - input'!$G134),\"\")","v":""},{"$f":"IFERROR(IF(OR(M149=\"\",'Cost scenario - input'!$G134=\"\"),\"\",M149/'Cost scenario - input'!$G134),\"\")","v":""},{"$f":"IFERROR(IF(OR(N149=\"\",'Cost scenario - input'!$G134=\"\"),\"\",N149/'Cost scenario - input'!$G134),\"\")","v":""},{"$f":"IFERROR(IF(OR(O149=\"\",'Cost scenario - input'!$G134=\"\"),\"\",O149/'Cost scenario - input'!$G134),\"\")","v":""},{"$f":"IFERROR(IF(OR(P149=\"\",'Cost scenario - input'!$G134=\"\"),\"\",P149/'Cost scenario - input'!$G134),\"\")","v":""},{"$f":"IFERROR(IF(OR(Q149=\"\",'Cost scenario - input'!$G134=\"\"),\"\",Q149/'Cost scenario - input'!$G134),\"\")","v":""},{"$f":"IFERROR(IF(OR(R149=\"\",'Cost scenario - input'!$G134=\"\"),\"\",R149/'Cost scenario - input'!$G134),\"\")","v":""},{"$f":"IFERROR(IF(OR(S149=\"\",'Cost scenario - input'!$G134=\"\"),\"\",S149/'Cost scenario - input'!$G134),\"\")","v":""},{"$f":"IFERROR(IF(OR(T149=\"\",'Cost scenario - input'!$G134=\"\"),\"\",T149/'Cost scenario - input'!$G134),\"\")","v":""},{"$f":"IFERROR(IF(OR(U149=\"\",'Cost scenario - input'!$G134=\"\"),\"\",U149/'Cost scenario - input'!$G134),\"\")","v":""},{"$f":"IFERROR(IF(OR(V149=\"\",'Cost scenario - input'!$G134=\"\"),\"\",V149/'Cost scenario - input'!$G134),\"\")","v":""},{"$f":"IFERROR(IF(OR(W149=\"\",'Cost scenario - input'!$G134=\"\"),\"\",W149/'Cost scenario - input'!$G134),\"\")","v":""}]
[{"$f":"IFERROR('Cost scenario - input'!A135,\"\")","v":""},{"$f":"IFERROR('Cost scenario - input'!B135,\"\")","v":""},{"$f":"IFERROR('Cost scenario - input'!C135,\"\")","v":""},{"$f":"IFERROR(repcalc('Cost scenario - input'!$CY135:$GK135,'Cost scenario - input'!$J135,'Cost scenario - input'!$H135,'Cost scenario - input'!$I135,20,TRUE,TRUE),\"\")","v":""},"","","","","","","","","","","","","","","","","","","",{"$f":"IFERROR(IF(OR(D150=\"\",'Cost scenario - input'!$G135=\"\"),\"\",D150/'Cost scenario - input'!$G135),\"\")","v":""},{"$f":"IFERROR(IF(OR(E150=\"\",'Cost scenario - input'!$G135=\"\"),\"\",E150/'Cost scenario - input'!$G135),\"\")","v":""},{"$f":"IFERROR(IF(OR(F150=\"\",'Cost scenario - input'!$G135=\"\"),\"\",F150/'Cost scenario - input'!$G135),\"\")","v":""},{"$f":"IFERROR(IF(OR(G150=\"\",'Cost scenario - input'!$G135=\"\"),\"\",G150/'Cost scenario - input'!$G135),\"\")","v":""},{"$f":"IFERROR(IF(OR(H150=\"\",'Cost scenario - input'!$G135=\"\"),\"\",H150/'Cost scenario - input'!$G135),\"\")","v":""},{"$f":"IFERROR(IF(OR(I150=\"\",'Cost scenario - input'!$G135=\"\"),\"\",I150/'Cost scenario - input'!$G135),\"\")","v":""},{"$f":"IFERROR(IF(OR(J150=\"\",'Cost scenario - input'!$G135=\"\"),\"\",J150/'Cost scenario - input'!$G135),\"\")","v":""},{"$f":"IFERROR(IF(OR(K150=\"\",'Cost scenario - input'!$G135=\"\"),\"\",K150/'Cost scenario - input'!$G135),\"\")","v":""},{"$f":"IFERROR(IF(OR(L150=\"\",'Cost scenario - input'!$G135=\"\"),\"\",L150/'Cost scenario - input'!$G135),\"\")","v":""},{"$f":"IFERROR(IF(OR(M150=\"\",'Cost scenario - input'!$G135=\"\"),\"\",M150/'Cost scenario - input'!$G135),\"\")","v":""},{"$f":"IFERROR(IF(OR(N150=\"\",'Cost scenario - input'!$G135=\"\"),\"\",N150/'Cost scenario - input'!$G135),\"\")","v":""},{"$f":"IFERROR(IF(OR(O150=\"\",'Cost scenario - input'!$G135=\"\"),\"\",O150/'Cost scenario - input'!$G135),\"\")","v":""},{"$f":"IFERROR(IF(OR(P150=\"\",'Cost scenario - input'!$G135=\"\"),\"\",P150/'Cost scenario - input'!$G135),\"\")","v":""},{"$f":"IFERROR(IF(OR(Q150=\"\",'Cost scenario - input'!$G135=\"\"),\"\",Q150/'Cost scenario - input'!$G135),\"\")","v":""},{"$f":"IFERROR(IF(OR(R150=\"\",'Cost scenario - input'!$G135=\"\"),\"\",R150/'Cost scenario - input'!$G135),\"\")","v":""},{"$f":"IFERROR(IF(OR(S150=\"\",'Cost scenario - input'!$G135=\"\"),\"\",S150/'Cost scenario - input'!$G135),\"\")","v":""},{"$f":"IFERROR(IF(OR(T150=\"\",'Cost scenario - input'!$G135=\"\"),\"\",T150/'Cost scenario - input'!$G135),\"\")","v":""},{"$f":"IFERROR(IF(OR(U150=\"\",'Cost scenario - input'!$G135=\"\"),\"\",U150/'Cost scenario - input'!$G135),\"\")","v":""},{"$f":"IFERROR(IF(OR(V150=\"\",'Cost scenario - input'!$G135=\"\"),\"\",V150/'Cost scenario - input'!$G135),\"\")","v":""},{"$f":"IFERROR(IF(OR(W150=\"\",'Cost scenario - input'!$G135=\"\"),\"\",W150/'Cost scenario - input'!$G135),\"\")","v":""}]
[{"$f":"IFERROR('Cost scenario - input'!A136,\"\")","v":""},{"$f":"IFERROR('Cost scenario - input'!B136,\"\")","v":""},{"$f":"IFERROR('Cost scenario - input'!C136,\"\")","v":""},{"$f":"IFERROR(repcalc('Cost scenario - input'!$CY136:$GK136,'Cost scenario - input'!$J136,'Cost scenario - input'!$H136,'Cost scenario - input'!$I136,20,TRUE,TRUE),\"\")","v":""},"","","","","","","","","","","","","","","","","","","",{"$f":"IFERROR(IF(OR(D151=\"\",'Cost scenario - input'!$G136=\"\"),\"\",D151/'Cost scenario - input'!$G136),\"\")","v":""},{"$f":"IFERROR(IF(OR(E151=\"\",'Cost scenario - input'!$G136=\"\"),\"\",E151/'Cost scenario - input'!$G136),\"\")","v":""},{"$f":"IFERROR(IF(OR(F151=\"\",'Cost scenario - input'!$G136=\"\"),\"\",F151/'Cost scenario - input'!$G136),\"\")","v":""},{"$f":"IFERROR(IF(OR(G151=\"\",'Cost scenario - input'!$G136=\"\"),\"\",G151/'Cost scenario - input'!$G136),\"\")","v":""},{"$f":"IFERROR(IF(OR(H151=\"\",'Cost scenario - input'!$G136=\"\"),\"\",H151/'Cost scenario - input'!$G136),\"\")","v":""},{"$f":"IFERROR(IF(OR(I151=\"\",'Cost scenario - input'!$G136=\"\"),\"\",I151/'Cost scenario - input'!$G136),\"\")","v":""},{"$f":"IFERROR(IF(OR(J151=\"\",'Cost scenario - input'!$G136=\"\"),\"\",J151/'Cost scenario - input'!$G136),\"\")","v":""},{"$f":"IFERROR(IF(OR(K151=\"\",'Cost scenario - input'!$G136=\"\"),\"\",K151/'Cost scenario - input'!$G136),\"\")","v":""},{"$f":"IFERROR(IF(OR(L151=\"\",'Cost scenario - input'!$G136=\"\"),\"\",L151/'Cost scenario - input'!$G136),\"\")","v":""},{"$f":"IFERROR(IF(OR(M151=\"\",'Cost scenario - input'!$G136=\"\"),\"\",M151/'Cost scenario - input'!$G136),\"\")","v":""},{"$f":"IFERROR(IF(OR(N151=\"\",'Cost scenario - input'!$G136=\"\"),\"\",N151/'Cost scenario - input'!$G136),\"\")","v":""},{"$f":"IFERROR(IF(OR(O151=\"\",'Cost scenario - input'!$G136=\"\"),\"\",O151/'Cost scenario - input'!$G136),\"\")","v":""},{"$f":"IFERROR(IF(OR(P151=\"\",'Cost scenario - input'!$G136=\"\"),\"\",P151/'Cost scenario - input'!$G136),\"\")","v":""},{"$f":"IFERROR(IF(OR(Q151=\"\",'Cost scenario - input'!$G136=\"\"),\"\",Q151/'Cost scenario - input'!$G136),\"\")","v":""},{"$f":"IFERROR(IF(OR(R151=\"\",'Cost scenario - input'!$G136=\"\"),\"\",R151/'Cost scenario - input'!$G136),\"\")","v":""},{"$f":"IFERROR(IF(OR(S151=\"\",'Cost scenario - input'!$G136=\"\"),\"\",S151/'Cost scenario - input'!$G136),\"\")","v":""},{"$f":"IFERROR(IF(OR(T151=\"\",'Cost scenario - input'!$G136=\"\"),\"\",T151/'Cost scenario - input'!$G136),\"\")","v":""},{"$f":"IFERROR(IF(OR(U151=\"\",'Cost scenario - input'!$G136=\"\"),\"\",U151/'Cost scenario - input'!$G136),\"\")","v":""},{"$f":"IFERROR(IF(OR(V151=\"\",'Cost scenario - input'!$G136=\"\"),\"\",V151/'Cost scenario - input'!$G136),\"\")","v":""},{"$f":"IFERROR(IF(OR(W151=\"\",'Cost scenario - input'!$G136=\"\"),\"\",W151/'Cost scenario - input'!$G136),\"\")","v":""}]
[{"$f":"IFERROR('Cost scenario - input'!A137,\"\")","v":""},{"$f":"IFERROR('Cost scenario - input'!B137,\"\")","v":""},{"$f":"IFERROR('Cost scenario - input'!C137,\"\")","v":""},{"$f":"IFERROR(repcalc('Cost scenario - input'!$CY137:$GK137,'Cost scenario - input'!$J137,'Cost scenario - input'!$H137,'Cost scenario - input'!$I137,20,TRUE,TRUE),\"\")","v":""},"","","","","","","","","","","","","","","","","","","",{"$f":"IFERROR(IF(OR(D152=\"\",'Cost scenario - input'!$G137=\"\"),\"\",D152/'Cost scenario - input'!$G137),\"\")","v":""},{"$f":"IFERROR(IF(OR(E152=\"\",'Cost scenario - input'!$G137=\"\"),\"\",E152/'Cost scenario - input'!$G137),\"\")","v":""},{"$f":"IFERROR(IF(OR(F152=\"\",'Cost scenario - input'!$G137=\"\"),\"\",F152/'Cost scenario - input'!$G137),\"\")","v":""},{"$f":"IFERROR(IF(OR(G152=\"\",'Cost scenario - input'!$G137=\"\"),\"\",G152/'Cost scenario - input'!$G137),\"\")","v":""},{"$f":"IFERROR(IF(OR(H152=\"\",'Cost scenario - input'!$G137=\"\"),\"\",H152/'Cost scenario - input'!$G137),\"\")","v":""},{"$f":"IFERROR(IF(OR(I152=\"\",'Cost scenario - input'!$G137=\"\"),\"\",I152/'Cost scenario - input'!$G137),\"\")","v":""},{"$f":"IFERROR(IF(OR(J152=\"\",'Cost scenario - input'!$G137=\"\"),\"\",J152/'Cost scenario - input'!$G137),\"\")","v":""},{"$f":"IFERROR(IF(OR(K152=\"\",'Cost scenario - input'!$G137=\"\"),\"\",K152/'Cost scenario - input'!$G137),\"\")","v":""},{"$f":"IFERROR(IF(OR(L152=\"\",'Cost scenario - input'!$G137=\"\"),\"\",L152/'Cost scenario - input'!$G137),\"\")","v":""},{"$f":"IFERROR(IF(OR(M152=\"\",'Cost scenario - input'!$G137=\"\"),\"\",M152/'Cost scenario - input'!$G137),\"\")","v":""},{"$f":"IFERROR(IF(OR(N152=\"\",'Cost scenario - input'!$G137=\"\"),\"\",N152/'Cost scenario - input'!$G137),\"\")","v":""},{"$f":"IFERROR(IF(OR(O152=\"\",'Cost scenario - input'!$G137=\"\"),\"\",O152/'Cost scenario - input'!$G137),\"\")","v":""},{"$f":"IFERROR(IF(OR(P152=\"\",'Cost scenario - input'!$G137=\"\"),\"\",P152/'Cost scenario - input'!$G137),\"\")","v":""},{"$f":"IFERROR(IF(OR(Q152=\"\",'Cost scenario - input'!$G137=\"\"),\"\",Q152/'Cost scenario - input'!$G137),\"\")","v":""},{"$f":"IFERROR(IF(OR(R152=\"\",'Cost scenario - input'!$G137=\"\"),\"\",R152/'Cost scenario - input'!$G137),\"\")","v":""},{"$f":"IFERROR(IF(OR(S152=\"\",'Cost scenario - input'!$G137=\"\"),\"\",S152/'Cost scenario - input'!$G137),\"\")","v":""},{"$f":"IFERROR(IF(OR(T152=\"\",'Cost scenario - input'!$G137=\"\"),\"\",T152/'Cost scenario - input'!$G137),\"\")","v":""},{"$f":"IFERROR(IF(OR(U152=\"\",'Cost scenario - input'!$G137=\"\"),\"\",U152/'Cost scenario - input'!$G137),\"\")","v":""},{"$f":"IFERROR(IF(OR(V152=\"\",'Cost scenario - input'!$G137=\"\"),\"\",V152/'Cost scenario - input'!$G137),\"\")","v":""},{"$f":"IFERROR(IF(OR(W152=\"\",'Cost scenario - input'!$G137=\"\"),\"\",W152/'Cost scenario - input'!$G137),\"\")","v":""}]
[{"$f":"IFERROR('Cost scenario - input'!A138,\"\")","v":""},{"$f":"IFERROR('Cost scenario - input'!B138,\"\")","v":""},{"$f":"IFERROR('Cost scenario - input'!C138,\"\")","v":""},{"$f":"IFERROR(repcalc('Cost scenario - input'!$CY138:$GK138,'Cost scenario - input'!$J138,'Cost scenario - input'!$H138,'Cost scenario - input'!$I138,20,TRUE,TRUE),\"\")","v":""},"","","","","","","","","","","","","","","","","","","",{"$f":"IFERROR(IF(OR(D153=\"\",'Cost scenario - input'!$G138=\"\"),\"\",D153/'Cost scenario - input'!$G138),\"\")","v":""},{"$f":"IFERROR(IF(OR(E153=\"\",'Cost scenario - input'!$G138=\"\"),\"\",E153/'Cost scenario - input'!$G138),\"\")","v":""},{"$f":"IFERROR(IF(OR(F153=\"\",'Cost scenario - input'!$G138=\"\"),\"\",F153/'Cost scenario - input'!$G138),\"\")","v":""},{"$f":"IFERROR(IF(OR(G153=\"\",'Cost scenario - input'!$G138=\"\"),\"\",G153/'Cost scenario - input'!$G138),\"\")","v":""},{"$f":"IFERROR(IF(OR(H153=\"\",'Cost scenario - input'!$G138=\"\"),\"\",H153/'Cost scenario - input'!$G138),\"\")","v":""},{"$f":"IFERROR(IF(OR(I153=\"\",'Cost scenario - input'!$G138=\"\"),\"\",I153/'Cost scenario - input'!$G138),\"\")","v":""},{"$f":"IFERROR(IF(OR(J153=\"\",'Cost scenario - input'!$G138=\"\"),\"\",J153/'Cost scenario - input'!$G138),\"\")","v":""},{"$f":"IFERROR(IF(OR(K153=\"\",'Cost scenario - input'!$G138=\"\"),\"\",K153/'Cost scenario - input'!$G138),\"\")","v":""},{"$f":"IFERROR(IF(OR(L153=\"\",'Cost scenario - input'!$G138=\"\"),\"\",L153/'Cost scenario - input'!$G138),\"\")","v":""},{"$f":"IFERROR(IF(OR(M153=\"\",'Cost scenario - input'!$G138=\"\"),\"\",M153/'Cost scenario - input'!$G138),\"\")","v":""},{"$f":"IFERROR(IF(OR(N153=\"\",'Cost scenario - input'!$G138=\"\"),\"\",N153/'Cost scenario - input'!$G138),\"\")","v":""},{"$f":"IFERROR(IF(OR(O153=\"\",'Cost scenario - input'!$G138=\"\"),\"\",O153/'Cost scenario - input'!$G138),\"\")","v":""},{"$f":"IFERROR(IF(OR(P153=\"\",'Cost scenario - input'!$G138=\"\"),\"\",P153/'Cost scenario - input'!$G138),\"\")","v":""},{"$f":"IFERROR(IF(OR(Q153=\"\",'Cost scenario - input'!$G138=\"\"),\"\",Q153/'Cost scenario - input'!$G138),\"\")","v":""},{"$f":"IFERROR(IF(OR(R153=\"\",'Cost scenario - input'!$G138=\"\"),\"\",R153/'Cost scenario - input'!$G138),\"\")","v":""},{"$f":"IFERROR(IF(OR(S153=\"\",'Cost scenario - input'!$G138=\"\"),\"\",S153/'Cost scenario - input'!$G138),\"\")","v":""},{"$f":"IFERROR(IF(OR(T153=\"\",'Cost scenario - input'!$G138=\"\"),\"\",T153/'Cost scenario - input'!$G138),\"\")","v":""},{"$f":"IFERROR(IF(OR(U153=\"\",'Cost scenario - input'!$G138=\"\"),\"\",U153/'Cost scenario - input'!$G138),\"\")","v":""},{"$f":"IFERROR(IF(OR(V153=\"\",'Cost scenario - input'!$G138=\"\"),\"\",V153/'Cost scenario - input'!$G138),\"\")","v":""},{"$f":"IFERROR(IF(OR(W153=\"\",'Cost scenario - input'!$G138=\"\"),\"\",W153/'Cost scenario - input'!$G138),\"\")","v":""}]
[{"$f":"IFERROR('Cost scenario - input'!A139,\"\")","v":""},{"$f":"IFERROR('Cost scenario - input'!B139,\"\")","v":""},{"$f":"IFERROR('Cost scenario - input'!C139,\"\")","v":""},{"$f":"IFERROR(repcalc('Cost scenario - input'!$CY139:$GK139,'Cost scenario - input'!$J139,'Cost scenario - input'!$H139,'Cost scenario - input'!$I139,20,TRUE,TRUE),\"\")","v":""},"","","","","","","","","","","","","","","","","","","",{"$f":"IFERROR(IF(OR(D154=\"\",'Cost scenario - input'!$G139=\"\"),\"\",D154/'Cost scenario - input'!$G139),\"\")","v":""},{"$f":"IFERROR(IF(OR(E154=\"\",'Cost scenario - input'!$G139=\"\"),\"\",E154/'Cost scenario - input'!$G139),\"\")","v":""},{"$f":"IFERROR(IF(OR(F154=\"\",'Cost scenario - input'!$G139=\"\"),\"\",F154/'Cost scenario - input'!$G139),\"\")","v":""},{"$f":"IFERROR(IF(OR(G154=\"\",'Cost scenario - input'!$G139=\"\"),\"\",G154/'Cost scenario - input'!$G139),\"\")","v":""},{"$f":"IFERROR(IF(OR(H154=\"\",'Cost scenario - input'!$G139=\"\"),\"\",H154/'Cost scenario - input'!$G139),\"\")","v":""},{"$f":"IFERROR(IF(OR(I154=\"\",'Cost scenario - input'!$G139=\"\"),\"\",I154/'Cost scenario - input'!$G139),\"\")","v":""},{"$f":"IFERROR(IF(OR(J154=\"\",'Cost scenario - input'!$G139=\"\"),\"\",J154/'Cost scenario - input'!$G139),\"\")","v":""},{"$f":"IFERROR(IF(OR(K154=\"\",'Cost scenario - input'!$G139=\"\"),\"\",K154/'Cost scenario - input'!$G139),\"\")","v":""},{"$f":"IFERROR(IF(OR(L154=\"\",'Cost scenario - input'!$G139=\"\"),\"\",L154/'Cost scenario - input'!$G139),\"\")","v":""},{"$f":"IFERROR(IF(OR(M154=\"\",'Cost scenario - input'!$G139=\"\"),\"\",M154/'Cost scenario - input'!$G139),\"\")","v":""},{"$f":"IFERROR(IF(OR(N154=\"\",'Cost scenario - input'!$G139=\"\"),\"\",N154/'Cost scenario - input'!$G139),\"\")","v":""},{"$f":"IFERROR(IF(OR(O154=\"\",'Cost scenario - input'!$G139=\"\"),\"\",O154/'Cost scenario - input'!$G139),\"\")","v":""},{"$f":"IFERROR(IF(OR(P154=\"\",'Cost scenario - input'!$G139=\"\"),\"\",P154/'Cost scenario - input'!$G139),\"\")","v":""},{"$f":"IFERROR(IF(OR(Q154=\"\",'Cost scenario - input'!$G139=\"\"),\"\",Q154/'Cost scenario - input'!$G139),\"\")","v":""},{"$f":"IFERROR(IF(OR(R154=\"\",'Cost scenario - input'!$G139=\"\"),\"\",R154/'Cost scenario - input'!$G139),\"\")","v":""},{"$f":"IFERROR(IF(OR(S154=\"\",'Cost scenario - input'!$G139=\"\"),\"\",S154/'Cost scenario - input'!$G139),\"\")","v":""},{"$f":"IFERROR(IF(OR(T154=\"\",'Cost scenario - input'!$G139=\"\"),\"\",T154/'Cost scenario - input'!$G139),\"\")","v":""},{"$f":"IFERROR(IF(OR(U154=\"\",'Cost scenario - input'!$G139=\"\"),\"\",U154/'Cost scenario - input'!$G139),\"\")","v":""},{"$f":"IFERROR(IF(OR(V154=\"\",'Cost scenario - input'!$G139=\"\"),\"\",V154/'Cost scenario - input'!$G139),\"\")","v":""},{"$f":"IFERROR(IF(OR(W154=\"\",'Cost scenario - input'!$G139=\"\"),\"\",W154/'Cost scenario - input'!$G139),\"\")","v":""}]
[{"$f":"IFERROR('Cost scenario - input'!A140,\"\")","v":""},{"$f":"IFERROR('Cost scenario - input'!B140,\"\")","v":""},{"$f":"IFERROR('Cost scenario - input'!C140,\"\")","v":""},{"$f":"IFERROR(repcalc('Cost scenario - input'!$CY140:$GK140,'Cost scenario - input'!$J140,'Cost scenario - input'!$H140,'Cost scenario - input'!$I140,20,TRUE,TRUE),\"\")","v":""},"","","","","","","","","","","","","","","","","","","",{"$f":"IFERROR(IF(OR(D155=\"\",'Cost scenario - input'!$G140=\"\"),\"\",D155/'Cost scenario - input'!$G140),\"\")","v":""},{"$f":"IFERROR(IF(OR(E155=\"\",'Cost scenario - input'!$G140=\"\"),\"\",E155/'Cost scenario - input'!$G140),\"\")","v":""},{"$f":"IFERROR(IF(OR(F155=\"\",'Cost scenario - input'!$G140=\"\"),\"\",F155/'Cost scenario - input'!$G140),\"\")","v":""},{"$f":"IFERROR(IF(OR(G155=\"\",'Cost scenario - input'!$G140=\"\"),\"\",G155/'Cost scenario - input'!$G140),\"\")","v":""},{"$f":"IFERROR(IF(OR(H155=\"\",'Cost scenario - input'!$G140=\"\"),\"\",H155/'Cost scenario - input'!$G140),\"\")","v":""},{"$f":"IFERROR(IF(OR(I155=\"\",'Cost scenario - input'!$G140=\"\"),\"\",I155/'Cost scenario - input'!$G140),\"\")","v":""},{"$f":"IFERROR(IF(OR(J155=\"\",'Cost scenario - input'!$G140=\"\"),\"\",J155/'Cost scenario - input'!$G140),\"\")","v":""},{"$f":"IFERROR(IF(OR(K155=\"\",'Cost scenario - input'!$G140=\"\"),\"\",K155/'Cost scenario - input'!$G140),\"\")","v":""},{"$f":"IFERROR(IF(OR(L155=\"\",'Cost scenario - input'!$G140=\"\"),\"\",L155/'Cost scenario - input'!$G140),\"\")","v":""},{"$f":"IFERROR(IF(OR(M155=\"\",'Cost scenario - input'!$G140=\"\"),\"\",M155/'Cost scenario - input'!$G140),\"\")","v":""},{"$f":"IFERROR(IF(OR(N155=\"\",'Cost scenario - input'!$G140=\"\"),\"\",N155/'Cost scenario - input'!$G140),\"\")","v":""},{"$f":"IFERROR(IF(OR(O155=\"\",'Cost scenario - input'!$G140=\"\"),\"\",O155/'Cost scenario - input'!$G140),\"\")","v":""},{"$f":"IFERROR(IF(OR(P155=\"\",'Cost scenario - input'!$G140=\"\"),\"\",P155/'Cost scenario - input'!$G140),\"\")","v":""},{"$f":"IFERROR(IF(OR(Q155=\"\",'Cost scenario - input'!$G140=\"\"),\"\",Q155/'Cost scenario - input'!$G140),\"\")","v":""},{"$f":"IFERROR(IF(OR(R155=\"\",'Cost scenario - input'!$G140=\"\"),\"\",R155/'Cost scenario - input'!$G140),\"\")","v":""},{"$f":"IFERROR(IF(OR(S155=\"\",'Cost scenario - input'!$G140=\"\"),\"\",S155/'Cost scenario - input'!$G140),\"\")","v":""},{"$f":"IFERROR(IF(OR(T155=\"\",'Cost scenario - input'!$G140=\"\"),\"\",T155/'Cost scenario - input'!$G140),\"\")","v":""},{"$f":"IFERROR(IF(OR(U155=\"\",'Cost scenario - input'!$G140=\"\"),\"\",U155/'Cost scenario - input'!$G140),\"\")","v":""},{"$f":"IFERROR(IF(OR(V155=\"\",'Cost scenario - input'!$G140=\"\"),\"\",V155/'Cost scenario - input'!$G140),\"\")","v":""},{"$f":"IFERROR(IF(OR(W155=\"\",'Cost scenario - input'!$G140=\"\"),\"\",W155/'Cost scenario - input'!$G140),\"\")","v":""}]
[{"$f":"IFERROR('Cost scenario - input'!A141,\"\")","v":""},{"$f":"IFERROR('Cost scenario - input'!B141,\"\")","v":""},{"$f":"IFERROR('Cost scenario - input'!C141,\"\")","v":""},{"$f":"IFERROR(repcalc('Cost scenario - input'!$CY141:$GK141,'Cost scenario - input'!$J141,'Cost scenario - input'!$H141,'Cost scenario - input'!$I141,20,TRUE,TRUE),\"\")","v":""},"","","","","","","","","","","","","","","","","","","",{"$f":"IFERROR(IF(OR(D156=\"\",'Cost scenario - input'!$G141=\"\"),\"\",D156/'Cost scenario - input'!$G141),\"\")","v":""},{"$f":"IFERROR(IF(OR(E156=\"\",'Cost scenario - input'!$G141=\"\"),\"\",E156/'Cost scenario - input'!$G141),\"\")","v":""},{"$f":"IFERROR(IF(OR(F156=\"\",'Cost scenario - input'!$G141=\"\"),\"\",F156/'Cost scenario - input'!$G141),\"\")","v":""},{"$f":"IFERROR(IF(OR(G156=\"\",'Cost scenario - input'!$G141=\"\"),\"\",G156/'Cost scenario - input'!$G141),\"\")","v":""},{"$f":"IFERROR(IF(OR(H156=\"\",'Cost scenario - input'!$G141=\"\"),\"\",H156/'Cost scenario - input'!$G141),\"\")","v":""},{"$f":"IFERROR(IF(OR(I156=\"\",'Cost scenario - input'!$G141=\"\"),\"\",I156/'Cost scenario - input'!$G141),\"\")","v":""},{"$f":"IFERROR(IF(OR(J156=\"\",'Cost scenario - input'!$G141=\"\"),\"\",J156/'Cost scenario - input'!$G141),\"\")","v":""},{"$f":"IFERROR(IF(OR(K156=\"\",'Cost scenario - input'!$G141=\"\"),\"\",K156/'Cost scenario - input'!$G141),\"\")","v":""},{"$f":"IFERROR(IF(OR(L156=\"\",'Cost scenario - input'!$G141=\"\"),\"\",L156/'Cost scenario - input'!$G141),\"\")","v":""},{"$f":"IFERROR(IF(OR(M156=\"\",'Cost scenario - input'!$G141=\"\"),\"\",M156/'Cost scenario - input'!$G141),\"\")","v":""},{"$f":"IFERROR(IF(OR(N156=\"\",'Cost scenario - input'!$G141=\"\"),\"\",N156/'Cost scenario - input'!$G141),\"\")","v":""},{"$f":"IFERROR(IF(OR(O156=\"\",'Cost scenario - input'!$G141=\"\"),\"\",O156/'Cost scenario - input'!$G141),\"\")","v":""},{"$f":"IFERROR(IF(OR(P156=\"\",'Cost scenario - input'!$G141=\"\"),\"\",P156/'Cost scenario - input'!$G141),\"\")","v":""},{"$f":"IFERROR(IF(OR(Q156=\"\",'Cost scenario - input'!$G141=\"\"),\"\",Q156/'Cost scenario - input'!$G141),\"\")","v":""},{"$f":"IFERROR(IF(OR(R156=\"\",'Cost scenario - input'!$G141=\"\"),\"\",R156/'Cost scenario - input'!$G141),\"\")","v":""},{"$f":"IFERROR(IF(OR(S156=\"\",'Cost scenario - input'!$G141=\"\"),\"\",S156/'Cost scenario - input'!$G141),\"\")","v":""},{"$f":"IFERROR(IF(OR(T156=\"\",'Cost scenario - input'!$G141=\"\"),\"\",T156/'Cost scenario - input'!$G141),\"\")","v":""},{"$f":"IFERROR(IF(OR(U156=\"\",'Cost scenario - input'!$G141=\"\"),\"\",U156/'Cost scenario - input'!$G141),\"\")","v":""},{"$f":"IFERROR(IF(OR(V156=\"\",'Cost scenario - input'!$G141=\"\"),\"\",V156/'Cost scenario - input'!$G141),\"\")","v":""},{"$f":"IFERROR(IF(OR(W156=\"\",'Cost scenario - input'!$G141=\"\"),\"\",W156/'Cost scenario - input'!$G141),\"\")","v":""}]
[{"$f":"IFERROR('Cost scenario - input'!A142,\"\")","v":""},{"$f":"IFERROR('Cost scenario - input'!B142,\"\")","v":""},{"$f":"IFERROR('Cost scenario - input'!C142,\"\")","v":""},{"$f":"IFERROR(repcalc('Cost scenario - input'!$CY142:$GK142,'Cost scenario - input'!$J142,'Cost scenario - input'!$H142,'Cost scenario - input'!$I142,20,TRUE,TRUE),\"\")","v":""},"","","","","","","","","","","","","","","","","","","",{"$f":"IFERROR(IF(OR(D157=\"\",'Cost scenario - input'!$G142=\"\"),\"\",D157/'Cost scenario - input'!$G142),\"\")","v":""},{"$f":"IFERROR(IF(OR(E157=\"\",'Cost scenario - input'!$G142=\"\"),\"\",E157/'Cost scenario - input'!$G142),\"\")","v":""},{"$f":"IFERROR(IF(OR(F157=\"\",'Cost scenario - input'!$G142=\"\"),\"\",F157/'Cost scenario - input'!$G142),\"\")","v":""},{"$f":"IFERROR(IF(OR(G157=\"\",'Cost scenario - input'!$G142=\"\"),\"\",G157/'Cost scenario - input'!$G142),\"\")","v":""},{"$f":"IFERROR(IF(OR(H157=\"\",'Cost scenario - input'!$G142=\"\"),\"\",H157/'Cost scenario - input'!$G142),\"\")","v":""},{"$f":"IFERROR(IF(OR(I157=\"\",'Cost scenario - input'!$G142=\"\"),\"\",I157/'Cost scenario - input'!$G142),\"\")","v":""},{"$f":"IFERROR(IF(OR(J157=\"\",'Cost scenario - input'!$G142=\"\"),\"\",J157/'Cost scenario - input'!$G142),\"\")","v":""},{"$f":"IFERROR(IF(OR(K157=\"\",'Cost scenario - input'!$G142=\"\"),\"\",K157/'Cost scenario - input'!$G142),\"\")","v":""},{"$f":"IFERROR(IF(OR(L157=\"\",'Cost scenario - input'!$G142=\"\"),\"\",L157/'Cost scenario - input'!$G142),\"\")","v":""},{"$f":"IFERROR(IF(OR(M157=\"\",'Cost scenario - input'!$G142=\"\"),\"\",M157/'Cost scenario - input'!$G142),\"\")","v":""},{"$f":"IFERROR(IF(OR(N157=\"\",'Cost scenario - input'!$G142=\"\"),\"\",N157/'Cost scenario - input'!$G142),\"\")","v":""},{"$f":"IFERROR(IF(OR(O157=\"\",'Cost scenario - input'!$G142=\"\"),\"\",O157/'Cost scenario - input'!$G142),\"\")","v":""},{"$f":"IFERROR(IF(OR(P157=\"\",'Cost scenario - input'!$G142=\"\"),\"\",P157/'Cost scenario - input'!$G142),\"\")","v":""},{"$f":"IFERROR(IF(OR(Q157=\"\",'Cost scenario - input'!$G142=\"\"),\"\",Q157/'Cost scenario - input'!$G142),\"\")","v":""},{"$f":"IFERROR(IF(OR(R157=\"\",'Cost scenario - input'!$G142=\"\"),\"\",R157/'Cost scenario - input'!$G142),\"\")","v":""},{"$f":"IFERROR(IF(OR(S157=\"\",'Cost scenario - input'!$G142=\"\"),\"\",S157/'Cost scenario - input'!$G142),\"\")","v":""},{"$f":"IFERROR(IF(OR(T157=\"\",'Cost scenario - input'!$G142=\"\"),\"\",T157/'Cost scenario - input'!$G142),\"\")","v":""},{"$f":"IFERROR(IF(OR(U157=\"\",'Cost scenario - input'!$G142=\"\"),\"\",U157/'Cost scenario - input'!$G142),\"\")","v":""},{"$f":"IFERROR(IF(OR(V157=\"\",'Cost scenario - input'!$G142=\"\"),\"\",V157/'Cost scenario - input'!$G142),\"\")","v":""},{"$f":"IFERROR(IF(OR(W157=\"\",'Cost scenario - input'!$G142=\"\"),\"\",W157/'Cost scenario - input'!$G142),\"\")","v":""}]
[{"$f":"IFERROR('Cost scenario - input'!A143,\"\")","v":""},{"$f":"IFERROR('Cost scenario - input'!B143,\"\")","v":""},{"$f":"IFERROR('Cost scenario - input'!C143,\"\")","v":""},{"$f":"IFERROR(repcalc('Cost scenario - input'!$CY143:$GK143,'Cost scenario - input'!$J143,'Cost scenario - input'!$H143,'Cost scenario - input'!$I143,20,TRUE,TRUE),\"\")","v":""},"","","","","","","","","","","","","","","","","","","",{"$f":"IFERROR(IF(OR(D158=\"\",'Cost scenario - input'!$G143=\"\"),\"\",D158/'Cost scenario - input'!$G143),\"\")","v":""},{"$f":"IFERROR(IF(OR(E158=\"\",'Cost scenario - input'!$G143=\"\"),\"\",E158/'Cost scenario - input'!$G143),\"\")","v":""},{"$f":"IFERROR(IF(OR(F158=\"\",'Cost scenario - input'!$G143=\"\"),\"\",F158/'Cost scenario - input'!$G143),\"\")","v":""},{"$f":"IFERROR(IF(OR(G158=\"\",'Cost scenario - input'!$G143=\"\"),\"\",G158/'Cost scenario - input'!$G143),\"\")","v":""},{"$f":"IFERROR(IF(OR(H158=\"\",'Cost scenario - input'!$G143=\"\"),\"\",H158/'Cost scenario - input'!$G143),\"\")","v":""},{"$f":"IFERROR(IF(OR(I158=\"\",'Cost scenario - input'!$G143=\"\"),\"\",I158/'Cost scenario - input'!$G143),\"\")","v":""},{"$f":"IFERROR(IF(OR(J158=\"\",'Cost scenario - input'!$G143=\"\"),\"\",J158/'Cost scenario - input'!$G143),\"\")","v":""},{"$f":"IFERROR(IF(OR(K158=\"\",'Cost scenario - input'!$G143=\"\"),\"\",K158/'Cost scenario - input'!$G143),\"\")","v":""},{"$f":"IFERROR(IF(OR(L158=\"\",'Cost scenario - input'!$G143=\"\"),\"\",L158/'Cost scenario - input'!$G143),\"\")","v":""},{"$f":"IFERROR(IF(OR(M158=\"\",'Cost scenario - input'!$G143=\"\"),\"\",M158/'Cost scenario - input'!$G143),\"\")","v":""},{"$f":"IFERROR(IF(OR(N158=\"\",'Cost scenario - input'!$G143=\"\"),\"\",N158/'Cost scenario - input'!$G143),\"\")","v":""},{"$f":"IFERROR(IF(OR(O158=\"\",'Cost scenario - input'!$G143=\"\"),\"\",O158/'Cost scenario - input'!$G143),\"\")","v":""},{"$f":"IFERROR(IF(OR(P158=\"\",'Cost scenario - input'!$G143=\"\"),\"\",P158/'Cost scenario - input'!$G143),\"\")","v":""},{"$f":"IFERROR(IF(OR(Q158=\"\",'Cost scenario - input'!$G143=\"\"),\"\",Q158/'Cost scenario - input'!$G143),\"\")","v":""},{"$f":"IFERROR(IF(OR(R158=\"\",'Cost scenario - input'!$G143=\"\"),\"\",R158/'Cost scenario - input'!$G143),\"\")","v":""},{"$f":"IFERROR(IF(OR(S158=\"\",'Cost scenario - input'!$G143=\"\"),\"\",S158/'Cost scenario - input'!$G143),\"\")","v":""},{"$f":"IFERROR(IF(OR(T158=\"\",'Cost scenario - input'!$G143=\"\"),\"\",T158/'Cost scenario - input'!$G143),\"\")","v":""},{"$f":"IFERROR(IF(OR(U158=\"\",'Cost scenario - input'!$G143=\"\"),\"\",U158/'Cost scenario - input'!$G143),\"\")","v":""},{"$f":"IFERROR(IF(OR(V158=\"\",'Cost scenario - input'!$G143=\"\"),\"\",V158/'Cost scenario - input'!$G143),\"\")","v":""},{"$f":"IFERROR(IF(OR(W158=\"\",'Cost scenario - input'!$G143=\"\"),\"\",W158/'Cost scenario - input'!$G143),\"\")","v":""}]
[{"$f":"IFERROR('Cost scenario - input'!A144,\"\")","v":""},{"$f":"IFERROR('Cost scenario - input'!B144,\"\")","v":""},{"$f":"IFERROR('Cost scenario - input'!C144,\"\")","v":""},{"$f":"IFERROR(repcalc('Cost scenario - input'!$CY144:$GK144,'Cost scenario - input'!$J144,'Cost scenario - input'!$H144,'Cost scenario - input'!$I144,20,TRUE,TRUE),\"\")","v":""},"","","","","","","","","","","","","","","","","","","",{"$f":"IFERROR(IF(OR(D159=\"\",'Cost scenario - input'!$G144=\"\"),\"\",D159/'Cost scenario - input'!$G144),\"\")","v":""},{"$f":"IFERROR(IF(OR(E159=\"\",'Cost scenario - input'!$G144=\"\"),\"\",E159/'Cost scenario - input'!$G144),\"\")","v":""},{"$f":"IFERROR(IF(OR(F159=\"\",'Cost scenario - input'!$G144=\"\"),\"\",F159/'Cost scenario - input'!$G144),\"\")","v":""},{"$f":"IFERROR(IF(OR(G159=\"\",'Cost scenario - input'!$G144=\"\"),\"\",G159/'Cost scenario - input'!$G144),\"\")","v":""},{"$f":"IFERROR(IF(OR(H159=\"\",'Cost scenario - input'!$G144=\"\"),\"\",H159/'Cost scenario - input'!$G144),\"\")","v":""},{"$f":"IFERROR(IF(OR(I159=\"\",'Cost scenario - input'!$G144=\"\"),\"\",I159/'Cost scenario - input'!$G144),\"\")","v":""},{"$f":"IFERROR(IF(OR(J159=\"\",'Cost scenario - input'!$G144=\"\"),\"\",J159/'Cost scenario - input'!$G144),\"\")","v":""},{"$f":"IFERROR(IF(OR(K159=\"\",'Cost scenario - input'!$G144=\"\"),\"\",K159/'Cost scenario - input'!$G144),\"\")","v":""},{"$f":"IFERROR(IF(OR(L159=\"\",'Cost scenario - input'!$G144=\"\"),\"\",L159/'Cost scenario - input'!$G144),\"\")","v":""},{"$f":"IFERROR(IF(OR(M159=\"\",'Cost scenario - input'!$G144=\"\"),\"\",M159/'Cost scenario - input'!$G144),\"\")","v":""},{"$f":"IFERROR(IF(OR(N159=\"\",'Cost scenario - input'!$G144=\"\"),\"\",N159/'Cost scenario - input'!$G144),\"\")","v":""},{"$f":"IFERROR(IF(OR(O159=\"\",'Cost scenario - input'!$G144=\"\"),\"\",O159/'Cost scenario - input'!$G144),\"\")","v":""},{"$f":"IFERROR(IF(OR(P159=\"\",'Cost scenario - input'!$G144=\"\"),\"\",P159/'Cost scenario - input'!$G144),\"\")","v":""},{"$f":"IFERROR(IF(OR(Q159=\"\",'Cost scenario - input'!$G144=\"\"),\"\",Q159/'Cost scenario - input'!$G144),\"\")","v":""},{"$f":"IFERROR(IF(OR(R159=\"\",'Cost scenario - input'!$G144=\"\"),\"\",R159/'Cost scenario - input'!$G144),\"\")","v":""},{"$f":"IFERROR(IF(OR(S159=\"\",'Cost scenario - input'!$G144=\"\"),\"\",S159/'Cost scenario - input'!$G144),\"\")","v":""},{"$f":"IFERROR(IF(OR(T159=\"\",'Cost scenario - input'!$G144=\"\"),\"\",T159/'Cost scenario - input'!$G144),\"\")","v":""},{"$f":"IFERROR(IF(OR(U159=\"\",'Cost scenario - input'!$G144=\"\"),\"\",U159/'Cost scenario - input'!$G144),\"\")","v":""},{"$f":"IFERROR(IF(OR(V159=\"\",'Cost scenario - input'!$G144=\"\"),\"\",V159/'Cost scenario - input'!$G144),\"\")","v":""},{"$f":"IFERROR(IF(OR(W159=\"\",'Cost scenario - input'!$G144=\"\"),\"\",W159/'Cost scenario - input'!$G144),\"\")","v":""}]
[{"$f":"IFERROR('Cost scenario - input'!A145,\"\")","v":""},{"$f":"IFERROR('Cost scenario - input'!B145,\"\")","v":""},{"$f":"IFERROR('Cost scenario - input'!C145,\"\")","v":""},{"$f":"IFERROR(repcalc('Cost scenario - input'!$CY145:$GK145,'Cost scenario - input'!$J145,'Cost scenario - input'!$H145,'Cost scenario - input'!$I145,20,TRUE,TRUE),\"\")","v":""},"","","","","","","","","","","","","","","","","","","",{"$f":"IFERROR(IF(OR(D160=\"\",'Cost scenario - input'!$G145=\"\"),\"\",D160/'Cost scenario - input'!$G145),\"\")","v":""},{"$f":"IFERROR(IF(OR(E160=\"\",'Cost scenario - input'!$G145=\"\"),\"\",E160/'Cost scenario - input'!$G145),\"\")","v":""},{"$f":"IFERROR(IF(OR(F160=\"\",'Cost scenario - input'!$G145=\"\"),\"\",F160/'Cost scenario - input'!$G145),\"\")","v":""},{"$f":"IFERROR(IF(OR(G160=\"\",'Cost scenario - input'!$G145=\"\"),\"\",G160/'Cost scenario - input'!$G145),\"\")","v":""},{"$f":"IFERROR(IF(OR(H160=\"\",'Cost scenario - input'!$G145=\"\"),\"\",H160/'Cost scenario - input'!$G145),\"\")","v":""},{"$f":"IFERROR(IF(OR(I160=\"\",'Cost scenario - input'!$G145=\"\"),\"\",I160/'Cost scenario - input'!$G145),\"\")","v":""},{"$f":"IFERROR(IF(OR(J160=\"\",'Cost scenario - input'!$G145=\"\"),\"\",J160/'Cost scenario - input'!$G145),\"\")","v":""},{"$f":"IFERROR(IF(OR(K160=\"\",'Cost scenario - input'!$G145=\"\"),\"\",K160/'Cost scenario - input'!$G145),\"\")","v":""},{"$f":"IFERROR(IF(OR(L160=\"\",'Cost scenario - input'!$G145=\"\"),\"\",L160/'Cost scenario - input'!$G145),\"\")","v":""},{"$f":"IFERROR(IF(OR(M160=\"\",'Cost scenario - input'!$G145=\"\"),\"\",M160/'Cost scenario - input'!$G145),\"\")","v":""},{"$f":"IFERROR(IF(OR(N160=\"\",'Cost scenario - input'!$G145=\"\"),\"\",N160/'Cost scenario - input'!$G145),\"\")","v":""},{"$f":"IFERROR(IF(OR(O160=\"\",'Cost scenario - input'!$G145=\"\"),\"\",O160/'Cost scenario - input'!$G145),\"\")","v":""},{"$f":"IFERROR(IF(OR(P160=\"\",'Cost scenario - input'!$G145=\"\"),\"\",P160/'Cost scenario - input'!$G145),\"\")","v":""},{"$f":"IFERROR(IF(OR(Q160=\"\",'Cost scenario - input'!$G145=\"\"),\"\",Q160/'Cost scenario - input'!$G145),\"\")","v":""},{"$f":"IFERROR(IF(OR(R160=\"\",'Cost scenario - input'!$G145=\"\"),\"\",R160/'Cost scenario - input'!$G145),\"\")","v":""},{"$f":"IFERROR(IF(OR(S160=\"\",'Cost scenario - input'!$G145=\"\"),\"\",S160/'Cost scenario - input'!$G145),\"\")","v":""},{"$f":"IFERROR(IF(OR(T160=\"\",'Cost scenario - input'!$G145=\"\"),\"\",T160/'Cost scenario - input'!$G145),\"\")","v":""},{"$f":"IFERROR(IF(OR(U160=\"\",'Cost scenario - input'!$G145=\"\"),\"\",U160/'Cost scenario - input'!$G145),\"\")","v":""},{"$f":"IFERROR(IF(OR(V160=\"\",'Cost scenario - input'!$G145=\"\"),\"\",V160/'Cost scenario - input'!$G145),\"\")","v":""},{"$f":"IFERROR(IF(OR(W160=\"\",'Cost scenario - input'!$G145=\"\"),\"\",W160/'Cost scenario - input'!$G145),\"\")","v":""}]
[{"$f":"IFERROR('Cost scenario - input'!A146,\"\")","v":""},{"$f":"IFERROR('Cost scenario - input'!B146,\"\")","v":""},{"$f":"IFERROR('Cost scenario - input'!C146,\"\")","v":""},{"$f":"IFERROR(repcalc('Cost scenario - input'!$CY146:$GK146,'Cost scenario - input'!$J146,'Cost scenario - input'!$H146,'Cost scenario - input'!$I146,20,TRUE,TRUE),\"\")","v":""},"","","","","","","","","","","","","","","","","","","",{"$f":"IFERROR(IF(OR(D161=\"\",'Cost scenario - input'!$G146=\"\"),\"\",D161/'Cost scenario - input'!$G146),\"\")","v":""},{"$f":"IFERROR(IF(OR(E161=\"\",'Cost scenario - input'!$G146=\"\"),\"\",E161/'Cost scenario - input'!$G146),\"\")","v":""},{"$f":"IFERROR(IF(OR(F161=\"\",'Cost scenario - input'!$G146=\"\"),\"\",F161/'Cost scenario - input'!$G146),\"\")","v":""},{"$f":"IFERROR(IF(OR(G161=\"\",'Cost scenario - input'!$G146=\"\"),\"\",G161/'Cost scenario - input'!$G146),\"\")","v":""},{"$f":"IFERROR(IF(OR(H161=\"\",'Cost scenario - input'!$G146=\"\"),\"\",H161/'Cost scenario - input'!$G146),\"\")","v":""},{"$f":"IFERROR(IF(OR(I161=\"\",'Cost scenario - input'!$G146=\"\"),\"\",I161/'Cost scenario - input'!$G146),\"\")","v":""},{"$f":"IFERROR(IF(OR(J161=\"\",'Cost scenario - input'!$G146=\"\"),\"\",J161/'Cost scenario - input'!$G146),\"\")","v":""},{"$f":"IFERROR(IF(OR(K161=\"\",'Cost scenario - input'!$G146=\"\"),\"\",K161/'Cost scenario - input'!$G146),\"\")","v":""},{"$f":"IFERROR(IF(OR(L161=\"\",'Cost scenario - input'!$G146=\"\"),\"\",L161/'Cost scenario - input'!$G146),\"\")","v":""},{"$f":"IFERROR(IF(OR(M161=\"\",'Cost scenario - input'!$G146=\"\"),\"\",M161/'Cost scenario - input'!$G146),\"\")","v":""},{"$f":"IFERROR(IF(OR(N161=\"\",'Cost scenario - input'!$G146=\"\"),\"\",N161/'Cost scenario - input'!$G146),\"\")","v":""},{"$f":"IFERROR(IF(OR(O161=\"\",'Cost scenario - input'!$G146=\"\"),\"\",O161/'Cost scenario - input'!$G146),\"\")","v":""},{"$f":"IFERROR(IF(OR(P161=\"\",'Cost scenario - input'!$G146=\"\"),\"\",P161/'Cost scenario - input'!$G146),\"\")","v":""},{"$f":"IFERROR(IF(OR(Q161=\"\",'Cost scenario - input'!$G146=\"\"),\"\",Q161/'Cost scenario - input'!$G146),\"\")","v":""},{"$f":"IFERROR(IF(OR(R161=\"\",'Cost scenario - input'!$G146=\"\"),\"\",R161/'Cost scenario - input'!$G146),\"\")","v":""},{"$f":"IFERROR(IF(OR(S161=\"\",'Cost scenario - input'!$G146=\"\"),\"\",S161/'Cost scenario - input'!$G146),\"\")","v":""},{"$f":"IFERROR(IF(OR(T161=\"\",'Cost scenario - input'!$G146=\"\"),\"\",T161/'Cost scenario - input'!$G146),\"\")","v":""},{"$f":"IFERROR(IF(OR(U161=\"\",'Cost scenario - input'!$G146=\"\"),\"\",U161/'Cost scenario - input'!$G146),\"\")","v":""},{"$f":"IFERROR(IF(OR(V161=\"\",'Cost scenario - input'!$G146=\"\"),\"\",V161/'Cost scenario - input'!$G146),\"\")","v":""},{"$f":"IFERROR(IF(OR(W161=\"\",'Cost scenario - input'!$G146=\"\"),\"\",W161/'Cost scenario - input'!$G146),\"\")","v":""}]
[{"$f":"IFERROR('Cost scenario - input'!A147,\"\")","v":""},{"$f":"IFERROR('Cost scenario - input'!B147,\"\")","v":""},{"$f":"IFERROR('Cost scenario - input'!C147,\"\")","v":""},{"$f":"IFERROR(repcalc('Cost scenario - input'!$CY147:$GK147,'Cost scenario - input'!$J147,'Cost scenario - input'!$H147,'Cost scenario - input'!$I147,20,TRUE,TRUE),\"\")","v":""},"","","","","","","","","","","","","","","","","","","",{"$f":"IFERROR(IF(OR(D162=\"\",'Cost scenario - input'!$G147=\"\"),\"\",D162/'Cost scenario - input'!$G147),\"\")","v":""},{"$f":"IFERROR(IF(OR(E162=\"\",'Cost scenario - input'!$G147=\"\"),\"\",E162/'Cost scenario - input'!$G147),\"\")","v":""},{"$f":"IFERROR(IF(OR(F162=\"\",'Cost scenario - input'!$G147=\"\"),\"\",F162/'Cost scenario - input'!$G147),\"\")","v":""},{"$f":"IFERROR(IF(OR(G162=\"\",'Cost scenario - input'!$G147=\"\"),\"\",G162/'Cost scenario - input'!$G147),\"\")","v":""},{"$f":"IFERROR(IF(OR(H162=\"\",'Cost scenario - input'!$G147=\"\"),\"\",H162/'Cost scenario - input'!$G147),\"\")","v":""},{"$f":"IFERROR(IF(OR(I162=\"\",'Cost scenario - input'!$G147=\"\"),\"\",I162/'Cost scenario - input'!$G147),\"\")","v":""},{"$f":"IFERROR(IF(OR(J162=\"\",'Cost scenario - input'!$G147=\"\"),\"\",J162/'Cost scenario - input'!$G147),\"\")","v":""},{"$f":"IFERROR(IF(OR(K162=\"\",'Cost scenario - input'!$G147=\"\"),\"\",K162/'Cost scenario - input'!$G147),\"\")","v":""},{"$f":"IFERROR(IF(OR(L162=\"\",'Cost scenario - input'!$G147=\"\"),\"\",L162/'Cost scenario - input'!$G147),\"\")","v":""},{"$f":"IFERROR(IF(OR(M162=\"\",'Cost scenario - input'!$G147=\"\"),\"\",M162/'Cost scenario - input'!$G147),\"\")","v":""},{"$f":"IFERROR(IF(OR(N162=\"\",'Cost scenario - input'!$G147=\"\"),\"\",N162/'Cost scenario - input'!$G147),\"\")","v":""},{"$f":"IFERROR(IF(OR(O162=\"\",'Cost scenario - input'!$G147=\"\"),\"\",O162/'Cost scenario - input'!$G147),\"\")","v":""},{"$f":"IFERROR(IF(OR(P162=\"\",'Cost scenario - input'!$G147=\"\"),\"\",P162/'Cost scenario - input'!$G147),\"\")","v":""},{"$f":"IFERROR(IF(OR(Q162=\"\",'Cost scenario - input'!$G147=\"\"),\"\",Q162/'Cost scenario - input'!$G147),\"\")","v":""},{"$f":"IFERROR(IF(OR(R162=\"\",'Cost scenario - input'!$G147=\"\"),\"\",R162/'Cost scenario - input'!$G147),\"\")","v":""},{"$f":"IFERROR(IF(OR(S162=\"\",'Cost scenario - input'!$G147=\"\"),\"\",S162/'Cost scenario - input'!$G147),\"\")","v":""},{"$f":"IFERROR(IF(OR(T162=\"\",'Cost scenario - input'!$G147=\"\"),\"\",T162/'Cost scenario - input'!$G147),\"\")","v":""},{"$f":"IFERROR(IF(OR(U162=\"\",'Cost scenario - input'!$G147=\"\"),\"\",U162/'Cost scenario - input'!$G147),\"\")","v":""},{"$f":"IFERROR(IF(OR(V162=\"\",'Cost scenario - input'!$G147=\"\"),\"\",V162/'Cost scenario - input'!$G147),\"\")","v":""},{"$f":"IFERROR(IF(OR(W162=\"\",'Cost scenario - input'!$G147=\"\"),\"\",W162/'Cost scenario - input'!$G147),\"\")","v":""}]
[{"$f":"IFERROR('Cost scenario - input'!A148,\"\")","v":""},{"$f":"IFERROR('Cost scenario - input'!B148,\"\")","v":""},{"$f":"IFERROR('Cost scenario - input'!C148,\"\")","v":""},{"$f":"IFERROR(repcalc('Cost scenario - input'!$CY148:$GK148,'Cost scenario - input'!$J148,'Cost scenario - input'!$H148,'Cost scenario - input'!$I148,20,TRUE,TRUE),\"\")","v":""},"","","","","","","","","","","","","","","","","","","",{"$f":"IFERROR(IF(OR(D163=\"\",'Cost scenario - input'!$G148=\"\"),\"\",D163/'Cost scenario - input'!$G148),\"\")","v":""},{"$f":"IFERROR(IF(OR(E163=\"\",'Cost scenario - input'!$G148=\"\"),\"\",E163/'Cost scenario - input'!$G148),\"\")","v":""},{"$f":"IFERROR(IF(OR(F163=\"\",'Cost scenario - input'!$G148=\"\"),\"\",F163/'Cost scenario - input'!$G148),\"\")","v":""},{"$f":"IFERROR(IF(OR(G163=\"\",'Cost scenario - input'!$G148=\"\"),\"\",G163/'Cost scenario - input'!$G148),\"\")","v":""},{"$f":"IFERROR(IF(OR(H163=\"\",'Cost scenario - input'!$G148=\"\"),\"\",H163/'Cost scenario - input'!$G148),\"\")","v":""},{"$f":"IFERROR(IF(OR(I163=\"\",'Cost scenario - input'!$G148=\"\"),\"\",I163/'Cost scenario - input'!$G148),\"\")","v":""},{"$f":"IFERROR(IF(OR(J163=\"\",'Cost scenario - input'!$G148=\"\"),\"\",J163/'Cost scenario - input'!$G148),\"\")","v":""},{"$f":"IFERROR(IF(OR(K163=\"\",'Cost scenario - input'!$G148=\"\"),\"\",K163/'Cost scenario - input'!$G148),\"\")","v":""},{"$f":"IFERROR(IF(OR(L163=\"\",'Cost scenario - input'!$G148=\"\"),\"\",L163/'Cost scenario - input'!$G148),\"\")","v":""},{"$f":"IFERROR(IF(OR(M163=\"\",'Cost scenario - input'!$G148=\"\"),\"\",M163/'Cost scenario - input'!$G148),\"\")","v":""},{"$f":"IFERROR(IF(OR(N163=\"\",'Cost scenario - input'!$G148=\"\"),\"\",N163/'Cost scenario - input'!$G148),\"\")","v":""},{"$f":"IFERROR(IF(OR(O163=\"\",'Cost scenario - input'!$G148=\"\"),\"\",O163/'Cost scenario - input'!$G148),\"\")","v":""},{"$f":"IFERROR(IF(OR(P163=\"\",'Cost scenario - input'!$G148=\"\"),\"\",P163/'Cost scenario - input'!$G148),\"\")","v":""},{"$f":"IFERROR(IF(OR(Q163=\"\",'Cost scenario - input'!$G148=\"\"),\"\",Q163/'Cost scenario - input'!$G148),\"\")","v":""},{"$f":"IFERROR(IF(OR(R163=\"\",'Cost scenario - input'!$G148=\"\"),\"\",R163/'Cost scenario - input'!$G148),\"\")","v":""},{"$f":"IFERROR(IF(OR(S163=\"\",'Cost scenario - input'!$G148=\"\"),\"\",S163/'Cost scenario - input'!$G148),\"\")","v":""},{"$f":"IFERROR(IF(OR(T163=\"\",'Cost scenario - input'!$G148=\"\"),\"\",T163/'Cost scenario - input'!$G148),\"\")","v":""},{"$f":"IFERROR(IF(OR(U163=\"\",'Cost scenario - input'!$G148=\"\"),\"\",U163/'Cost scenario - input'!$G148),\"\")","v":""},{"$f":"IFERROR(IF(OR(V163=\"\",'Cost scenario - input'!$G148=\"\"),\"\",V163/'Cost scenario - input'!$G148),\"\")","v":""},{"$f":"IFERROR(IF(OR(W163=\"\",'Cost scenario - input'!$G148=\"\"),\"\",W163/'Cost scenario - input'!$G148),\"\")","v":""}]
[{"$f":"IFERROR('Cost scenario - input'!A149,\"\")","v":""},{"$f":"IFERROR('Cost scenario - input'!B149,\"\")","v":""},{"$f":"IFERROR('Cost scenario - input'!C149,\"\")","v":""},{"$f":"IFERROR(repcalc('Cost scenario - input'!$CY149:$GK149,'Cost scenario - input'!$J149,'Cost scenario - input'!$H149,'Cost scenario - input'!$I149,20,TRUE,TRUE),\"\")","v":""},"","","","","","","","","","","","","","","","","","","",{"$f":"IFERROR(IF(OR(D164=\"\",'Cost scenario - input'!$G149=\"\"),\"\",D164/'Cost scenario - input'!$G149),\"\")","v":""},{"$f":"IFERROR(IF(OR(E164=\"\",'Cost scenario - input'!$G149=\"\"),\"\",E164/'Cost scenario - input'!$G149),\"\")","v":""},{"$f":"IFERROR(IF(OR(F164=\"\",'Cost scenario - input'!$G149=\"\"),\"\",F164/'Cost scenario - input'!$G149),\"\")","v":""},{"$f":"IFERROR(IF(OR(G164=\"\",'Cost scenario - input'!$G149=\"\"),\"\",G164/'Cost scenario - input'!$G149),\"\")","v":""},{"$f":"IFERROR(IF(OR(H164=\"\",'Cost scenario - input'!$G149=\"\"),\"\",H164/'Cost scenario - input'!$G149),\"\")","v":""},{"$f":"IFERROR(IF(OR(I164=\"\",'Cost scenario - input'!$G149=\"\"),\"\",I164/'Cost scenario - input'!$G149),\"\")","v":""},{"$f":"IFERROR(IF(OR(J164=\"\",'Cost scenario - input'!$G149=\"\"),\"\",J164/'Cost scenario - input'!$G149),\"\")","v":""},{"$f":"IFERROR(IF(OR(K164=\"\",'Cost scenario - input'!$G149=\"\"),\"\",K164/'Cost scenario - input'!$G149),\"\")","v":""},{"$f":"IFERROR(IF(OR(L164=\"\",'Cost scenario - input'!$G149=\"\"),\"\",L164/'Cost scenario - input'!$G149),\"\")","v":""},{"$f":"IFERROR(IF(OR(M164=\"\",'Cost scenario - input'!$G149=\"\"),\"\",M164/'Cost scenario - input'!$G149),\"\")","v":""},{"$f":"IFERROR(IF(OR(N164=\"\",'Cost scenario - input'!$G149=\"\"),\"\",N164/'Cost scenario - input'!$G149),\"\")","v":""},{"$f":"IFERROR(IF(OR(O164=\"\",'Cost scenario - input'!$G149=\"\"),\"\",O164/'Cost scenario - input'!$G149),\"\")","v":""},{"$f":"IFERROR(IF(OR(P164=\"\",'Cost scenario - input'!$G149=\"\"),\"\",P164/'Cost scenario - input'!$G149),\"\")","v":""},{"$f":"IFERROR(IF(OR(Q164=\"\",'Cost scenario - input'!$G149=\"\"),\"\",Q164/'Cost scenario - input'!$G149),\"\")","v":""},{"$f":"IFERROR(IF(OR(R164=\"\",'Cost scenario - input'!$G149=\"\"),\"\",R164/'Cost scenario - input'!$G149),\"\")","v":""},{"$f":"IFERROR(IF(OR(S164=\"\",'Cost scenario - input'!$G149=\"\"),\"\",S164/'Cost scenario - input'!$G149),\"\")","v":""},{"$f":"IFERROR(IF(OR(T164=\"\",'Cost scenario - input'!$G149=\"\"),\"\",T164/'Cost scenario - input'!$G149),\"\")","v":""},{"$f":"IFERROR(IF(OR(U164=\"\",'Cost scenario - input'!$G149=\"\"),\"\",U164/'Cost scenario - input'!$G149),\"\")","v":""},{"$f":"IFERROR(IF(OR(V164=\"\",'Cost scenario - input'!$G149=\"\"),\"\",V164/'Cost scenario - input'!$G149),\"\")","v":""},{"$f":"IFERROR(IF(OR(W164=\"\",'Cost scenario - input'!$G149=\"\"),\"\",W164/'Cost scenario - input'!$G149),\"\")","v":""}]
[{"$f":"IFERROR('Cost scenario - input'!A150,\"\")","v":""},{"$f":"IFERROR('Cost scenario - input'!B150,\"\")","v":""},{"$f":"IFERROR('Cost scenario - input'!C150,\"\")","v":""},{"$f":"IFERROR(repcalc('Cost scenario - input'!$CY150:$GK150,'Cost scenario - input'!$J150,'Cost scenario - input'!$H150,'Cost scenario - input'!$I150,20,TRUE,TRUE),\"\")","v":""},"","","","","","","","","","","","","","","","","","","",{"$f":"IFERROR(IF(OR(D165=\"\",'Cost scenario - input'!$G150=\"\"),\"\",D165/'Cost scenario - input'!$G150),\"\")","v":""},{"$f":"IFERROR(IF(OR(E165=\"\",'Cost scenario - input'!$G150=\"\"),\"\",E165/'Cost scenario - input'!$G150),\"\")","v":""},{"$f":"IFERROR(IF(OR(F165=\"\",'Cost scenario - input'!$G150=\"\"),\"\",F165/'Cost scenario - input'!$G150),\"\")","v":""},{"$f":"IFERROR(IF(OR(G165=\"\",'Cost scenario - input'!$G150=\"\"),\"\",G165/'Cost scenario - input'!$G150),\"\")","v":""},{"$f":"IFERROR(IF(OR(H165=\"\",'Cost scenario - input'!$G150=\"\"),\"\",H165/'Cost scenario - input'!$G150),\"\")","v":""},{"$f":"IFERROR(IF(OR(I165=\"\",'Cost scenario - input'!$G150=\"\"),\"\",I165/'Cost scenario - input'!$G150),\"\")","v":""},{"$f":"IFERROR(IF(OR(J165=\"\",'Cost scenario - input'!$G150=\"\"),\"\",J165/'Cost scenario - input'!$G150),\"\")","v":""},{"$f":"IFERROR(IF(OR(K165=\"\",'Cost scenario - input'!$G150=\"\"),\"\",K165/'Cost scenario - input'!$G150),\"\")","v":""},{"$f":"IFERROR(IF(OR(L165=\"\",'Cost scenario - input'!$G150=\"\"),\"\",L165/'Cost scenario - input'!$G150),\"\")","v":""},{"$f":"IFERROR(IF(OR(M165=\"\",'Cost scenario - input'!$G150=\"\"),\"\",M165/'Cost scenario - input'!$G150),\"\")","v":""},{"$f":"IFERROR(IF(OR(N165=\"\",'Cost scenario - input'!$G150=\"\"),\"\",N165/'Cost scenario - input'!$G150),\"\")","v":""},{"$f":"IFERROR(IF(OR(O165=\"\",'Cost scenario - input'!$G150=\"\"),\"\",O165/'Cost scenario - input'!$G150),\"\")","v":""},{"$f":"IFERROR(IF(OR(P165=\"\",'Cost scenario - input'!$G150=\"\"),\"\",P165/'Cost scenario - input'!$G150),\"\")","v":""},{"$f":"IFERROR(IF(OR(Q165=\"\",'Cost scenario - input'!$G150=\"\"),\"\",Q165/'Cost scenario - input'!$G150),\"\")","v":""},{"$f":"IFERROR(IF(OR(R165=\"\",'Cost scenario - input'!$G150=\"\"),\"\",R165/'Cost scenario - input'!$G150),\"\")","v":""},{"$f":"IFERROR(IF(OR(S165=\"\",'Cost scenario - input'!$G150=\"\"),\"\",S165/'Cost scenario - input'!$G150),\"\")","v":""},{"$f":"IFERROR(IF(OR(T165=\"\",'Cost scenario - input'!$G150=\"\"),\"\",T165/'Cost scenario - input'!$G150),\"\")","v":""},{"$f":"IFERROR(IF(OR(U165=\"\",'Cost scenario - input'!$G150=\"\"),\"\",U165/'Cost scenario - input'!$G150),\"\")","v":""},{"$f":"IFERROR(IF(OR(V165=\"\",'Cost scenario - input'!$G150=\"\"),\"\",V165/'Cost scenario - input'!$G150),\"\")","v":""},{"$f":"IFERROR(IF(OR(W165=\"\",'Cost scenario - input'!$G150=\"\"),\"\",W165/'Cost scenario - input'!$G150),\"\")","v":""}]
[{"$f":"IFERROR('Cost scenario - input'!A151,\"\")","v":""},{"$f":"IFERROR('Cost scenario - input'!B151,\"\")","v":""},{"$f":"IFERROR('Cost scenario - input'!C151,\"\")","v":""},{"$f":"IFERROR(repcalc('Cost scenario - input'!$CY151:$GK151,'Cost scenario - input'!$J151,'Cost scenario - input'!$H151,'Cost scenario - input'!$I151,20,TRUE,TRUE),\"\")","v":""},"","","","","","","","","","","","","","","","","","","",{"$f":"IFERROR(IF(OR(D166=\"\",'Cost scenario - input'!$G151=\"\"),\"\",D166/'Cost scenario - input'!$G151),\"\")","v":""},{"$f":"IFERROR(IF(OR(E166=\"\",'Cost scenario - input'!$G151=\"\"),\"\",E166/'Cost scenario - input'!$G151),\"\")","v":""},{"$f":"IFERROR(IF(OR(F166=\"\",'Cost scenario - input'!$G151=\"\"),\"\",F166/'Cost scenario - input'!$G151),\"\")","v":""},{"$f":"IFERROR(IF(OR(G166=\"\",'Cost scenario - input'!$G151=\"\"),\"\",G166/'Cost scenario - input'!$G151),\"\")","v":""},{"$f":"IFERROR(IF(OR(H166=\"\",'Cost scenario - input'!$G151=\"\"),\"\",H166/'Cost scenario - input'!$G151),\"\")","v":""},{"$f":"IFERROR(IF(OR(I166=\"\",'Cost scenario - input'!$G151=\"\"),\"\",I166/'Cost scenario - input'!$G151),\"\")","v":""},{"$f":"IFERROR(IF(OR(J166=\"\",'Cost scenario - input'!$G151=\"\"),\"\",J166/'Cost scenario - input'!$G151),\"\")","v":""},{"$f":"IFERROR(IF(OR(K166=\"\",'Cost scenario - input'!$G151=\"\"),\"\",K166/'Cost scenario - input'!$G151),\"\")","v":""},{"$f":"IFERROR(IF(OR(L166=\"\",'Cost scenario - input'!$G151=\"\"),\"\",L166/'Cost scenario - input'!$G151),\"\")","v":""},{"$f":"IFERROR(IF(OR(M166=\"\",'Cost scenario - input'!$G151=\"\"),\"\",M166/'Cost scenario - input'!$G151),\"\")","v":""},{"$f":"IFERROR(IF(OR(N166=\"\",'Cost scenario - input'!$G151=\"\"),\"\",N166/'Cost scenario - input'!$G151),\"\")","v":""},{"$f":"IFERROR(IF(OR(O166=\"\",'Cost scenario - input'!$G151=\"\"),\"\",O166/'Cost scenario - input'!$G151),\"\")","v":""},{"$f":"IFERROR(IF(OR(P166=\"\",'Cost scenario - input'!$G151=\"\"),\"\",P166/'Cost scenario - input'!$G151),\"\")","v":""},{"$f":"IFERROR(IF(OR(Q166=\"\",'Cost scenario - input'!$G151=\"\"),\"\",Q166/'Cost scenario - input'!$G151),\"\")","v":""},{"$f":"IFERROR(IF(OR(R166=\"\",'Cost scenario - input'!$G151=\"\"),\"\",R166/'Cost scenario - input'!$G151),\"\")","v":""},{"$f":"IFERROR(IF(OR(S166=\"\",'Cost scenario - input'!$G151=\"\"),\"\",S166/'Cost scenario - input'!$G151),\"\")","v":""},{"$f":"IFERROR(IF(OR(T166=\"\",'Cost scenario - input'!$G151=\"\"),\"\",T166/'Cost scenario - input'!$G151),\"\")","v":""},{"$f":"IFERROR(IF(OR(U166=\"\",'Cost scenario - input'!$G151=\"\"),\"\",U166/'Cost scenario - input'!$G151),\"\")","v":""},{"$f":"IFERROR(IF(OR(V166=\"\",'Cost scenario - input'!$G151=\"\"),\"\",V166/'Cost scenario - input'!$G151),\"\")","v":""},{"$f":"IFERROR(IF(OR(W166=\"\",'Cost scenario - input'!$G151=\"\"),\"\",W166/'Cost scenario - input'!$G151),\"\")","v":""}]
[{"$f":"IFERROR('Cost scenario - input'!A152,\"\")","v":""},{"$f":"IFERROR('Cost scenario - input'!B152,\"\")","v":""},{"$f":"IFERROR('Cost scenario - input'!C152,\"\")","v":""},{"$f":"IFERROR(repcalc('Cost scenario - input'!$CY152:$GK152,'Cost scenario - input'!$J152,'Cost scenario - input'!$H152,'Cost scenario - input'!$I152,20,TRUE,TRUE),\"\")","v":""},"","","","","","","","","","","","","","","","","","","",{"$f":"IFERROR(IF(OR(D167=\"\",'Cost scenario - input'!$G152=\"\"),\"\",D167/'Cost scenario - input'!$G152),\"\")","v":""},{"$f":"IFERROR(IF(OR(E167=\"\",'Cost scenario - input'!$G152=\"\"),\"\",E167/'Cost scenario - input'!$G152),\"\")","v":""},{"$f":"IFERROR(IF(OR(F167=\"\",'Cost scenario - input'!$G152=\"\"),\"\",F167/'Cost scenario - input'!$G152),\"\")","v":""},{"$f":"IFERROR(IF(OR(G167=\"\",'Cost scenario - input'!$G152=\"\"),\"\",G167/'Cost scenario - input'!$G152),\"\")","v":""},{"$f":"IFERROR(IF(OR(H167=\"\",'Cost scenario - input'!$G152=\"\"),\"\",H167/'Cost scenario - input'!$G152),\"\")","v":""},{"$f":"IFERROR(IF(OR(I167=\"\",'Cost scenario - input'!$G152=\"\"),\"\",I167/'Cost scenario - input'!$G152),\"\")","v":""},{"$f":"IFERROR(IF(OR(J167=\"\",'Cost scenario - input'!$G152=\"\"),\"\",J167/'Cost scenario - input'!$G152),\"\")","v":""},{"$f":"IFERROR(IF(OR(K167=\"\",'Cost scenario - input'!$G152=\"\"),\"\",K167/'Cost scenario - input'!$G152),\"\")","v":""},{"$f":"IFERROR(IF(OR(L167=\"\",'Cost scenario - input'!$G152=\"\"),\"\",L167/'Cost scenario - input'!$G152),\"\")","v":""},{"$f":"IFERROR(IF(OR(M167=\"\",'Cost scenario - input'!$G152=\"\"),\"\",M167/'Cost scenario - input'!$G152),\"\")","v":""},{"$f":"IFERROR(IF(OR(N167=\"\",'Cost scenario - input'!$G152=\"\"),\"\",N167/'Cost scenario - input'!$G152),\"\")","v":""},{"$f":"IFERROR(IF(OR(O167=\"\",'Cost scenario - input'!$G152=\"\"),\"\",O167/'Cost scenario - input'!$G152),\"\")","v":""},{"$f":"IFERROR(IF(OR(P167=\"\",'Cost scenario - input'!$G152=\"\"),\"\",P167/'Cost scenario - input'!$G152),\"\")","v":""},{"$f":"IFERROR(IF(OR(Q167=\"\",'Cost scenario - input'!$G152=\"\"),\"\",Q167/'Cost scenario - input'!$G152),\"\")","v":""},{"$f":"IFERROR(IF(OR(R167=\"\",'Cost scenario - input'!$G152=\"\"),\"\",R167/'Cost scenario - input'!$G152),\"\")","v":""},{"$f":"IFERROR(IF(OR(S167=\"\",'Cost scenario - input'!$G152=\"\"),\"\",S167/'Cost scenario - input'!$G152),\"\")","v":""},{"$f":"IFERROR(IF(OR(T167=\"\",'Cost scenario - input'!$G152=\"\"),\"\",T167/'Cost scenario - input'!$G152),\"\")","v":""},{"$f":"IFERROR(IF(OR(U167=\"\",'Cost scenario - input'!$G152=\"\"),\"\",U167/'Cost scenario - input'!$G152),\"\")","v":""},{"$f":"IFERROR(IF(OR(V167=\"\",'Cost scenario - input'!$G152=\"\"),\"\",V167/'Cost scenario - input'!$G152),\"\")","v":""},{"$f":"IFERROR(IF(OR(W167=\"\",'Cost scenario - input'!$G152=\"\"),\"\",W167/'Cost scenario - input'!$G152),\"\")","v":""}]
[{"$f":"IFERROR('Cost scenario - input'!A153,\"\")","v":""},{"$f":"IFERROR('Cost scenario - input'!B153,\"\")","v":""},{"$f":"IFERROR('Cost scenario - input'!C153,\"\")","v":""},{"$f":"IFERROR(repcalc('Cost scenario - input'!$CY153:$GK153,'Cost scenario - input'!$J153,'Cost scenario - input'!$H153,'Cost scenario - input'!$I153,20,TRUE,TRUE),\"\")","v":""},"","","","","","","","","","","","","","","","","","","",{"$f":"IFERROR(IF(OR(D168=\"\",'Cost scenario - input'!$G153=\"\"),\"\",D168/'Cost scenario - input'!$G153),\"\")","v":""},{"$f":"IFERROR(IF(OR(E168=\"\",'Cost scenario - input'!$G153=\"\"),\"\",E168/'Cost scenario - input'!$G153),\"\")","v":""},{"$f":"IFERROR(IF(OR(F168=\"\",'Cost scenario - input'!$G153=\"\"),\"\",F168/'Cost scenario - input'!$G153),\"\")","v":""},{"$f":"IFERROR(IF(OR(G168=\"\",'Cost scenario - input'!$G153=\"\"),\"\",G168/'Cost scenario - input'!$G153),\"\")","v":""},{"$f":"IFERROR(IF(OR(H168=\"\",'Cost scenario - input'!$G153=\"\"),\"\",H168/'Cost scenario - input'!$G153),\"\")","v":""},{"$f":"IFERROR(IF(OR(I168=\"\",'Cost scenario - input'!$G153=\"\"),\"\",I168/'Cost scenario - input'!$G153),\"\")","v":""},{"$f":"IFERROR(IF(OR(J168=\"\",'Cost scenario - input'!$G153=\"\"),\"\",J168/'Cost scenario - input'!$G153),\"\")","v":""},{"$f":"IFERROR(IF(OR(K168=\"\",'Cost scenario - input'!$G153=\"\"),\"\",K168/'Cost scenario - input'!$G153),\"\")","v":""},{"$f":"IFERROR(IF(OR(L168=\"\",'Cost scenario - input'!$G153=\"\"),\"\",L168/'Cost scenario - input'!$G153),\"\")","v":""},{"$f":"IFERROR(IF(OR(M168=\"\",'Cost scenario - input'!$G153=\"\"),\"\",M168/'Cost scenario - input'!$G153),\"\")","v":""},{"$f":"IFERROR(IF(OR(N168=\"\",'Cost scenario - input'!$G153=\"\"),\"\",N168/'Cost scenario - input'!$G153),\"\")","v":""},{"$f":"IFERROR(IF(OR(O168=\"\",'Cost scenario - input'!$G153=\"\"),\"\",O168/'Cost scenario - input'!$G153),\"\")","v":""},{"$f":"IFERROR(IF(OR(P168=\"\",'Cost scenario - input'!$G153=\"\"),\"\",P168/'Cost scenario - input'!$G153),\"\")","v":""},{"$f":"IFERROR(IF(OR(Q168=\"\",'Cost scenario - input'!$G153=\"\"),\"\",Q168/'Cost scenario - input'!$G153),\"\")","v":""},{"$f":"IFERROR(IF(OR(R168=\"\",'Cost scenario - input'!$G153=\"\"),\"\",R168/'Cost scenario - input'!$G153),\"\")","v":""},{"$f":"IFERROR(IF(OR(S168=\"\",'Cost scenario - input'!$G153=\"\"),\"\",S168/'Cost scenario - input'!$G153),\"\")","v":""},{"$f":"IFERROR(IF(OR(T168=\"\",'Cost scenario - input'!$G153=\"\"),\"\",T168/'Cost scenario - input'!$G153),\"\")","v":""},{"$f":"IFERROR(IF(OR(U168=\"\",'Cost scenario - input'!$G153=\"\"),\"\",U168/'Cost scenario - input'!$G153),\"\")","v":""},{"$f":"IFERROR(IF(OR(V168=\"\",'Cost scenario - input'!$G153=\"\"),\"\",V168/'Cost scenario - input'!$G153),\"\")","v":""},{"$f":"IFERROR(IF(OR(W168=\"\",'Cost scenario - input'!$G153=\"\"),\"\",W168/'Cost scenario - input'!$G153),\"\")","v":""}]
[{"$f":"IFERROR('Cost scenario - input'!A154,\"\")","v":""},{"$f":"IFERROR('Cost scenario - input'!B154,\"\")","v":""},{"$f":"IFERROR('Cost scenario - input'!C154,\"\")","v":""},{"$f":"IFERROR(repcalc('Cost scenario - input'!$CY154:$GK154,'Cost scenario - input'!$J154,'Cost scenario - input'!$H154,'Cost scenario - input'!$I154,20,TRUE,TRUE),\"\")","v":""},"","","","","","","","","","","","","","","","","","","",{"$f":"IFERROR(IF(OR(D169=\"\",'Cost scenario - input'!$G154=\"\"),\"\",D169/'Cost scenario - input'!$G154),\"\")","v":""},{"$f":"IFERROR(IF(OR(E169=\"\",'Cost scenario - input'!$G154=\"\"),\"\",E169/'Cost scenario - input'!$G154),\"\")","v":""},{"$f":"IFERROR(IF(OR(F169=\"\",'Cost scenario - input'!$G154=\"\"),\"\",F169/'Cost scenario - input'!$G154),\"\")","v":""},{"$f":"IFERROR(IF(OR(G169=\"\",'Cost scenario - input'!$G154=\"\"),\"\",G169/'Cost scenario - input'!$G154),\"\")","v":""},{"$f":"IFERROR(IF(OR(H169=\"\",'Cost scenario - input'!$G154=\"\"),\"\",H169/'Cost scenario - input'!$G154),\"\")","v":""},{"$f":"IFERROR(IF(OR(I169=\"\",'Cost scenario - input'!$G154=\"\"),\"\",I169/'Cost scenario - input'!$G154),\"\")","v":""},{"$f":"IFERROR(IF(OR(J169=\"\",'Cost scenario - input'!$G154=\"\"),\"\",J169/'Cost scenario - input'!$G154),\"\")","v":""},{"$f":"IFERROR(IF(OR(K169=\"\",'Cost scenario - input'!$G154=\"\"),\"\",K169/'Cost scenario - input'!$G154),\"\")","v":""},{"$f":"IFERROR(IF(OR(L169=\"\",'Cost scenario - input'!$G154=\"\"),\"\",L169/'Cost scenario - input'!$G154),\"\")","v":""},{"$f":"IFERROR(IF(OR(M169=\"\",'Cost scenario - input'!$G154=\"\"),\"\",M169/'Cost scenario - input'!$G154),\"\")","v":""},{"$f":"IFERROR(IF(OR(N169=\"\",'Cost scenario - input'!$G154=\"\"),\"\",N169/'Cost scenario - input'!$G154),\"\")","v":""},{"$f":"IFERROR(IF(OR(O169=\"\",'Cost scenario - input'!$G154=\"\"),\"\",O169/'Cost scenario - input'!$G154),\"\")","v":""},{"$f":"IFERROR(IF(OR(P169=\"\",'Cost scenario - input'!$G154=\"\"),\"\",P169/'Cost scenario - input'!$G154),\"\")","v":""},{"$f":"IFERROR(IF(OR(Q169=\"\",'Cost scenario - input'!$G154=\"\"),\"\",Q169/'Cost scenario - input'!$G154),\"\")","v":""},{"$f":"IFERROR(IF(OR(R169=\"\",'Cost scenario - input'!$G154=\"\"),\"\",R169/'Cost scenario - input'!$G154),\"\")","v":""},{"$f":"IFERROR(IF(OR(S169=\"\",'Cost scenario - input'!$G154=\"\"),\"\",S169/'Cost scenario - input'!$G154),\"\")","v":""},{"$f":"IFERROR(IF(OR(T169=\"\",'Cost scenario - input'!$G154=\"\"),\"\",T169/'Cost scenario - input'!$G154),\"\")","v":""},{"$f":"IFERROR(IF(OR(U169=\"\",'Cost scenario - input'!$G154=\"\"),\"\",U169/'Cost scenario - input'!$G154),\"\")","v":""},{"$f":"IFERROR(IF(OR(V169=\"\",'Cost scenario - input'!$G154=\"\"),\"\",V169/'Cost scenario - input'!$G154),\"\")","v":""},{"$f":"IFERROR(IF(OR(W169=\"\",'Cost scenario - input'!$G154=\"\"),\"\",W169/'Cost scenario - input'!$G154),\"\")","v":""}]
[{"$f":"IFERROR('Cost scenario - input'!A155,\"\")","v":""},{"$f":"IFERROR('Cost scenario - input'!B155,\"\")","v":""},{"$f":"IFERROR('Cost scenario - input'!C155,\"\")","v":""},{"$f":"IFERROR(repcalc('Cost scenario - input'!$CY155:$GK155,'Cost scenario - input'!$J155,'Cost scenario - input'!$H155,'Cost scenario - input'!$I155,20,TRUE,TRUE),\"\")","v":""},"","","","","","","","","","","","","","","","","","","",{"$f":"IFERROR(IF(OR(D170=\"\",'Cost scenario - input'!$G155=\"\"),\"\",D170/'Cost scenario - input'!$G155),\"\")","v":""},{"$f":"IFERROR(IF(OR(E170=\"\",'Cost scenario - input'!$G155=\"\"),\"\",E170/'Cost scenario - input'!$G155),\"\")","v":""},{"$f":"IFERROR(IF(OR(F170=\"\",'Cost scenario - input'!$G155=\"\"),\"\",F170/'Cost scenario - input'!$G155),\"\")","v":""},{"$f":"IFERROR(IF(OR(G170=\"\",'Cost scenario - input'!$G155=\"\"),\"\",G170/'Cost scenario - input'!$G155),\"\")","v":""},{"$f":"IFERROR(IF(OR(H170=\"\",'Cost scenario - input'!$G155=\"\"),\"\",H170/'Cost scenario - input'!$G155),\"\")","v":""},{"$f":"IFERROR(IF(OR(I170=\"\",'Cost scenario - input'!$G155=\"\"),\"\",I170/'Cost scenario - input'!$G155),\"\")","v":""},{"$f":"IFERROR(IF(OR(J170=\"\",'Cost scenario - input'!$G155=\"\"),\"\",J170/'Cost scenario - input'!$G155),\"\")","v":""},{"$f":"IFERROR(IF(OR(K170=\"\",'Cost scenario - input'!$G155=\"\"),\"\",K170/'Cost scenario - input'!$G155),\"\")","v":""},{"$f":"IFERROR(IF(OR(L170=\"\",'Cost scenario - input'!$G155=\"\"),\"\",L170/'Cost scenario - input'!$G155),\"\")","v":""},{"$f":"IFERROR(IF(OR(M170=\"\",'Cost scenario - input'!$G155=\"\"),\"\",M170/'Cost scenario - input'!$G155),\"\")","v":""},{"$f":"IFERROR(IF(OR(N170=\"\",'Cost scenario - input'!$G155=\"\"),\"\",N170/'Cost scenario - input'!$G155),\"\")","v":""},{"$f":"IFERROR(IF(OR(O170=\"\",'Cost scenario - input'!$G155=\"\"),\"\",O170/'Cost scenario - input'!$G155),\"\")","v":""},{"$f":"IFERROR(IF(OR(P170=\"\",'Cost scenario - input'!$G155=\"\"),\"\",P170/'Cost scenario - input'!$G155),\"\")","v":""},{"$f":"IFERROR(IF(OR(Q170=\"\",'Cost scenario - input'!$G155=\"\"),\"\",Q170/'Cost scenario - input'!$G155),\"\")","v":""},{"$f":"IFERROR(IF(OR(R170=\"\",'Cost scenario - input'!$G155=\"\"),\"\",R170/'Cost scenario - input'!$G155),\"\")","v":""},{"$f":"IFERROR(IF(OR(S170=\"\",'Cost scenario - input'!$G155=\"\"),\"\",S170/'Cost scenario - input'!$G155),\"\")","v":""},{"$f":"IFERROR(IF(OR(T170=\"\",'Cost scenario - input'!$G155=\"\"),\"\",T170/'Cost scenario - input'!$G155),\"\")","v":""},{"$f":"IFERROR(IF(OR(U170=\"\",'Cost scenario - input'!$G155=\"\"),\"\",U170/'Cost scenario - input'!$G155),\"\")","v":""},{"$f":"IFERROR(IF(OR(V170=\"\",'Cost scenario - input'!$G155=\"\"),\"\",V170/'Cost scenario - input'!$G155),\"\")","v":""},{"$f":"IFERROR(IF(OR(W170=\"\",'Cost scenario - input'!$G155=\"\"),\"\",W170/'Cost scenario - input'!$G155),\"\")","v":""}]
[{"$f":"IFERROR('Cost scenario - input'!A156,\"\")","v":""},{"$f":"IFERROR('Cost scenario - input'!B156,\"\")","v":""},{"$f":"IFERROR('Cost scenario - input'!C156,\"\")","v":""},{"$f":"IFERROR(repcalc('Cost scenario - input'!$CY156:$GK156,'Cost scenario - input'!$J156,'Cost scenario - input'!$H156,'Cost scenario - input'!$I156,20,TRUE,TRUE),\"\")","v":""},"","","","","","","","","","","","","","","","","","","",{"$f":"IFERROR(IF(OR(D171=\"\",'Cost scenario - input'!$G156=\"\"),\"\",D171/'Cost scenario - input'!$G156),\"\")","v":""},{"$f":"IFERROR(IF(OR(E171=\"\",'Cost scenario - input'!$G156=\"\"),\"\",E171/'Cost scenario - input'!$G156),\"\")","v":""},{"$f":"IFERROR(IF(OR(F171=\"\",'Cost scenario - input'!$G156=\"\"),\"\",F171/'Cost scenario - input'!$G156),\"\")","v":""},{"$f":"IFERROR(IF(OR(G171=\"\",'Cost scenario - input'!$G156=\"\"),\"\",G171/'Cost scenario - input'!$G156),\"\")","v":""},{"$f":"IFERROR(IF(OR(H171=\"\",'Cost scenario - input'!$G156=\"\"),\"\",H171/'Cost scenario - input'!$G156),\"\")","v":""},{"$f":"IFERROR(IF(OR(I171=\"\",'Cost scenario - input'!$G156=\"\"),\"\",I171/'Cost scenario - input'!$G156),\"\")","v":""},{"$f":"IFERROR(IF(OR(J171=\"\",'Cost scenario - input'!$G156=\"\"),\"\",J171/'Cost scenario - input'!$G156),\"\")","v":""},{"$f":"IFERROR(IF(OR(K171=\"\",'Cost scenario - input'!$G156=\"\"),\"\",K171/'Cost scenario - input'!$G156),\"\")","v":""},{"$f":"IFERROR(IF(OR(L171=\"\",'Cost scenario - input'!$G156=\"\"),\"\",L171/'Cost scenario - input'!$G156),\"\")","v":""},{"$f":"IFERROR(IF(OR(M171=\"\",'Cost scenario - input'!$G156=\"\"),\"\",M171/'Cost scenario - input'!$G156),\"\")","v":""},{"$f":"IFERROR(IF(OR(N171=\"\",'Cost scenario - input'!$G156=\"\"),\"\",N171/'Cost scenario - input'!$G156),\"\")","v":""},{"$f":"IFERROR(IF(OR(O171=\"\",'Cost scenario - input'!$G156=\"\"),\"\",O171/'Cost scenario - input'!$G156),\"\")","v":""},{"$f":"IFERROR(IF(OR(P171=\"\",'Cost scenario - input'!$G156=\"\"),\"\",P171/'Cost scenario - input'!$G156),\"\")","v":""},{"$f":"IFERROR(IF(OR(Q171=\"\",'Cost scenario - input'!$G156=\"\"),\"\",Q171/'Cost scenario - input'!$G156),\"\")","v":""},{"$f":"IFERROR(IF(OR(R171=\"\",'Cost scenario - input'!$G156=\"\"),\"\",R171/'Cost scenario - input'!$G156),\"\")","v":""},{"$f":"IFERROR(IF(OR(S171=\"\",'Cost scenario - input'!$G156=\"\"),\"\",S171/'Cost scenario - input'!$G156),\"\")","v":""},{"$f":"IFERROR(IF(OR(T171=\"\",'Cost scenario - input'!$G156=\"\"),\"\",T171/'Cost scenario - input'!$G156),\"\")","v":""},{"$f":"IFERROR(IF(OR(U171=\"\",'Cost scenario - input'!$G156=\"\"),\"\",U171/'Cost scenario - input'!$G156),\"\")","v":""},{"$f":"IFERROR(IF(OR(V171=\"\",'Cost scenario - input'!$G156=\"\"),\"\",V171/'Cost scenario - input'!$G156),\"\")","v":""},{"$f":"IFERROR(IF(OR(W171=\"\",'Cost scenario - input'!$G156=\"\"),\"\",W171/'Cost scenario - input'!$G156),\"\")","v":""}]
[{"$f":"IFERROR('Cost scenario - input'!A157,\"\")","v":""},{"$f":"IFERROR('Cost scenario - input'!B157,\"\")","v":""},{"$f":"IFERROR('Cost scenario - input'!C157,\"\")","v":""},{"$f":"IFERROR(repcalc('Cost scenario - input'!$CY157:$GK157,'Cost scenario - input'!$J157,'Cost scenario - input'!$H157,'Cost scenario - input'!$I157,20,TRUE,TRUE),\"\")","v":""},"","","","","","","","","","","","","","","","","","","",{"$f":"IFERROR(IF(OR(D172=\"\",'Cost scenario - input'!$G157=\"\"),\"\",D172/'Cost scenario - input'!$G157),\"\")","v":""},{"$f":"IFERROR(IF(OR(E172=\"\",'Cost scenario - input'!$G157=\"\"),\"\",E172/'Cost scenario - input'!$G157),\"\")","v":""},{"$f":"IFERROR(IF(OR(F172=\"\",'Cost scenario - input'!$G157=\"\"),\"\",F172/'Cost scenario - input'!$G157),\"\")","v":""},{"$f":"IFERROR(IF(OR(G172=\"\",'Cost scenario - input'!$G157=\"\"),\"\",G172/'Cost scenario - input'!$G157),\"\")","v":""},{"$f":"IFERROR(IF(OR(H172=\"\",'Cost scenario - input'!$G157=\"\"),\"\",H172/'Cost scenario - input'!$G157),\"\")","v":""},{"$f":"IFERROR(IF(OR(I172=\"\",'Cost scenario - input'!$G157=\"\"),\"\",I172/'Cost scenario - input'!$G157),\"\")","v":""},{"$f":"IFERROR(IF(OR(J172=\"\",'Cost scenario - input'!$G157=\"\"),\"\",J172/'Cost scenario - input'!$G157),\"\")","v":""},{"$f":"IFERROR(IF(OR(K172=\"\",'Cost scenario - input'!$G157=\"\"),\"\",K172/'Cost scenario - input'!$G157),\"\")","v":""},{"$f":"IFERROR(IF(OR(L172=\"\",'Cost scenario - input'!$G157=\"\"),\"\",L172/'Cost scenario - input'!$G157),\"\")","v":""},{"$f":"IFERROR(IF(OR(M172=\"\",'Cost scenario - input'!$G157=\"\"),\"\",M172/'Cost scenario - input'!$G157),\"\")","v":""},{"$f":"IFERROR(IF(OR(N172=\"\",'Cost scenario - input'!$G157=\"\"),\"\",N172/'Cost scenario - input'!$G157),\"\")","v":""},{"$f":"IFERROR(IF(OR(O172=\"\",'Cost scenario - input'!$G157=\"\"),\"\",O172/'Cost scenario - input'!$G157),\"\")","v":""},{"$f":"IFERROR(IF(OR(P172=\"\",'Cost scenario - input'!$G157=\"\"),\"\",P172/'Cost scenario - input'!$G157),\"\")","v":""},{"$f":"IFERROR(IF(OR(Q172=\"\",'Cost scenario - input'!$G157=\"\"),\"\",Q172/'Cost scenario - input'!$G157),\"\")","v":""},{"$f":"IFERROR(IF(OR(R172=\"\",'Cost scenario - input'!$G157=\"\"),\"\",R172/'Cost scenario - input'!$G157),\"\")","v":""},{"$f":"IFERROR(IF(OR(S172=\"\",'Cost scenario - input'!$G157=\"\"),\"\",S172/'Cost scenario - input'!$G157),\"\")","v":""},{"$f":"IFERROR(IF(OR(T172=\"\",'Cost scenario - input'!$G157=\"\"),\"\",T172/'Cost scenario - input'!$G157),\"\")","v":""},{"$f":"IFERROR(IF(OR(U172=\"\",'Cost scenario - input'!$G157=\"\"),\"\",U172/'Cost scenario - input'!$G157),\"\")","v":""},{"$f":"IFERROR(IF(OR(V172=\"\",'Cost scenario - input'!$G157=\"\"),\"\",V172/'Cost scenario - input'!$G157),\"\")","v":""},{"$f":"IFERROR(IF(OR(W172=\"\",'Cost scenario - input'!$G157=\"\"),\"\",W172/'Cost scenario - input'!$G157),\"\")","v":""}]
[{"$f":"IFERROR('Cost scenario - input'!A158,\"\")","v":""},{"$f":"IFERROR('Cost scenario - input'!B158,\"\")","v":""},{"$f":"IFERROR('Cost scenario - input'!C158,\"\")","v":""},{"$f":"IFERROR(repcalc('Cost scenario - input'!$CY158:$GK158,'Cost scenario - input'!$J158,'Cost scenario - input'!$H158,'Cost scenario - input'!$I158,20,TRUE,TRUE),\"\")","v":""},"","","","","","","","","","","","","","","","","","","",{"$f":"IFERROR(IF(OR(D173=\"\",'Cost scenario - input'!$G158=\"\"),\"\",D173/'Cost scenario - input'!$G158),\"\")","v":""},{"$f":"IFERROR(IF(OR(E173=\"\",'Cost scenario - input'!$G158=\"\"),\"\",E173/'Cost scenario - input'!$G158),\"\")","v":""},{"$f":"IFERROR(IF(OR(F173=\"\",'Cost scenario - input'!$G158=\"\"),\"\",F173/'Cost scenario - input'!$G158),\"\")","v":""},{"$f":"IFERROR(IF(OR(G173=\"\",'Cost scenario - input'!$G158=\"\"),\"\",G173/'Cost scenario - input'!$G158),\"\")","v":""},{"$f":"IFERROR(IF(OR(H173=\"\",'Cost scenario - input'!$G158=\"\"),\"\",H173/'Cost scenario - input'!$G158),\"\")","v":""},{"$f":"IFERROR(IF(OR(I173=\"\",'Cost scenario - input'!$G158=\"\"),\"\",I173/'Cost scenario - input'!$G158),\"\")","v":""},{"$f":"IFERROR(IF(OR(J173=\"\",'Cost scenario - input'!$G158=\"\"),\"\",J173/'Cost scenario - input'!$G158),\"\")","v":""},{"$f":"IFERROR(IF(OR(K173=\"\",'Cost scenario - input'!$G158=\"\"),\"\",K173/'Cost scenario - input'!$G158),\"\")","v":""},{"$f":"IFERROR(IF(OR(L173=\"\",'Cost scenario - input'!$G158=\"\"),\"\",L173/'Cost scenario - input'!$G158),\"\")","v":""},{"$f":"IFERROR(IF(OR(M173=\"\",'Cost scenario - input'!$G158=\"\"),\"\",M173/'Cost scenario - input'!$G158),\"\")","v":""},{"$f":"IFERROR(IF(OR(N173=\"\",'Cost scenario - input'!$G158=\"\"),\"\",N173/'Cost scenario - input'!$G158),\"\")","v":""},{"$f":"IFERROR(IF(OR(O173=\"\",'Cost scenario - input'!$G158=\"\"),\"\",O173/'Cost scenario - input'!$G158),\"\")","v":""},{"$f":"IFERROR(IF(OR(P173=\"\",'Cost scenario - input'!$G158=\"\"),\"\",P173/'Cost scenario - input'!$G158),\"\")","v":""},{"$f":"IFERROR(IF(OR(Q173=\"\",'Cost scenario - input'!$G158=\"\"),\"\",Q173/'Cost scenario - input'!$G158),\"\")","v":""},{"$f":"IFERROR(IF(OR(R173=\"\",'Cost scenario - input'!$G158=\"\"),\"\",R173/'Cost scenario - input'!$G158),\"\")","v":""},{"$f":"IFERROR(IF(OR(S173=\"\",'Cost scenario - input'!$G158=\"\"),\"\",S173/'Cost scenario - input'!$G158),\"\")","v":""},{"$f":"IFERROR(IF(OR(T173=\"\",'Cost scenario - input'!$G158=\"\"),\"\",T173/'Cost scenario - input'!$G158),\"\")","v":""},{"$f":"IFERROR(IF(OR(U173=\"\",'Cost scenario - input'!$G158=\"\"),\"\",U173/'Cost scenario - input'!$G158),\"\")","v":""},{"$f":"IFERROR(IF(OR(V173=\"\",'Cost scenario - input'!$G158=\"\"),\"\",V173/'Cost scenario - input'!$G158),\"\")","v":""},{"$f":"IFERROR(IF(OR(W173=\"\",'Cost scenario - input'!$G158=\"\"),\"\",W173/'Cost scenario - input'!$G158),\"\")","v":""}]
[{"$f":"IFERROR('Cost scenario - input'!A159,\"\")","v":""},{"$f":"IFERROR('Cost scenario - input'!B159,\"\")","v":""},{"$f":"IFERROR('Cost scenario - input'!C159,\"\")","v":""},{"$f":"IFERROR(repcalc('Cost scenario - input'!$CY159:$GK159,'Cost scenario - input'!$J159,'Cost scenario - input'!$H159,'Cost scenario - input'!$I159,20,TRUE,TRUE),\"\")","v":""},"","","","","","","","","","","","","","","","","","","",{"$f":"IFERROR(IF(OR(D174=\"\",'Cost scenario - input'!$G159=\"\"),\"\",D174/'Cost scenario - input'!$G159),\"\")","v":""},{"$f":"IFERROR(IF(OR(E174=\"\",'Cost scenario - input'!$G159=\"\"),\"\",E174/'Cost scenario - input'!$G159),\"\")","v":""},{"$f":"IFERROR(IF(OR(F174=\"\",'Cost scenario - input'!$G159=\"\"),\"\",F174/'Cost scenario - input'!$G159),\"\")","v":""},{"$f":"IFERROR(IF(OR(G174=\"\",'Cost scenario - input'!$G159=\"\"),\"\",G174/'Cost scenario - input'!$G159),\"\")","v":""},{"$f":"IFERROR(IF(OR(H174=\"\",'Cost scenario - input'!$G159=\"\"),\"\",H174/'Cost scenario - input'!$G159),\"\")","v":""},{"$f":"IFERROR(IF(OR(I174=\"\",'Cost scenario - input'!$G159=\"\"),\"\",I174/'Cost scenario - input'!$G159),\"\")","v":""},{"$f":"IFERROR(IF(OR(J174=\"\",'Cost scenario - input'!$G159=\"\"),\"\",J174/'Cost scenario - input'!$G159),\"\")","v":""},{"$f":"IFERROR(IF(OR(K174=\"\",'Cost scenario - input'!$G159=\"\"),\"\",K174/'Cost scenario - input'!$G159),\"\")","v":""},{"$f":"IFERROR(IF(OR(L174=\"\",'Cost scenario - input'!$G159=\"\"),\"\",L174/'Cost scenario - input'!$G159),\"\")","v":""},{"$f":"IFERROR(IF(OR(M174=\"\",'Cost scenario - input'!$G159=\"\"),\"\",M174/'Cost scenario - input'!$G159),\"\")","v":""},{"$f":"IFERROR(IF(OR(N174=\"\",'Cost scenario - input'!$G159=\"\"),\"\",N174/'Cost scenario - input'!$G159),\"\")","v":""},{"$f":"IFERROR(IF(OR(O174=\"\",'Cost scenario - input'!$G159=\"\"),\"\",O174/'Cost scenario - input'!$G159),\"\")","v":""},{"$f":"IFERROR(IF(OR(P174=\"\",'Cost scenario - input'!$G159=\"\"),\"\",P174/'Cost scenario - input'!$G159),\"\")","v":""},{"$f":"IFERROR(IF(OR(Q174=\"\",'Cost scenario - input'!$G159=\"\"),\"\",Q174/'Cost scenario - input'!$G159),\"\")","v":""},{"$f":"IFERROR(IF(OR(R174=\"\",'Cost scenario - input'!$G159=\"\"),\"\",R174/'Cost scenario - input'!$G159),\"\")","v":""},{"$f":"IFERROR(IF(OR(S174=\"\",'Cost scenario - input'!$G159=\"\"),\"\",S174/'Cost scenario - input'!$G159),\"\")","v":""},{"$f":"IFERROR(IF(OR(T174=\"\",'Cost scenario - input'!$G159=\"\"),\"\",T174/'Cost scenario - input'!$G159),\"\")","v":""},{"$f":"IFERROR(IF(OR(U174=\"\",'Cost scenario - input'!$G159=\"\"),\"\",U174/'Cost scenario - input'!$G159),\"\")","v":""},{"$f":"IFERROR(IF(OR(V174=\"\",'Cost scenario - input'!$G159=\"\"),\"\",V174/'Cost scenario - input'!$G159),\"\")","v":""},{"$f":"IFERROR(IF(OR(W174=\"\",'Cost scenario - input'!$G159=\"\"),\"\",W174/'Cost scenario - input'!$G159),\"\")","v":""}]
[{"$f":"IFERROR('Cost scenario - input'!A160,\"\")","v":""},{"$f":"IFERROR('Cost scenario - input'!B160,\"\")","v":""},{"$f":"IFERROR('Cost scenario - input'!C160,\"\")","v":""},{"$f":"IFERROR(repcalc('Cost scenario - input'!$CY160:$GK160,'Cost scenario - input'!$J160,'Cost scenario - input'!$H160,'Cost scenario - input'!$I160,20,TRUE,TRUE),\"\")","v":""},"","","","","","","","","","","","","","","","","","","",{"$f":"IFERROR(IF(OR(D175=\"\",'Cost scenario - input'!$G160=\"\"),\"\",D175/'Cost scenario - input'!$G160),\"\")","v":""},{"$f":"IFERROR(IF(OR(E175=\"\",'Cost scenario - input'!$G160=\"\"),\"\",E175/'Cost scenario - input'!$G160),\"\")","v":""},{"$f":"IFERROR(IF(OR(F175=\"\",'Cost scenario - input'!$G160=\"\"),\"\",F175/'Cost scenario - input'!$G160),\"\")","v":""},{"$f":"IFERROR(IF(OR(G175=\"\",'Cost scenario - input'!$G160=\"\"),\"\",G175/'Cost scenario - input'!$G160),\"\")","v":""},{"$f":"IFERROR(IF(OR(H175=\"\",'Cost scenario - input'!$G160=\"\"),\"\",H175/'Cost scenario - input'!$G160),\"\")","v":""},{"$f":"IFERROR(IF(OR(I175=\"\",'Cost scenario - input'!$G160=\"\"),\"\",I175/'Cost scenario - input'!$G160),\"\")","v":""},{"$f":"IFERROR(IF(OR(J175=\"\",'Cost scenario - input'!$G160=\"\"),\"\",J175/'Cost scenario - input'!$G160),\"\")","v":""},{"$f":"IFERROR(IF(OR(K175=\"\",'Cost scenario - input'!$G160=\"\"),\"\",K175/'Cost scenario - input'!$G160),\"\")","v":""},{"$f":"IFERROR(IF(OR(L175=\"\",'Cost scenario - input'!$G160=\"\"),\"\",L175/'Cost scenario - input'!$G160),\"\")","v":""},{"$f":"IFERROR(IF(OR(M175=\"\",'Cost scenario - input'!$G160=\"\"),\"\",M175/'Cost scenario - input'!$G160),\"\")","v":""},{"$f":"IFERROR(IF(OR(N175=\"\",'Cost scenario - input'!$G160=\"\"),\"\",N175/'Cost scenario - input'!$G160),\"\")","v":""},{"$f":"IFERROR(IF(OR(O175=\"\",'Cost scenario - input'!$G160=\"\"),\"\",O175/'Cost scenario - input'!$G160),\"\")","v":""},{"$f":"IFERROR(IF(OR(P175=\"\",'Cost scenario - input'!$G160=\"\"),\"\",P175/'Cost scenario - input'!$G160),\"\")","v":""},{"$f":"IFERROR(IF(OR(Q175=\"\",'Cost scenario - input'!$G160=\"\"),\"\",Q175/'Cost scenario - input'!$G160),\"\")","v":""},{"$f":"IFERROR(IF(OR(R175=\"\",'Cost scenario - input'!$G160=\"\"),\"\",R175/'Cost scenario - input'!$G160),\"\")","v":""},{"$f":"IFERROR(IF(OR(S175=\"\",'Cost scenario - input'!$G160=\"\"),\"\",S175/'Cost scenario - input'!$G160),\"\")","v":""},{"$f":"IFERROR(IF(OR(T175=\"\",'Cost scenario - input'!$G160=\"\"),\"\",T175/'Cost scenario - input'!$G160),\"\")","v":""},{"$f":"IFERROR(IF(OR(U175=\"\",'Cost scenario - input'!$G160=\"\"),\"\",U175/'Cost scenario - input'!$G160),\"\")","v":""},{"$f":"IFERROR(IF(OR(V175=\"\",'Cost scenario - input'!$G160=\"\"),\"\",V175/'Cost scenario - input'!$G160),\"\")","v":""},{"$f":"IFERROR(IF(OR(W175=\"\",'Cost scenario - input'!$G160=\"\"),\"\",W175/'Cost scenario - input'!$G160),\"\")","v":""}]

{"sheet":"Lives scenario - input","index":4,"n_rows":190,"n_cols":192,"rows_kept":190,"cut":false,"hidden":false,"merged":[[1,3,1,4],[2,5,3,5],[2,6,3,7],[2,8,3,8],[2,3,3,3],[2,4,3,4]]}
[null,"Unit cost - historical"]
[null,"Replacement lives - comparative",null,"Asset lives"]
[null,null,null,"Historical","NEM median","Unit cost","Replacement \nlife",null,"Method","Volume",null,null,null,null,null,null,null,null,null,null,null,null,null,null,null,null,null,null,null,null,null,null,null,null,null,null,null,null,null,null,null,null,null,null,null,null,null,null,null,null,null,null,null,null,null,null,null,null,null,null,null,null,null,null,null,null,null,null,null,null,null,null,null,null,null,null,null,null,null,null,null,null,null,null,null,null,null,null,null,null,null,null,null,null,null,null,null,null,null,null,null,"Replacement Cost (NOT depreciated)"]
[null,null,null,null,null,null,null,null,null,"Installation date",null,null,null,null,null,null,null,null,null,null,null,null,null,null,null,null,null,null,null,null,null,null,null,null,null,null,null,null,null,null,null,null,null,null,null,null,null,null,null,null,null,null,null,null,null,null,null,null,null,null,null,null,null,null,null,null,null,null,null,null,null,null,null,null,null,null,null,null,null,null,null,null,null,null,null,null,null,null,null,null,null,null,null,null,null,null,null,null,null,null,null,"Installation date"]
["ID","Asset group","Asset category","μ","μ","$ ('000)","μ","σ","#",2019,2018,2017,2016,2015,2014,2013,2012,2011,2010,2009,2008,2007,2006,2005,2004,2003,2002,2001,2000,1999,1998,1997,1996,1995,1994,1993,1992,1991,1990,1989,1988,1987,1986,1985,1984,1983,1982,1981,1980,1979,1978,1977,1976,1975,1974,1973,1972,1971,1970,1969,1968,1967,1966,1965,1964,1963,1962,1961,1960,1959,1958,1957,1956,1955,1954,1953,1952,1951,1950,1949,1948,1947,1946,1945,1944,1943,1942,1941,1940,1939,1938,1937,1936,1935,1934,1933,1932,1931,1930,1929,null,2019,2018,2017,2016,2015,2014,2013,2012,2011,2010,2009,2008,2007,2006,2005,2004,2003,2002,2001,2000,1999,1998,1997,1996,1995,1994,1993,1992,1991,1990,1989,1988,1987,1986,1985,1984,1983,1982,1981,1980,1979,1978,1977,1976,1975,1974,1973,1972,1971,1970,1969,1968,1967,1966,1965,1964,1963,1962,1961,1960,1959,1958,1957,1956,1955,1954,1953,1952,1951,1950,1949,1948,1947,1946,1945,1944,1943,1942,1941,1940,1939,1938,1937,1936,1935,1934,1933,1932,1931,1930,1929]
[1,"OVERHEAD CONDUCTORS","˂ = 1 kv",107.82376162986255,72.67207791323176,110.33479468323898,107.82376162986255,10.383822110854103,2,9.1999999999999993,5.5,9.5,11.4,12,14.4,25.4,11,12,12.2,14.9,13.2,6.6,8.3000000000000007,13,7.3,12.7,15.4,9,9.1999999999999993,9.5,6.9,3,6.4,13.5,9,16.600000000000001,14.4,6.9,16.3,28.5,45.9,20.5,38.5,31.5,23.2,15.8,37.799999999999997,31.3,26.7,34.5,30,18.8,19.100000000000001,16.8,15.8,32.9,61,63.3,44,52.4,69.3,62.1,48,35.9,39.1,31,33.200000000000003,35.799999999999997,27.1,19.2,18.2,5.2,8.5,4.8,4.2,6.2,2.1,0.9,4.5,0.6,1.5,2.4,1.9,1,1,2.5,6.7,9.9,20.3,16.7,14,11.7,14.8,18.399999999999999,17.5,11,5.8,0.7,0.6,0,null,1015.0801110857985,606.84137075781439,1048.1805494907703,1257.8166593889243,1324.0175361988677,1588.8210434386415,2802.50378495427,1213.6827415156288,1324.0175361988677,1346.0844951355155,1643.9884407802608,1456.4192898187546,728.20964490937729,915.77879587088364,1434.3523308821068,805.44400118764452,1401.251892477135,1699.1558381218804,993.01315214915087,1015.0801110857985,1048.1805494907703,761.31008331434907,331.00438404971692,706.14268597272951,1489.5197282237264,993.01315214915087,1831.5575917417673,1588.8210434386415,761.31008331434907,1798.4571533367955,3144.541648472311,5064.3670759606694,2261.8632910063993,4247.8895953047004,3475.5460325220279,2559.7672366511442,1743.2897559951759,4170.6552390264333,3453.4790735853803,2945.9390180424807,3806.5504165717448,3310.0438404971696,2074.2941400448931,2107.3945784498646,1853.6245506784151,1743.2897559951759,3630.0147450785626,6730.4224756775775,6984.1925034490268,4854.7309660625151,5781.5432414017223,7646.2012715484616,6851.7907498291406,5296.0701447954707,3961.0191291282795,4314.0904721146444,3420.3786351804083,3663.1151834835346,3949.9856496599555,2990.0729359157767,2118.4280579181882,2008.0932632349493,573.74093235284272,937.84575480753131,529.60701447954705,463.40613766960377,684.07572703608173,231.70306883480188,99.301315214915093,496.50657607457543,66.200876809943381,165.50219202485846,264.80350723977352,209.63610989815405,110.33479468323898,110.33479468323898,275.83698670809747,739.24312437770118,1092.3144673640659,2239.7963320697513,1842.5910712100908,1544.6871255653457,1290.9170977938961,1632.954961311937,2030.1602221715971,1930.8589069566822,1213.6827415156288,639.94180916278606,77.234356278267285,66.200876809943381,0]
[1,"OVERHEAD CONDUCTORS","˃ 11 kv & < = 22 kv ; multiple-phase",107.82376162986255,73.980137793099516,110.33479468323898,107.82376162986255,10.383822110854103,2,0,0,0,0,0,0,0,0,0,0,0.1,0.1,0,0.1,0.1,0.1,0.1,0.1,0.1,0.1,0.1,0.1,0,0.1,0,0.1,0.1,0,0.1,0.1,0.1,0.2,0.1,0.3,0.3,0.2,0.1,0.2,0.1,0.2,0.2,0.2,0.1,0.1,0.1,0.1,0.1,0.1,0.1,0.1,0.2,0.2,0.3,0.1,0.2,0.1,0.1,0.1,0.1,0.1,0.1,0.1,0,0,0,0,0,0,0,0,0,0,0,0,0,0,0,0,0,0.1,0.1,0,0,0.1,0,0.1,0.1,0,0,0,0,null,0,0,0,0,0,0,0,0,0,0,11.033479468323899,11.033479468323899,0,11.033479468323899,11.033479468323899,11.033479468323899,11.033479468323899,11.033479468323899,11.033479468323899,11.033479468323899,11.033479468323899,11.033479468323899,0,11.033479468323899,0,11.033479468323899,11.033479468323899,0,11.033479468323899,11.033479468323899,11.033479468323899,22.066958936647797,11.033479468323899,33.10043840497169,33.10043840497169,22.066958936647797,11.033479468323899,22.066958936647797,11.033479468323899,22.066958936647797,22.066958936647797,22.066958936647797,11.033479468323899,11.033479468323899,11.033479468323899,11.033479468323899,11.033479468323899,11.033479468323899,11.033479468323899,11.033479468323899,22.066958936647797,22.066958936647797,33.10043840497169,11.033479468323899,22.066958936647797,11.033479468323899,11.033479468323899,11.033479468323899,11.033479468323899,11.033479468323899,11.033479468323899,11.033479468323899,0,0,0,0,0,0,0,0,0,0,0,0,0,0,0,0,0,11.033479468323899,11.033479468323899,0,0,11.033479468323899,0,11.033479468323899,11.033479468323899,0,0,0,0]
[1,"OVERHEAD CONDUCTORS","> 1 kv & < = 11 kv",107.82376162986255,81.140834933847245,110.33479468323898,107.82376162986255,10.383822110854103,2,2.1,0.5,1,0.6,0.9,0.7,3,1.2,2.1,1,5.5,4.5,2.7,5.8,4.0999999999999996,4.5999999999999996,4.7,5,8,10.3,7.1,4.0999999999999996,2.2999999999999998,4.2,2.2999999999999998,4.7,3.6,1,4.9000000000000004,8,7.5,10.3,7.9,15.5,12.8,13.7,9.8000000000000007,12.5,8,11.7,14.6,12.5,3.7,6.1,4.5,4.0999999999999996,6,10.3,5.7,6.7,11.9,14.2,21.5,13.7,20.3,9.6,10.6,10.6,8.1,6,4.9000000000000004,3.7,2.2000000000000002,0.9,1.1000000000000001,1.6,1,1,0.2,0.9,0.7,0.2,0.4,0.2,0.2,0.2,0.4,1.3,2.5,4.4000000000000004,3.7,2,1.6,3.2,2.2999999999999998,3.2,3.8,1.1000000000000001,0.3,0.8,0,null,231.70306883480188,55.167397341619491,110.33479468323898,66.200876809943381,99.301315214915093,77.234356278267285,331.00438404971692,132.40175361988676,231.70306883480188,110.33479468323898,606.84137075781439,496.50657607457543,297.90394564474525,639.94180916278606,452.37265820127976,507.54005554289927,518.57353501122327,551.67397341619494,882.67835746591186,1136.4483852373617,783.37704225099674,452.37265820127976,253.77002777144963,463.40613766960377,253.77002777144963,518.57353501122327,397.20526085966037,110.33479468323898,540.64049394787105,882.67835746591186,827.51096012429241,1136.4483852373617,871.64487799758797,1710.1893175902042,1412.285371945459,1511.5866871603739,1081.2809878957421,1379.1849335404872,882.67835746591186,1290.9170977938961,1610.888002375289,1379.1849335404872,408.23874032798426,673.04224756775773,496.50657607457543,452.37265820127976,662.00876809943384,1136.4483852373617,628.90832969446217,739.24312437770118,1312.9840567305439,1566.7540845019935,2372.198085689638,1511.5866871603739,2239.7963320697513,1059.2140289590941,1169.5488236423332,1169.5488236423332,893.71183693423575,662.00876809943384,540.64049394787105,408.23874032798426,242.73654830312577,99.301315214915093,121.36827415156289,176.53567149318238,110.33479468323898,110.33479468323898,22.066958936647797,99.301315214915093,77.234356278267285,22.066958936647797,44.133917873295594,22.066958936647797,22.066958936647797,22.066958936647797,44.133917873295594,143.43523308821068,275.83698670809747,485.47309660625154,408.23874032798426,220.66958936647796,176.53567149318238,353.07134298636475,253.77002777144963,353.07134298636475,419.27221979630809,121.36827415156289,33.10043840497169,88.267835746591189,0]
[1,"OVERHEAD CONDUCTORS","> 22 kv & < = 66 kv",107.82376162986255,90.482322508096885,110.33479468323898,107.82376162986255,10.383822110854103,2,0.7,0.2,0,0.1,0.2,0.2,0,0,0,0,0.9,0.6,0.9,1.6,0.6,0.8,1.6,0.4,0.5,0.4,2.7,0.4,2.6,3,1.6,1.8,3.2,0.5,2.9,3.8,3.6,1.7,0.9,4,4.8,6.2,1.5,2.9,2.2999999999999998,2.1,3.4,1,0.8,1.1000000000000001,0.3,0.7,0.6,0.7,3.4,2.9,2.2000000000000002,4.7,12.1,7.9,14.7,6.4,3.4,3.5,1.3,0.4,0.1,0.9,1.4,0.5,0.3,0.3,0.1,0.6,0.2,0.4,0,0,0,0,0,0,0.1,0.8,0.6,0.1,0.4,1.9,0,0,0.4,0,0.2,0,0,0,0,null,77.234356278267285,22.066958936647797,0,11.033479468323899,22.066958936647797,22.066958936647797,0,0,0,0,99.301315214915093,66.200876809943381,99.301315214915093,176.53567149318238,66.200876809943381,88.267835746591189,176.53567149318238,44.133917873295594,55.167397341619491,44.133917873295594,297.90394564474525,44.133917873295594,286.87046617642136,331.00438404971692,176.53567149318238,198.60263042983019,353.07134298636475,55.167397341619491,319.97090458139303,419.27221979630809,397.20526085966037,187.56915096150627,99.301315214915093,441.33917873295593,529.60701447954705,684.07572703608173,165.50219202485846,319.97090458139303,253.77002777144963,231.70306883480188,375.13830192301253,110.33479468323898,88.267835746591189,121.36827415156289,33.10043840497169,77.234356278267285,66.200876809943381,77.234356278267285,375.13830192301253,319.97090458139303,242.73654830312577,518.57353501122327,1335.0510156671917,871.64487799758797,1621.921481843613,706.14268597272951,375.13830192301253,386.17178139133642,143.43523308821068,44.133917873295594,11.033479468323899,99.301315214915093,154.46871255653457,55.167397341619491,33.10043840497169,33.10043840497169,11.033479468323899,66.200876809943381,22.066958936647797,44.133917873295594,0,0,0,0,0,0,11.033479468323899,88.267835746591189,66.200876809943381,11.033479468323899,44.133917873295594,209.63610989815405,0,0,44.133917873295594,0,22.066958936647797,0,0,0,0]
[2,"POLES","˂ = 1 kv ; concrete",61.926635298888883,61.217208351220648,22.587863669956128,61.926635298888883,7.8693478318656673,2,3,2,7,7,7,0,3,5,3,11,2,11,8,5,15,37,45,97,72,49,102,85,63,105,131,120,245,172,55,110,290,458,126,109,128,35,33,14,22,17,0,16,10,5,1,4,261,84,1,0,0,0,0,0,0,0,0,0,0,0,0,0,0,0,0,0,0,0,0,0,0,0,0,0,0,0,0,0,0,0,0,0,0,0,0,0,0,0,0,0,0,null,67.763591009868378,45.175727339912257,158.11504568969289,158.11504568969289,158.11504568969289,0,67.763591009868378,112.93931834978065,67.763591009868378,248.46650036951741,45.175727339912257,248.46650036951741,180.70290935964903,112.93931834978065,338.81795504934195,835.7509557883767,1016.4538651480258,2191.0227759857444,1626.3261842368413,1106.8053198278503,2303.9620943355253,1919.9684119462709,1423.0354112072362,2371.7256853453937,2959.0101407642528,2710.5436403947356,5534.0265991392516,3885.1125512324543,1242.3325018475871,2484.6650036951742,6550.4804642872768,10345.241560839906,2846.0708224144723,2462.0771400252179,2891.2465497543844,790.57522844846449,745.39950110855227,316.23009137938578,496.93300073903481,383.99368238925416,0,361.40581871929805,225.8786366995613,112.93931834978065,22.587863669956128,90.351454679824514,5895.4324178585493,1897.3805482763148,22.587863669956128,0,0,0,0,0,0,0,0,0,0,0,0,0,0,0,0,0,0,0,0,0,0,0,0,0,0,0,0,0,0,0,0,0,0,0,0,0,0,0,0,0,0]
[2,"POLES","˂ = 1 kv ; steel",79.210185563780342,66.271484508302052,16.405626526266136,79.210185563780342,8.9000104249253749,2,4,12,13,6,24,25,36,50,50,65,23,161,109,87,65,44,55,47,55,50,115,72,50,57,75,48,76,81,51,67,68,64,86,63,77,47,108,54,70,76,100,90,81,66,84,45,66,67,84,139,131,67,57,98,37,17,25,15,9,27,9,4,2,3,0,0,0,0,0,2,0,0,0,0,0,0,0,0,2,0,2,0,0,2,2,0,0,0,0,0,0,null,65.622506105064545,196.86751831519365,213.27314484145978,98.433759157596825,393.7350366303873,410.14066315665343,590.60255494558089,820.28132631330686,820.28132631330686,1066.3657242072989,377.32941010412111,2641.3058707288478,1788.2132913630089,1427.2895077851538,1066.3657242072989,721.84756715570995,902.30945894463753,771.06444673450835,902.30945894463753,820.28132631330686,1886.6470505206057,1181.2051098911618,820.28132631330686,935.12071199716979,1230.4219894699602,787.4700732607746,1246.8276159962263,1328.855748627557,836.686952839573,1099.1769772598311,1115.5826037860973,1049.9600976810327,1410.8838812588876,1033.5544711547666,1263.2332425224924,771.06444673450835,1771.8076648367428,885.90383241837139,1148.3938568386295,1246.8276159962263,1640.5626526266137,1476.5063873639522,1328.855748627557,1082.771350733565,1378.0726282063554,738.25319368197609,1082.771350733565,1099.1769772598311,1378.0726282063554,2280.3820871509929,2149.1370749408638,1099.1769772598311,935.12071199716979,1607.7513995740815,607.00818147184702,278.89565094652431,410.14066315665343,246.08439789399205,147.65063873639522,442.9519162091857,147.65063873639522,65.622506105064545,32.811253052532273,49.216879578798412,0,0,0,0,0,32.811253052532273,0,0,0,0,0,0,0,0,32.811253052532273,0,32.811253052532273,0,0,32.811253052532273,32.811253052532273,0,0,0,0,0,0]
[2,"POLES","˂ = 1 kv ; wood",87.457262560935604,70.808604055078234,7.4756010846802274,87.457262560935604,9.351858775715959,2,43,79,176,192,164,158,189,199,135,116,166,132,75,88,124,43,91,121,40,22,79,12,7,13,39,21,12,77,59,140,226,303,201,517,332,363,240,545,458,368,542,462,294,310,224,222,248,844,925,599,750,980,919,677,587,668,514,540,577,418,361,329,120,153,113,107,135,79,64,93,51,65,85,53,40,60,98,126,180,331,275,211,191,236,280,285,169,76,10,12,0,null,321.45084664124977,590.57248568973796,1315.7057909037201,1435.3154082586036,1225.9985778875573,1181.1449713794759,1412.888605004563,1487.6446158513652,1009.2061464318307,867.16972582290634,1240.9497800569177,986.77934317779,560.67008135101707,657.85289545186004,926.97453450034823,321.45084664124977,680.27969870590073,904.54773124630754,299.02404338720908,164.46322386296501,590.57248568973796,89.707213016162726,52.329207592761591,97.182814100842961,291.54844230252888,156.98762277828479,89.707213016162726,575.62128352037746,441.06046399613342,1046.5841518552318,1689.4858451377313,2265.1071286581091,1502.5958180207258,3864.8857607796776,2481.8995601138354,2713.6431937389225,1794.1442603232547,4074.2025911507239,3423.8252967835442,2751.0211991623237,4051.7757878966831,3453.727701122265,2197.8267188959867,2317.4363362508707,1674.5346429683709,1659.5834407990105,1853.9490690006965,6309.4073154701118,6914.9310033292104,4477.8850497234562,5606.7008135101705,7326.0890629866226,6870.0773968211288,5060.9819343285144,4388.1778367072939,4993.7015245663915,3842.4589575256368,4036.8245857273228,4313.4218258604915,3124.8012533963351,2698.6919915695621,2459.472756859795,897.07213016162734,1143.7669659560747,844.74292256886565,799.88931606078438,1009.2061464318307,590.57248568973796,478.43846941953456,695.23090087526111,381.25565531869159,485.91407050421481,635.42609219781934,396.20685748805204,299.02404338720908,448.53606508081367,732.6089062986623,941.92573666970861,1345.6081952424408,2474.4239590291554,2055.7902982870623,1577.351828867528,1427.8398071739234,1764.2418559845337,2093.1683037104635,2130.5463091338647,1263.3765833109585,568.14568243569727,74.756010846802269,89.707213016162726,0]
[2,"POLES","˃ 11 kv & < = 22 kv ; concrete",61.926635298888883,59.373878556320328,22.587863669956128,61.926635298888883,7.8693478318656673,2,0,0,0,0,0,0,0,0,0,0,0,0,0,0,0,0,0,0,0,0,0,3,0,3,0,0,2,0,3,0,0,0,0,0,0,0,0,0,0,0,0,0,0,0,0,0,0,0,0,2,0,0,0,0,0,0,0,0,0,0,0,0,0,0,0,0,0,0,0,0,0,0,0,0,0,0,0,0,0,0,0,0,0,0,0,0,0,0,0,0,0,null,0,0,0,0,0,0,0,0,0,0,0,0,0,0,0,0,0,0,0,0,0,67.763591009868378,0,67.763591009868378,0,0,45.175727339912257,0,67.763591009868378,0,0,0,0,0,0,0,0,0,0,0,0,0,0,0,0,0,0,0,0,45.175727339912257,0,0,0,0,0,0,0,0,0,0,0,0,0,0,0,0,0,0,0,0,0,0,0,0,0,0,0,0,0,0,0,0,0,0,0,0,0,0,0,0,0]
[2,"POLES","˃ 11 kv & < = 22 kv ; steel",79.210185563780342,47.795479044562015,16.405626526266136,79.210185563780342,8.9000104249253749,2,0,0,0,0,0,0,0,0,0,0,0,0,0,0,0,0,0,0,0,2,0,2,0,0,0,0,0,0,0,0,0,0,0,0,0,0,0,0,0,1,0,0,0,0,0,0,0,0,0,0,0,0,0,0,0,0,0,0,0,0,0,0,0,0,0,0,0,0,0,0,0,0,0,0,0,0,0,0,0,0,0,0,0,0,0,0,0,0,0,0,0,null,0,0,0,0,0,0,0,0,0,0,0,0,0,0,0,0,0,0,0,32.811253052532273,0,32.811253052532273,0,0,0,0,0,0,0,0,0,0,0,0,0,0,0,0,0,16.405626526266136,0,0,0,0,0,0,0,0,0,0,0,0,0,0,0,0,0,0,0,0,0,0,0,0,0,0,0,0,0,0,0,0,0,0,0,0,0,0,0,0,0,0,0,0,0,0,0,0,0,0,0]
[2,"POLES","˃ 11 kv & < = 22 kv ; wood",91.570076584103958,66.062540658615333,32.295546505762729,91.570076584103958,9.5692254955196852,2,6,11,8,10,18,9,21,8,12,6,3,6,4,2,9,7,15,9,7,2,11,3,14,15,25,2,9,3,14,12,37,8,10,12,10,15,9,27,12,11,10,9,21,13,5,5,18,7,5,11,17,7,13,9,19,24,11,42,7,7,4,9,11,6,5,2,2,5,3,2,3,1,2,0,2,0,4,9,7,7,5,3,2,6,2,7,3,2,0,0,0,null,193.77327903457638,355.25101156339002,258.36437204610183,322.95546505762729,581.31983710372913,290.65991855186456,678.20647662101737,258.36437204610183,387.54655806915275,193.77327903457638,96.886639517288188,193.77327903457638,129.18218602305092,64.591093011525459,290.65991855186456,226.06882554033911,484.43319758644094,290.65991855186456,226.06882554033911,64.591093011525459,355.25101156339002,96.886639517288188,452.13765108067821,484.43319758644094,807.38866264406829,64.591093011525459,290.65991855186456,96.886639517288188,452.13765108067821,387.54655806915275,1194.935220713221,258.36437204610183,322.95546505762729,387.54655806915275,322.95546505762729,484.43319758644094,290.65991855186456,871.97975565559364,387.54655806915275,355.25101156339002,322.95546505762729,290.65991855186456,678.20647662101737,419.84210457491548,161.47773252881365,161.47773252881365,581.31983710372913,226.06882554033911,161.47773252881365,355.25101156339002,549.02429059796646,226.06882554033911,419.84210457491548,290.65991855186456,613.6153836094918,775.0931161383055,355.25101156339002,1356.4129532420347,226.06882554033911,226.06882554033911,129.18218602305092,290.65991855186456,355.25101156339002,193.77327903457638,161.47773252881365,64.591093011525459,64.591093011525459,161.47773252881365,96.886639517288188,64.591093011525459,96.886639517288188,32.295546505762729,64.591093011525459,0,64.591093011525459,0,129.18218602305092,290.65991855186456,226.06882554033911,226.06882554033911,161.47773252881365,96.886639517288188,64.591093011525459,193.77327903457638,64.591093011525459,226.06882554033911,96.886639517288188,64.591093011525459,0,0,0]
[2,"POLES","> 1 kv & < = 11 kv ; concrete",58.956536901399524,54.095294404026149,25.460786897337975,58.956536901399524,7.6783160198965188,2,10,18,10,17,16,16,18,13,3,24,6,20,14,23,9,3,5,10,13,22,31,14,5,10,8,24,32,7,32,65,12,83,21,16,37,76,35,10,16,16,0,18,0,0,0,0,0,3,0,0,2,2,0,0,0,0,0,0,0,0,0,0,0,0,0,0,0,0,0,0,0,0,0,0,0,0,0,0,0,0,0,0,0,0,0,0,0,0,0,0,0,null,254.60786897337977,458.29416415208357,254.60786897337977,432.83337725474559,407.3725903574076,407.3725903574076,458.29416415208357,330.99022966539366,76.382360692013918,611.05888553611135,152.76472138402784,509.21573794675953,356.45101656273164,585.59809863877342,229.14708207604178,76.382360692013918,127.30393448668988,254.60786897337977,330.99022966539366,560.1373117414355,789.28439381747728,356.45101656273164,127.30393448668988,254.60786897337977,203.6862951787038,611.05888553611135,814.74518071481521,178.22550828136582,814.74518071481521,1654.9511483269685,305.52944276805567,2113.2453124790518,534.67652484409746,407.3725903574076,942.04911520150506,1935.0198041976862,891.1275414068291,254.60786897337977,407.3725903574076,407.3725903574076,0,458.29416415208357,0,0,0,0,0,76.382360692013918,0,0,50.92157379467595,50.92157379467595,0,0,0,0,0,0,0,0,0,0,0,0,0,0,0,0,0,0,0,0,0,0,0,0,0,0,0,0,0,0,0,0,0,0,0,0,0,0,0]
[2,"POLES","> 1 kv & < = 11 kv ; steel",79.210185563780342,61.769553775200471,16.405626526266136,79.210185563780342,8.9000104249253749,2,1,0,0,0,0,1,0,0,0,0,0,0,0,1,0,0,0,0,0,1,2,1,0,0,0,2,0,0,0,0,0,0,0,0,1,3,0,0,0,1,0,0,1,0,0,0,1,0,0,0,0,1,0,0,0,0,0,0,0,0,0,0,0,0,0,0,0,0,0,0,0,0,0,0,0,0,0,0,0,0,0,0,0,0,0,0,0,0,0,0,0,null,16.405626526266136,0,0,0,0,16.405626526266136,0,0,0,0,0,0,0,16.405626526266136,0,0,0,0,0,16.405626526266136,32.811253052532273,16.405626526266136,0,0,0,32.811253052532273,0,0,0,0,0,0,0,0,16.405626526266136,49.216879578798412,0,0,0,16.405626526266136,0,0,16.405626526266136,0,0,0,16.405626526266136,0,0,0,0,16.405626526266136,0,0,0,0,0,0,0,0,0,0,0,0,0,0,0,0,0,0,0,0,0,0,0,0,0,0,0,0,0,0,0,0,0,0,0,0,0,0,0]
[2,"POLES","> 1 kv & < = 11 kv ; wood",83.477916733688843,69.633534463591729,6.3040907376247537,83.477916733688843,9.1366250187741009,2,33,50,92,89,99,101,133,78,98,74,60,79,39,66,66,33,55,69,90,25,67,30,27,46,17,41,54,17,79,112,143,145,148,315,243,221,198,251,150,250,319,270,92,116,85,106,133,252,116,146,239,314,492,316,438,199,234,206,201,141,113,90,48,30,49,48,52,45,31,39,37,22,23,20,21,18,24,41,72,90,77,47,30,72,63,76,88,37,6,14,0,null,208.03499434161688,315.20453688123769,579.97634786147739,561.06407564860308,624.10498302485064,636.71316450010011,838.44406810409225,491.71907753473079,617.80089228722591,466.5027145842318,378.24544425748525,498.02316827235552,245.85953876736539,416.06998868323376,416.06998868323376,208.03499434161688,346.72499056936147,434.98226089610802,567.36816638622781,157.60226844061884,422.37407942085849,189.12272212874262,170.21044991586834,289.9881739307387,107.16954253962081,258.46772024261492,340.42089983173668,107.16954253962081,498.02316827235552,706.0581626139724,901.48497548033981,914.09315695558928,933.00542916846359,1985.7885823517975,1531.8940492428151,1393.2040530150705,1248.2099660497013,1582.3267751438132,945.61361064371306,1576.0226844061883,2011.0049453022964,1702.1044991586834,579.97634786147739,731.27452556447145,535.84771269810403,668.23361818822389,838.44406810409225,1588.630865881438,731.27452556447145,920.39724769321401,1506.6776862923161,1979.4844916141726,3101.6126429113788,1992.0926730894221,2761.191743079642,1254.5140567873259,1475.1572326041924,1298.6426919506994,1267.1222382625756,888.87679400509023,712.36225335159713,567.36816638622781,302.59635540598816,189.12272212874262,308.90044614361295,302.59635540598816,327.81271835648721,283.68408319311391,195.42681286636736,245.85953876736539,233.2513572921159,138.68999622774459,144.99408696536935,126.08181475249508,132.38590549011982,113.47363327724557,151.29817770299408,258.46772024261492,453.89453310898227,567.36816638622781,485.41498679710605,296.29226466836343,189.12272212874262,453.89453310898227,397.1577164703595,479.11089605948126,554.75998491097835,233.2513572921159,37.82454442574852,88.25727032674655,0]
[2,"POLES","> 22 kv & < = 66 kv ; concrete",58.956536901399524,56.52271194379005,25.460786897337975,58.956536901399524,7.6783160198965188,2,1,0,2,0,2,0,1,0,0,4,0,0,1,5,1,2,2,0,1,1,0,2,1,10,0,2,3,2,1,0,1,0,1,1,12,25,1,0,9,3,0,1,0,0,0,0,0,0,0,1,0,0,0,0,0,0,0,0,0,0,0,0,0,0,0,0,0,0,0,0,0,0,0,0,0,0,0,0,0,0,0,0,0,0,0,0,0,0,0,0,0,null,25.460786897337975,0,50.92157379467595,0,50.92157379467595,0,25.460786897337975,0,0,101.8431475893519,0,0,25.460786897337975,127.30393448668988,25.460786897337975,50.92157379467595,50.92157379467595,0,25.460786897337975,25.460786897337975,0,50.92157379467595,25.460786897337975,254.60786897337977,0,50.92157379467595,76.382360692013918,50.92157379467595,25.460786897337975,0,25.460786897337975,0,25.460786897337975,25.460786897337975,305.52944276805567,636.51967243344939,25.460786897337975,0,229.14708207604178,76.382360692013918,0,25.460786897337975,0,0,0,0,0,0,0,25.460786897337975,0,0,0,0,0,0,0,0,0,0,0,0,0,0,0,0,0,0,0,0,0,0,0,0,0,0,0,0,0,0,0,0,0,0,0,0,0,0,0,0,0]
[2,"POLES","> 22 kv & < = 66 kv ; steel",79.210185563780342,61.162024947307401,16.405626526266136,79.210185563780342,8.9000104249253749,2,0,0,0,0,0,2,0,2,1,0,0,0,0,1,0,0,0,2,2,0,16,1,1,0,0,0,2,1,0,1,0,0,0,0,0,4,0,0,3,0,3,1,0,0,2,0,0,0,0,0,0,0,0,0,0,0,0,0,0,0,0,0,0,0,0,0,0,0,0,0,0,0,0,0,0,0,0,0,0,0,0,0,0,0,0,0,0,0,0,0,0,null,0,0,0,0,0,32.811253052532273,0,32.811253052532273,16.405626526266136,0,0,0,0,16.405626526266136,0,0,0,32.811253052532273,32.811253052532273,0,262.49002442025818,16.405626526266136,16.405626526266136,0,0,0,32.811253052532273,16.405626526266136,0,16.405626526266136,0,0,0,0,0,65.622506105064545,0,0,49.216879578798412,0,49.216879578798412,16.405626526266136,0,0,32.811253052532273,0,0,0,0,0,0,0,0,0,0,0,0,0,0,0,0,0,0,0,0,0,0,0,0,0,0,0,0,0,0,0,0,0,0,0,0,0,0,0,0,0,0,0,0,0,0]
[2,"POLES","> 22 kv & < = 66 kv ; wood",75.403155012326906,64.593201424488484,7.9189796428310428,75.403155012326906,8.6834990074466472,2,24,11,14,16,79,57,27,28,10,14,10,21,15,22,5,10,21,6,9,2,7,3,15,29,20,28,39,8,44,135,28,27,10,54,65,68,19,29,27,20,50,13,9,6,9,8,12,11,52,51,33,78,196,141,239,84,46,24,18,7,4,14,10,11,8,9,3,7,4,9,0,3,0,2,2,5,0,7,7,0,5,18,2,0,7,0,4,0,0,0,0,null,190.05551142794502,87.108776071141477,110.8657149996346,126.70367428529669,625.59939178365244,451.38183964136942,213.81245035643815,221.73142999926921,79.18979642831043,110.8657149996346,79.18979642831043,166.29857249945189,118.78469464246564,174.21755214228295,39.594898214155215,79.18979642831043,166.29857249945189,47.513877856986255,71.270816785479383,15.837959285662086,55.432857499817302,23.756938928493128,118.78469464246564,229.65040964210024,158.37959285662086,221.73142999926921,308.84020607041066,63.351837142648343,348.43510428456591,1069.0622517821907,221.73142999926921,213.81245035643815,79.18979642831043,427.6249007128763,514.7336767840178,538.49061571251093,150.46061321378983,229.65040964210024,213.81245035643815,158.37959285662086,395.94898214155216,102.94673535680356,71.270816785479383,47.513877856986255,71.270816785479383,63.351837142648343,95.02775571397251,87.108776071141477,411.78694142721423,403.86796178438317,261.3263282134244,617.68041214082132,1552.1200099948844,1116.576129639177,1892.6361346366193,665.19428999780757,364.27306357022798,190.05551142794502,142.54163357095877,55.432857499817302,31.675918571324171,110.8657149996346,79.18979642831043,87.108776071141477,63.351837142648343,71.270816785479383,23.756938928493128,55.432857499817302,31.675918571324171,71.270816785479383,0,23.756938928493128,0,15.837959285662086,15.837959285662086,39.594898214155215,0,55.432857499817302,55.432857499817302,0,39.594898214155215,142.54163357095877,15.837959285662086,0,55.432857499817302,0,31.675918571324171,0,0,0,0]
[2,"POLES","staking of a wooden pole",33.36082006346826,29.664100122473336,18.157748986976976,33.36082006346826,5.7758826220300099,2,15,64,203,231,239,602,477,378,268,290,298,254,139,94,236,164,172,241,103,116,143,114,131,255,85,16,22,12,96,68,0,0,0,0,0,0,0,0,0,0,0,0,0,0,0,0,0,0,0,0,0,0,0,0,0,0,0,0,0,0,0,0,0,0,0,0,0,0,0,0,0,0,0,0,0,0,0,0,0,0,0,0,0,0,0,0,0,0,0,0,0,null,272.36623480465465,1162.0959351665265,3686.0230443563264,4194.4400159916813,4339.7020078874975,10930.964890160139,8661.2462667880172,6863.6291170772975,4866.2767285098298,5265.7472062233228,5411.009198119139,4612.0682426921521,2523.9271091897999,1706.8284047758357,4285.2287609265668,2977.8708338642241,3123.1328257600399,4376.0175058614514,1870.2481456586286,2106.2988824893291,2596.5581051377076,2069.9833845153753,2378.6651172939837,4630.225991679129,1543.408663893043,290.52398379163162,399.47047771349349,217.89298784372372,1743.1439027497897,1234.7269311144344,0,0,0,0,0,0,0,0,0,0,0,0,0,0,0,0,0,0,0,0,0,0,0,0,0,0,0,0,0,0,0,0,0,0,0,0,0,0,0,0,0,0,0,0,0,0,0,0,0,0,0,0,0,0,0,0,0,0,0,0,0]
[4,"SWITCHGEAR","˂ = 11 kv ; circuit breaker",97.029687374685167,57.04917100876996,167.6968333550532,97.029687374685167,9.8503648345980146,2,0,3,3,3,0,7,24,1,2,24,35,0,5,26,7,0,29,15,0,0,0,0,0,0,0,0,0,0,0,0,6,47,0,0,0,0,0,20,4,0,0,0,0,61,0,0,0,1,64,3,102,78,72,0,94,36,103,21,20,0,0,4,0,0,0,36,2,49,0,0,0,0,0,0,0,0,0,0,0,17,0,14,1,0,0,0,0,0,0,0,0,null,0,503.09050006515963,503.09050006515963,503.09050006515963,0,1173.8778334853723,4024.724000521277,167.6968333550532,335.3936667101064,4024.724000521277,5869.3891674268616,0,838.48416677526598,4360.1176672313832,1173.8778334853723,0,4863.2081672965433,2515.4525003257982,0,0,0,0,0,0,0,0,0,0,0,0,1006.1810001303193,7881.7511676875001,0,0,0,0,0,3353.9366671010639,670.7873334202128,0,0,0,0,10229.506834658245,0,0,0,167.6968333550532,10732.597334723405,503.09050006515963,17105.077002215425,13080.353001694149,12074.172001563831,0,15763.502335375,6037.0860007819156,17272.773835570479,3521.6335004561174,3353.9366671010639,0,0,670.7873334202128,0,0,0,6037.0860007819156,335.3936667101064,8217.1448343976062,0,0,0,0,0,0,0,0,0,0,0,2850.8461670359043,0,2347.7556669707446,167.6968333550532,0,0,0,0,0,0,0,0]
[4,"SWITCHGEAR","˂ = 11 kv ; switch",85.629875471494842,63.648183587051193,31.237252248625989,85.629875471494842,9.2536412007109305,2,299,241,193,252,261,252,311,217,257,220,186,358,289,258,196,3,9,30,33,63,10,16,8,8,8,13,8,8,8,8,392,8,8,8,8,8,8,160,288,8,8,8,8,464,8,8,8,8,472,248,744,608,584,8,696,280,784,160,176,8,8,8,8,8,8,376,32,312,8,8,8,8,8,8,8,8,8,8,8,128,8,112,8,8,8,8,8,8,8,8,136,null,9339.9384223391698,7528.1777919188635,6028.7896839848163,7871.7875666537493,8152.9228368913828,7871.7875666537493,9714.7854493226823,6778.4837379518394,8027.9738278968789,6872.1954946977175,5810.1289182444343,11182.936305008105,9027.5658998529107,8059.2110801455055,6122.5014407306935,93.711756745877963,281.1352702376339,937.11756745877972,1030.8293242046577,1967.9468916634373,312.37252248625987,499.79603597801582,249.89801798900791,249.89801798900791,249.89801798900791,406.08427923213787,249.89801798900791,249.89801798900791,249.89801798900791,249.89801798900791,12245.002881461387,249.89801798900791,249.89801798900791,249.89801798900791,249.89801798900791,249.89801798900791,249.89801798900791,4997.9603597801579,8996.3286476042849,249.89801798900791,249.89801798900791,249.89801798900791,249.89801798900791,14494.085043362458,249.89801798900791,249.89801798900791,249.89801798900791,249.89801798900791,14743.983061351466,7746.8385576592455,23240.515672977737,18992.249367164601,18242.555313197576,249.89801798900791,21741.127565043687,8746.4306296152772,24490.005762922774,4997.9603597801579,5497.7563957581742,249.89801798900791,249.89801798900791,249.89801798900791,249.89801798900791,249.89801798900791,249.89801798900791,11745.206845483372,999.59207195603165,9746.0227015713081,249.89801798900791,249.89801798900791,249.89801798900791,249.89801798900791,249.89801798900791,249.89801798900791,249.89801798900791,249.89801798900791,249.89801798900791,249.89801798900791,249.89801798900791,3998.3682878241266,249.89801798900791,3498.5722518461107,249.89801798900791,249.89801798900791,249.89801798900791,249.89801798900791,249.89801798900791,249.89801798900791,249.89801798900791,249.89801798900791,4248.2663058131347]
[4,"SWITCHGEAR","> 11 kv & < = 22 kv ; circuit breaker",58.486706746349988,53.173598671948682,143.0427791319039,58.486706746349988,7.6476602138399157,2,0,0,1,0,0,0,0,0,1,1,0,0,0,0,0,0,0,0,0,0,0,0,0,0,0,0,0,0,0,0,0,0,0,0,0,0,0,0,0,0,0,0,0,0,0,0,0,0,0,0,4,0,0,0,0,0,0,0,0,0,0,0,0,0,0,23,2,2,0,0,0,0,0,0,0,0,0,0,0,0,0,0,0,0,0,0,0,0,0,0,0,null,0,0,143.0427791319039,0,0,0,0,0,143.0427791319039,143.0427791319039,0,0,0,0,0,0,0,0,0,0,0,0,0,0,0,0,0,0,0,0,0,0,0,0,0,0,0,0,0,0,0,0,0,0,0,0,0,0,0,0,572.1711165276156,0,0,0,0,0,0,0,0,0,0,0,0,0,0,3289.9839200337897,286.0855582638078,286.0855582638078,0,0,0,0,0,0,0,0,0,0,0,0,0,0,0,0,0,0,0,0,0,0,0]
[4,"SWITCHGEAR","> 11 kv & < = 22 kv ; switch",25.374441410845591,53.841963028112808,31.237252248625989,53.841963028112808,7.3377082953816588,2,0,0,7,0,0,0,0,0,0,0,0,31,18,0,0,0,0,0,0,0,0,0,0,0,0,0,0,0,0,0,0,0,0,0,0,0,0,0,0,0,0,0,0,0,0,0,0,0,0,0,0,0,0,0,0,0,1,0,0,0,0,0,0,0,0,0,0,0,0,0,0,0,0,0,0,0,0,0,0,0,0,0,0,0,0,0,0,0,0,0,0,null,0,0,218.66076574038192,0,0,0,0,0,0,0,0,968.35481970740568,562.27054047526781,0,0,0,0,0,0,0,0,0,0,0,0,0,0,0,0,0,0,0,0,0,0,0,0,0,0,0,0,0,0,0,0,0,0,0,0,0,0,0,0,0,0,0,31.237252248625989,0,0,0,0,0,0,0,0,0,0,0,0,0,0,0,0,0,0,0,0,0,0,0,0,0,0,0,0,0,0,0,0,0,0]
[4,"SWITCHGEAR","> 33 kv & < = 66 kv ; circuit breaker",58.486706746349988,53.731730643926376,143.0427791319039,58.486706746349988,7.6476602138399157,2,0,0,1,1,0,1,1,1,0,31,8,0,1,1,0,2,1,2,0,0,0,0,0,0,0,0,0,0,0,0,0,2,0,0,0,0,0,0,0,0,0,0,0,0,0,0,0,0,0,0,4,7,2,1,2,0,1,1,0,1,0,1,0,0,0,0,0,0,0,0,0,0,0,0,0,0,0,0,0,0,0,0,0,0,0,0,0,0,0,0,0,null,0,0,143.0427791319039,143.0427791319039,0,143.0427791319039,143.0427791319039,143.0427791319039,0,4434.3261530890213,1144.3422330552312,0,143.0427791319039,143.0427791319039,0,286.0855582638078,143.0427791319039,286.0855582638078,0,0,0,0,0,0,0,0,0,0,0,0,0,286.0855582638078,0,0,0,0,0,0,0,0,0,0,0,0,0,0,0,0,0,0,572.1711165276156,1001.2994539233273,286.0855582638078,143.0427791319039,286.0855582638078,0,143.0427791319039,143.0427791319039,0,143.0427791319039,0,143.0427791319039,0,0,0,0,0,0,0,0,0,0,0,0,0,0,0,0,0,0,0,0,0,0,0,0,0,0,0,0,0]
[4,"SWITCHGEAR","> 33 kv & < = 66 kv ; switch",85.629875471494842,59.876129986256885,31.237252248625989,85.629875471494842,9.2536412007109305,2,0,2,11,0,0,4,1,5,0,0,0,0,1,0,0,5,0,0,0,0,0,0,0,0,0,0,0,0,0,0,0,0,0,0,0,0,0,1,0,0,0,0,0,0,0,0,0,0,0,0,0,0,0,0,0,1,0,0,0,0,0,0,0,0,0,0,0,0,0,0,0,0,0,0,0,0,0,0,0,0,0,0,0,0,0,0,0,0,0,0,0,null,0,62.474504497251978,343.60977473488589,0,0,124.94900899450396,31.237252248625989,156.18626124312993,0,0,0,0,31.237252248625989,0,0,156.18626124312993,0,0,0,0,0,0,0,0,0,0,0,0,0,0,0,0,0,0,0,0,0,31.237252248625989,0,0,0,0,0,0,0,0,0,0,0,0,0,0,0,0,0,31.237252248625989,0,0,0,0,0,0,0,0,0,0,0,0,0,0,0,0,0,0,0,0,0,0,0,0,0,0,0,0,0,0,0,0,0,0,0]
["","TRANSFORMERS","ground outdoor / indoor chamber mounted ; ˂ 22 kv ; < = 60 kva ; multiple phase","","","","","",2,0,0,0,0,0,0,0,0,0,0,0,0,0,0,0,0,0,0,0,0,0,0,0,0,0,0,0,0,0,0,0,0,0,0,0,0,0,0,0,1,0,0,0,0,0,0,0,0,0,1,0,0,0,1,0,0,0,0,0,0,0,0,0,0,0,0,0,0,0,0,0,0,0,0,0,0,0,0,0,0,0,0,0,0,0,0,0,0,0,0,0,null,"","","","","","","","","","","","","","","","","","","","","","","","","","","","","","","","","","","","","","","","","","","","","","","","","","","","","","","","","","","","","","","","","","","","","","","","","","","","","","","","","","","","","","","","","","",""]
[5,"TRANSFORMERS","ground outdoor / indoor chamber mounted ; ˂ 22 kv ; > 60 kva and < = 600 kva ; multiple phase",80.319482137318403,66.545404372036302,109.58180638024618,80.319482137318403,8.9621137092383734,2,22,22,23,26,28,23,26,24,39,33,36,38,38,37,37,31,30,26,21,27,17,10,9,10,18,16,6,23,12,9,9,7,17,9,28,6,6,1,13,59,31,14,4,6,14,6,22,26,6,50,20,33,41,45,42,22,5,3,1,1,0,1,0,0,0,0,0,0,0,1,0,0,0,0,1,0,0,0,0,0,0,0,0,0,1,0,0,0,0,0,0,null,2410.7997403654158,2410.7997403654158,2520.381546745662,2849.1269658864007,3068.2905786468928,2520.381546745662,2849.1269658864007,2629.9633531259083,4273.6904488296013,3616.1996105481239,3944.9450296888626,4164.1086424493551,4164.1086424493551,4054.5268360691084,4054.5268360691084,3397.0359977876315,3287.4541914073852,2849.1269658864007,2301.2179339851696,2958.708772266647,1862.8907084641851,1095.8180638024619,986.23625742221566,1095.8180638024619,1972.4725148444313,1753.3089020839388,657.49083828147707,2520.381546745662,1314.9816765629541,986.23625742221566,986.23625742221566,767.07264466172319,1862.8907084641851,986.23625742221566,3068.2905786468928,657.49083828147707,657.49083828147707,109.58180638024618,1424.5634829432004,6465.3265764345242,3397.0359977876315,1534.1452893234464,438.32722552098471,657.49083828147707,1534.1452893234464,657.49083828147707,2410.7997403654158,2849.1269658864007,657.49083828147707,5479.090319012309,2191.6361276049238,3616.1996105481239,4492.8540615900929,4931.1812871110778,4602.4358679703391,2410.7997403654158,547.90903190123095,328.74541914073853,109.58180638024618,109.58180638024618,0,109.58180638024618,0,0,0,0,0,0,0,109.58180638024618,0,0,0,0,109.58180638024618,0,0,0,0,0,0,0,0,0,109.58180638024618,0,0,0,0,0,0]
[5,"TRANSFORMERS","ground outdoor / indoor chamber mounted ; ˂ 22 kv ; > 600 kva ; multiple phase",71.646755394200397,58.681078980594798,57.214336353620737,71.646755394200397,8.4644406427241492,2,63,41,42,49,52,43,49,44,73,61,67,71,70,69,69,58,55,49,40,51,32,18,16,19,33,29,11,42,22,17,17,14,32,17,51,11,11,2,23,110,58,26,8,10,26,10,42,48,11,92,37,61,77,83,78,42,9,5,1,1,0,2,0,0,0,0,0,0,0,1,0,0,0,0,1,0,0,0,0,0,0,0,0,0,1,0,0,0,0,0,0,null,3604.5031902781066,2345.7877904984502,2403.0021268520709,2803.5024813274163,2975.1454903882782,2460.2164632056915,2803.5024813274163,2517.4307995593126,4176.6465538143138,3490.0745175708648,3833.3605356925896,4062.2178811070726,4005.0035447534515,3947.7892083998308,3947.7892083998308,3318.4315085100029,3146.7884994491405,2803.5024813274163,2288.5734541448296,2917.9311540346575,1830.8587633158636,1029.8580543651733,915.4293816579318,1087.0723907187939,1888.0730996694842,1659.2157542550015,629.35769988982815,2403.0021268520709,1258.7153997796563,972.64371801155255,972.64371801155255,801.0007089506903,1830.8587633158636,972.64371801155255,2917.9311540346575,629.35769988982815,629.35769988982815,114.42867270724147,1315.9297361332769,6293.5769988982811,3318.4315085100029,1487.5727451941391,457.7146908289659,572.1433635362074,1487.5727451941391,572.1433635362074,2403.0021268520709,2746.2881449737952,629.35769988982815,5263.7189445331078,2116.9304450839672,3490.0745175708648,4405.5038992287964,4748.7899173505211,4462.7182355824179,2403.0021268520709,514.92902718258665,286.0716817681037,57.214336353620737,57.214336353620737,0,114.42867270724147,0,0,0,0,0,0,0,57.214336353620737,0,0,0,0,57.214336353620737,0,0,0,0,0,0,0,0,0,57.214336353620737,0,0,0,0,0,0]
[5,"TRANSFORMERS","ground outdoor / indoor chamber mounted ; > = 22 kv & < = 33 kv ; < = 15 mva",71.646755394200397,63.467828545607446,1500,71.646755394200397,8.4644406427241492,2,0,0,0,0,0,0,0,0,1,0,0,1,0,0,0,0,0,0,0,0,0,0,0,0,0,0,0,0,0,0,0,0,0,0,0,0,0,0,0,1,0,0,0,0,1,0,0,0,1,0,1,1,0,0,1,0,1,1,1,2,0,0,1,0,0,2,0,3,1,2,0,0,0,0,0,0,0,0,0,1,0,2,0,0,0,0,0,0,0,0,0,null,0,0,0,0,0,0,0,0,1500,0,0,1500,0,0,0,0,0,0,0,0,0,0,0,0,0,0,0,0,0,0,0,0,0,0,0,0,0,0,0,1500,0,0,0,0,1500,0,0,0,1500,0,1500,1500,0,0,1500,0,1500,1500,1500,3000,0,0,1500,0,0,3000,0,4500,1500,3000,0,0,0,0,0,0,0,0,0,1500,0,3000,0,0,0,0,0,0,0,0,0]
[5,"TRANSFORMERS","ground outdoor / indoor chamber mounted ; > 33 kv & < = 66 kv ; < = 15 mva",71.646755394200397,65.067227117613939,1500,71.646755394200397,8.4644406427241492,2,0,0,0,0,0,0,0,0,0,0,0,0,0,0,0,0,0,0,0,0,0,0,0,0,0,0,0,0,0,0,0,0,0,0,0,0,0,0,0,0,0,0,0,0,0,0,0,0,0,0,0,0,0,0,0,0,0,0,1,2,0,0,0,0,0,0,0,0,0,0,0,0,0,0,0,0,0,0,0,0,0,0,0,0,0,0,0,0,0,0,0,null,0,0,0,0,0,0,0,0,0,0,0,0,0,0,0,0,0,0,0,0,0,0,0,0,0,0,0,0,0,0,0,0,0,0,0,0,0,0,0,0,0,0,0,0,0,0,0,0,0,0,0,0,0,0,0,0,0,0,1500,3000,0,0,0,0,0,0,0,0,0,0,0,0,0,0,0,0,0,0,0,0,0,0,0,0,0,0,0,0,0,0,0]
[5,"TRANSFORMERS","ground outdoor / indoor chamber mounted ; > 33 kv & < = 66 kv ; > 15 mva and < = 40 mva",71.646755394200397,56.71959963979068,1500,71.646755394200397,8.4644406427241492,2,0,0,0,0,0,1,0,0,0,0,0,0,1,1,0,0,4,0,0,1,0,0,0,0,0,0,0,0,1,0,0,1,0,0,0,0,0,0,1,1,0,0,0,1,0,0,3,0,0,2,4,10,4,4,5,2,6,1,0,0,0,2,0,0,0,0,0,0,0,0,0,0,0,0,0,0,0,0,0,0,0,0,0,0,0,0,0,0,0,0,0,null,0,0,0,0,0,1500,0,0,0,0,0,0,1500,1500,0,0,6000,0,0,1500,0,0,0,0,0,0,0,0,1500,0,0,1500,0,0,0,0,0,0,1500,1500,0,0,0,1500,0,0,4500,0,0,3000,6000,15000,6000,6000,7500,3000,9000,1500,0,0,0,3000,0,0,0,0,0,0,0,0,0,0,0,0,0,0,0,0,0,0,0,0,0,0,0,0,0,0,0,0,0]
["","TRANSFORMERS","ground outdoor / indoor chamber mounted ; > 33 kv & < = 66 kv ; > 40 mva",71.646755394200397,"","","","",2,0,0,0,0,0,0,0,1,1,0,2,0,0,0,1,0,0,0,0,0,0,0,0,0,0,1,0,0,0,0,0,2,0,0,0,0,0,0,0,0,0,2,1,0,0,0,0,0,2,0,0,0,0,0,0,0,0,0,0,0,0,0,0,0,0,0,0,0,0,0,0,0,0,0,0,0,0,0,0,0,0,0,0,0,0,0,0,0,0,0,0,null,"","","","","","","","","","","","","","","","","","","","","","","","","","","","","","","","","","","","","","","","","","","","","","","","","","","","","","","","","","","","","","","","","","","","","","","","","","","","","","","","","","","","","","","","","","",""]
["","TRANSFORMERS","kiosk mounted ; < = 22 kv ; < = 60 kva ; multiple phase",62.581399140267244,"","","","",2,0,0,0,0,0,0,0,0,0,0,0,0,0,0,0,0,0,0,0,0,0,0,0,0,0,0,0,0,0,0,0,0,0,0,0,0,0,0,0,1,0,0,0,0,0,0,0,0,0,0,0,0,0,0,0,0,0,0,0,0,0,0,0,0,0,0,0,0,0,0,0,0,0,0,0,0,0,0,0,0,0,0,0,0,0,0,0,0,0,0,0,null,"","","","","","","","","","","","","","","","","","","","","","","","","","","","","","","","","","","","","","","","","","","","","","","","","","","","","","","","","","","","","","","","","","","","","","","","","","","","","","","","","","","","","","","","","","",""]
[5,"TRANSFORMERS","kiosk mounted ; < = 22 kv ; > 60 kva and < = 600 kva ; multiple phase",62.581399140267244,51.555454284724931,226.68277993223148,62.581399140267244,7.9108406089534657,2,4,4,4,5,5,4,5,4,7,6,7,7,6,7,7,6,5,5,4,5,3,2,2,2,3,3,1,4,2,2,2,1,3,2,5,1,1,0,2,11,6,3,1,1,3,1,4,5,1,9,4,6,8,8,8,4,1,1,0,0,0,0,0,0,0,0,0,0,0,0,0,0,0,0,0,0,0,0,0,0,0,0,0,0,0,0,0,0,0,0,0,null,906.73111972892593,906.73111972892593,906.73111972892593,1133.4138996611573,1133.4138996611573,906.73111972892593,1133.4138996611573,906.73111972892593,1586.7794595256205,1360.0966795933889,1586.7794595256205,1586.7794595256205,1360.0966795933889,1586.7794595256205,1586.7794595256205,1360.0966795933889,1133.4138996611573,1133.4138996611573,906.73111972892593,1133.4138996611573,680.04833979669445,453.36555986446297,453.36555986446297,453.36555986446297,680.04833979669445,680.04833979669445,226.68277993223148,906.73111972892593,453.36555986446297,453.36555986446297,453.36555986446297,226.68277993223148,680.04833979669445,453.36555986446297,1133.4138996611573,226.68277993223148,226.68277993223148,0,453.36555986446297,2493.5105792545464,1360.0966795933889,680.04833979669445,226.68277993223148,226.68277993223148,680.04833979669445,226.68277993223148,906.73111972892593,1133.4138996611573,226.68277993223148,2040.1450193900832,906.73111972892593,1360.0966795933889,1813.4622394578519,1813.4622394578519,1813.4622394578519,906.73111972892593,226.68277993223148,226.68277993223148,0,0,0,0,0,0,0,0,0,0,0,0,0,0,0,0,0,0,0,0,0,0,0,0,0,0,0,0,0,0,0,0,0]
[5,"TRANSFORMERS","kiosk mounted ; < = 22 kv ; > 600 kva ; multiple phase",62.581399140267244,46.457247836110575,226.68277993223148,62.581399140267244,7.9108406089534657,2,8,4,4,4,4,4,4,4,6,5,6,6,6,6,6,5,5,4,3,4,3,2,1,2,3,3,1,4,2,1,1,1,3,1,4,1,1,0,2,10,5,2,1,1,2,1,4,4,1,8,3,5,7,7,7,4,1,0,0,0,0,0,0,0,0,0,0,0,0,0,0,0,0,0,0,0,0,0,0,0,0,0,0,0,0,0,0,0,0,0,0,null,1813.4622394578519,906.73111972892593,906.73111972892593,906.73111972892593,906.73111972892593,906.73111972892593,906.73111972892593,906.73111972892593,1360.0966795933889,1133.4138996611573,1360.0966795933889,1360.0966795933889,1360.0966795933889,1360.0966795933889,1360.0966795933889,1133.4138996611573,1133.4138996611573,906.73111972892593,680.04833979669445,906.73111972892593,680.04833979669445,453.36555986446297,226.68277993223148,453.36555986446297,680.04833979669445,680.04833979669445,226.68277993223148,906.73111972892593,453.36555986446297,226.68277993223148,226.68277993223148,226.68277993223148,680.04833979669445,226.68277993223148,906.73111972892593,226.68277993223148,226.68277993223148,0,453.36555986446297,2266.8277993223146,1133.4138996611573,453.36555986446297,226.68277993223148,226.68277993223148,453.36555986446297,226.68277993223148,906.73111972892593,906.73111972892593,226.68277993223148,1813.4622394578519,680.04833979669445,1133.4138996611573,1586.7794595256205,1586.7794595256205,1586.7794595256205,906.73111972892593,226.68277993223148,0,0,0,0,0,0,0,0,0,0,0,0,0,0,0,0,0,0,0,0,0,0,0,0,0,0,0,0,0,0,0,0,0,0]
[5,"TRANSFORMERS","pole mounted ; < = 22 kv ; < = 60 kva ; multiple phase",62.414085426572825,57.378578874311842,94.6479053041855,62.414085426572825,7.900258567070626,2,0,0,0,0,0,0,0,0,0,0,0,0,0,0,0,0,0,0,0,0,0,0,0,0,0,0,0,0,0,0,0,0,0,0,0,0,0,0,0,1,0,0,0,0,0,0,0,0,0,1,0,0,0,0,0,0,0,0,0,0,0,0,0,0,0,0,0,0,0,0,0,0,0,0,0,0,0,0,0,0,0,0,0,0,0,0,0,0,0,0,0,null,0,0,0,0,0,0,0,0,0,0,0,0,0,0,0,0,0,0,0,0,0,0,0,0,0,0,0,0,0,0,0,0,0,0,0,0,0,0,0,94.6479053041855,0,0,0,0,0,0,0,0,0,94.6479053041855,0,0,0,0,0,0,0,0,0,0,0,0,0,0,0,0,0,0,0,0,0,0,0,0,0,0,0,0,0,0,0,0,0,0,0,0,0,0,0,0,0]
[5,"TRANSFORMERS","pole mounted ; < = 22 kv ; > 60 kva and < = 600 kva ; multiple phase",62.414085426572825,54.872455898030239,94.6479053041855,62.414085426572825,7.900258567070626,2,30,14,15,17,18,16,18,16,26,21,23,24,25,24,23,21,20,16,13,17,11,6,5,6,11,10,4,14,7,6,6,5,11,6,17,4,4,1,8,37,20,9,3,4,9,4,14,16,4,32,12,21,26,28,26,14,3,2,0,0,0,1,0,0,0,0,0,0,0,0,0,0,0,0,0,0,0,0,0,0,0,0,0,0,0,0,0,0,0,0,0,null,2839.4371591255649,1325.0706742585969,1419.7185795627825,1609.0143901711535,1703.6622954753391,1514.366484866968,1703.6622954753391,1514.366484866968,2460.8455379088232,1987.6060113878955,2176.9018219962663,2271.5497273004521,2366.1976326046374,2271.5497273004521,2176.9018219962663,1987.6060113878955,1892.9581060837099,1514.366484866968,1230.4227689544116,1609.0143901711535,1041.1269583460405,567.88743182511303,473.23952652092748,567.88743182511303,1041.1269583460405,946.47905304185497,378.591621216742,1325.0706742585969,662.53533712929845,567.88743182511303,567.88743182511303,473.23952652092748,1041.1269583460405,567.88743182511303,1609.0143901711535,378.591621216742,378.591621216742,94.6479053041855,757.183242433484,3501.9724962548635,1892.9581060837099,851.83114773766954,283.94371591255651,378.591621216742,851.83114773766954,378.591621216742,1325.0706742585969,1514.366484866968,378.591621216742,3028.732969733936,1135.7748636502261,1987.6060113878955,2460.8455379088232,2650.1413485171938,2460.8455379088232,1325.0706742585969,283.94371591255651,189.295810608371,0,0,0,94.6479053041855,0,0,0,0,0,0,0,0,0,0,0,0,0,0,0,0,0,0,0,0,0,0,0,0,0,0,0,0,0]
[6,"UNDERGROUND CABLES","˂ = 1 kv",94.701218118982624,64.695969603604198,90.942110081700392,94.701218118982624,9.7314550874462054,2,7.08,5.8,5.7,5.4,6.3,7.3,11.2,4.2,7.2,8.3000000000000007,2.8,0.9,1,0.8,1.8,2.9,1.9,3.3,3.8,5.4,2,2.1,2.2000000000000002,1.9,2.9,1.2,2.2000000000000002,3.1,0.7,5,6.9,10.1,10.3,10.3,21.2,16.100000000000001,15.5,12.9,18.100000000000001,11.1,18.100000000000001,21.7,17.8,7.2,10.3,6.4,6.8,9.1,19.2,7.6,9.8000000000000007,16.2,19.399999999999999,33.5,19.7,30.3,13,14.4,14.5,12.4,9.3000000000000007,7.3,5.6,3.3,2.2999999999999998,2,3,1.8,2.2000000000000002,0.4,1.3,1.1000000000000001,0.3,0.7,0.6,0.6,0.3,0.5,2,4.0999999999999996,7.3,6,4,3.4,6.5,5.7,6,7.3,3.1,0.4,5.3000000000000007,null,643.87013937843881,527.46423847386222,518.37002746569226,491.08739444118214,572.9352935147125,663.87740359641282,1018.5516329150444,381.95686234314167,654.78319258824285,754.81951367811337,254.63790822876109,81.847899073530357,90.942110081700392,72.753688065360322,163.69579814706071,263.73211923693111,172.79000915523073,300.10896326961125,345.58001831046147,491.08739444118214,181.88422016340078,190.97843117157083,200.07264217974088,172.79000915523073,263.73211923693111,109.13053209804046,200.07264217974088,281.92054125327121,63.659477057190273,454.71055040850194,627.50055956373274,918.51531182517397,936.70373384151412,936.70373384151412,1927.9727337320483,1464.1679723153763,1409.6027062663561,1173.153220053935,1646.0521924787772,1009.4574219068743,1646.0521924787772,1973.4437887728984,1618.769559454267,654.78319258824285,936.70373384151412,582.02950452288258,618.40634855556266,827.57320174347353,1746.0885135686474,691.16003662092294,891.23267880066385,1473.2621833235462,1764.2769355849875,3046.5606877369632,1791.5595686094975,2755.5459354755221,1182.2474310621051,1309.5663851764857,1318.6605961846558,1127.6821650130848,845.76162375981369,663.87740359641282,509.27581645752218,300.10896326961125,209.16685318791087,181.88422016340078,272.82633024510119,163.69579814706071,200.07264217974088,36.376844032680161,118.22474310621051,100.03632108987044,27.282633024510115,63.659477057190273,54.565266049020231,54.565266049020231,27.282633024510115,45.471055040850196,181.88422016340078,372.86265133497159,663.87740359641282,545.65266049020238,363.76844032680157,309.20317427778133,591.12371553105254,518.37002746569226,545.65266049020238,663.87740359641282,281.92054125327121,36.376844032680161,481.99318343301212]
[6,"UNDERGROUND CABLES","> 1 kv & < = 11 kv",93.398891588579986,72.625308147732596,274.52371278627351,93.398891588579986,9.6643101972453263,2,26.54,23.6,18.3,20.2,24.9,24.4,28.1,3.9,6.5,5.4,6.2,1.8,2.1,1.7,3.8,6.1,4.0999999999999996,6.8,7.9,11.3,4.2,4.4000000000000004,4.5,4,6,2.6,4.5999999999999996,6.4,1.4,10.6,14.4,21.1,21.6,21.6,44.5,34.1,32.700000000000003,27.2,38.1,23.3,38.1,45.6,37.5,15.1,21.7,13.5,14.2,19.100000000000001,40.4,15.9,20.6,34.200000000000003,40.9,70.5,41.4,63.7,27.4,30.4,30.6,26.3,19.399999999999999,15.4,11.8,6.8,4.7,4.3,6.3,3.8,4.5999999999999996,0.9,2.8,2.2999999999999998,0.6,1.4,1.3,1.3,0.6,1,4.2,8.6999999999999993,15.3,12.6,8.4,7,13.6,12.1,12.7,15.3,6.4,0.9,10.4,null,7285.8593373476988,6478.7596217560549,5023.7839439888057,5545.3789982827248,6835.6404483782098,6698.3785919850734,7714.1163292942856,1070.6424798664666,1784.4041331107778,1482.4280490458771,1702.0470192748958,494.14268301529233,576.49979685117444,466.69031173666497,1043.1901085878392,1674.5946479962683,1125.5472224237212,1866.7612469466599,2168.7373310115609,3102.117954484891,1152.9995937023489,1207.9043362596035,1235.3567075382307,1098.094851145094,1647.1422767176409,713.76165324431111,1262.8090788168581,1756.9517618321506,384.33319790078286,2909.9513555344993,3953.1414641223387,5792.4503397903718,5929.7121961835082,5929.7121961835082,12216.305218989171,9361.2586060119265,8976.9254081111449,7467.0449877866395,10459.353457157022,6396.4025079201729,10459.353457157022,12518.281303054073,10294.639229485256,4145.30806307273,5957.164567462135,3706.0701226146925,3898.2367215650834,5243.4029142178242,11090.75799656545,4364.9270333017485,5655.1884833972344,9388.7109772905551,11228.019852958587,19353.921751432281,11365.281709351722,17487.160504485622,7521.9497303438939,8345.5208687027134,8400.4256112599705,7219.9736462789933,5325.7600280537054,4227.665176908612,3239.3798108780275,1866.7612469466599,1290.2614500954855,1180.4519649809761,1729.499390553523,1043.1901085878392,1262.8090788168581,247.07134150764617,768.66639580156573,631.40453940842906,164.71422767176409,384.33319790078286,356.88082662215555,356.88082662215555,164.71422767176409,274.52371278627351,1152.9995937023489,2388.3563012405793,4200.2128056299853,3458.9987811070459,2305.9991874046978,1921.6659895039145,3733.5224938933197,3321.7369247139095,3486.4511523856731,4200.2128056299853,1756.9517618321506,247.07134150764617,2855.0466129772444]
[6,"UNDERGROUND CABLES","> 11 kv & < = 22 kv",89.171690568094562,61.113668176043589,33.089262910074581,89.171690568094562,9.4430763296763924,2,0.16,2.2000000000000002,1.1000000000000001,0,0.8,0.1,0.8,4.8,9.1999999999999993,6.6,11.2,12.1,0,0,0,0,0,0,0,6.4,0,0,5.8,0,0,0,0,0,0,0,0,0,0,0,0,0,0,0,0,0,0,0,0,0,0,2,0,0,0,0,0,8.9,0,0,0,0,0,0,0,0,0,0,0,0,0,0,0,0,0,0,0,6.3,0,0,13.6,0,0,0,0,15.9,0,3.4,0,0,20,0,0,0,0,0,3.1,null,5.2942820656119327,72.796378402164081,36.39818920108204,0,26.471410328059665,3.3089262910074582,26.471410328059665,158.82846196835797,304.42121877268613,218.38913520649223,370.59974459283529,400.38008121190239,0,0,0,0,0,0,0,211.77128262447732,0,0,191.91772487843255,0,0,0,0,0,0,0,0,0,0,0,0,0,0,0,0,0,0,0,0,0,0,66.178525820149162,0,0,0,0,0,294.4944398996638,0,0,0,0,0,0,0,0,0,0,0,0,0,0,0,0,0,0,0,208.46235633346984,0,0,450.01397557701426,0,0,0,0,526.11928027018587,0,112.50349389425357,0,0,661.78525820149162,0,0,0,0,0,102.57671502123121]
[6,"UNDERGROUND CABLES","> 33 kv & < = 66 kv",61.964667672126609,45.561907860841956,33.089262910074581,61.964667672126609,7.87176394921282,2,0,1.4,0,6.4,1.4,2.5,1.3,2.7,5.4,3.8,0,0,0,0,2.9,0,0,0,0.3,0,0,0,0,0,0.9,0,0.3,0,0,3.3,0,0,0,0,1,0,0,0,0,0,0,0,0,0,22,0,0,0,0,14.6,0,0,0,0,0,0,0,0,0,0,0,0,0,0,0,0,0,0,0,0,0,0,0,0,0,0,0,0,0,0,0,0,0,0,0,0,0,0,0,0,0,null,0,46.324968074104412,0,211.77128262447732,46.324968074104412,82.723157275186452,43.016041783096959,89.341009857201371,178.68201971440274,125.7391990582834,0,0,0,0,95.958862439216276,0,0,0,9.9267788730223732,0,0,0,0,0,29.780336619067125,0,9.9267788730223732,0,0,109.19456760324611,0,0,0,0,33.089262910074581,0,0,0,0,0,0,0,0,0,727.96378402164078,0,0,0,0,483.10323848708884,0,0,0,0,0,0,0,0,0,0,0,0,0,0,0,0,0,0,0,0,0,0,0,0,0,0,0,0,0,0,0,0,0,0,0,0,0,0,0,0,0]
[3,"SERVICE LINES","˂ = 11 kv ; residential ; simple type",79.794907710502386,59.588154241786384,1.5101648196493549,79.794907710502386,8.9327995449636273,2,2612,2584,2132,2243,4223,3158,4216,4831,4610,2517,1123,543,671,1023,638,1084,1247,832,598,1028,691,366,622,1138,831,1126,1032,505,1109,2273,3567,1779,3118,2611,2460,1698,3211,2613,2484,2774,2735,2057,1907,1165,1104,2227,4322,4591,3584,3788,5128,4849,3864,3554,3204,3040,2507,2766,2114,1552,1344,314,467,256,192,335,173,113,243,25,83,91,53,63,57,97,127,241,556,569,650,530,549,561,669,518,258,311,129,18,218,null,3944.5505089241151,3902.2658939739331,3219.6713954924248,3387.2996904735032,6377.4260333792254,4769.1005004526623,6366.8548796416799,7295.6062437260334,6961.8598185835262,3801.0848510574265,1695.9150924662256,820.01949706959965,1013.3205939847171,1544.89861050129,963.48515493628838,1637.0186644999008,1883.1755301027456,1256.4571299482632,903.07856215031427,1552.4494345995367,1043.5238903777042,552.72032399166392,939.32251782189871,1718.567564760966,1254.946965128614,1700.4455869251735,1558.4900938781343,762.63323392292421,1674.7727849911346,3432.6046350629836,5386.7579116892493,2686.5832141562023,4708.6939076666886,3943.0403441044655,3715.0054563374129,2564.2598637646047,4849.1392358940784,3946.0606737437643,3751.2494120089978,4189.1972097073103,4130.3007817409853,3106.4090340187231,2879.8843110713196,1759.3420148914984,1667.2219608928879,3363.1370533591135,6526.932350524512,6933.1666870101881,5412.4307136232883,5720.5043368317565,7744.1251951618915,7322.789210479722,5835.2768631251074,5367.125769033807,4838.5680821565329,4590.9010517340384,3785.9832028609326,4177.1158911501152,3192.4884287387363,2343.7758000957988,2029.661517608733,474.19175336989741,705.24697077624876,386.60219383023485,289.95164537267613,505.90521458253392,261.2585137993384,170.64862462037709,366.97005117479324,37.75412049123387,125.34368003089645,137.42499858809128,80.03873544141581,95.140383637909352,86.079394720013227,146.48598750598742,191.79093209546807,363.94972153549452,839.65163972504138,859.28378238048299,981.60713277208072,800.38735441415804,829.08048598749588,847.2024638232881,1010.3002643454184,782.26537657836582,389.62252346953358,469.66125891094936,194.81126173476679,27.182966753688387,329.21593068355935]
["","","","","","","","","","","","","","","","","","","","","","","","","","","","","","","","","","","","","","","","","","","","","","","","","","","","","","","","","","","","","","","","","","","","","","","","","","","","","","","","","","","","","","","","","","","","","","","","","","","","",null,"","","","","","","","","","","","","","","","","","","","","","","","","","","","","","","","","","","","","","","","","","","","","","","","","","","","","","","","","","","","","","","","","","","","","","","","","","","","","","","","","","","","","","","","","","",""]
["","","","","","","","","","","","","","","","","","","","","","","","","","","","","","","","","","","","","","","","","","","","","","","","","","","","","","","","","","","","","","","","","","","","","","","","","","","","","","","","","","","","","","","","","","","","","","","","","","","","",null,"","","","","","","","","","","","","","","","","","","","","","","","","","","","","","","","","","","","","","","","","","","","","","","","","","","","","","","","","","","","","","","","","","","","","","","","","","","","","","","","","","","","","","","","","","",""]
["","","","","","","","","","","","","","","","","","","","","","","","","","","","","","","","","","","","","","","","","","","","","","","","","","","","","","","","","","","","","","","","","","","","","","","","","","","","","","","","","","","","","","","","","","","","","","","","","","","","",null,"","","","","","","","","","","","","","","","","","","","","","","","","","","","","","","","","","","","","","","","","","","","","","","","","","","","","","","","","","","","","","","","","","","","","","","","","","","","","","","","","","","","","","","","","","",""]
["","","","","","","","","","","","","","","","","","","","","","","","","","","","","","","","","","","","","","","","","","","","","","","","","","","","","","","","","","","","","","","","","","","","","","","","","","","","","","","","","","","","","","","","","","","","","","","","","","","","",null,"","","","","","","","","","","","","","","","","","","","","","","","","","","","","","","","","","","","","","","","","","","","","","","","","","","","","","","","","","","","","","","","","","","","","","","","","","","","","","","","","","","","","","","","","","",""]
["","","","","","","","","","","","","","","","","","","","","","","","","","","","","","","","","","","","","","","","","","","","","","","","","","","","","","","","","","","","","","","","","","","","","","","","","","","","","","","","","","","","","","","","","","","","","","","","","","","","",null,"","","","","","","","","","","","","","","","","","","","","","","","","","","","","","","","","","","","","","","","","","","","","","","","","","","","","","","","","","","","","","","","","","","","","","","","","","","","","","","","","","","","","","","","","","",""]
["","","","","","","","","","","","","","","","","","","","","","","","","","","","","","","","","","","","","","","","","","","","","","","","","","","","","","","","","","","","","","","","","","","","","","","","","","","","","","","","","","","","","","","","","","","","","","","","","","","","",null,"","","","","","","","","","","","","","","","","","","","","","","","","","","","","","","","","","","","","","","","","","","","","","","","","","","","","","","","","","","","","","","","","","","","","","","","","","","","","","","","","","","","","","","","","","",""]
["","","","","","","","","","","","","","","","","","","","","","","","","","","","","","","","","","","","","","","","","","","","","","","","","","","","","","","","","","","","","","","","","","","","","","","","","","","","","","","","","","","","","","","","","","","","","","","","","","","","",null,"","","","","","","","","","","","","","","","","","","","","","","","","","","","","","","","","","","","","","","","","","","","","","","","","","","","","","","","","","","","","","","","","","","","","","","","","","","","","","","","","","","","","","","","","","",""]
["","","","","","","","","","","","","","","","","","","","","","","","","","","","","","","","","","","","","","","","","","","","","","","","","","","","","","","","","","","","","","","","","","","","","","","","","","","","","","","","","","","","","","","","","","","","","","","","","","","","",null,"","","","","","","","","","","","","","","","","","","","","","","","","","","","","","","","","","","","","","","","","","","","","","","","","","","","","","","","","","","","","","","","","","","","","","","","","","","","","","","","","","","","","","","","","","",""]
["","","","","","","","","","","","","","","","","","","","","","","","","","","","","","","","","","","","","","","","","","","","","","","","","","","","","","","","","","","","","","","","","","","","","","","","","","","","","","","","","","","","","","","","","","","","","","","","","","","","",null,"","","","","","","","","","","","","","","","","","","","","","","","","","","","","","","","","","","","","","","","","","","","","","","","","","","","","","","","","","","","","","","","","","","","","","","","","","","","","","","","","","","","","","","","","","",""]
["","","","","","","","","","","","","","","","","","","","","","","","","","","","","","","","","","","","","","","","","","","","","","","","","","","","","","","","","","","","","","","","","","","","","","","","","","","","","","","","","","","","","","","","","","","","","","","","","","","","",null,"","","","","","","","","","","","","","","","","","","","","","","","","","","","","","","","","","","","","","","","","","","","","","","","","","","","","","","","","","","","","","","","","","","","","","","","","","","","","","","","","","","","","","","","","","",""]
["","","","","","","","","","","","","","","","","","","","","","","","","","","","","","","","","","","","","","","","","","","","","","","","","","","","","","","","","","","","","","","","","","","","","","","","","","","","","","","","","","","","","","","","","","","","","","","","","","","","",null,"","","","","","","","","","","","","","","","","","","","","","","","","","","","","","","","","","","","","","","","","","","","","","","","","","","","","","","","","","","","","","","","","","","","","","","","","","","","","","","","","","","","","","","","","","",""]
["","","","","","","","","","","","","","","","","","","","","","","","","","","","","","","","","","","","","","","","","","","","","","","","","","","","","","","","","","","","","","","","","","","","","","","","","","","","","","","","","","","","","","","","","","","","","","","","","","","","",null,"","","","","","","","","","","","","","","","","","","","","","","","","","","","","","","","","","","","","","","","","","","","","","","","","","","","","","","","","","","","","","","","","","","","","","","","","","","","","","","","","","","","","","","","","","",""]
["","","","","","","","","","","","","","","","","","","","","","","","","","","","","","","","","","","","","","","","","","","","","","","","","","","","","","","","","","","","","","","","","","","","","","","","","","","","","","","","","","","","","","","","","","","","","","","","","","","","",null,"","","","","","","","","","","","","","","","","","","","","","","","","","","","","","","","","","","","","","","","","","","","","","","","","","","","","","","","","","","","","","","","","","","","","","","","","","","","","","","","","","","","","","","","","","",""]
["","","","","","","","","","","","","","","","","","","","","","","","","","","","","","","","","","","","","","","","","","","","","","","","","","","","","","","","","","","","","","","","","","","","","","","","","","","","","","","","","","","","","","","","","","","","","","","","","","","","",null,"","","","","","","","","","","","","","","","","","","","","","","","","","","","","","","","","","","","","","","","","","","","","","","","","","","","","","","","","","","","","","","","","","","","","","","","","","","","","","","","","","","","","","","","","","",""]
["","","","","","","","","","","","","","","","","","","","","","","","","","","","","","","","","","","","","","","","","","","","","","","","","","","","","","","","","","","","","","","","","","","","","","","","","","","","","","","","","","","","","","","","","","","","","","","","","","","","",null,"","","","","","","","","","","","","","","","","","","","","","","","","","","","","","","","","","","","","","","","","","","","","","","","","","","","","","","","","","","","","","","","","","","","","","","","","","","","","","","","","","","","","","","","","","",""]
["","","","","","","","","","","","","","","","","","","","","","","","","","","","","","","","","","","","","","","","","","","","","","","","","","","","","","","","","","","","","","","","","","","","","","","","","","","","","","","","","","","","","","","","","","","","","","","","","","","","",null,"","","","","","","","","","","","","","","","","","","","","","","","","","","","","","","","","","","","","","","","","","","","","","","","","","","","","","","","","","","","","","","","","","","","","","","","","","","","","","","","","","","","","","","","","","",""]
["","","","","","","","","","","","","","","","","","","","","","","","","","","","","","","","","","","","","","","","","","","","","","","","","","","","","","","","","","","","","","","","","","","","","","","","","","","","","","","","","","","","","","","","","","","","","","","","","","","","",null,"","","","","","","","","","","","","","","","","","","","","","","","","","","","","","","","","","","","","","","","","","","","","","","","","","","","","","","","","","","","","","","","","","","","","","","","","","","","","","","","","","","","","","","","","","",""]
["","","","","","","","","","","","","","","","","","","","","","","","","","","","","","","","","","","","","","","","","","","","","","","","","","","","","","","","","","","","","","","","","","","","","","","","","","","","","","","","","","","","","","","","","","","","","","","","","","","","",null,"","","","","","","","","","","","","","","","","","","","","","","","","","","","","","","","","","","","","","","","","","","","","","","","","","","","","","","","","","","","","","","","","","","","","","","","","","","","","","","","","","","","","","","","","","",""]
["","","","","","","","","","","","","","","","","","","","","","","","","","","","","","","","","","","","","","","","","","","","","","","","","","","","","","","","","","","","","","","","","","","","","","","","","","","","","","","","","","","","","","","","","","","","","","","","","","","","",null,"","","","","","","","","","","","","","","","","","","","","","","","","","","","","","","","","","","","","","","","","","","","","","","","","","","","","","","","","","","","","","","","","","","","","","","","","","","","","","","","","","","","","","","","","","",""]
["","","","","","","","","","","","","","","","","","","","","","","","","","","","","","","","","","","","","","","","","","","","","","","","","","","","","","","","","","","","","","","","","","","","","","","","","","","","","","","","","","","","","","","","","","","","","","","","","","","","",null,"","","","","","","","","","","","","","","","","","","","","","","","","","","","","","","","","","","","","","","","","","","","","","","","","","","","","","","","","","","","","","","","","","","","","","","","","","","","","","","","","","","","","","","","","","",""]
["","","","","","","","","","","","","","","","","","","","","","","","","","","","","","","","","","","","","","","","","","","","","","","","","","","","","","","","","","","","","","","","","","","","","","","","","","","","","","","","","","","","","","","","","","","","","","","","","","","","",null,"","","","","","","","","","","","","","","","","","","","","","","","","","","","","","","","","","","","","","","","","","","","","","","","","","","","","","","","","","","","","","","","","","","","","","","","","","","","","","","","","","","","","","","","","","",""]
["","","","","","","","","","","","","","","","","","","","","","","","","","","","","","","","","","","","","","","","","","","","","","","","","","","","","","","","","","","","","","","","","","","","","","","","","","","","","","","","","","","","","","","","","","","","","","","","","","","","",null,"","","","","","","","","","","","","","","","","","","","","","","","","","","","","","","","","","","","","","","","","","","","","","","","","","","","","","","","","","","","","","","","","","","","","","","","","","","","","","","","","","","","","","","","","","",""]
["","","","","","","","","","","","","","","","","","","","","","","","","","","","","","","","","","","","","","","","","","","","","","","","","","","","","","","","","","","","","","","","","","","","","","","","","","","","","","","","","","","","","","","","","","","","","","","","","","","","",null,"","","","","","","","","","","","","","","","","","","","","","","","","","","","","","","","","","","","","","","","","","","","","","","","","","","","","","","","","","","","","","","","","","","","","","","","","","","","","","","","","","","","","","","","","","",""]
["","","","","","","","","","","","","","","","","","","","","","","","","","","","","","","","","","","","","","","","","","","","","","","","","","","","","","","","","","","","","","","","","","","","","","","","","","","","","","","","","","","","","","","","","","","","","","","","","","","","",null,"","","","","","","","","","","","","","","","","","","","","","","","","","","","","","","","","","","","","","","","","","","","","","","","","","","","","","","","","","","","","","","","","","","","","","","","","","","","","","","","","","","","","","","","","","",""]
["","","","","","","","","","","","","","","","","","","","","","","","","","","","","","","","","","","","","","","","","","","","","","","","","","","","","","","","","","","","","","","","","","","","","","","","","","","","","","","","","","","","","","","","","","","","","","","","","","","","",null,"","","","","","","","","","","","","","","","","","","","","","","","","","","","","","","","","","","","","","","","","","","","","","","","","","","","","","","","","","","","","","","","","","","","","","","","","","","","","","","","","","","","","","","","","","",""]
["","","","","","","","","","","","","","","","","","","","","","","","","","","","","","","","","","","","","","","","","","","","","","","","","","","","","","","","","","","","","","","","","","","","","","","","","","","","","","","","","","","","","","","","","","","","","","","","","","","","",null,"","","","","","","","","","","","","","","","","","","","","","","","","","","","","","","","","","","","","","","","","","","","","","","","","","","","","","","","","","","","","","","","","","","","","","","","","","","","","","","","","","","","","","","","","","",""]
["","","","","","","","","","","","","","","","","","","","","","","","","","","","","","","","","","","","","","","","","","","","","","","","","","","","","","","","","","","","","","","","","","","","","","","","","","","","","","","","","","","","","","","","","","","","","","","","","","","","",null,"","","","","","","","","","","","","","","","","","","","","","","","","","","","","","","","","","","","","","","","","","","","","","","","","","","","","","","","","","","","","","","","","","","","","","","","","","","","","","","","","","","","","","","","","","",""]
["","","","","","","","","","","","","","","","","","","","","","","","","","","","","","","","","","","","","","","","","","","","","","","","","","","","","","","","","","","","","","","","","","","","","","","","","","","","","","","","","","","","","","","","","","","","","","","","","","","","",null,"","","","","","","","","","","","","","","","","","","","","","","","","","","","","","","","","","","","","","","","","","","","","","","","","","","","","","","","","","","","","","","","","","","","","","","","","","","","","","","","","","","","","","","","","","",""]
["","","","","","","","","","","","","","","","","","","","","","","","","","","","","","","","","","","","","","","","","","","","","","","","","","","","","","","","","","","","","","","","","","","","","","","","","","","","","","","","","","","","","","","","","","","","","","","","","","","","",null,"","","","","","","","","","","","","","","","","","","","","","","","","","","","","","","","","","","","","","","","","","","","","","","","","","","","","","","","","","","","","","","","","","","","","","","","","","","","","","","","","","","","","","","","","","",""]
["","","","","","","","","","","","","","","","","","","","","","","","","","","","","","","","","","","","","","","","","","","","","","","","","","","","","","","","","","","","","","","","","","","","","","","","","","","","","","","","","","","","","","","","","","","","","","","","","","","","",null,"","","","","","","","","","","","","","","","","","","","","","","","","","","","","","","","","","","","","","","","","","","","","","","","","","","","","","","","","","","","","","","","","","","","","","","","","","","","","","","","","","","","","","","","","","",""]
["","","","","","","","","","","","","","","","","","","","","","","","","","","","","","","","","","","","","","","","","","","","","","","","","","","","","","","","","","","","","","","","","","","","","","","","","","","","","","","","","","","","","","","","","","","","","","","","","","","","",null,"","","","","","","","","","","","","","","","","","","","","","","","","","","","","","","","","","","","","","","","","","","","","","","","","","","","","","","","","","","","","","","","","","","","","","","","","","","","","","","","","","","","","","","","","","",""]
["","","","","","","","","","","","","","","","","","","","","","","","","","","","","","","","","","","","","","","","","","","","","","","","","","","","","","","","","","","","","","","","","","","","","","","","","","","","","","","","","","","","","","","","","","","","","","","","","","","","",null,"","","","","","","","","","","","","","","","","","","","","","","","","","","","","","","","","","","","","","","","","","","","","","","","","","","","","","","","","","","","","","","","","","","","","","","","","","","","","","","","","","","","","","","","","","",""]
["","","","","","","","","","","","","","","","","","","","","","","","","","","","","","","","","","","","","","","","","","","","","","","","","","","","","","","","","","","","","","","","","","","","","","","","","","","","","","","","","","","","","","","","","","","","","","","","","","","","",null,"","","","","","","","","","","","","","","","","","","","","","","","","","","","","","","","","","","","","","","","","","","","","","","","","","","","","","","","","","","","","","","","","","","","","","","","","","","","","","","","","","","","","","","","","","",""]
["","","","","","","","","","","","","","","","","","","","","","","","","","","","","","","","","","","","","","","","","","","","","","","","","","","","","","","","","","","","","","","","","","","","","","","","","","","","","","","","","","","","","","","","","","","","","","","","","","","","",null,"","","","","","","","","","","","","","","","","","","","","","","","","","","","","","","","","","","","","","","","","","","","","","","","","","","","","","","","","","","","","","","","","","","","","","","","","","","","","","","","","","","","","","","","","","",""]
["","","","","","","","","","","","","","","","","","","","","","","","","","","","","","","","","","","","","","","","","","","","","","","","","","","","","","","","","","","","","","","","","","","","","","","","","","","","","","","","","","","","","","","","","","","","","","","","","","","","",null,"","","","","","","","","","","","","","","","","","","","","","","","","","","","","","","","","","","","","","","","","","","","","","","","","","","","","","","","","","","","","","","","","","","","","","","","","","","","","","","","","","","","","","","","","","",""]
["","","","","","","","","","","","","","","","","","","","","","","","","","","","","","","","","","","","","","","","","","","","","","","","","","","","","","","","","","","","","","","","","","","","","","","","","","","","","","","","","","","","","","","","","","","","","","","","","","","","",null,"","","","","","","","","","","","","","","","","","","","","","","","","","","","","","","","","","","","","","","","","","","","","","","","","","","","","","","","","","","","","","","","","","","","","","","","","","","","","","","","","","","","","","","","","","",""]
["","","","","","","","","","","","","","","","","","","","","","","","","","","","","","","","","","","","","","","","","","","","","","","","","","","","","","","","","","","","","","","","","","","","","","","","","","","","","","","","","","","","","","","","","","","","","","","","","","","","",null,"","","","","","","","","","","","","","","","","","","","","","","","","","","","","","","","","","","","","","","","","","","","","","","","","","","","","","","","","","","","","","","","","","","","","","","","","","","","","","","","","","","","","","","","","","",""]
["","","","","","","","","","","","","","","","","","","","","","","","","","","","","","","","","","","","","","","","","","","","","","","","","","","","","","","","","","","","","","","","","","","","","","","","","","","","","","","","","","","","","","","","","","","","","","","","","","","","",null,"","","","","","","","","","","","","","","","","","","","","","","","","","","","","","","","","","","","","","","","","","","","","","","","","","","","","","","","","","","","","","","","","","","","","","","","","","","","","","","","","","","","","","","","","","",""]
["","","","","","","","","","","","","","","","","","","","","","","","","","","","","","","","","","","","","","","","","","","","","","","","","","","","","","","","","","","","","","","","","","","","","","","","","","","","","","","","","","","","","","","","","","","","","","","","","","","","",null,"","","","","","","","","","","","","","","","","","","","","","","","","","","","","","","","","","","","","","","","","","","","","","","","","","","","","","","","","","","","","","","","","","","","","","","","","","","","","","","","","","","","","","","","","","",""]
["","","","","","","","","","","","","","","","","","","","","","","","","","","","","","","","","","","","","","","","","","","","","","","","","","","","","","","","","","","","","","","","","","","","","","","","","","","","","","","","","","","","","","","","","","","","","","","","","","","","",null,"","","","","","","","","","","","","","","","","","","","","","","","","","","","","","","","","","","","","","","","","","","","","","","","","","","","","","","","","","","","","","","","","","","","","","","","","","","","","","","","","","","","","","","","","","",""]
["","","","","","","","","","","","","","","","","","","","","","","","","","","","","","","","","","","","","","","","","","","","","","","","","","","","","","","","","","","","","","","","","","","","","","","","","","","","","","","","","","","","","","","","","","","","","","","","","","","","",null,"","","","","","","","","","","","","","","","","","","","","","","","","","","","","","","","","","","","","","","","","","","","","","","","","","","","","","","","","","","","","","","","","","","","","","","","","","","","","","","","","","","","","","","","","","",""]
["","","","","","","","","","","","","","","","","","","","","","","","","","","","","","","","","","","","","","","","","","","","","","","","","","","","","","","","","","","","","","","","","","","","","","","","","","","","","","","","","","","","","","","","","","","","","","","","","","","","",null,"","","","","","","","","","","","","","","","","","","","","","","","","","","","","","","","","","","","","","","","","","","","","","","","","","","","","","","","","","","","","","","","","","","","","","","","","","","","","","","","","","","","","","","","","","",""]
["","","","","","","","","","","","","","","","","","","","","","","","","","","","","","","","","","","","","","","","","","","","","","","","","","","","","","","","","","","","","","","","","","","","","","","","","","","","","","","","","","","","","","","","","","","","","","","","","","","","",null,"","","","","","","","","","","","","","","","","","","","","","","","","","","","","","","","","","","","","","","","","","","","","","","","","","","","","","","","","","","","","","","","","","","","","","","","","","","","","","","","","","","","","","","","","","",""]
["","","","","","","","","","","","","","","","","","","","","","","","","","","","","","","","","","","","","","","","","","","","","","","","","","","","","","","","","","","","","","","","","","","","","","","","","","","","","","","","","","","","","","","","","","","","","","","","","","","","",null,"","","","","","","","","","","","","","","","","","","","","","","","","","","","","","","","","","","","","","","","","","","","","","","","","","","","","","","","","","","","","","","","","","","","","","","","","","","","","","","","","","","","","","","","","","",""]
["","","","","","","","","","","","","","","","","","","","","","","","","","","","","","","","","","","","","","","","","","","","","","","","","","","","","","","","","","","","","","","","","","","","","","","","","","","","","","","","","","","","","","","","","","","","","","","","","","","","",null,"","","","","","","","","","","","","","","","","","","","","","","","","","","","","","","","","","","","","","","","","","","","","","","","","","","","","","","","","","","","","","","","","","","","","","","","","","","","","","","","","","","","","","","","","","",""]
["","","","","","","","","","","","","","","","","","","","","","","","","","","","","","","","","","","","","","","","","","","","","","","","","","","","","","","","","","","","","","","","","","","","","","","","","","","","","","","","","","","","","","","","","","","","","","","","","","","","",null,"","","","","","","","","","","","","","","","","","","","","","","","","","","","","","","","","","","","","","","","","","","","","","","","","","","","","","","","","","","","","","","","","","","","","","","","","","","","","","","","","","","","","","","","","","",""]
["","","","","","","","","","","","","","","","","","","","","","","","","","","","","","","","","","","","","","","","","","","","","","","","","","","","","","","","","","","","","","","","","","","","","","","","","","","","","","","","","","","","","","","","","","","","","","","","","","","","",null,"","","","","","","","","","","","","","","","","","","","","","","","","","","","","","","","","","","","","","","","","","","","","","","","","","","","","","","","","","","","","","","","","","","","","","","","","","","","","","","","","","","","","","","","","","",""]
["","","","","","","","","","","","","","","","","","","","","","","","","","","","","","","","","","","","","","","","","","","","","","","","","","","","","","","","","","","","","","","","","","","","","","","","","","","","","","","","","","","","","","","","","","","","","","","","","","","","",null,"","","","","","","","","","","","","","","","","","","","","","","","","","","","","","","","","","","","","","","","","","","","","","","","","","","","","","","","","","","","","","","","","","","","","","","","","","","","","","","","","","","","","","","","","","",""]
["","","","","","","","","","","","","","","","","","","","","","","","","","","","","","","","","","","","","","","","","","","","","","","","","","","","","","","","","","","","","","","","","","","","","","","","","","","","","","","","","","","","","","","","","","","","","","","","","","","","",null,"","","","","","","","","","","","","","","","","","","","","","","","","","","","","","","","","","","","","","","","","","","","","","","","","","","","","","","","","","","","","","","","","","","","","","","","","","","","","","","","","","","","","","","","","","",""]
["","","","","","","","","","","","","","","","","","","","","","","","","","","","","","","","","","","","","","","","","","","","","","","","","","","","","","","","","","","","","","","","","","","","","","","","","","","","","","","","","","","","","","","","","","","","","","","","","","","","",null,"","","","","","","","","","","","","","","","","","","","","","","","","","","","","","","","","","","","","","","","","","","","","","","","","","","","","","","","","","","","","","","","","","","","","","","","","","","","","","","","","","","","","","","","","","",""]
["","","","","","","","","","","","","","","","","","","","","","","","","","","","","","","","","","","","","","","","","","","","","","","","","","","","","","","","","","","","","","","","","","","","","","","","","","","","","","","","","","","","","","","","","","","","","","","","","","","","",null,"","","","","","","","","","","","","","","","","","","","","","","","","","","","","","","","","","","","","","","","","","","","","","","","","","","","","","","","","","","","","","","","","","","","","","","","","","","","","","","","","","","","","","","","","","",""]
["","","","","","","","","","","","","","","","","","","","","","","","","","","","","","","","","","","","","","","","","","","","","","","","","","","","","","","","","","","","","","","","","","","","","","","","","","","","","","","","","","","","","","","","","","","","","","","","","","","","",null,"","","","","","","","","","","","","","","","","","","","","","","","","","","","","","","","","","","","","","","","","","","","","","","","","","","","","","","","","","","","","","","","","","","","","","","","","","","","","","","","","","","","","","","","","","",""]
["","","","","","","","","","","","","","","","","","","","","","","","","","","","","","","","","","","","","","","","","","","","","","","","","","","","","","","","","","","","","","","","","","","","","","","","","","","","","","","","","","","","","","","","","","","","","","","","","","","","",null,"","","","","","","","","","","","","","","","","","","","","","","","","","","","","","","","","","","","","","","","","","","","","","","","","","","","","","","","","","","","","","","","","","","","","","","","","","","","","","","","","","","","","","","","","","",""]
["","","","","","","","","","","","","","","","","","","","","","","","","","","","","","","","","","","","","","","","","","","","","","","","","","","","","","","","","","","","","","","","","","","","","","","","","","","","","","","","","","","","","","","","","","","","","","","","","","","","",null,"","","","","","","","","","","","","","","","","","","","","","","","","","","","","","","","","","","","","","","","","","","","","","","","","","","","","","","","","","","","","","","","","","","","","","","","","","","","","","","","","","","","","","","","","","",""]
["","","","","","","","","","","","","","","","","","","","","","","","","","","","","","","","","","","","","","","","","","","","","","","","","","","","","","","","","","","","","","","","","","","","","","","","","","","","","","","","","","","","","","","","","","","","","","","","","","","","",null,"","","","","","","","","","","","","","","","","","","","","","","","","","","","","","","","","","","","","","","","","","","","","","","","","","","","","","","","","","","","","","","","","","","","","","","","","","","","","","","","","","","","","","","","","","",""]
["","","","","","","","","","","","","","","","","","","","","","","","","","","","","","","","","","","","","","","","","","","","","","","","","","","","","","","","","","","","","","","","","","","","","","","","","","","","","","","","","","","","","","","","","","","","","","","","","","","","",null,"","","","","","","","","","","","","","","","","","","","","","","","","","","","","","","","","","","","","","","","","","","","","","","","","","","","","","","","","","","","","","","","","","","","","","","","","","","","","","","","","","","","","","","","","","",""]
["","","","","","","","","","","","","","","","","","","","","","","","","","","","","","","","","","","","","","","","","","","","","","","","","","","","","","","","","","","","","","","","","","","","","","","","","","","","","","","","","","","","","","","","","","","","","","","","","","","","",null,"","","","","","","","","","","","","","","","","","","","","","","","","","","","","","","","","","","","","","","","","","","","","","","","","","","","","","","","","","","","","","","","","","","","","","","","","","","","","","","","","","","","","","","","","","",""]
["","","","","","","","","","","","","","","","","","","","","","","","","","","","","","","","","","","","","","","","","","","","","","","","","","","","","","","","","","","","","","","","","","","","","","","","","","","","","","","","","","","","","","","","","","","","","","","","","","","","",null,"","","","","","","","","","","","","","","","","","","","","","","","","","","","","","","","","","","","","","","","","","","","","","","","","","","","","","","","","","","","","","","","","","","","","","","","","","","","","","","","","","","","","","","","","","",""]
["","","","","","","","","","","","","","","","","","","","","","","","","","","","","","","","","","","","","","","","","","","","","","","","","","","","","","","","","","","","","","","","","","","","","","","","","","","","","","","","","","","","","","","","","","","","","","","","","","","","",null,"","","","","","","","","","","","","","","","","","","","","","","","","","","","","","","","","","","","","","","","","","","","","","","","","","","","","","","","","","","","","","","","","","","","","","","","","","","","","","","","","","","","","","","","","","",""]
["","","","","","","","","","","","","","","","","","","","","","","","","","","","","","","","","","","","","","","","","","","","","","","","","","","","","","","","","","","","","","","","","","","","","","","","","","","","","","","","","","","","","","","","","","","","","","","","","","","","",null,"","","","","","","","","","","","","","","","","","","","","","","","","","","","","","","","","","","","","","","","","","","","","","","","","","","","","","","","","","","","","","","","","","","","","","","","","","","","","","","","","","","","","","","","","","",""]
["","","","","","","","","","","","","","","","","","","","","","","","","","","","","","","","","","","","","","","","","","","","","","","","","","","","","","","","","","","","","","","","","","","","","","","","","","","","","","","","","","","","","","","","","","","","","","","","","","","","",null,"","","","","","","","","","","","","","","","","","","","","","","","","","","","","","","","","","","","","","","","","","","","","","","","","","","","","","","","","","","","","","","","","","","","","","","","","","","","","","","","","","","","","","","","","","",""]
["","","","","","","","","","","","","","","","","","","","","","","","","","","","","","","","","","","","","","","","","","","","","","","","","","","","","","","","","","","","","","","","","","","","","","","","","","","","","","","","","","","","","","","","","","","","","","","","","","","","",null,"","","","","","","","","","","","","","","","","","","","","","","","","","","","","","","","","","","","","","","","","","","","","","","","","","","","","","","","","","","","","","","","","","","","","","","","","","","","","","","","","","","","","","","","","","",""]
["","","","","","","","","","","","","","","","","","","","","","","","","","","","","","","","","","","","","","","","","","","","","","","","","","","","","","","","","","","","","","","","","","","","","","","","","","","","","","","","","","","","","","","","","","","","","","","","","","","","",null,"","","","","","","","","","","","","","","","","","","","","","","","","","","","","","","","","","","","","","","","","","","","","","","","","","","","","","","","","","","","","","","","","","","","","","","","","","","","","","","","","","","","","","","","","","",""]
["","","","","","","","","","","","","","","","","","","","","","","","","","","","","","","","","","","","","","","","","","","","","","","","","","","","","","","","","","","","","","","","","","","","","","","","","","","","","","","","","","","","","","","","","","","","","","","","","","","","",null,"","","","","","","","","","","","","","","","","","","","","","","","","","","","","","","","","","","","","","","","","","","","","","","","","","","","","","","","","","","","","","","","","","","","","","","","","","","","","","","","","","","","","","","","","","",""]
["","","","","","","","","","","","","","","","","","","","","","","","","","","","","","","","","","","","","","","","","","","","","","","","","","","","","","","","","","","","","","","","","","","","","","","","","","","","","","","","","","","","","","","","","","","","","","","","","","","","",null,"","","","","","","","","","","","","","","","","","","","","","","","","","","","","","","","","","","","","","","","","","","","","","","","","","","","","","","","","","","","","","","","","","","","","","","","","","","","","","","","","","","","","","","","","","",""]
["","","","","","","","","","","","","","","","","","","","","","","","","","","","","","","","","","","","","","","","","","","","","","","","","","","","","","","","","","","","","","","","","","","","","","","","","","","","","","","","","","","","","","","","","","","","","","","","","","","","",null,"","","","","","","","","","","","","","","","","","","","","","","","","","","","","","","","","","","","","","","","","","","","","","","","","","","","","","","","","","","","","","","","","","","","","","","","","","","","","","","","","","","","","","","","","","",""]
["","","","","","","","","","","","","","","","","","","","","","","","","","","","","","","","","","","","","","","","","","","","","","","","","","","","","","","","","","","","","","","","","","","","","","","","","","","","","","","","","","","","","","","","","","","","","","","","","","","","",null,"","","","","","","","","","","","","","","","","","","","","","","","","","","","","","","","","","","","","","","","","","","","","","","","","","","","","","","","","","","","","","","","","","","","","","","","","","","","","","","","","","","","","","","","","","",""]
["","","","","","","","","","","","","","","","","","","","","","","","","","","","","","","","","","","","","","","","","","","","","","","","","","","","","","","","","","","","","","","","","","","","","","","","","","","","","","","","","","","","","","","","","","","","","","","","","","","","",null,"","","","","","","","","","","","","","","","","","","","","","","","","","","","","","","","","","","","","","","","","","","","","","","","","","","","","","","","","","","","","","","","","","","","","","","","","","","","","","","","","","","","","","","","","","",""]
["","","","","","","","","","","","","","","","","","","","","","","","","","","","","","","","","","","","","","","","","","","","","","","","","","","","","","","","","","","","","","","","","","","","","","","","","","","","","","","","","","","","","","","","","","","","","","","","","","","","",null,"","","","","","","","","","","","","","","","","","","","","","","","","","","","","","","","","","","","","","","","","","","","","","","","","","","","","","","","","","","","","","","","","","","","","","","","","","","","","","","","","","","","","","","","","","",""]
["","","","","","","","","","","","","","","","","","","","","","","","","","","","","","","","","","","","","","","","","","","","","","","","","","","","","","","","","","","","","","","","","","","","","","","","","","","","","","","","","","","","","","","","","","","","","","","","","","","","",null,"","","","","","","","","","","","","","","","","","","","","","","","","","","","","","","","","","","","","","","","","","","","","","","","","","","","","","","","","","","","","","","","","","","","","","","","","","","","","","","","","","","","","","","","","","",""]
["","","","","","","","","","","","","","","","","","","","","","","","","","","","","","","","","","","","","","","","","","","","","","","","","","","","","","","","","","","","","","","","","","","","","","","","","","","","","","","","","","","","","","","","","","","","","","","","","","","","",null,"","","","","","","","","","","","","","","","","","","","","","","","","","","","","","","","","","","","","","","","","","","","","","","","","","","","","","","","","","","","","","","","","","","","","","","","","","","","","","","","","","","","","","","","","","",""]
["","","","","","","","","","","","","","","","","","","","","","","","","","","","","","","","","","","","","","","","","","","","","","","","","","","","","","","","","","","","","","","","","","","","","","","","","","","","","","","","","","","","","","","","","","","","","","","","","","","","",null,"","","","","","","","","","","","","","","","","","","","","","","","","","","","","","","","","","","","","","","","","","","","","","","","","","","","","","","","","","","","","","","","","","","","","","","","","","","","","","","","","","","","","","","","","","",""]
["","","","","","","","","","","","","","","","","","","","","","","","","","","","","","","","","","","","","","","","","","","","","","","","","","","","","","","","","","","","","","","","","","","","","","","","","","","","","","","","","","","","","","","","","","","","","","","","","","","","",null,"","","","","","","","","","","","","","","","","","","","","","","","","","","","","","","","","","","","","","","","","","","","","","","","","","","","","","","","","","","","","","","","","","","","","","","","","","","","","","","","","","","","","","","","","","",""]
["","","","","","","","","","","","","","","","","","","","","","","","","","","","","","","","","","","","","","","","","","","","","","","","","","","","","","","","","","","","","","","","","","","","","","","","","","","","","","","","","","","","","","","","","","","","","","","","","","","","",null,"","","","","","","","","","","","","","","","","","","","","","","","","","","","","","","","","","","","","","","","","","","","","","","","","","","","","","","","","","","","","","","","","","","","","","","","","","","","","","","","","","","","","","","","","","",""]
["","","","","","","","","","","","","","","","","","","","","","","","","","","","","","","","","","","","","","","","","","","","","","","","","","","","","","","","","","","","","","","","","","","","","","","","","","","","","","","","","","","","","","","","","","","","","","","","","","","","",null,"","","","","","","","","","","","","","","","","","","","","","","","","","","","","","","","","","","","","","","","","","","","","","","","","","","","","","","","","","","","","","","","","","","","","","","","","","","","","","","","","","","","","","","","","","",""]
["","","","","","","","","","","","","","","","","","","","","","","","","","","","","","","","","","","","","","","","","","","","","","","","","","","","","","","","","","","","","","","","","","","","","","","","","","","","","","","","","","","","","","","","","","","","","","","","","","","","",null,"","","","","","","","","","","","","","","","","","","","","","","","","","","","","","","","","","","","","","","","","","","","","","","","","","","","","","","","","","","","","","","","","","","","","","","","","","","","","","","","","","","","","","","","","","",""]
["","","","","","","","","","","","","","","","","","","","","","","","","","","","","","","","","","","","","","","","","","","","","","","","","","","","","","","","","","","","","","","","","","","","","","","","","","","","","","","","","","","","","","","","","","","","","","","","","","","","",null,"","","","","","","","","","","","","","","","","","","","","","","","","","","","","","","","","","","","","","","","","","","","","","","","","","","","","","","","","","","","","","","","","","","","","","","","","","","","","","","","","","","","","","","","","","",""]
["","","","","","","","","","","","","","","","","","","","","","","","","","","","","","","","","","","","","","","","","","","","","","","","","","","","","","","","","","","","","","","","","","","","","","","","","","","","","","","","","","","","","","","","","","","","","","","","","","","","",null,"","","","","","","","","","","","","","","","","","","","","","","","","","","","","","","","","","","","","","","","","","","","","","","","","","","","","","","","","","","","","","","","","","","","","","","","","","","","","","","","","","","","","","","","","","",""]
["","","","","","","","","","","","","","","","","","","","","","","","","","","","","","","","","","","","","","","","","","","","","","","","","","","","","","","","","","","","","","","","","","","","","","","","","","","","","","","","","","","","","","","","","","","","","","","","","","","","",null,"","","","","","","","","","","","","","","","","","","","","","","","","","","","","","","","","","","","","","","","","","","","","","","","","","","","","","","","","","","","","","","","","","","","","","","","","","","","","","","","","","","","","","","","","","",""]
["","","","","","","","","","","","","","","","","","","","","","","","","","","","","","","","","","","","","","","","","","","","","","","","","","","","","","","","","","","","","","","","","","","","","","","","","","","","","","","","","","","","","","","","","","","","","","","","","","","","",null,"","","","","","","","","","","","","","","","","","","","","","","","","","","","","","","","","","","","","","","","","","","","","","","","","","","","","","","","","","","","","","","","","","","","","","","","","","","","","","","","","","","","","","","","","","",""]
["","","","","","","","","","","","","","","","","","","","","","","","","","","","","","","","","","","","","","","","","","","","","","","","","","","","","","","","","","","","","","","","","","","","","","","","","","","","","","","","","","","","","","","","","","","","","","","","","","","","",null,"","","","","","","","","","","","","","","","","","","","","","","","","","","","","","","","","","","","","","","","","","","","","","","","","","","","","","","","","","","","","","","","","","","","","","","","","","","","","","","","","","","","","","","","","","",""]
["","","","","","","","","","","","","","","","","","","","","","","","","","","","","","","","","","","","","","","","","","","","","","","","","","","","","","","","","","","","","","","","","","","","","","","","","","","","","","","","","","","","","","","","","","","","","","","","","","","","",null,"","","","","","","","","","","","","","","","","","","","","","","","","","","","","","","","","","","","","","","","","","","","","","","","","","","","","","","","","","","","","","","","","","","","","","","","","","","","","","","","","","","","","","","","","","",""]
["","","","","","","","","","","","","","","","","","","","","","","","","","","","","","","","","","","","","","","","","","","","","","","","","","","","","","","","","","","","","","","","","","","","","","","","","","","","","","","","","","","","","","","","","","","","","","","","","","","","",null,"","","","","","","","","","","","","","","","","","","","","","","","","","","","","","","","","","","","","","","","","","","","","","","","","","","","","","","","","","","","","","","","","","","","","","","","","","","","","","","","","","","","","","","","","","",""]
["","","","","","","","","","","","","","","","","","","","","","","","","","","","","","","","","","","","","","","","","","","","","","","","","","","","","","","","","","","","","","","","","","","","","","","","","","","","","","","","","","","","","","","","","","","","","","","","","","","","",null,"","","","","","","","","","","","","","","","","","","","","","","","","","","","","","","","","","","","","","","","","","","","","","","","","","","","","","","","","","","","","","","","","","","","","","","","","","","","","","","","","","","","","","","","","","",""]
["","","","","","","","","","","","","","","","","","","","","","","","","","","","","","","","","","","","","","","","","","","","","","","","","","","","","","","","","","","","","","","","","","","","","","","","","","","","","","","","","","","","","","","","","","","","","","","","","","","","",null,"","","","","","","","","","","","","","","","","","","","","","","","","","","","","","","","","","","","","","","","","","","","","","","","","","","","","","","","","","","","","","","","","","","","","","","","","","","","","","","","","","","","","","","","","","",""]
["","","","","","","","","","","","","","","","","","","","","","","","","","","","","","","","","","","","","","","","","","","","","","","","","","","","","","","","","","","","","","","","","","","","","","","","","","","","","","","","","","","","","","","","","","","","","","","","","","","","",null,"","","","","","","","","","","","","","","","","","","","","","","","","","","","","","","","","","","","","","","","","","","","","","","","","","","","","","","","","","","","","","","","","","","","","","","","","","","","","","","","","","","","","","","","","","",""]
["","","","","","","","","","","","","","","","","","","","","","","","","","","","","","","","","","","","","","","","","","","","","","","","","","","","","","","","","","","","","","","","","","","","","","","","","","","","","","","","","","","","","","","","","","","","","","","","","","","","",null,"","","","","","","","","","","","","","","","","","","","","","","","","","","","","","","","","","","","","","","","","","","","","","","","","","","","","","","","","","","","","","","","","","","","","","","","","","","","","","","","","","","","","","","","","","",""]
["","","","","","","","","","","","","","","","","","","","","","","","","","","","","","","","","","","","","","","","","","","","","","","","","","","","","","","","","","","","","","","","","","","","","","","","","","","","","","","","","","","","","","","","","","","","","","","","","","","","",null,"","","","","","","","","","","","","","","","","","","","","","","","","","","","","","","","","","","","","","","","","","","","","","","","","","","","","","","","","","","","","","","","","","","","","","","","","","","","","","","","","","","","","","","","","","",""]
["","","","","","","","","","","","","","","","","","","","","","","","","","","","","","","","","","","","","","","","","","","","","","","","","","","","","","","","","","","","","","","","","","","","","","","","","","","","","","","","","","","","","","","","","","","","","","","","","","","","",null,"","","","","","","","","","","","","","","","","","","","","","","","","","","","","","","","","","","","","","","","","","","","","","","","","","","","","","","","","","","","","","","","","","","","","","","","","","","","","","","","","","","","","","","","","","",""]
["","","","","","","","","","","","","","","","","","","","","","","","","","","","","","","","","","","","","","","","","","","","","","","","","","","","","","","","","","","","","","","","","","","","","","","","","","","","","","","","","","","","","","","","","","","","","","","","","","","","",null,"","","","","","","","","","","","","","","","","","","","","","","","","","","","","","","","","","","","","","","","","","","","","","","","","","","","","","","","","","","","","","","","","","","","","","","","","","","","","","","","","","","","","","","","","","",""]
["","","","","","","","","","","","","","","","","","","","","","","","","","","","","","","","","","","","","","","","","","","","","","","","","","","","","","","","","","","","","","","","","","","","","","","","","","","","","","","","","","","","","","","","","","","","","","","","","","","","",null,"","","","","","","","","","","","","","","","","","","","","","","","","","","","","","","","","","","","","","","","","","","","","","","","","","","","","","","","","","","","","","","","","","","","","","","","","","","","","","","","","","","","","","","","","","",""]
["","","","","","","","","","","","","","","","","","","","","","","","","","","","","","","","","","","","","","","","","","","","","","","","","","","","","","","","","","","","","","","","","","","","","","","","","","","","","","","","","","","","","","","","","","","","","","","","","","","","",null,"","","","","","","","","","","","","","","","","","","","","","","","","","","","","","","","","","","","","","","","","","","","","","","","","","","","","","","","","","","","","","","","","","","","","","","","","","","","","","","","","","","","","","","","","","",""]
["","","","","","","","","","","","","","","","","","","","","","","","","","","","","","","","","","","","","","","","","","","","","","","","","","","","","","","","","","","","","","","","","","","","","","","","","","","","","","","","","","","","","","","","","","","","","","","","","","","","",null,"","","","","","","","","","","","","","","","","","","","","","","","","","","","","","","","","","","","","","","","","","","","","","","","","","","","","","","","","","","","","","","","","","","","","","","","","","","","","","","","","","","","","","","","","","",""]
["","","","","","","","","","","","","","","","","","","","","","","","","","","","","","","","","","","","","","","","","","","","","","","","","","","","","","","","","","","","","","","","","","","","","","","","","","","","","","","","","","","","","","","","","","","","","","","","","","","","",null,"","","","","","","","","","","","","","","","","","","","","","","","","","","","","","","","","","","","","","","","","","","","","","","","","","","","","","","","","","","","","","","","","","","","","","","","","","","","","","","","","","","","","","","","","","",""]
["","","","","","","","","","","","","","","","","","","","","","","","","","","","","","","","","","","","","","","","","","","","","","","","","","","","","","","","","","","","","","","","","","","","","","","","","","","","","","","","","","","","","","","","","","","","","","","","","","","","",null,"","","","","","","","","","","","","","","","","","","","","","","","","","","","","","","","","","","","","","","","","","","","","","","","","","","","","","","","","","","","","","","","","","","","","","","","","","","","","","","","","","","","","","","","","","",""]
["","","","","","","","","","","","","","","","","","","","","","","","","","","","","","","","","","","","","","","","","","","","","","","","","","","","","","","","","","","","","","","","","","","","","","","","","","","","","","","","","","","","","","","","","","","","","","","","","","","","",null,"","","","","","","","","","","","","","","","","","","","","","","","","","","","","","","","","","","","","","","","","","","","","","","","","","","","","","","","","","","","","","","","","","","","","","","","","","","","","","","","","","","","","","","","","","",""]
["","","","","","","","","","","","","","","","","","","","","","","","","","","","","","","","","","","","","","","","","","","","","","","","","","","","","","","","","","","","","","","","","","","","","","","","","","","","","","","","","","","","","","","","","","","","","","","","","","","","",null,"","","","","","","","","","","","","","","","","","","","","","","","","","","","","","","","","","","","","","","","","","","","","","","","","","","","","","","","","","","","","","","","","","","","","","","","","","","","","","","","","","","","","","","","","","",""]
["","","","","","","","","","","","","","","","","","","","","","","","","","","","","","","","","","","","","","","","","","","","","","","","","","","","","","","","","","","","","","","","","","","","","","","","","","","","","","","","","","","","","","","","","","","","","","","","","","","","",null,"","","","","","","","","","","","","","","","","","","","","","","","","","","","","","","","","","","","","","","","","","","","","","","","","","","","","","","","","","","","","","","","","","","","","","","","","","","","","","","","","","","","","","","","","","",""]
["","","","","","","","","","","","","","","","","","","","","","","","","","","","","","","","","","","","","","","","","","","","","","","","","","","","","","","","","","","","","","","","","","","","","","","","","","","","","","","","","","","","","","","","","","","","","","","","","","","","",null,"","","","","","","","","","","","","","","","","","","","","","","","","","","","","","","","","","","","","","","","","","","","","","","","","","","","","","","","","","","","","","","","","","","","","","","","","","","","","","","","","","","","","","","","","","",""]
["","","","","","","","","","","","","","","","","","","","","","","","","","","","","","","","","","","","","","","","","","","","","","","","","","","","","","","","","","","","","","","","","","","","","","","","","","","","","","","","","","","","","","","","","","","","","","","","","","","","",null,"","","","","","","","","","","","","","","","","","","","","","","","","","","","","","","","","","","","","","","","","","","","","","","","","","","","","","","","","","","","","","","","","","","","","","","","","","","","","","","","","","","","","","","","","","",""]
["","","","","","","","","","","","","","","","","","","","","","","","","","","","","","","","","","","","","","","","","","","","","","","","","","","","","","","","","","","","","","","","","","","","","","","","","","","","","","","","","","","","","","","","","","","","","","","","","","","","",null,"","","","","","","","","","","","","","","","","","","","","","","","","","","","","","","","","","","","","","","","","","","","","","","","","","","","","","","","","","","","","","","","","","","","","","","","","","","","","","","","","","","","","","","","","","",""]
["","","","","","","","","","","","","","","","","","","","","","","","","","","","","","","","","","","","","","","","","","","","","","","","","","","","","","","","","","","","","","","","","","","","","","","","","","","","","","","","","","","","","","","","","","","","","","","","","","","","",null,"","","","","","","","","","","","","","","","","","","","","","","","","","","","","","","","","","","","","","","","","","","","","","","","","","","","","","","","","","","","","","","","","","","","","","","","","","","","","","","","","","","","","","","","","","",""]
["","","","","","","","","","","","","","","","","","","","","","","","","","","","","","","","","","","","","","","","","","","","","","","","","","","","","","","","","","","","","","","","","","","","","","","","","","","","","","","","","","","","","","","","","","","","","","","","","","","","",null,"","","","","","","","","","","","","","","","","","","","","","","","","","","","","","","","","","","","","","","","","","","","","","","","","","","","","","","","","","","","","","","","","","","","","","","","","","","","","","","","","","","","","","","","","","",""]
["","","","","","","","","","","","","","","","","","","","","","","","","","","","","","","","","","","","","","","","","","","","","","","","","","","","","","","","","","","","","","","","","","","","","","","","","","","","","","","","","","","","","","","","","","","","","","","","","","","","",null,"","","","","","","","","","","","","","","","","","","","","","","","","","","","","","","","","","","","","","","","","","","","","","","","","","","","","","","","","","","","","","","","","","","","","","","","","","","","","","","","","","","","","","","","","","",""]
["","","","","","","","","","","","","","","","","","","","","","","","","","","","","","","","","","","","","","","","","","","","","","","","","","","","","","","","","","","","","","","","","","","","","","","","","","","","","","","","","","","","","","","","","","","","","","","","","","","","",null,"","","","","","","","","","","","","","","","","","","","","","","","","","","","","","","","","","","","","","","","","","","","","","","","","","","","","","","","","","","","","","","","","","","","","","","","","","","","","","","","","","","","","","","","","","",""]
["","","","","","","","","","","","","","","","","","","","","","","","","","","","","","","","","","","","","","","","","","","","","","","","","","","","","","","","","","","","","","","","","","","","","","","","","","","","","","","","","","","","","","","","","","","","","","","","","","","","",null,"","","","","","","","","","","","","","","","","","","","","","","","","","","","","","","","","","","","","","","","","","","","","","","","","","","","","","","","","","","","","","","","","","","","","","","","","","","","","","","","","","","","","","","","","","",""]
["","","","","","","","","","","","","","","","","","","","","","","","","","","","","","","","","","","","","","","","","","","","","","","","","","","","","","","","","","","","","","","","","","","","","","","","","","","","","","","","","","","","","","","","","","","","","","","","","","","","",null,"","","","","","","","","","","","","","","","","","","","","","","","","","","","","","","","","","","","","","","","","","","","","","","","","","","","","","","","","","","","","","","","","","","","","","","","","","","","","","","","","","","","","","","","","","",""]
["","","","","","","","","","","","","","","","","","","","","","","","","","","","","","","","","","","","","","","","","","","","","","","","","","","","","","","","","","","","","","","","","","","","","","","","","","","","","","","","","","","","","","","","","","","","","","","","","","","","",null,"","","","","","","","","","","","","","","","","","","","","","","","","","","","","","","","","","","","","","","","","","","","","","","","","","","","","","","","","","","","","","","","","","","","","","","","","","","","","","","","","","","","","","","","","","",""]
["","","","","","","","","","","","","","","","","","","","","","","","","","","","","","","","","","","","","","","","","","","","","","","","","","","","","","","","","","","","","","","","","","","","","","","","","","","","","","","","","","","","","","","","","","","","","","","","","","","","",null,"","","","","","","","","","","","","","","","","","","","","","","","","","","","","","","","","","","","","","","","","","","","","","","","","","","","","","","","","","","","","","","","","","","","","","","","","","","","","","","","","","","","","","","","","","",""]
["","","","","","","","","","","","","","","","","","","","","","","","","","","","","","","","","","","","","","","","","","","","","","","","","","","","","","","","","","","","","","","","","","","","","","","","","","","","","","","","","","","","","","","","","","","","","","","","","","","","",null,"","","","","","","","","","","","","","","","","","","","","","","","","","","","","","","","","","","","","","","","","","","","","","","","","","","","","","","","","","","","","","","","","","","","","","","","","","","","","","","","","","","","","","","","","","",""]
["","","","","","","","","","","","","","","","","","","","","","","","","","","","","","","","","","","","","","","","","","","","","","","","","","","","","","","","","","","","","","","","","","","","","","","","","","","","","","","","","","","","","","","","","","","","","","","","","","","","",null,"","","","","","","","","","","","","","","","","","","","","","","","","","","","","","","","","","","","","","","","","","","","","","","","","","","","","","","","","","","","","","","","","","","","","","","","","","","","","","","","","","","","","","","","","","",""]
["","","","","","","","","","","","","","","","","","","","","","","","","","","","","","","","","","","","","","","","","","","","","","","","","","","","","","","","","","","","","","","","","","","","","","","","","","","","","","","","","","","","","","","","","","","","","","","","","","","","",null,"","","","","","","","","","","","","","","","","","","","","","","","","","","","","","","","","","","","","","","","","","","","","","","","","","","","","","","","","","","","","","","","","","","","","","","","","","","","","","","","","","","","","","","","","","",""]
["","","","","","","","","","","","","","","","","","","","","","","","","","","","","","","","","","","","","","","","","","","","","","","","","","","","","","","","","","","","","","","","","","","","","","","","","","","","","","","","","","","","","","","","","","","","","","","","","","","","",null,"","","","","","","","","","","","","","","","","","","","","","","","","","","","","","","","","","","","","","","","","","","","","","","","","","","","","","","","","","","","","","","","","","","","","","","","","","","","","","","","","","","","","","","","","","",""]
["","","","","","","","","","","","","","","","","","","","","","","","","","","","","","","","","","","","","","","","","","","","","","","","","","","","","","","","","","","","","","","","","","","","","","","","","","","","","","","","","","","","","","","","","","","","","","","","","","","","",null,"","","","","","","","","","","","","","","","","","","","","","","","","","","","","","","","","","","","","","","","","","","","","","","","","","","","","","","","","","","","","","","","","","","","","","","","","","","","","","","","","","","","","","","","","","",""]
["","","","","","","","","","","","","","","","","","","","","","","","","","","","","","","","","","","","","","","","","","","","","","","","","","","","","","","","","","","","","","","","","","","","","","","","","","","","","","","","","","","","","","","","","","","","","","","","","","","","",null,"","","","","","","","","","","","","","","","","","","","","","","","","","","","","","","","","","","","","","","","","","","","","","","","","","","","","","","","","","","","","","","","","","","","","","","","","","","","","","","","","","","","","","","","","","",""]
["","","","","","","","","","","","","","","","","","","","","","","","","","","","","","","","","","","","","","","","","","","","","","","","","","","","","","","","","","","","","","","","","","","","","","","","","","","","","","","","","","","","","","","","","","","","","","","","","","","","",null,"","","","","","","","","","","","","","","","","","","","","","","","","","","","","","","","","","","","","","","","","","","","","","","","","","","","","","","","","","","","","","","","","","","","","","","","","","","","","","","","","","","","","","","","","","",""]
["","","","","","","","","","","","","","","","","","","","","","","","","","","","","","","","","","","","","","","","","","","","","","","","","","","","","","","","","","","","","","","","","","","","","","","","","","","","","","","","","","","","","","","","","","","","","","","","","","","","",null,"","","","","","","","","","","","","","","","","","","","","","","","","","","","","","","","","","","","","","","","","","","","","","","","","","","","","","","","","","","","","","","","","","","","","","","","","","","","","","","","","","","","","","","","","","",""]
["","","","","","","","","","","","","","","","","","","","","","","","","","","","","","","","","","","","","","","","","","","","","","","","","","","","","","","","","","","","","","","","","","","","","","","","","","","","","","","","","","","","","","","","","","","","","","","","","","","","",null,"","","","","","","","","","","","","","","","","","","","","","","","","","","","","","","","","","","","","","","","","","","","","","","","","","","","","","","","","","","","","","","","","","","","","","","","","","","","","","","","","","","","","","","","","","",""]
["","","","","","","","","","","","","","","","","","","","","","","","","","","","","","","","","","","","","","","","","","","","","","","","","","","","","","","","","","","","","","","","","","","","","","","","","","","","","","","","","","","","","","","","","","","","","","","","","","","","",null,"","","","","","","","","","","","","","","","","","","","","","","","","","","","","","","","","","","","","","","","","","","","","","","","","","","","","","","","","","","","","","","","","","","","","","","","","","","","","","","","","","","","","","","","","","",""]
["","","","","","","","","","","","","","","","","","","","","","","","","","","","","","","","","","","","","","","","","","","","","","","","","","","","","","","","","","","","","","","","","","","","","","","","","","","","","","","","","","","","","","","","","","","","","","","","","","","","",null,"","","","","","","","","","","","","","","","","","","","","","","","","","","","","","","","","","","","","","","","","","","","","","","","","","","","","","","","","","","","","","","","","","","","","","","","","","","","","","","","","","","","","","","","","","",""]
["","","","","","","","","","","","","","","","","","","","","","","","","","","","","","","","","","","","","","","","","","","","","","","","","","","","","","","","","","","","","","","","","","","","","","","","","","","","","","","","","","","","","","","","","","","","","","","","","","","","",null,"","","","","","","","","","","","","","","","","","","","","","","","","","","","","","","","","","","","","","","","","","","","","","","","","","","","","","","","","","","","","","","","","","","","","","","","","","","","","","","","","","","","","","","","","","",""]
["","","","","","","","","","","","","","","","","","","","","","","","","","","","","","","","","","","","","","","","","","","","","","","","","","","","","","","","","","","","","","","","","","","","","","","","","","","","","","","","","","","","","","","","","","","","","","","","","","","","",null,"","","","","","","","","","","","","","","","","","","","","","","","","","","","","","","","","","","","","","","","","","","","","","","","","","","","","","","","","","","","","","","","","","","","","","","","","","","","","","","","","","","","","","","","","","",""]
["","","","","","","","","","","","","","","","","","","","","","","","","","","","","","","","","","","","","","","","","","","","","","","","","","","","","","","","","","","","","","","","","","","","","","","","","","","","","","","","","","","","","","","","","","","","","","","","","","","","",null,"","","","","","","","","","","","","","","","","","","","","","","","","","","","","","","","","","","","","","","","","","","","","","","","","","","","","","","","","","","","","","","","","","","","","","","","","","","","","","","","","","","","","","","","","","",""]
["","","","","","","","","","","","","","","","","","","","","","","","","","","","","","","","","","","","","","","","","","","","","","","","","","","","","","","","","","","","","","","","","","","","","","","","","","","","","","","","","","","","","","","","","","","","","","","","","","","","",null,"","","","","","","","","","","","","","","","","","","","","","","","","","","","","","","","","","","","","","","","","","","","","","","","","","","","","","","","","","","","","","","","","","","","","","","","","","","","","","","","","","","","","","","","","","",""]
["","","","","","","","","","","","","","","","","","","","","","","","","","","","","","","","","","","","","","","","","","","","","","","","","","","","","","","","","","","","","","","","","","","","","","","","","","","","","","","","","","","","","","","","","","","","","","","","","","","","",null,"","","","","","","","","","","","","","","","","","","","","","","","","","","","","","","","","","","","","","","","","","","","","","","","","","","","","","","","","","","","","","","","","","","","","","","","","","","","","","","","","","","","","","","","","","",""]
["","","","","","","","","","","","","","","","","","","","","","","","","","","","","","","","","","","","","","","","","","","","","","","","","","","","","","","","","","","","","","","","","","","","","","","","","","","","","","","","","","","","","","","","","","","","","","","","","","","","",null,"","","","","","","","","","","","","","","","","","","","","","","","","","","","","","","","","","","","","","","","","","","","","","","","","","","","","","","","","","","","","","","","","","","","","","","","","","","","","","","","","","","","","","","","","","",""]
["","","","","","","","","","","","","","","","","","","","","","","","","","","","","","","","","","","","","","","","","","","","","","","","","","","","","","","","","","","","","","","","","","","","","","","","","","","","","","","","","","","","","","","","","","","","","","","","","","","","",null,"","","","","","","","","","","","","","","","","","","","","","","","","","","","","","","","","","","","","","","","","","","","","","","","","","","","","","","","","","","","","","","","","","","","","","","","","","","","","","","","","","","","","","","","","","",""]
["","","","","","","","","","","","","","","","","","","","","","","","","","","","","","","","","","","","","","","","","","","","","","","","","","","","","","","","","","","","","","","","","","","","","","","","","","","","","","","","","","","","","","","","","","","","","","","","","","","","",null,"","","","","","","","","","","","","","","","","","","","","","","","","","","","","","","","","","","","","","","","","","","","","","","","","","","","","","","","","","","","","","","","","","","","","","","","","","","","","","","","","","","","","","","","","","",""]
["","","","","","","","","","","","","","","","","","","","","","","","","","","","","","","","","","","","","","","","","","","","","","","","","","","","","","","","","","","","","","","","","","","","","","","","","","","","","","","","","","","","","","","","","","","","","","","","","","","","",null,"","","","","","","","","","","","","","","","","","","","","","","","","","","","","","","","","","","","","","","","","","","","","","","","","","","","","","","","","","","","","","","","","","","","","","","","","","","","","","","","","","","","","","","","","","",""]
["","","","","","","","","","","","","","","","","","","","","","","","","","","","","","","","","","","","","","","","","","","","","","","","","","","","","","","","","","","","","","","","","","","","","","","","","","","","","","","","","","","","","","","","","","","","","","","","","","","","",null,"","","","","","","","","","","","","","","","","","","","","","","","","","","","","","","","","","","","","","","","","","","","","","","","","","","","","","","","","","","","","","","","","","","","","","","","","","","","","","","","","","","","","","","","","","",""]
["","","","","","","","","","","","","","","","","","","","","","","","","","","","","","","","","","","","","","","","","","","","","","","","","","","","","","","","","","","","","","","","","","","","","","","","","","","","","","","","","","","","","","","","","","","","","","","","","","","","",null,"","","","","","","","","","","","","","","","","","","","","","","","","","","","","","","","","","","","","","","","","","","","","","","","","","","","","","","","","","","","","","","","","","","","","","","","","","","","","","","","","","","","","","","","","","",""]
["","","","","","","","","","","","","","","","","","","","","","","","","","","","","","","","","","","","","","","","","","","","","","","","","","","","","","","","","","","","","","","","","","","","","","","","","","","","","","","","","","","","","","","","","","","","","","","","","","","","",null,"","","","","","","","","","","","","","","","","","","","","","","","","","","","","","","","","","","","","","","","","","","","","","","","","","","","","","","","","","","","","","","","","","","","","","","","","","","","","","","","","","","","","","","","","","",""]
["","","","","","","","","","","","","","","","","","","","","","","","","","","","","","","","","","","","","","","","","","","","","","","","","","","","","","","","","","","","","","","","","","","","","","","","","","","","","","","","","","","","","","","","","","","","","","","","","","","","",null,"","","","","","","","","","","","","","","","","","","","","","","","","","","","","","","","","","","","","","","","","","","","","","","","","","","","","","","","","","","","","","","","","","","","","","","","","","","","","","","","","","","","","","","","","","",""]
["","","","","","","","","","","","","","","","","","","","","","","","","","","","","","","","","","","","","","","","","","","","","","","","","","","","","","","","","","","","","","","","","","","","","","","","","","","","","","","","","","","","","","","","","","","","","","","","","","","","",null,"","","","","","","","","","","","","","","","","","","","","","","","","","","","","","","","","","","","","","","","","","","","","","","","","","","","","","","","","","","","","","","","","","","","","","","","","","","","","","","","","","","","","","","","","","",""]
["","","","","","","","","","","","","","","","","","","","","","","","","","","","","","","","","","","","","","","","","","","","","","","","","","","","","","","","","","","","","","","","","","","","","","","","","","","","","","","","","","","","","","","","","","","","","","","","","","","","",null,"","","","","","","","","","","","","","","","","","","","","","","","","","","","","","","","","","","","","","","","","","","","","","","","","","","","","","","","","","","","","","","","","","","","","","","","","","","","","","","","","","","","","","","","","","",""]
["","","","","","","","","","","","","","","","","","","","","","","","","","","","","","","","","","","","","","","","","","","","","","","","","","","","","","","","","","","","","","","","","","","","","","","","","","","","","","","","","","","","","","","","","","","","","","","","","","","","",null,"","","","","","","","","","","","","","","","","","","","","","","","","","","","","","","","","","","","","","","","","","","","","","","","","","","","","","","","","","","","","","","","","","","","","","","","","","","","","","","","","","","","","","","","","","",""]
["","","","","","","","","","","","","","","","","","","","","","","","","","","","","","","","","","","","","","","","","","","","","","","","","","","","","","","","","","","","","","","","","","","","","","","","","","","","","","","","","","","","","","","","","","","","","","","","","","","","",null,"","","","","","","","","","","","","","","","","","","","","","","","","","","","","","","","","","","","","","","","","","","","","","","","","","","","","","","","","","","","","","","","","","","","","","","","","","","","","","","","","","","","","","","","","","",""]
["","","","","","","","","","","","","","","","","","","","","","","","","","","","","","","","","","","","","","","","","","","","","","","","","","","","","","","","","","","","","","","","","","","","","","","","","","","","","","","","","","","","","","","","","","","","","","","","","","","","",null,"","","","","","","","","","","","","","","","","","","","","","","","","","","","","","","","","","","","","","","","","","","","","","","","","","","","","","","","","","","","","","","","","","","","","","","","","","","","","","","","","","","","","","","","","","",""]
["","","","","","","","","","","","","","","","","","","","","","","","","","","","","","","","","","","","","","","","","","","","","","","","","","","","","","","","","","","","","","","","","","","","","","","","","","","","","","","","","","","","","","","","","","","","","","","","","","","","",null,"","","","","","","","","","","","","","","","","","","","","","","","","","","","","","","","","","","","","","","","","","","","","","","","","","","","","","","","","","","","","","","","","","","","","","","","","","","","","","","","","","","","","","","","","","",""]
["","","","","","","","","","","","","","","","","","","","","","","","","","","","","","","","","","","","","","","","","","","","","","","","","","","","","","","","","","","","","","","","","","","","","","","","","","","","","","","","","","","","","","","","","","","","","","","","","","","","",null,"","","","","","","","","","","","","","","","","","","","","","","","","","","","","","","","","","","","","","","","","","","","","","","","","","","","","","","","","","","","","","","","","","","","","","","","","","","","","","","","","","","","","","","","","","",""]
["","","","","","","","","","","","","","","","","","","","","","","","","","","","","","","","","","","","","","","","","","","","","","","","","","","","","","","","","","","","","","","","","","","","","","","","","","","","","","","","","","","","","","","","","","","","","","","","","","","","",null,"","","","","","","","","","","","","","","","","","","","","","","","","","","","","","","","","","","","","","","","","","","","","","","","","","","","","","","","","","","","","","","","","","","","","","","","","","","","","","","","","","","","","","","","","","",""]
["","","","","","","","","","","","","","","","","","","","","","","","","","","","","","","","","","","","","","","","","","","","","","","","","","","","","","","","","","","","","","","","","","","","","","","","","","","","","","","","","","","","","","","","","","","","","","","","","","","","",null,"","","","","","","","","","","","","","","","","","","","","","","","","","","","","","","","","","","","","","","","","","","","","","","","","","","","","","","","","","","","","","","","","","","","","","","","","","","","","","","","","","","","","","","","","","",""]
["","","","","","","","","","","","","","","","","","","","","","","","","","","","","","","","","","","","","","","","","","","","","","","","","","","","","","","","","","","","","","","","","","","","","","","","","","","","","","","","","","","","","","","","","","","","","","","","","","","","",null,"","","","","","","","","","","","","","","","","","","","","","","","","","","","","","","","","","","","","","","","","","","","","","","","","","","","","","","","","","","","","","","","","","","","","","","","","","","","","","","","","","","","","","","","","","",""]
["","","","","","","","","","","","","","","","","","","","","","","","","","","","","","","","","","","","","","","","","","","","","","","","","","","","","","","","","","","","","","","","","","","","","","","","","","","","","","","","","","","","","","","","","","","","","","","","","","","","",null,"","","","","","","","","","","","","","","","","","","","","","","","","","","","","","","","","","","","","","","","","","","","","","","","","","","","","","","","","","","","","","","","","","","","","","","","","","","","","","","","","","","","","","","","","","",""]
["","","","","","","","","","","","","","","","","","","","","","","","","","","","","","","","","","","","","","","","","","","","","","","","","","","","","","","","","","","","","","","","","","","","","","","","","","","","","","","","","","","","","","","","","","","","","","","","","","","","",null,"","","","","","","","","","","","","","","","","","","","","","","","","","","","","","","","","","","","","","","","","","","","","","","","","","","","","","","","","","","","","","","","","","","","","","","","","","","","","","","","","","","","","","","","","","",""]

{"sheet":"Lives scenario - output","index":5,"n_rows":175,"n_cols":43,"rows_kept":175,"cut":false,"hidden":false,"merged":[]}
[null,null,null,"Replacement expenditure forecast ($,000)",null,null,null,null,null,null,null,null,null,null,null,null,null,null,null,null,null,null,null,"Replacement quantity forecast (#)"]
[null,null,null,1,2,3,4,5,6,7,8,9,10,11,12,13,14,15,16,17,18,19,20,1,2,3,4,5,6,7,8,9,10,11,12,13,14,15,16,17,18,19,20]
[]
[]
["ID","Asset group",null,2020,2021,2022,2023,2024,2025,2026,2027,2028,2029,2030,2031,2032,2033,2034,2035,2036,2037,2038,2039,2020,2021,2022,2023,2024,2025,2026,2027,2028,2029,2030,2031,2032,2033,2034,2035,2036,2037,2038,2039]
[{"$f":"IFERROR(IF('Historical scenario - output'!A6=\"\",\"\",'Historical scenario - output'!A6),\"\")","v":1},{"$f":"IFERROR(IF('Historical scenario - output'!B6=\"\",\"\",'Historical scenario - output'!B6),\"\")","v":"OVERHEAD CONDUCTORS"},null,{"$f":"IFERROR(IF($A6=\"\",\"\",SUMIFS(D$21:D$175,$A$21:$A$175,$A6)),\"\")","v":54.488643800985294},{"$f":"IFERROR(IF($A6=\"\",\"\",SUMIFS(E$21:E$175,$A$21:$A$175,$A6)),\"\")","v":67.197988740962401},82.167990775254523,99.622318144365579,119.76531821334545,142.77117180040469,168.77247616203493,197.84883180702508,230.01612847410212,265.21731825241073,303.31551617474338,344.09026913964965,387.23777373863373,432.37569728878645,479.05306373567612,526.76541224224025,574.97513208799774,{"$f":"IFERROR(IF($A6=\"\",\"\",SUMIFS(U$21:U$175,$A$21:$A$175,$A6)),\"\")","v":623.13653923838649},670.72490838608758,717.26833330505679,{"$f":"IFERROR(IF($A6=\"\",\"\",SUMIFS(X$21:X$175,$A$21:$A$175,$A6)),\"\")","v":0.49384823670010142},{"$f":"IFERROR(IF($A6=\"\",\"\",SUMIFS(Y$21:Y$175,$A$21:$A$175,$A6)),\"\")","v":0.60903714856117352},0.74471512827074382,0.90290935357583291,1.0854718908679772,1.2939813973487471,1.5296396449240253,1.7931680788008064,2.0847107128305011,2.4037505033097237,2.7490468174208709,3.1186016172640834,3.5096614340957237,3.9187610629094585,4.3418131615778437,4.7742456380558389,5.2111859521622197,{"$f":"IFERROR(IF($A6=\"\",\"\",SUMIFS(AO$21:AO$175,$A$21:$A$175,$A6)),\"\")","v":5.6476883926539587},6.0789972040250495,6.5008353472199598]
[{"$f":"IFERROR(IF('Historical scenario - output'!A7=\"\",\"\",'Historical scenario - output'!A7),\"\")","v":2},{"$f":"IFERROR(IF('Historical scenario - output'!B7=\"\",\"\",'Historical scenario - output'!B7),\"\")","v":"POLES"},null,{"$f":"IFERROR(IF($A7=\"\",\"\",SUMIFS(D$21:D$175,$A$21:$A$175,$A7)),\"\")","v":2265.5790559219004},2479.9943701911875,2707.2938720267603,2947.3298214140159,3199.8364805921428,3464.5103994133242,3741.1271584229335,4029.689374489195,4330.5924374831211,4644.784449707674,4973.8871461560821,5320.2378683786828,5686.811739138011,6076.9902695395722,6494.1588465579334,6941.140528672915,7419.5051983886078,7928.8273284200668,8465.9964440213316,9024.7043951300275,258.49987579316053,275.19339299180962,291.89959605810219,308.63234439543447,325.43520627732403,342.3852337033893,359.59683815262576,377.22552575119232,395.47091323106906,414.57801159361929,434.83533111098654,456.56806815763821,480.12462786668766,505.85513494569352,534.08144856825413,565.05950806091118,598.93648304465535,635.70697027123902,675.17405167124275,716.9220074188537]
[{"$f":"IFERROR(IF('Historical scenario - output'!A8=\"\",\"\",'Historical scenario - output'!A8),\"\")","v":3},{"$f":"IFERROR(IF('Historical scenario - output'!B8=\"\",\"\",'Historical scenario - output'!B8),\"\")","v":"SERVICE LINES"},null,1138.7704465308491,1114.7618001486856,1090.6529931021532,1069.0871282689066,1052.7919581206352,1044.4841077802266,1046.7725748648486,1062.0646602485187,1092.4771203854323,1139.7549884115283,1205.2002398785003,1289.6123034246609,1393.2423283685105,1515.7630805588901,1656.2562809874107,1813.2190517057466,1984.5908144621394,2167.8014389715931,2359.8406290097237,2557.3474741354476,754.07030525003233,738.17227473721846,722.20791989803593,707.9274489503324,697.13712332742784,691.63583616174117,693.15121187096565,703.27731544899814,723.41581936671946,754.72224857957417,798.05874444773235,853.95467212916265,922.57633752321635,1003.7070529234253,1096.7387529077632,1200.6762626921463,1314.155109852805,1435.4734071178634,1562.6377984077626,1693.4227581392327]
[{"$f":"IFERROR(IF('Historical scenario - output'!A9=\"\",\"\",'Historical scenario - output'!A9),\"\")","v":4},{"$f":"IFERROR(IF('Historical scenario - output'!B9=\"\",\"\",'Historical scenario - output'!B9),\"\")","v":"SWITCHGEAR"},null,2296.9841952112465,2260.6895594585599,2226.9031548372318,2199.4226403457337,2181.7337796421052,2176.9862443845632,2188.0089374474323,2217.3515178672733,2267.337218269573,2340.1126155469406,2437.6823110189689,2561.9198975018162,2714.5505089131493,2897.1041172006694,3110.8421679607936,3356.6629105412035,3634.9928138617529,3945.672801780272,4287.848770802625,4659.8760382534956,49.401422878930347,49.922142528415947,50.451220891491566,51.059696189683578,51.821875153677219,52.814033665287177,54.113274599099675,55.796473453464763,57.939219056351739,60.614647887121635,63.892075616040643,67.835346582548439,72.500849062012463,77.935179414956309,84.172479948377273,91.231521967401207,99.112655070421255,107.79479334404068,117.23265459090908,127.3545046496109]
[{"$f":"IFERROR(IF('Historical scenario - output'!A10=\"\",\"\",'Historical scenario - output'!A10),\"\")","v":5},{"$f":"IFERROR(IF('Historical scenario - output'!B10=\"\",\"\",'Historical scenario - output'!B10),\"\")","v":"TRANSFORMERS"},null,3602.013642646144,3891.4272054471571,4212.5571689956287,4563.3692608591919,4940.4520315710779,5339.1374909331771,5753.6823692852104,6177.494815419881,6603.3899872636503,7023.8584177028733,7431.3329403919433,7818.4428484270811,8178.2472434621668,8504.4426306963305,8791.5422510539538,9035.0261315454409,9231.4613300627825,9378.5915372934687,9475.3944447284684,9522.1045565370459,12.977554846344916,14.977162084747732,17.190837119339324,19.608955638268181,22.216002102255288,24.990960392747695,27.907939308729212,30.936974647096669,34.044940801885978,37.196505639455658,40.355072193548395,43.483667193949984,46.545756101690145,49.505983154304907,52.330849204586151,54.989347214826843,57.45357412018631,59.699329200022831,61.706695519126626,63.460585906409833]
[{"$f":"IFERROR(IF('Historical scenario - output'!A11=\"\",\"\",'Historical scenario - output'!A11),\"\")","v":6},{"$f":"IFERROR(IF('Historical scenario - output'!B11=\"\",\"\",'Historical scenario - output'!B11),\"\")","v":"UNDERGROUND CABLES"},null,1540.0127991648969,1665.1554299270483,1785.419356319517,1898.782499545146,2003.4306857071551,2097.8627939739094,2180.9904164477289,2252.2263900153844,2311.5568233899612,2359.5918241236031,2397.590996569972,2427.4608817822914,2451.7227819502973,2473.4507873728553,2496.1812349172583,2523.7962089813245,2560.3849911189254,2610.0885221682624,2676.9329175548223,2764.6588349394428,9.2104432466300175,9.9833534126414154,10.735045230519015,11.453266969258467,12.126332692746534,12.74364683213595,13.296234725889684,13.777256609804798,14.182480752194818,14.510690299980119,14.763998159347771,14.948045168220137,15.072059234129277,15.148757275905632,15.194077874011674,15.226740474509088,15.267636545625738,15.339068741500753,15.463865139733118,15.664406070067455]
[{"$f":"IFERROR(IF('Historical scenario - output'!A12=\"\",\"\",'Historical scenario - output'!A12),\"\")","v":""},{"$f":"IFERROR(IF('Historical scenario - output'!B12=\"\",\"\",'Historical scenario - output'!B12),\"\")","v":""},null,"","","","","","","","","","","","","","","","","","","","","","","","","","","","","","","","","","","","","","","",""]
[{"$f":"IFERROR(IF('Historical scenario - output'!A13=\"\",\"\",'Historical scenario - output'!A13),\"\")","v":""},{"$f":"IFERROR(IF('Historical scenario - output'!B13=\"\",\"\",'Historical scenario - output'!B13),\"\")","v":""},null,"","","","","","","","","","","","","","","","","","","","","","","","","","","","","","","","","","","","","","","",""]
[{"$f":"IFERROR(IF('Historical scenario - output'!A14=\"\",\"\",'Historical scenario - output'!A14),\"\")","v":""},{"$f":"IFERROR(IF('Historical scenario - output'!B14=\"\",\"\",'Historical scenario - output'!B14),\"\")","v":""},null,"","","","","","","","","","","","","","","","","","","","","","","","","","","","","","","","","","","","","","","",""]
[{"$f":"IFERROR(IF('Historical scenario - output'!A15=\"\",\"\",'Historical scenario - output'!A15),\"\")","v":""},{"$f":"IFERROR(IF('Historical scenario - output'!B15=\"\",\"\",'Historical scenario - output'!B15),\"\")","v":""},null,"","","","","","","","","","","","","","","","","","","","","","","","","","","","","","","","","","","","","","","",""]
[{"$f":"IFERROR(IF('Historical scenario - output'!A16=\"\",\"\",'Historical scenario - output'!A16),\"\")","v":""},{"$f":"IFERROR(IF('Historical scenario - output'!B16=\"\",\"\",'Historical scenario - output'!B16),\"\")","v":""},null,"","","","","","","","","","","","","","","","","","","","","","","","","","","","","","","","","","","","","","","",""]
[{"$f":"IFERROR(IF('Historical scenario - output'!A17=\"\",\"\",'Historical scenario - output'!A17),\"\")","v":""},{"$f":"IFERROR(IF('Historical scenario - output'!B17=\"\",\"\",'Historical scenario - output'!B17),\"\")","v":""},null,"","","","","","","","","","","","","","","","","","","","","","","","","","","","","","","","","","","","","","","",""]
[null,null,"Total",{"$f":"IFERROR(SUM(D$6:D$17),\"\")","v":10897.848783276022},{"$f":"IFERROR(SUM(E$6:E$17),\"\")","v":11479.2263539136},12104.994536056545,12777.61366857736,13498.010253846462,14265.752208285605,15079.353932630187,15936.675589847277,16835.369715265842,17773.319613745029,18749.00915019021,19761.764068654182,20811.812375570771,21900.126582657103,23028.033845213024,24196.610243688869,25405.910279982207,26654.11816787205,27936.738114503063,29245.959632300517]
[]
["ID","Asset group","Asset category"]
[{"$f":"IFERROR('Lives scenario - input'!A6,\"\")","v":1},{"$f":"IFERROR('Lives scenario - input'!B6,\"\")","v":"OVERHEAD CONDUCTORS"},{"$f":"IFERROR('Lives scenario - input'!C6,\"\")","v":"˂ = 1 kv"},{"$f":"IFERROR(repcalc('Lives scenario - input'!$CX6:$GJ6,'Lives scenario - input'!$I6,'Lives scenario - input'!$G6,'Lives scenario - input'!$H6,20,TRUE,TRUE),\"\")","v":43.819951536686538},54.078522786135935,66.169173226876907,80.274115883807056,96.559846221640129,115.16822154769541,136.20704321182782,159.74060764369193,185.7807910154213,214.27930861791236,245.12183338691057,278.1246589483174,313.03454373537903,349.53226999004028,387.24029464234985,425.73466259150359,464.56110596157509,503.25497909727312,541.36439570594644,578.4756614278183,{"$f":"IFERROR(IF(OR(D21=\"\",'Lives scenario - input'!$F6=\"\"),\"\",D21/'Lives scenario - input'!$F6),\"\")","v":0.39715442134541129},{"$f":"IFERROR(IF(OR(E21=\"\",'Lives scenario - input'!$F6=\"\"),\"\",E21/'Lives scenario - input'!$F6),\"\")","v":0.49013117703613246},{"$f":"IFERROR(IF(OR(F21=\"\",'Lives scenario - input'!$F6=\"\"),\"\",F21/'Lives scenario - input'!$F6),\"\")","v":0.59971266015260638},{"$f":"IFERROR(IF(OR(G21=\"\",'Lives scenario - input'!$F6=\"\"),\"\",G21/'Lives scenario - input'!$F6),\"\")","v":0.72755032638857609},{"$f":"IFERROR(IF(OR(H21=\"\",'Lives scenario - input'!$F6=\"\"),\"\",H21/'Lives scenario - input'!$F6),\"\")","v":0.8751531780963071},{"$f":"IFERROR(IF(OR(I21=\"\",'Lives scenario - input'!$F6=\"\"),\"\",I21/'Lives scenario - input'!$F6),\"\")","v":1.0438069140232031},{"$f":"IFERROR(IF(OR(J21=\"\",'Lives scenario - input'!$F6=\"\"),\"\",J21/'Lives scenario - input'!$F6),\"\")","v":1.2344885727377812},{"$f":"IFERROR(IF(OR(K21=\"\",'Lives scenario - input'!$F6=\"\"),\"\",K21/'Lives scenario - input'!$F6),\"\")","v":1.447780893618305},{"$f":"IFERROR(IF(OR(L21=\"\",'Lives scenario - input'!$F6=\"\"),\"\",L21/'Lives scenario - input'!$F6),\"\")","v":1.6837915142614877},{"$f":"IFERROR(IF(OR(M21=\"\",'Lives scenario - input'!$F6=\"\"),\"\",M21/'Lives scenario - input'!$F6),\"\")","v":1.9420828147012781},{"$f":"IFERROR(IF(OR(N21=\"\",'Lives scenario - input'!$F6=\"\"),\"\",N21/'Lives scenario - input'!$F6),\"\")","v":2.2216186117047911},{"$f":"IFERROR(IF(OR(O21=\"\",'Lives scenario - input'!$F6=\"\"),\"\",O21/'Lives scenario - input'!$F6),\"\")","v":2.5207339148705326},{"$f":"IFERROR(IF(OR(P21=\"\",'Lives scenario - input'!$F6=\"\"),\"\",P21/'Lives scenario - input'!$F6),\"\")","v":2.8371335138119607},{"$f":"IFERROR(IF(OR(Q21=\"\",'Lives scenario - input'!$F6=\"\"),\"\",Q21/'Lives scenario - input'!$F6),\"\")","v":3.167924234540112},{"$f":"IFERROR(IF(OR(R21=\"\",'Lives scenario - input'!$F6=\"\"),\"\",R21/'Lives scenario - input'!$F6),\"\")","v":3.5096842818630427},{"$f":"IFERROR(IF(OR(S21=\"\",'Lives scenario - input'!$F6=\"\"),\"\",S21/'Lives scenario - input'!$F6),\"\")","v":3.8585712133126142},{"$f":"IFERROR(IF(OR(T21=\"\",'Lives scenario - input'!$F6=\"\"),\"\",T21/'Lives scenario - input'!$F6),\"\")","v":4.2104678519164072},{"$f":"IFERROR(IF(OR(U21=\"\",'Lives scenario - input'!$F6=\"\"),\"\",U21/'Lives scenario - input'!$F6),\"\")","v":4.5611629635245325},{"$f":"IFERROR(IF(OR(V21=\"\",'Lives scenario - input'!$F6=\"\"),\"\",V21/'Lives scenario - input'!$F6),\"\")","v":4.906560956225583},{"$f":"IFERROR(IF(OR(W21=\"\",'Lives scenario - input'!$F6=\"\"),\"\",W21/'Lives scenario - input'!$F6),\"\")","v":5.2429123839725138}]
[{"$f":"IFERROR('Lives scenario - input'!A7,\"\")","v":1},{"$f":"IFERROR('Lives scenario - input'!B7,\"\")","v":"OVERHEAD CONDUCTORS"},{"$f":"IFERROR('Lives scenario - input'!C7,\"\")","v":"˃ 11 kv & < = 22 kv ; multiple-phase"},{"$f":"IFERROR(repcalc('Lives scenario - input'!$CX7:$GJ7,'Lives scenario - input'!$I7,'Lives scenario - input'!$G7,'Lives scenario - input'!$H7,20,TRUE,TRUE),\"\")","v":0.16320456222635149},0.20063482567044441,0.24449315308846475,0.29533941897596672,0.35365459159134183,0.41980758343852348,0.49402126375752525,0.57633952737609884,0.66659763236985148,0.76439823466967027,0.86909562453449551,0.97979057713148565,1.0953379466410653,1.2143686529226638,1.3353270402535649,1.4565237544790222,1.5762033303295471,1.6926246616452583,1.8041515118490967,1.9093492843380182,{"$f":"IFERROR(IF(OR(D22=\"\",'Lives scenario - input'!$F7=\"\"),\"\",D22/'Lives scenario - input'!$F7),\"\")","v":1.4791758365518034E-3},{"$f":"IFERROR(IF(OR(E22=\"\",'Lives scenario - input'!$F7=\"\"),\"\",E22/'Lives scenario - input'!$F7),\"\")","v":1.8184184440316266E-3},{"$f":"IFERROR(IF(OR(F22=\"\",'Lives scenario - input'!$F7=\"\"),\"\",F22/'Lives scenario - input'!$F7),\"\")","v":2.215920678425895E-3},{"$f":"IFERROR(IF(OR(G22=\"\",'Lives scenario - input'!$F7=\"\"),\"\",G22/'Lives scenario - input'!$F7),\"\")","v":2.6767568637242581E-3},{"$f":"IFERROR(IF(OR(H22=\"\",'Lives scenario - input'!$F7=\"\"),\"\",H22/'Lives scenario - input'!$F7),\"\")","v":3.2052861711181096E-3},{"$f":"IFERROR(IF(OR(I22=\"\",'Lives scenario - input'!$F7=\"\"),\"\",I22/'Lives scenario - input'!$F7),\"\")","v":3.8048521741826983E-3},{"$f":"IFERROR(IF(OR(J22=\"\",'Lives scenario - input'!$F7=\"\"),\"\",J22/'Lives scenario - input'!$F7),\"\")","v":4.4774748090646724E-3},{"$f":"IFERROR(IF(OR(K22=\"\",'Lives scenario - input'!$F7=\"\"),\"\",K22/'Lives scenario - input'!$F7),\"\")","v":5.2235519088127775E-3},{"$f":"IFERROR(IF(OR(L22=\"\",'Lives scenario - input'!$F7=\"\"),\"\",L22/'Lives scenario - input'!$F7),\"\")","v":6.0415903639789402E-3},{"$f":"IFERROR(IF(OR(M22=\"\",'Lives scenario - input'!$F7=\"\"),\"\",M22/'Lives scenario - input'!$F7),\"\")","v":6.9279889164989804E-3},{"$f":"IFERROR(IF(OR(N22=\"\",'Lives scenario - input'!$F7=\"\"),\"\",N22/'Lives scenario - input'!$F7),\"\")","v":7.876895289736922E-3},{"$f":"IFERROR(IF(OR(O22=\"\",'Lives scenario - input'!$F7=\"\"),\"\",O22/'Lives scenario - input'!$F7),\"\")","v":8.8801595176242823E-3},{"$f":"IFERROR(IF(OR(P22=\"\",'Lives scenario - input'!$F7=\"\"),\"\",P22/'Lives scenario - input'!$F7),\"\")","v":9.9274027724951096E-3},{"$f":"IFERROR(IF(OR(Q22=\"\",'Lives scenario - input'!$F7=\"\"),\"\",Q22/'Lives scenario - input'!$F7),\"\")","v":1.1006216637362712E-2},{"$f":"IFERROR(IF(OR(R22=\"\",'Lives scenario - input'!$F7=\"\"),\"\",R22/'Lives scenario - input'!$F7),\"\")","v":1.2102501700276559E-2},{"$f":"IFERROR(IF(OR(S22=\"\",'Lives scenario - input'!$F7=\"\"),\"\",S22/'Lives scenario - input'!$F7),\"\")","v":1.3200946797069478E-2},{"$f":"IFERROR(IF(OR(T22=\"\",'Lives scenario - input'!$F7=\"\"),\"\",T22/'Lives scenario - input'!$F7),\"\")","v":1.4285641577117005E-2},{"$f":"IFERROR(IF(OR(U22=\"\",'Lives scenario - input'!$F7=\"\"),\"\",U22/'Lives scenario - input'!$F7),\"\")","v":1.5340805831058348E-2},{"$f":"IFERROR(IF(OR(V22=\"\",'Lives scenario - input'!$F7=\"\"),\"\",V22/'Lives scenario - input'!$F7),\"\")","v":1.6351609816546531E-2},{"$f":"IFERROR(IF(OR(W22=\"\",'Lives scenario - input'!$F7=\"\"),\"\",W22/'Lives scenario - input'!$F7),\"\")","v":1.730505131966379E-2}]
[{"$f":"IFERROR('Lives scenario - input'!A8,\"\")","v":1},{"$f":"IFERROR('Lives scenario - input'!B8,\"\")","v":"OVERHEAD CONDUCTORS"},{"$f":"IFERROR('Lives scenario - input'!C8,\"\")","v":"> 1 kv & < = 11 kv"},{"$f":"IFERROR(repcalc('Lives scenario - input'!$CX8:$GJ8,'Lives scenario - input'!$I8,'Lives scenario - input'!$G8,'Lives scenario - input'!$H8,20,TRUE,TRUE),\"\")","v":9.673279864294706},11.871167079833448,14.446528792173931,17.434026260958571,20.864658243068604,24.764040441237125,29.1506357935335,34.034033140132507,39.41338890025002,45.276158568724696,51.597250218109657,58.338729134672668,65.450190025841067,72.869890318507828,80.526705069585375,88.342921901824937,96.237844963414588,104.13212276440102,111.95265907356774,119.63791249952891,{"$f":"IFERROR(IF(OR(D23=\"\",'Lives scenario - input'!$F8=\"\"),\"\",D23/'Lives scenario - input'!$F8),\"\")","v":8.7672070193865859E-2},{"$f":"IFERROR(IF(OR(E23=\"\",'Lives scenario - input'!$F8=\"\"),\"\",E23/'Lives scenario - input'!$F8),\"\")","v":0.10759223428941408},{"$f":"IFERROR(IF(OR(F23=\"\",'Lives scenario - input'!$F8=\"\"),\"\",F23/'Lives scenario - input'!$F8),\"\")","v":0.13093357207623019},{"$f":"IFERROR(IF(OR(G23=\"\",'Lives scenario - input'!$F8=\"\"),\"\",G23/'Lives scenario - input'!$F8),\"\")","v":0.15801022978299867},{"$f":"IFERROR(IF(OR(H23=\"\",'Lives scenario - input'!$F8=\"\"),\"\",H23/'Lives scenario - input'!$F8),\"\")","v":0.18910315918898579},{"$f":"IFERROR(IF(OR(I23=\"\",'Lives scenario - input'!$F8=\"\"),\"\",I23/'Lives scenario - input'!$F8),\"\")","v":0.22444452370924695},{"$f":"IFERROR(IF(OR(J23=\"\",'Lives scenario - input'!$F8=\"\"),\"\",J23/'Lives scenario - input'!$F8),\"\")","v":0.26420165893472031},{"$f":"IFERROR(IF(OR(K23=\"\",'Lives scenario - input'!$F8=\"\"),\"\",K23/'Lives scenario - input'!$F8),\"\")","v":0.3084614716313297},{"$f":"IFERROR(IF(OR(L23=\"\",'Lives scenario - input'!$F8=\"\"),\"\",L23/'Lives scenario - input'!$F8),\"\")","v":0.35721631615305238},{"$f":"IFERROR(IF(OR(M23=\"\",'Lives scenario - input'!$F8=\"\"),\"\",M23/'Lives scenario - input'!$F8),\"\")","v":0.41035249758436015},{"$f":"IFERROR(IF(OR(N23=\"\",'Lives scenario - input'!$F8=\"\"),\"\",N23/'Lives scenario - input'!$F8),\"\")","v":0.46764259965535443},{"$f":"IFERROR(IF(OR(O23=\"\",'Lives scenario - input'!$F8=\"\"),\"\",O23/'Lives scenario - input'!$F8),\"\")","v":0.52874280776211868},{"$f":"IFERROR(IF(OR(P23=\"\",'Lives scenario - input'!$F8=\"\"),\"\",P23/'Lives scenario - input'!$F8),\"\")","v":0.5931962824034116},{"$f":"IFERROR(IF(OR(Q23=\"\",'Lives scenario - input'!$F8=\"\"),\"\",Q23/'Lives scenario - input'!$F8),\"\")","v":0.6604434306304785},{"$f":"IFERROR(IF(OR(R23=\"\",'Lives scenario - input'!$F8=\"\"),\"\",R23/'Lives scenario - input'!$F8),\"\")","v":0.72983962403492131},{"$f":"IFERROR(IF(OR(S23=\"\",'Lives scenario - input'!$F8=\"\"),\"\",S23/'Lives scenario - input'!$F8),\"\")","v":0.80068053015777407},{"$f":"IFERROR(IF(OR(T23=\"\",'Lives scenario - input'!$F8=\"\"),\"\",T23/'Lives scenario - input'!$F8),\"\")","v":0.87223477634326108},{"$f":"IFERROR(IF(OR(U23=\"\",'Lives scenario - input'!$F8=\"\"),\"\",U23/'Lives scenario - input'!$F8),\"\")","v":0.94378317432279402},{"$f":"IFERROR(IF(OR(V23=\"\",'Lives scenario - input'!$F8=\"\"),\"\",V23/'Lives scenario - input'!$F8),\"\")","v":1.0146632292648343},{"$f":"IFERROR(IF(OR(W23=\"\",'Lives scenario - input'!$F8=\"\"),\"\",W23/'Lives scenario - input'!$F8),\"\")","v":1.0843171715957629}]
[{"$f":"IFERROR('Lives scenario - input'!A9,\"\")","v":1},{"$f":"IFERROR('Lives scenario - input'!B9,\"\")","v":"OVERHEAD CONDUCTORS"},{"$f":"IFERROR('Lives scenario - input'!C9,\"\")","v":"> 22 kv & < = 66 kv"},{"$f":"IFERROR(repcalc('Lives scenario - input'!$CX9:$GJ9,'Lives scenario - input'!$I9,'Lives scenario - input'!$G9,'Lives scenario - input'!$H9,20,TRUE,TRUE),\"\")","v":0.8322078377776958},1.0476640493225715,1.307795603115204,1.618836580623972,1.9871591570453797,2.4191022280336405,2.9207758929160765,3.4978514958245364,4.1553509260609411,4.8974528311039887,5.727336945188652,6.6470904795280594,7.6577020307725698,8.7591683273156953,9.9507369834873423,11.231303994432638,12.599977832678498,14.05681271506708,15.603702094724335,17.245410093371643,{"$f":"IFERROR(IF(OR(D24=\"\",'Lives scenario - input'!$F9=\"\"),\"\",D24/'Lives scenario - input'!$F9),\"\")","v":7.542569324272436E-3},{"$f":"IFERROR(IF(OR(E24=\"\",'Lives scenario - input'!$F9=\"\"),\"\",E24/'Lives scenario - input'!$F9),\"\")","v":9.4953187915953283E-3},{"$f":"IFERROR(IF(OR(F24=\"\",'Lives scenario - input'!$F9=\"\"),\"\",F24/'Lives scenario - input'!$F9),\"\")","v":1.1852975363481344E-2},{"$f":"IFERROR(IF(OR(G24=\"\",'Lives scenario - input'!$F9=\"\"),\"\",G24/'Lives scenario - input'!$F9),\"\")","v":1.4672040540533948E-2},{"$f":"IFERROR(IF(OR(H24=\"\",'Lives scenario - input'!$F9=\"\"),\"\",H24/'Lives scenario - input'!$F9),\"\")","v":1.8010267411566135E-2},{"$f":"IFERROR(IF(OR(I24=\"\",'Lives scenario - input'!$F9=\"\"),\"\",I24/'Lives scenario - input'!$F9),\"\")","v":2.1925107442114337E-2},{"$f":"IFERROR(IF(OR(J24=\"\",'Lives scenario - input'!$F9=\"\"),\"\",J24/'Lives scenario - input'!$F9),\"\")","v":2.6471938442459195E-2},{"$f":"IFERROR(IF(OR(K24=\"\",'Lives scenario - input'!$F9=\"\"),\"\",K24/'Lives scenario - input'!$F9),\"\")","v":3.1702161642359013E-2},{"$f":"IFERROR(IF(OR(L24=\"\",'Lives scenario - input'!$F9=\"\"),\"\",L24/'Lives scenario - input'!$F9),\"\")","v":3.7661292051982063E-2},{"$f":"IFERROR(IF(OR(M24=\"\",'Lives scenario - input'!$F9=\"\"),\"\",M24/'Lives scenario - input'!$F9),\"\")","v":4.4387202107586496E-2},{"$f":"IFERROR(IF(OR(N24=\"\",'Lives scenario - input'!$F9=\"\"),\"\",N24/'Lives scenario - input'!$F9),\"\")","v":5.1908710770988499E-2},{"$f":"IFERROR(IF(OR(O24=\"\",'Lives scenario - input'!$F9=\"\"),\"\",O24/'Lives scenario - input'!$F9),\"\")","v":6.0244735113807416E-2},{"$f":"IFERROR(IF(OR(P24=\"\",'Lives scenario - input'!$F9=\"\"),\"\",P24/'Lives scenario - input'!$F9),\"\")","v":6.9404235107856288E-2},{"$f":"IFERROR(IF(OR(Q24=\"\",'Lives scenario - input'!$F9=\"\"),\"\",Q24/'Lives scenario - input'!$F9),\"\")","v":7.9387181101505278E-2},{"$f":"IFERROR(IF(OR(R24=\"\",'Lives scenario - input'!$F9=\"\"),\"\",R24/'Lives scenario - input'!$F9),\"\")","v":9.0186753979603532E-2},{"$f":"IFERROR(IF(OR(S24=\"\",'Lives scenario - input'!$F9=\"\"),\"\",S24/'Lives scenario - input'!$F9),\"\")","v":0.10179294778838059},{"$f":"IFERROR(IF(OR(T24=\"\",'Lives scenario - input'!$F9=\"\"),\"\",T24/'Lives scenario - input'!$F9),\"\")","v":0.1141976823254339},{"$f":"IFERROR(IF(OR(U24=\"\",'Lives scenario - input'!$F9=\"\"),\"\",U24/'Lives scenario - input'!$F9),\"\")","v":0.12740144897557379},{"$f":"IFERROR(IF(OR(V24=\"\",'Lives scenario - input'!$F9=\"\"),\"\",V24/'Lives scenario - input'!$F9),\"\")","v":0.14142140871808503},{"$f":"IFERROR(IF(OR(W24=\"\",'Lives scenario - input'!$F9=\"\"),\"\",W24/'Lives scenario - input'!$F9),\"\")","v":0.15630074033201968}]
[{"$f":"IFERROR('Lives scenario - input'!A10,\"\")","v":2},{"$f":"IFERROR('Lives scenario - input'!B10,\"\")","v":"POLES"},{"$f":"IFERROR('Lives scenario - input'!C10,\"\")","v":"˂ = 1 kv ; concrete"},{"$f":"IFERROR(repcalc('Lives scenario - input'!$CX10:$GJ10,'Lives scenario - input'!$I10,'Lives scenario - input'!$G10,'Lives scenario - input'!$H10,20,TRUE,TRUE),\"\")","v":77.277720098325872},97.980971646169991,122.46167527278023,150.93292008434537,183.51805263140659,220.24540123491121,261.05494142918707,305.81863433279534,354.37444106373005,406.57183823784862,462.32429685834779,521.66199998103502,584.77647209171596,652.04816516711787,724.04868835744401,801.51141010862796,885.26751712406417,976.14896401237729,1074.8645610963561,1181.8600515363014,{"$f":"IFERROR(IF(OR(D25=\"\",'Lives scenario - input'!$F10=\"\"),\"\",D25/'Lives scenario - input'!$F10),\"\")","v":3.4212053529042734},{"$f":"IFERROR(IF(OR(E25=\"\",'Lives scenario - input'!$F10=\"\"),\"\",E25/'Lives scenario - input'!$F10),\"\")","v":4.3377706310709421},{"$f":"IFERROR(IF(OR(F25=\"\",'Lives scenario - input'!$F10=\"\"),\"\",F25/'Lives scenario - input'!$F10),\"\")","v":5.4215696119888115},{"$f":"IFERROR(IF(OR(G25=\"\",'Lives scenario - input'!$F10=\"\"),\"\",G25/'Lives scenario - input'!$F10),\"\")","v":6.682036083168839},{"$f":"IFERROR(IF(OR(H25=\"\",'Lives scenario - input'!$F10=\"\"),\"\",H25/'Lives scenario - input'!$F10),\"\")","v":8.1246307890330485},{"$f":"IFERROR(IF(OR(I25=\"\",'Lives scenario - input'!$F10=\"\"),\"\",I25/'Lives scenario - input'!$F10),\"\")","v":9.7506078685899471},{"$f":"IFERROR(IF(OR(J25=\"\",'Lives scenario - input'!$F10=\"\"),\"\",J25/'Lives scenario - input'!$F10),\"\")","v":11.557309945004379},{"$f":"IFERROR(IF(OR(K25=\"\",'Lives scenario - input'!$F10=\"\"),\"\",K25/'Lives scenario - input'!$F10),\"\")","v":13.539068537037497},{"$f":"IFERROR(IF(OR(L25=\"\",'Lives scenario - input'!$F10=\"\"),\"\",L25/'Lives scenario - input'!$F10),\"\")","v":15.688709930327747},{"$f":"IFERROR(IF(OR(M25=\"\",'Lives scenario - input'!$F10=\"\"),\"\",M25/'Lives scenario - input'!$F10),\"\")","v":17.999570219587671},{"$f":"IFERROR(IF(OR(N25=\"\",'Lives scenario - input'!$F10=\"\"),\"\",N25/'Lives scenario - input'!$F10),\"\")","v":20.467818630996977},{"$f":"IFERROR(IF(OR(O25=\"\",'Lives scenario - input'!$F10=\"\"),\"\",O25/'Lives scenario - input'!$F10),\"\")","v":23.094791415572956},{"$f":"IFERROR(IF(OR(P25=\"\",'Lives scenario - input'!$F10=\"\"),\"\",P25/'Lives scenario - input'!$F10),\"\")","v":25.888967661404862},{"$f":"IFERROR(IF(OR(Q25=\"\",'Lives scenario - input'!$F10=\"\"),\"\",Q25/'Lives scenario - input'!$F10),\"\")","v":28.867190571651982},{"$f":"IFERROR(IF(OR(R25=\"\",'Lives scenario - input'!$F10=\"\"),\"\",R25/'Lives scenario - input'!$F10),\"\")","v":32.054766176072384},{"$f":"IFERROR(IF(OR(S25=\"\",'Lives scenario - input'!$F10=\"\"),\"\",S25/'Lives scenario - input'!$F10),\"\")","v":35.484161841064655},{"$f":"IFERROR(IF(OR(T25=\"\",'Lives scenario - input'!$F10=\"\"),\"\",T25/'Lives scenario - input'!$F10),\"\")","v":39.192175500047348},{"$f":"IFERROR(IF(OR(U25=\"\",'Lives scenario - input'!$F10=\"\"),\"\",U25/'Lives scenario - input'!$F10),\"\")","v":43.215639082802788},{"$f":"IFERROR(IF(OR(V25=\"\",'Lives scenario - input'!$F10=\"\"),\"\",V25/'Lives scenario - input'!$F10),\"\")","v":47.585932729265657},{"$f":"IFERROR(IF(OR(W25=\"\",'Lives scenario - input'!$F10=\"\"),\"\",W25/'Lives scenario - input'!$F10),\"\")","v":52.322790185256899}]
[{"$f":"IFERROR('Lives scenario - input'!A11,\"\")","v":2},{"$f":"IFERROR('Lives scenario - input'!B11,\"\")","v":"POLES"},{"$f":"IFERROR('Lives scenario - input'!C11,\"\")","v":"˂ = 1 kv ; steel"},{"$f":"IFERROR(repcalc('Lives scenario - input'!$CX11:$GJ11,'Lives scenario - input'!$I11,'Lives scenario - input'!$G11,'Lives scenario - input'!$H11,20,TRUE,TRUE),\"\")","v":26.465672588030753},29.467305115686759,33.317957372475718,38.242739880243349,44.492758868661518,52.342009361560272,62.082728329576071,74.019051200490466,88.458873911570947,105.70391346380306,126.03808309519242,149.71444970599316,176.94121186152708,207.86731224040253,242.56846011756511,281.03446600691069,323.15886028254704,368.73176145083488,417.43686452704878,468.85323104684318,{"$f":"IFERROR(IF(OR(D26=\"\",'Lives scenario - input'!$F11=\"\"),\"\",D26/'Lives scenario - input'!$F11),\"\")","v":1.6132070631778699},{"$f":"IFERROR(IF(OR(E26=\"\",'Lives scenario - input'!$F11=\"\"),\"\",E26/'Lives scenario - input'!$F11),\"\")","v":1.7961706655035878},{"$f":"IFERROR(IF(OR(F26=\"\",'Lives scenario - input'!$F11=\"\"),\"\",F26/'Lives scenario - input'!$F11),\"\")","v":2.030886008475945},{"$f":"IFERROR(IF(OR(G26=\"\",'Lives scenario - input'!$F11=\"\"),\"\",G26/'Lives scenario - input'!$F11),\"\")","v":2.3310746358278376},{"$f":"IFERROR(IF(OR(H26=\"\",'Lives scenario - input'!$F11=\"\"),\"\",H26/'Lives scenario - input'!$F11),\"\")","v":2.7120426517955067},{"$f":"IFERROR(IF(OR(I26=\"\",'Lives scenario - input'!$F11=\"\"),\"\",I26/'Lives scenario - input'!$F11),\"\")","v":3.1904913401361656},{"$f":"IFERROR(IF(OR(J26=\"\",'Lives scenario - input'!$F11=\"\"),\"\",J26/'Lives scenario - input'!$F11),\"\")","v":3.7842339169539709},{"$f":"IFERROR(IF(OR(K26=\"\",'Lives scenario - input'!$F11=\"\"),\"\",K26/'Lives scenario - input'!$F11),\"\")","v":4.5118088652074748},{"$f":"IFERROR(IF(OR(L26=\"\",'Lives scenario - input'!$F11=\"\"),\"\",L26/'Lives scenario - input'!$F11),\"\")","v":5.3919838885728844},{"$f":"IFERROR(IF(OR(M26=\"\",'Lives scenario - input'!$F11=\"\"),\"\",M26/'Lives scenario - input'!$F11),\"\")","v":6.443150055535301},{"$f":"IFERROR(IF(OR(N26=\"\",'Lives scenario - input'!$F11=\"\"),\"\",N26/'Lives scenario - input'!$F11),\"\")","v":7.6826132115954158},{"$f":"IFERROR(IF(OR(O26=\"\",'Lives scenario - input'!$F11=\"\"),\"\",O26/'Lives scenario - input'!$F11),\"\")","v":9.1257989730714453},{"$f":"IFERROR(IF(OR(P26=\"\",'Lives scenario - input'!$F11=\"\"),\"\",P26/'Lives scenario - input'!$F11),\"\")","v":10.785398020504511},{"$f":"IFERROR(IF(OR(Q26=\"\",'Lives scenario - input'!$F11=\"\"),\"\",Q26/'Lives scenario - input'!$F11),\"\")","v":12.670489109793992},{"$f":"IFERROR(IF(OR(R26=\"\",'Lives scenario - input'!$F11=\"\"),\"\",R26/'Lives scenario - input'!$F11),\"\")","v":14.785687076881961},{"$f":"IFERROR(IF(OR(S26=\"\",'Lives scenario - input'!$F11=\"\"),\"\",S26/'Lives scenario - input'!$F11),\"\")","v":17.130370824726629},{"$f":"IFERROR(IF(OR(T26=\"\",'Lives scenario - input'!$F11=\"\"),\"\",T26/'Lives scenario - input'!$F11),\"\")","v":19.698050529503117},{"$f":"IFERROR(IF(OR(U26=\"\",'Lives scenario - input'!$F11=\"\"),\"\",U26/'Lives scenario - input'!$F11),\"\")","v":22.475932928284024},{"$f":"IFERROR(IF(OR(V26=\"\",'Lives scenario - input'!$F11=\"\"),\"\",V26/'Lives scenario - input'!$F11),\"\")","v":25.444737746450208},{"$f":"IFERROR(IF(OR(W26=\"\",'Lives scenario - input'!$F11=\"\"),\"\",W26/'Lives scenario - input'!$F11),\"\")","v":28.578806807297994}]
[{"$f":"IFERROR('Lives scenario - input'!A12,\"\")","v":2},{"$f":"IFERROR('Lives scenario - input'!B12,\"\")","v":"POLES"},{"$f":"IFERROR('Lives scenario - input'!C12,\"\")","v":"˂ = 1 kv ; wood"},{"$f":"IFERROR(repcalc('Lives scenario - input'!$CX12:$GJ12,'Lives scenario - input'!$I12,'Lives scenario - input'!$G12,'Lives scenario - input'!$H12,20,TRUE,TRUE),\"\")","v":1070.3717866252455},1126.8441917886557,1176.9914331175701,1220.3513111575166,1256.7955512916033,1286.5585127365935,1310.2484473470629,1328.8399328452515,1343.6472205200848,1356.2793591071033,1368.5790006546008,1382.5476897576636,1400.2611328286619,1423.7784098029815,1455.049320194169,1495.8240617734143,1547.5692509433366,1611.3939447547743,1687.9888526136731,1777.5813641104414,{"$f":"IFERROR(IF(OR(D27=\"\",'Lives scenario - input'!$F12=\"\"),\"\",D27/'Lives scenario - input'!$F12),\"\")","v":143.18203640089379},{"$f":"IFERROR(IF(OR(E27=\"\",'Lives scenario - input'!$F12=\"\"),\"\",E27/'Lives scenario - input'!$F12),\"\")","v":150.73626575632841},{"$f":"IFERROR(IF(OR(F27=\"\",'Lives scenario - input'!$F12=\"\"),\"\",F27/'Lives scenario - input'!$F12),\"\")","v":157.44438738572907},{"$f":"IFERROR(IF(OR(G27=\"\",'Lives scenario - input'!$F12=\"\"),\"\",G27/'Lives scenario - input'!$F12),\"\")","v":163.24457355788905},{"$f":"IFERROR(IF(OR(H27=\"\",'Lives scenario - input'!$F12=\"\"),\"\",H27/'Lives scenario - input'!$F12),\"\")","v":168.11966516875256},{"$f":"IFERROR(IF(OR(I27=\"\",'Lives scenario - input'!$F12=\"\"),\"\",I27/'Lives scenario - input'!$F12),\"\")","v":172.1010121009723},{"$f":"IFERROR(IF(OR(J27=\"\",'Lives scenario - input'!$F12=\"\"),\"\",J27/'Lives scenario - input'!$F12),\"\")","v":175.26997929733827},{"$f":"IFERROR(IF(OR(K27=\"\",'Lives scenario - input'!$F12=\"\"),\"\",K27/'Lives scenario - input'!$F12),\"\")","v":177.75693456522811},{"$f":"IFERROR(IF(OR(L27=\"\",'Lives scenario - input'!$F12=\"\"),\"\",L27/'Lives scenario - input'!$F12),\"\")","v":179.73768333808303},{"$f":"IFERROR(IF(OR(M27=\"\",'Lives scenario - input'!$F12=\"\"),\"\",M27/'Lives scenario - input'!$F12),\"\")","v":181.42746566380205},{"$f":"IFERROR(IF(OR(N27=\"\",'Lives scenario - input'!$F12=\"\"),\"\",N27/'Lives scenario - input'!$F12),\"\")","v":183.07277035678561},{"$f":"IFERROR(IF(OR(O27=\"\",'Lives scenario - input'!$F12=\"\"),\"\",O27/'Lives scenario - input'!$F12),\"\")","v":184.94134105027661},{"$f":"IFERROR(IF(OR(P27=\"\",'Lives scenario - input'!$F12=\"\"),\"\",P27/'Lives scenario - input'!$F12),\"\")","v":187.31084189313168},{"$f":"IFERROR(IF(OR(Q27=\"\",'Lives scenario - input'!$F12=\"\"),\"\",Q27/'Lives scenario - input'!$F12),\"\")","v":190.45671293519595},{"$f":"IFERROR(IF(OR(R27=\"\",'Lives scenario - input'!$F12=\"\"),\"\",R27/'Lives scenario - input'!$F12),\"\")","v":194.6397759473825},{"$f":"IFERROR(IF(OR(S27=\"\",'Lives scenario - input'!$F12=\"\"),\"\",S27/'Lives scenario - input'!$F12),\"\")","v":200.0941522734287},{"$f":"IFERROR(IF(OR(T27=\"\",'Lives scenario - input'!$F12=\"\"),\"\",T27/'Lives scenario - input'!$F12),\"\")","v":207.01602900063449},{"$f":"IFERROR(IF(OR(U27=\"\",'Lives scenario - input'!$F12=\"\"),\"\",U27/'Lives scenario - input'!$F12),\"\")","v":215.55376303545796},{"$f":"IFERROR(IF(OR(V27=\"\",'Lives scenario - input'!$F12=\"\"),\"\",V27/'Lives scenario - input'!$F12),\"\")","v":225.79974954427061},{"$f":"IFERROR(IF(OR(W27=\"\",'Lives scenario - input'!$F12=\"\"),\"\",W27/'Lives scenario - input'!$F12),\"\")","v":237.78440609320961}]
[{"$f":"IFERROR('Lives scenario - input'!A13,\"\")","v":2},{"$f":"IFERROR('Lives scenario - input'!B13,\"\")","v":"POLES"},{"$f":"IFERROR('Lives scenario - input'!C13,\"\")","v":"˃ 11 kv & < = 22 kv ; concrete"},{"$f":"IFERROR(repcalc('Lives scenario - input'!$CX13:$GJ13,'Lives scenario - input'!$I13,'Lives scenario - input'!$G13,'Lives scenario - input'!$H13,20,TRUE,TRUE),\"\")","v":0.77166839559719835},0.9281666969841772,1.0987224323984401,1.2801076019141482,1.4680598942313068,1.65744893017331,1.8425588412765947,2.0174799796430825,2.1765892150238946,2.3150856395809583,2.4295383189832491,2.5183965050031025,2.5824114529173547,2.6249229723536165,2.6519726569157602,2.6722183303525613,2.6966391534017475,2.7380364788436604,2.8103505166690925,2.9278261508389716,{"$f":"IFERROR(IF(OR(D28=\"\",'Lives scenario - input'!$F13=\"\"),\"\",D28/'Lives scenario - input'!$F13),\"\")","v":3.4162964982987126E-2},{"$f":"IFERROR(IF(OR(E28=\"\",'Lives scenario - input'!$F13=\"\"),\"\",E28/'Lives scenario - input'!$F13),\"\")","v":4.1091389187846113E-2},{"$f":"IFERROR(IF(OR(F28=\"\",'Lives scenario - input'!$F13=\"\"),\"\",F28/'Lives scenario - input'!$F13),\"\")","v":4.8642157950503258E-2},{"$f":"IFERROR(IF(OR(G28=\"\",'Lives scenario - input'!$F13=\"\"),\"\",G28/'Lives scenario - input'!$F13),\"\")","v":5.6672362673093578E-2},{"$f":"IFERROR(IF(OR(H28=\"\",'Lives scenario - input'!$F13=\"\"),\"\",H28/'Lives scenario - input'!$F13),\"\")","v":6.4993304177940359E-2},{"$f":"IFERROR(IF(OR(I28=\"\",'Lives scenario - input'!$F13=\"\"),\"\",I28/'Lives scenario - input'!$F13),\"\")","v":7.3377852566812896E-2},{"$f":"IFERROR(IF(OR(J28=\"\",'Lives scenario - input'!$F13=\"\"),\"\",J28/'Lives scenario - input'!$F13),\"\")","v":8.1572957416391798E-2},{"$f":"IFERROR(IF(OR(K28=\"\",'Lives scenario - input'!$F13=\"\"),\"\",K28/'Lives scenario - input'!$F13),\"\")","v":8.9316989385167508E-2},{"$f":"IFERROR(IF(OR(L28=\"\",'Lives scenario - input'!$F13=\"\"),\"\",L28/'Lives scenario - input'!$F13),\"\")","v":9.6361003715413437E-2},{"$f":"IFERROR(IF(OR(M28=\"\",'Lives scenario - input'!$F13=\"\"),\"\",M28/'Lives scenario - input'!$F13),\"\")","v":0.10249245671958913},{"$f":"IFERROR(IF(OR(N28=\"\",'Lives scenario - input'!$F13=\"\"),\"\",N28/'Lives scenario - input'!$F13),\"\")","v":0.10755945557679063},{"$f":"IFERROR(IF(OR(O28=\"\",'Lives scenario - input'!$F13=\"\"),\"\",O28/'Lives scenario - input'!$F13),\"\")","v":0.11149334624118501},{"$f":"IFERROR(IF(OR(P28=\"\",'Lives scenario - input'!$F13=\"\"),\"\",P28/'Lives scenario - input'!$F13),\"\")","v":0.11432738795710867},{"$f":"IFERROR(IF(OR(Q28=\"\",'Lives scenario - input'!$F13=\"\"),\"\",Q28/'Lives scenario - input'!$F13),\"\")","v":0.11620943931253658},{"$f":"IFERROR(IF(OR(R28=\"\",'Lives scenario - input'!$F13=\"\"),\"\",R28/'Lives scenario - input'!$F13),\"\")","v":0.11740697109143261},{"$f":"IFERROR(IF(OR(S28=\"\",'Lives scenario - input'!$F13=\"\"),\"\",S28/'Lives scenario - input'!$F13),\"\")","v":0.11830327867202642},{"$f":"IFERROR(IF(OR(T28=\"\",'Lives scenario - input'!$F13=\"\"),\"\",T28/'Lives scenario - input'!$F13),\"\")","v":0.1193844266462666},{"$f":"IFERROR(IF(OR(U28=\"\",'Lives scenario - input'!$F13=\"\"),\"\",U28/'Lives scenario - input'!$F13),\"\")","v":0.1212171508935346},{"$f":"IFERROR(IF(OR(V28=\"\",'Lives scenario - input'!$F13=\"\"),\"\",V28/'Lives scenario - input'!$F13),\"\")","v":0.12441860628046508},{"$f":"IFERROR(IF(OR(W28=\"\",'Lives scenario - input'!$F13=\"\"),\"\",W28/'Lives scenario - input'!$F13),\"\")","v":0.129619436066158}]
[{"$f":"IFERROR('Lives scenario - input'!A14,\"\")","v":2},{"$f":"IFERROR('Lives scenario - input'!B14,\"\")","v":"POLES"},{"$f":"IFERROR('Lives scenario - input'!C14,\"\")","v":"˃ 11 kv & < = 22 kv ; steel"},{"$f":"IFERROR(repcalc('Lives scenario - input'!$CX14:$GJ14,'Lives scenario - input'!$I14,'Lives scenario - input'!$G14,'Lives scenario - input'!$H14,20,TRUE,TRUE),\"\")","v":4.5288198162179005E-5},7.3791831187180971E-5,1.1872869894279038E-4,1.8863733219841335E-4,2.9595421399451782E-4,4.5850797801870279E-4,7.0144792378379621E-4,1.0596708825104562E-3,1.5807918354324674E-3,2.3286695023232696E-3,3.3874449572547215E-3,4.8659769453685484E-3,6.9024619076910494E-3,9.6689130119646718E-3,1.3375048345492356E-2,1.8271016607298657E-2,2.4648287248444083E-2,3.2837973837365655E-2,4.3205870137183522E-2,5.6143583458128282E-2,{"$f":"IFERROR(IF(OR(D29=\"\",'Lives scenario - input'!$F14=\"\"),\"\",D29/'Lives scenario - input'!$F14),\"\")","v":2.7605284132044938E-6},{"$f":"IFERROR(IF(OR(E29=\"\",'Lives scenario - input'!$F14=\"\"),\"\",E29/'Lives scenario - input'!$F14),\"\")","v":4.4979587380608093E-6},{"$f":"IFERROR(IF(OR(F29=\"\",'Lives scenario - input'!$F14=\"\"),\"\",F29/'Lives scenario - input'!$F14),\"\")","v":7.2370719126575545E-6},{"$f":"IFERROR(IF(OR(G29=\"\",'Lives scenario - input'!$F14=\"\"),\"\",G29/'Lives scenario - input'!$F14),\"\")","v":1.1498331495989905E-5},{"$f":"IFERROR(IF(OR(H29=\"\",'Lives scenario - input'!$F14=\"\"),\"\",H29/'Lives scenario - input'!$F14),\"\")","v":1.8039799548080777E-5},{"$f":"IFERROR(IF(OR(I29=\"\",'Lives scenario - input'!$F14=\"\"),\"\",I29/'Lives scenario - input'!$F14),\"\")","v":2.7948215039798154E-5},{"$f":"IFERROR(IF(OR(J29=\"\",'Lives scenario - input'!$F14=\"\"),\"\",J29/'Lives scenario - input'!$F14),\"\")","v":4.275654591190083E-5},{"$f":"IFERROR(IF(OR(K29=\"\",'Lives scenario - input'!$F14=\"\"),\"\",K29/'Lives scenario - input'!$F14),\"\")","v":6.4591917950459018E-5},{"$f":"IFERROR(IF(OR(L29=\"\",'Lives scenario - input'!$F14=\"\"),\"\",L29/'Lives scenario - input'!$F14),\"\")","v":9.635668792664208E-5},{"$f":"IFERROR(IF(OR(M29=\"\",'Lives scenario - input'!$F14=\"\"),\"\",M29/'Lives scenario - input'!$F14),\"\")","v":1.4194334477838846E-4},{"$f":"IFERROR(IF(OR(N29=\"\",'Lives scenario - input'!$F14=\"\"),\"\",N29/'Lives scenario - input'!$F14),\"\")","v":2.0648068221175656E-4},{"$f":"IFERROR(IF(OR(O29=\"\",'Lives scenario - input'!$F14=\"\"),\"\",O29/'Lives scenario - input'!$F14),\"\")","v":2.9660415209244851E-4},{"$f":"IFERROR(IF(OR(P29=\"\",'Lives scenario - input'!$F14=\"\"),\"\",P29/'Lives scenario - input'!$F14),\"\")","v":4.2073747666021176E-4},{"$f":"IFERROR(IF(OR(Q29=\"\",'Lives scenario - input'!$F14=\"\"),\"\",Q29/'Lives scenario - input'!$F14),\"\")","v":5.8936566649766848E-4},{"$f":"IFERROR(IF(OR(R29=\"\",'Lives scenario - input'!$F14=\"\"),\"\",R29/'Lives scenario - input'!$F14),\"\")","v":8.1527202414844141E-4},{"$f":"IFERROR(IF(OR(S29=\"\",'Lives scenario - input'!$F14=\"\"),\"\",S29/'Lives scenario - input'!$F14),\"\")","v":1.1137042878579461E-3},{"$f":"IFERROR(IF(OR(T29=\"\",'Lives scenario - input'!$F14=\"\"),\"\",T29/'Lives scenario - input'!$F14),\"\")","v":1.5024288898068648E-3},{"$f":"IFERROR(IF(OR(U29=\"\",'Lives scenario - input'!$F14=\"\"),\"\",U29/'Lives scenario - input'!$F14),\"\")","v":2.0016287573528875E-3},{"$f":"IFERROR(IF(OR(V29=\"\",'Lives scenario - input'!$F14=\"\"),\"\",V29/'Lives scenario - input'!$F14),\"\")","v":2.6336007386251908E-3},{"$f":"IFERROR(IF(OR(W29=\"\",'Lives scenario - input'!$F14=\"\"),\"\",W29/'Lives scenario - input'!$F14),\"\")","v":3.4222151387049995E-3}]
[{"$f":"IFERROR('Lives scenario - input'!A15,\"\")","v":2},{"$f":"IFERROR('Lives scenario - input'!B15,\"\")","v":"POLES"},{"$f":"IFERROR('Lives scenario - input'!C15,\"\")","v":"˃ 11 kv & < = 22 kv ; wood"},{"$f":"IFERROR(repcalc('Lives scenario - input'!$CX15:$GJ15,'Lives scenario - input'!$I15,'Lives scenario - input'!$G15,'Lives scenario - input'!$H15,20,TRUE,TRUE),\"\")","v":58.498811856027963},64.481168314725124,70.517265249278111,76.5368266813867,82.473712271894314,88.270070263154111,93.880429457703414,99.275461590909671,104.44514097723565,109.40104301559097,114.17755739721102,118.8318445449062,123.44243234421334,128.10643072297063,132.93542916961059,138.05023121166289,143.57466422545536,149.62877678826351,156.32179362016808,163.7452352853947,{"$f":"IFERROR(IF(OR(D30=\"\",'Lives scenario - input'!$F15=\"\"),\"\",D30/'Lives scenario - input'!$F15),\"\")","v":1.8113584746302278},{"$f":"IFERROR(IF(OR(E30=\"\",'Lives scenario - input'!$F15=\"\"),\"\",E30/'Lives scenario - input'!$F15),\"\")","v":1.9965962893124996},{"$f":"IFERROR(IF(OR(F30=\"\",'Lives scenario - input'!$F15=\"\"),\"\",F30/'Lives scenario - input'!$F15),\"\")","v":2.1834981252506505},{"$f":"IFERROR(IF(OR(G30=\"\",'Lives scenario - input'!$F15=\"\"),\"\",G30/'Lives scenario - input'!$F15),\"\")","v":2.3698879555337351},{"$f":"IFERROR(IF(OR(H30=\"\",'Lives scenario - input'!$F15=\"\"),\"\",H30/'Lives scenario - input'!$F15),\"\")","v":2.5537178092706352},{"$f":"IFERROR(IF(OR(I30=\"\",'Lives scenario - input'!$F15=\"\"),\"\",I30/'Lives scenario - input'!$F15),\"\")","v":2.733196363387238},{"$f":"IFERROR(IF(OR(J30=\"\",'Lives scenario - input'!$F15=\"\"),\"\",J30/'Lives scenario - input'!$F15),\"\")","v":2.9069156467425517},{"$f":"IFERROR(IF(OR(K30=\"\",'Lives scenario - input'!$F15=\"\"),\"\",K30/'Lives scenario - input'!$F15),\"\")","v":3.0739675383166292},{"$f":"IFERROR(IF(OR(L30=\"\",'Lives scenario - input'!$F15=\"\"),\"\",L30/'Lives scenario - input'!$F15),\"\")","v":3.2340416025658132},{"$f":"IFERROR(IF(OR(M30=\"\",'Lives scenario - input'!$F15=\"\"),\"\",M30/'Lives scenario - input'!$F15),\"\")","v":3.3874962603921177},{"$f":"IFERROR(IF(OR(N30=\"\",'Lives scenario - input'!$F15=\"\"),\"\",N30/'Lives scenario - input'!$F15),\"\")","v":3.5353963549382108},{"$f":"IFERROR(IF(OR(O30=\"\",'Lives scenario - input'!$F15=\"\"),\"\",O30/'Lives scenario - input'!$F15),\"\")","v":3.6795118027713873},{"$f":"IFERROR(IF(OR(P30=\"\",'Lives scenario - input'!$F15=\"\"),\"\",P30/'Lives scenario - input'!$F15),\"\")","v":3.8222741430366138},{"$f":"IFERROR(IF(OR(Q30=\"\",'Lives scenario - input'!$F15=\"\"),\"\",Q30/'Lives scenario - input'!$F15),\"\")","v":3.9666902896382839},{"$f":"IFERROR(IF(OR(R30=\"\",'Lives scenario - input'!$F15=\"\"),\"\",R30/'Lives scenario - input'!$F15),\"\")","v":4.1162155019079787},{"$f":"IFERROR(IF(OR(S30=\"\",'Lives scenario - input'!$F15=\"\"),\"\",S30/'Lives scenario - input'!$F15),\"\")","v":4.2745903428830223},{"$f":"IFERROR(IF(OR(T30=\"\",'Lives scenario - input'!$F15=\"\"),\"\",T30/'Lives scenario - input'!$F15),\"\")","v":4.4456490061202798},{"$f":"IFERROR(IF(OR(U30=\"\",'Lives scenario - input'!$F15=\"\"),\"\",U30/'Lives scenario - input'!$F15),\"\")","v":4.6331086783610909},{"$f":"IFERROR(IF(OR(V30=\"\",'Lives scenario - input'!$F15=\"\"),\"\",V30/'Lives scenario - input'!$F15),\"\")","v":4.8403513961986819},{"$f":"IFERROR(IF(OR(W30=\"\",'Lives scenario - input'!$F15=\"\"),\"\",W30/'Lives scenario - input'!$F15),\"\")","v":5.0702110043617452}]
[{"$f":"IFERROR('Lives scenario - input'!A16,\"\")","v":2},{"$f":"IFERROR('Lives scenario - input'!B16,\"\")","v":"POLES"},{"$f":"IFERROR('Lives scenario - input'!C16,\"\")","v":"> 1 kv & < = 11 kv ; concrete"},{"$f":"IFERROR(repcalc('Lives scenario - input'!$CX16:$GJ16,'Lives scenario - input'!$I16,'Lives scenario - input'!$G16,'Lives scenario - input'!$H16,20,TRUE,TRUE),\"\")","v":12.486087012478777},16.117694946087035,20.704234276967615,26.461023704494931,33.634559303853635,42.499165620029522,53.350094795972318,66.492511563625996,82.226095326039754,100.82540689427212,122.51668166595518,147.4522767830376,175.68455199176321,207.14142510010475,241.60613305233866,278.70377813079585,317.89699706152629,358.49254319309063,399.65974292522952,440.46074354046436,{"$f":"IFERROR(IF(OR(D31=\"\",'Lives scenario - input'!$F16=\"\"),\"\",D31/'Lives scenario - input'!$F16),\"\")","v":0.49040459993733526},{"$f":"IFERROR(IF(OR(E31=\"\",'Lives scenario - input'!$F16=\"\"),\"\",E31/'Lives scenario - input'!$F16),\"\")","v":0.63303993749589105},{"$f":"IFERROR(IF(OR(F31=\"\",'Lives scenario - input'!$F16=\"\"),\"\",F31/'Lives scenario - input'!$F16),\"\")","v":0.81318124064469988},{"$f":"IFERROR(IF(OR(G31=\"\",'Lives scenario - input'!$F16=\"\"),\"\",G31/'Lives scenario - input'!$F16),\"\")","v":1.0392853846658421},{"$f":"IFERROR(IF(OR(H31=\"\",'Lives scenario - input'!$F16=\"\"),\"\",H31/'Lives scenario - input'!$F16),\"\")","v":1.3210337700666377},{"$f":"IFERROR(IF(OR(I31=\"\",'Lives scenario - input'!$F16=\"\"),\"\",I31/'Lives scenario - input'!$F16),\"\")","v":1.6692007906665671},{"$f":"IFERROR(IF(OR(J31=\"\",'Lives scenario - input'!$F16=\"\"),\"\",J31/'Lives scenario - input'!$F16),\"\")","v":2.0953827943766452},{"$f":"IFERROR(IF(OR(K31=\"\",'Lives scenario - input'!$F16=\"\"),\"\",K31/'Lives scenario - input'!$F16),\"\")","v":2.6115654567839788},{"$f":"IFERROR(IF(OR(L31=\"\",'Lives scenario - input'!$F16=\"\"),\"\",L31/'Lives scenario - input'!$F16),\"\")","v":3.2295190112382901},{"$f":"IFERROR(IF(OR(M31=\"\",'Lives scenario - input'!$F16=\"\"),\"\",M31/'Lives scenario - input'!$F16),\"\")","v":3.9600271311651336},{"$f":"IFERROR(IF(OR(N31=\"\",'Lives scenario - input'!$F16=\"\"),\"\",N31/'Lives scenario - input'!$F16),\"\")","v":4.8119754570022648},{"$f":"IFERROR(IF(OR(O31=\"\",'Lives scenario - input'!$F16=\"\"),\"\",O31/'Lives scenario - input'!$F16),\"\")","v":5.7913479806256234},{"$f":"IFERROR(IF(OR(P31=\"\",'Lives scenario - input'!$F16=\"\"),\"\",P31/'Lives scenario - input'!$F16),\"\")","v":6.900201187816851},{"$f":"IFERROR(IF(OR(Q31=\"\",'Lives scenario - input'!$F16=\"\"),\"\",Q31/'Lives scenario - input'!$F16),\"\")","v":8.1357039723608153},{"$f":"IFERROR(IF(OR(R31=\"\",'Lives scenario - input'!$F16=\"\"),\"\",R31/'Lives scenario - input'!$F16),\"\")","v":9.4893427303144158},{"$f":"IFERROR(IF(OR(S31=\"\",'Lives scenario - input'!$F16=\"\"),\"\",S31/'Lives scenario - input'!$F16),\"\")","v":10.946392947499019},{"$f":"IFERROR(IF(OR(T31=\"\",'Lives scenario - input'!$F16=\"\"),\"\",T31/'Lives scenario - input'!$F16),\"\")","v":12.485749098931567},{"$f":"IFERROR(IF(OR(U31=\"\",'Lives scenario - input'!$F16=\"\"),\"\",U31/'Lives scenario - input'!$F16),\"\")","v":14.080183171030445},{"$f":"IFERROR(IF(OR(V31=\"\",'Lives scenario - input'!$F16=\"\"),\"\",V31/'Lives scenario - input'!$F16),\"\")","v":15.697069557854691},{"$f":"IFERROR(IF(OR(W31=\"\",'Lives scenario - input'!$F16=\"\"),\"\",W31/'Lives scenario - input'!$F16),\"\")","v":17.29957307747296}]
[{"$f":"IFERROR('Lives scenario - input'!A17,\"\")","v":2},{"$f":"IFERROR('Lives scenario - input'!B17,\"\")","v":"POLES"},{"$f":"IFERROR('Lives scenario - input'!C17,\"\")","v":"> 1 kv & < = 11 kv ; steel"},{"$f":"IFERROR(repcalc('Lives scenario - input'!$CX17:$GJ17,'Lives scenario - input'!$I17,'Lives scenario - input'!$G17,'Lives scenario - input'!$H17,20,TRUE,TRUE),\"\")","v":8.2176957164998496E-3},1.1654281061076383E-2,1.6336688130658836E-2,2.2637131843302943E-2,3.1009639363504676E-2,4.1998393937032717E-2,5.6243971517026439E-2,7.4486501458287849E-2,9.7564782022261973E-2,0.12641047591962787,0.16203671271981818,0.20552073391495679,0.25798061792280752,0.3205465850432862,0.39432785965209388,0.48037650076849697,0.57964994052705554,0.69297413649911421,0.82100920808797884,0.96421917578335326,{"$f":"IFERROR(IF(OR(D32=\"\",'Lives scenario - input'!$F17=\"\"),\"\",D32/'Lives scenario - input'!$F17),\"\")","v":5.0090715544102841E-4},{"$f":"IFERROR(IF(OR(E32=\"\",'Lives scenario - input'!$F17=\"\"),\"\",E32/'Lives scenario - input'!$F17),\"\")","v":7.1038317509040949E-4},{"$f":"IFERROR(IF(OR(F32=\"\",'Lives scenario - input'!$F17=\"\"),\"\",F32/'Lives scenario - input'!$F17),\"\")","v":9.9579788095889381E-4},{"$f":"IFERROR(IF(OR(G32=\"\",'Lives scenario - input'!$F17=\"\"),\"\",G32/'Lives scenario - input'!$F17),\"\")","v":1.3798395207314936E-3},{"$f":"IFERROR(IF(OR(H32=\"\",'Lives scenario - input'!$F17=\"\"),\"\",H32/'Lives scenario - input'!$F17),\"\")","v":1.8901831828157776E-3},{"$f":"IFERROR(IF(OR(I32=\"\",'Lives scenario - input'!$F17=\"\"),\"\",I32/'Lives scenario - input'!$F17),\"\")","v":2.5599993922689524E-3},{"$f":"IFERROR(IF(OR(J32=\"\",'Lives scenario - input'!$F17=\"\"),\"\",J32/'Lives scenario - input'!$F17),\"\")","v":3.4283342624542466E-3},{"$f":"IFERROR(IF(OR(K32=\"\",'Lives scenario - input'!$F17=\"\"),\"\",K32/'Lives scenario - input'!$F17),\"\")","v":4.54030215420494E-3},{"$f":"IFERROR(IF(OR(L32=\"\",'Lives scenario - input'!$F17=\"\"),\"\",L32/'Lives scenario - input'!$F17),\"\")","v":5.947031761698124E-3},{"$f":"IFERROR(IF(OR(M32=\"\",'Lives scenario - input'!$F17=\"\"),\"\",M32/'Lives scenario - input'!$F17),\"\")","v":7.7053123035099626E-3},{"$f":"IFERROR(IF(OR(N32=\"\",'Lives scenario - input'!$F17=\"\"),\"\",N32/'Lives scenario - input'!$F17),\"\")","v":9.8768987859372635E-3},{"$f":"IFERROR(IF(OR(O32=\"\",'Lives scenario - input'!$F17=\"\"),\"\",O32/'Lives scenario - input'!$F17),\"\")","v":1.2527454138122002E-2},{"$f":"IFERROR(IF(OR(P32=\"\",'Lives scenario - input'!$F17=\"\"),\"\",P32/'Lives scenario - input'!$F17),\"\")","v":1.5725130491649867E-2},{"$f":"IFERROR(IF(OR(Q32=\"\",'Lives scenario - input'!$F17=\"\"),\"\",Q32/'Lives scenario - input'!$F17),\"\")","v":1.953882008285858E-2},{"$f":"IFERROR(IF(OR(R32=\"\",'Lives scenario - input'!$F17=\"\"),\"\",R32/'Lives scenario - input'!$F17),\"\")","v":2.403613534787943E-2},{"$f":"IFERROR(IF(OR(S32=\"\",'Lives scenario - input'!$F17=\"\"),\"\",S32/'Lives scenario - input'!$F17),\"\")","v":2.9281204225842451E-2},{"$f":"IFERROR(IF(OR(T32=\"\",'Lives scenario - input'!$F17=\"\"),\"\",T32/'Lives scenario - input'!$F17),\"\")","v":3.5332386702757755E-2},{"$f":"IFERROR(IF(OR(U32=\"\",'Lives scenario - input'!$F17=\"\"),\"\",U32/'Lives scenario - input'!$F17),\"\")","v":4.2240028772423402E-2},{"$f":"IFERROR(IF(OR(V32=\"\",'Lives scenario - input'!$F17=\"\"),\"\",V32/'Lives scenario - input'!$F17),\"\")","v":5.0044367813292995E-2},{"$f":"IFERROR(IF(OR(W32=\"\",'Lives scenario - input'!$F17=\"\"),\"\",W32/'Lives scenario - input'!$F17),\"\")","v":5.8773688053887829E-2}]
[{"$f":"IFERROR('Lives scenario - input'!A18,\"\")","v":2},{"$f":"IFERROR('Lives scenario - input'!B18,\"\")","v":"POLES"},{"$f":"IFERROR('Lives scenario - input'!C18,\"\")","v":"> 1 kv & < = 11 kv ; wood"},{"$f":"IFERROR(repcalc('Lives scenario - input'!$CX18:$GJ18,'Lives scenario - input'!$I18,'Lives scenario - input'!$G18,'Lives scenario - input'!$H18,20,TRUE,TRUE),\"\")","v":431.76496556674863},438.17949903390081,442.41036662099117,444.87561173767875,446.10367466584984,446.71466617674093,447.3970431962191,448.88074092221547,451.90792760542973,457.20259445127971,465.44018763141332,477.21844868895022,493.03056903944815,513.2416946413357,538.06974213412184,567.57140384738489,601.63411500039706,639.97461642808491,682.14455370920098,727.54329571747633,{"$f":"IFERROR(IF(OR(D33=\"\",'Lives scenario - input'!$F18=\"\"),\"\",D33/'Lives scenario - input'!$F18),\"\")","v":68.489649584172767},{"$f":"IFERROR(IF(OR(E33=\"\",'Lives scenario - input'!$F18=\"\"),\"\",E33/'Lives scenario - input'!$F18),\"\")","v":69.507168800523559},{"$f":"IFERROR(IF(OR(F33=\"\",'Lives scenario - input'!$F18=\"\"),\"\",F33/'Lives scenario - input'!$F18),\"\")","v":70.178299303426897},{"$f":"IFERROR(IF(OR(G33=\"\",'Lives scenario - input'!$F18=\"\"),\"\",G33/'Lives scenario - input'!$F18),\"\")","v":70.569354131044491},{"$f":"IFERROR(IF(OR(H33=\"\",'Lives scenario - input'!$F18=\"\"),\"\",H33/'Lives scenario - input'!$F18),\"\")","v":70.764158263675654},{"$f":"IFERROR(IF(OR(I33=\"\",'Lives scenario - input'!$F18=\"\"),\"\",I33/'Lives scenario - input'!$F18),\"\")","v":70.861078110854322},{"$f":"IFERROR(IF(OR(J33=\"\",'Lives scenario - input'!$F18=\"\"),\"\",J33/'Lives scenario - input'!$F18),\"\")","v":70.969321638411046},{"$f":"IFERROR(IF(OR(K33=\"\",'Lives scenario - input'!$F18=\"\"),\"\",K33/'Lives scenario - input'!$F18),\"\")","v":71.204676392609173},{"$f":"IFERROR(IF(OR(L33=\"\",'Lives scenario - input'!$F18=\"\"),\"\",L33/'Lives scenario - input'!$F18),\"\")","v":71.684870414111288},{"$f":"IFERROR(IF(OR(M33=\"\",'Lives scenario - input'!$F18=\"\"),\"\",M33/'Lives scenario - input'!$F18),\"\")","v":72.524748370538816},{"$f":"IFERROR(IF(OR(N33=\"\",'Lives scenario - input'!$F18=\"\"),\"\",N33/'Lives scenario - input'!$F18),\"\")","v":73.831454368751864},{"$f":"IFERROR(IF(OR(O33=\"\",'Lives scenario - input'!$F18=\"\"),\"\",O33/'Lives scenario - input'!$F18),\"\")","v":75.699806451192657},{"$f":"IFERROR(IF(OR(P33=\"\",'Lives scenario - input'!$F18=\"\"),\"\",P33/'Lives scenario - input'!$F18),\"\")","v":78.208038170657986},{"$f":"IFERROR(IF(OR(Q33=\"\",'Lives scenario - input'!$F18=\"\"),\"\",Q33/'Lives scenario - input'!$F18),\"\")","v":81.414071592934306},{"$f":"IFERROR(IF(OR(R33=\"\",'Lives scenario - input'!$F18=\"\"),\"\",R33/'Lives scenario - input'!$F18),\"\")","v":85.352474215314828},{"$f":"IFERROR(IF(OR(S33=\"\",'Lives scenario - input'!$F18=\"\"),\"\",S33/'Lives scenario - input'!$F18),\"\")","v":90.032238980943603},{"$f":"IFERROR(IF(OR(T33=\"\",'Lives scenario - input'!$F18=\"\"),\"\",T33/'Lives scenario - input'!$F18),\"\")","v":95.435510058517963},{"$f":"IFERROR(IF(OR(U33=\"\",'Lives scenario - input'!$F18=\"\"),\"\",U33/'Lives scenario - input'!$F18),\"\")","v":101.51735485159175},{"$f":"IFERROR(IF(OR(V33=\"\",'Lives scenario - input'!$F18=\"\"),\"\",V33/'Lives scenario - input'!$F18),\"\")","v":108.2066521723668},{"$f":"IFERROR(IF(OR(W33=\"\",'Lives scenario - input'!$F18=\"\"),\"\",W33/'Lives scenario - input'!$F18),\"\")","v":115.40812561203697}]
[{"$f":"IFERROR('Lives scenario - input'!A19,\"\")","v":2},{"$f":"IFERROR('Lives scenario - input'!B19,\"\")","v":"POLES"},{"$f":"IFERROR('Lives scenario - input'!C19,\"\")","v":"> 22 kv & < = 66 kv ; concrete"},{"$f":"IFERROR(repcalc('Lives scenario - input'!$CX19:$GJ19,'Lives scenario - input'!$I19,'Lives scenario - input'!$G19,'Lives scenario - input'!$H19,20,TRUE,TRUE),\"\")","v":2.0115295795762442},2.6498739785261689,3.4672996258972288,4.5040545146713029,5.804886687404113,7.4176121529418477,9.3908501623961556,11.770878903023331,14.59766664824731,17.900261177321124,21.691860374785037,25.965019465982571,30.687551199565103,35.799719690158433,41.213295944715654,46.812921824452118,52.460021238437399,57.99922032701916,63.266925061235504,68.10139926411199,{"$f":"IFERROR(IF(OR(D34=\"\",'Lives scenario - input'!$F19=\"\"),\"\",D34/'Lives scenario - input'!$F19),\"\")","v":7.9005004349907093E-2},{"$f":"IFERROR(IF(OR(E34=\"\",'Lives scenario - input'!$F19=\"\"),\"\",E34/'Lives scenario - input'!$F19),\"\")","v":0.10407667246149503},{"$f":"IFERROR(IF(OR(F34=\"\",'Lives scenario - input'!$F19=\"\"),\"\",F34/'Lives scenario - input'!$F19),\"\")","v":0.13618195069453051},{"$f":"IFERROR(IF(OR(G34=\"\",'Lives scenario - input'!$F19=\"\"),\"\",G34/'Lives scenario - input'!$F19),\"\")","v":0.17690162259447761},{"$f":"IFERROR(IF(OR(H34=\"\",'Lives scenario - input'!$F19=\"\"),\"\",H34/'Lives scenario - input'!$F19),\"\")","v":0.2279932160310032},{"$f":"IFERROR(IF(OR(I34=\"\",'Lives scenario - input'!$F19=\"\"),\"\",I34/'Lives scenario - input'!$F19),\"\")","v":0.29133475657491908},{"$f":"IFERROR(IF(OR(J34=\"\",'Lives scenario - input'!$F19=\"\"),\"\",J34/'Lives scenario - input'!$F19),\"\")","v":0.36883581800757326},{"$f":"IFERROR(IF(OR(K34=\"\",'Lives scenario - input'!$F19=\"\"),\"\",K34/'Lives scenario - input'!$F19),\"\")","v":0.46231402629013096},{"$f":"IFERROR(IF(OR(L34=\"\",'Lives scenario - input'!$F19=\"\"),\"\",L34/'Lives scenario - input'!$F19),\"\")","v":0.57333917867925577},{"$f":"IFERROR(IF(OR(M34=\"\",'Lives scenario - input'!$F19=\"\"),\"\",M34/'Lives scenario - input'!$F19),\"\")","v":0.70305215818732869},{"$f":"IFERROR(IF(OR(N34=\"\",'Lives scenario - input'!$F19=\"\"),\"\",N34/'Lives scenario - input'!$F19),\"\")","v":0.85197132603364301},{"$f":"IFERROR(IF(OR(O34=\"\",'Lives scenario - input'!$F19=\"\"),\"\",O34/'Lives scenario - input'!$F19),\"\")","v":1.0198042806248584},{"$f":"IFERROR(IF(OR(P34=\"\",'Lives scenario - input'!$F19=\"\"),\"\",P34/'Lives scenario - input'!$F19),\"\")","v":1.2052868327794537},{"$f":"IFERROR(IF(OR(Q34=\"\",'Lives scenario - input'!$F19=\"\"),\"\",Q34/'Lives scenario - input'!$F19),\"\")","v":1.4060727908571213},{"$f":"IFERROR(IF(OR(R34=\"\",'Lives scenario - input'!$F19=\"\"),\"\",R34/'Lives scenario - input'!$F19),\"\")","v":1.6186968655326464},{"$f":"IFERROR(IF(OR(S34=\"\",'Lives scenario - input'!$F19=\"\"),\"\",S34/'Lives scenario - input'!$F19),\"\")","v":1.838628240879177},{"$f":"IFERROR(IF(OR(T34=\"\",'Lives scenario - input'!$F19=\"\"),\"\",T34/'Lives scenario - input'!$F19),\"\")","v":2.0604241907355307},{"$f":"IFERROR(IF(OR(U34=\"\",'Lives scenario - input'!$F19=\"\"),\"\",U34/'Lives scenario - input'!$F19),\"\")","v":2.2779822383684145},{"$f":"IFERROR(IF(OR(V34=\"\",'Lives scenario - input'!$F19=\"\"),\"\",V34/'Lives scenario - input'!$F19),\"\")","v":2.4848770509858165},{"$f":"IFERROR(IF(OR(W34=\"\",'Lives scenario - input'!$F19=\"\"),\"\",W34/'Lives scenario - input'!$F19),\"\")","v":2.6747562649460868}]
[{"$f":"IFERROR('Lives scenario - input'!A20,\"\")","v":2},{"$f":"IFERROR('Lives scenario - input'!B20,\"\")","v":"POLES"},{"$f":"IFERROR('Lives scenario - input'!C20,\"\")","v":"> 22 kv & < = 66 kv ; steel"},{"$f":"IFERROR(repcalc('Lives scenario - input'!$CX20:$GJ20,'Lives scenario - input'!$I20,'Lives scenario - input'!$G20,'Lives scenario - input'!$H20,20,TRUE,TRUE),\"\")","v":1.3622859029746412E-3},2.1227039853813881E-3,3.2687884367495314E-3,4.9747792495040931E-3,7.4828007701562473E-3,1.1124281971536972E-2,1.6346005397346229E-2,2.3740938300867945E-2,3.408362836388118E-2,4.8369428430799416E-2,6.7856146086061012E-2,9.4105909272735724E-2,0.12902413757300943,0.17489157845146433,0.23438450811230052,0.31057753633500645,0.40692314453135819,0.5272022860136788,0.67544123641150677,0.85579151493840666,{"$f":"IFERROR(IF(OR(D35=\"\",'Lives scenario - input'!$F20=\"\"),\"\",D35/'Lives scenario - input'!$F20),\"\")","v":8.3037724941108524E-5},{"$f":"IFERROR(IF(OR(E35=\"\",'Lives scenario - input'!$F20=\"\"),\"\",E35/'Lives scenario - input'!$F20),\"\")","v":1.2938877902546694E-4},{"$f":"IFERROR(IF(OR(F35=\"\",'Lives scenario - input'!$F20=\"\"),\"\",F35/'Lives scenario - input'!$F20),\"\")","v":1.9924800991391923E-4},{"$f":"IFERROR(IF(OR(G35=\"\",'Lives scenario - input'!$F20=\"\"),\"\",G35/'Lives scenario - input'!$F20),\"\")","v":3.0323616361369987E-4},{"$f":"IFERROR(IF(OR(H35=\"\",'Lives scenario - input'!$F20=\"\"),\"\",H35/'Lives scenario - input'!$F20),\"\")","v":4.5611185639121742E-4},{"$f":"IFERROR(IF(OR(I35=\"\",'Lives scenario - input'!$F20=\"\"),\"\",I35/'Lives scenario - input'!$F20),\"\")","v":6.7807724098354325E-4},{"$f":"IFERROR(IF(OR(J35=\"\",'Lives scenario - input'!$F20=\"\"),\"\",J35/'Lives scenario - input'!$F20),\"\")","v":9.9636581213009747E-4},{"$f":"IFERROR(IF(OR(K35=\"\",'Lives scenario - input'!$F20=\"\"),\"\",K35/'Lives scenario - input'!$F20),\"\")","v":1.4471217093024549E-3},{"$f":"IFERROR(IF(OR(L35=\"\",'Lives scenario - input'!$F20=\"\"),\"\",L35/'Lives scenario - input'!$F20),\"\")","v":2.0775572520386086E-3},{"$f":"IFERROR(IF(OR(M35=\"\",'Lives scenario - input'!$F20=\"\"),\"\",M35/'Lives scenario - input'!$F20),\"\")","v":2.9483438717416745E-3},{"$f":"IFERROR(IF(OR(N35=\"\",'Lives scenario - input'!$F20=\"\"),\"\",N35/'Lives scenario - input'!$F20),\"\")","v":4.1361508490651245E-3},{"$f":"IFERROR(IF(OR(O35=\"\",'Lives scenario - input'!$F20=\"\"),\"\",O35/'Lives scenario - input'!$F20),\"\")","v":5.7361972200249706E-3},{"$f":"IFERROR(IF(OR(P35=\"\",'Lives scenario - input'!$F20=\"\"),\"\",P35/'Lives scenario - input'!$F20),\"\")","v":7.8646272586076517E-3},{"$f":"IFERROR(IF(OR(Q35=\"\",'Lives scenario - input'!$F20=\"\"),\"\",Q35/'Lives scenario - input'!$F20),\"\")","v":1.0660463236283915E-2},{"$f":"IFERROR(IF(OR(R35=\"\",'Lives scenario - input'!$F20=\"\"),\"\",R35/'Lives scenario - input'!$F20),\"\")","v":1.4286836759147267E-2},{"$f":"IFERROR(IF(OR(S35=\"\",'Lives scenario - input'!$F20=\"\"),\"\",S35/'Lives scenario - input'!$F20),\"\")","v":1.893115973582344E-2},{"$f":"IFERROR(IF(OR(T35=\"\",'Lives scenario - input'!$F20=\"\"),\"\",T35/'Lives scenario - input'!$F20),\"\")","v":2.4803877125927264E-2},{"$f":"IFERROR(IF(OR(U35=\"\",'Lives scenario - input'!$F20=\"\"),\"\",U35/'Lives scenario - input'!$F20),\"\")","v":3.2135455794364484E-2},{"$f":"IFERROR(IF(OR(V35=\"\",'Lives scenario - input'!$F20=\"\"),\"\",V35/'Lives scenario - input'!$F20),\"\")","v":4.1171316153643715E-2},{"$f":"IFERROR(IF(OR(W35=\"\",'Lives scenario - input'!$F20=\"\"),\"\",W35/'Lives scenario - input'!$F20),\"\")","v":5.2164512801034846E-2}]
[{"$f":"IFERROR('Lives scenario - input'!A21,\"\")","v":2},{"$f":"IFERROR('Lives scenario - input'!B21,\"\")","v":"POLES"},{"$f":"IFERROR('Lives scenario - input'!C21,\"\")","v":"> 22 kv & < = 66 kv ; wood"},{"$f":"IFERROR(repcalc('Lives scenario - input'!$CX21:$GJ21,'Lives scenario - input'!$I21,'Lives scenario - input'!$G21,'Lives scenario - input'!$H21,20,TRUE,TRUE),\"\")","v":99.849426294030607},102.60163561675768,106.50776541612551,111.8256745811141,118.78549744998141,127.57589121476639,138.33043780347487,151.11486218487451,165.9158636513871,182.63246599532329,201.07084565797979,220.9435632434041,241.87397886649671,263.40636347453744,285.02183132151941,306.15973740530922,326.24365100278527,344.71049054354637,361.04095205199593,374.78904824562284,{"$f":"IFERROR(IF(OR(D36=\"\",'Lives scenario - input'!$F21=\"\"),\"\",D36/'Lives scenario - input'!$F21),\"\")","v":12.608875233619662},{"$f":"IFERROR(IF(OR(E36=\"\",'Lives scenario - input'!$F21=\"\"),\"\",E36/'Lives scenario - input'!$F21),\"\")","v":12.95642118611098},{"$f":"IFERROR(IF(OR(F36=\"\",'Lives scenario - input'!$F21=\"\"),\"\",F36/'Lives scenario - input'!$F21),\"\")","v":13.449682941481699},{"$f":"IFERROR(IF(OR(G36=\"\",'Lives scenario - input'!$F21=\"\"),\"\",G36/'Lives scenario - input'!$F21),\"\")","v":14.121222635336428},{"$f":"IFERROR(IF(OR(H36=\"\",'Lives scenario - input'!$F21=\"\"),\"\",H36/'Lives scenario - input'!$F21),\"\")","v":15.000101377646107},{"$f":"IFERROR(IF(OR(I36=\"\",'Lives scenario - input'!$F21=\"\"),\"\",I36/'Lives scenario - input'!$F21),\"\")","v":16.110142590183234},{"$f":"IFERROR(IF(OR(J36=\"\",'Lives scenario - input'!$F21=\"\"),\"\",J36/'Lives scenario - input'!$F21),\"\")","v":17.468214851228183},{"$f":"IFERROR(IF(OR(K36=\"\",'Lives scenario - input'!$F21=\"\"),\"\",K36/'Lives scenario - input'!$F21),\"\")","v":19.082617837220603},{"$f":"IFERROR(IF(OR(L36=\"\",'Lives scenario - input'!$F21=\"\"),\"\",L36/'Lives scenario - input'!$F21),\"\")","v":20.951671949502831},{"$f":"IFERROR(IF(OR(M36=\"\",'Lives scenario - input'!$F21=\"\"),\"\",M36/'Lives scenario - input'!$F21),\"\")","v":23.062626024131564},{"$f":"IFERROR(IF(OR(N36=\"\",'Lives scenario - input'!$F21=\"\"),\"\",N36/'Lives scenario - input'!$F21),\"\")","v":25.391004236260009},{"$f":"IFERROR(IF(OR(O36=\"\",'Lives scenario - input'!$F21=\"\"),\"\",O36/'Lives scenario - input'!$F21),\"\")","v":27.90050905654514},{"$f":"IFERROR(IF(OR(P36=\"\",'Lives scenario - input'!$F21=\"\"),\"\",P36/'Lives scenario - input'!$F21),\"\")","v":30.543578816427736},{"$f":"IFERROR(IF(OR(Q36=\"\",'Lives scenario - input'!$F21=\"\"),\"\",Q36/'Lives scenario - input'!$F21),\"\")","v":33.26266455464323},{"$f":"IFERROR(IF(OR(R36=\"\",'Lives scenario - input'!$F21=\"\"),\"\",R36/'Lives scenario - input'!$F21),\"\")","v":35.992241952477585},{"$f":"IFERROR(IF(OR(S36=\"\",'Lives scenario - input'!$F21=\"\"),\"\",S36/'Lives scenario - input'!$F21),\"\")","v":38.661513378490874},{"$f":"IFERROR(IF(OR(T36=\"\",'Lives scenario - input'!$F21=\"\"),\"\",T36/'Lives scenario - input'!$F21),\"\")","v":41.197687797837659},{"$f":"IFERROR(IF(OR(U36=\"\",'Lives scenario - input'!$F21=\"\"),\"\",U36/'Lives scenario - input'!$F21),\"\")","v":43.529659891929214},{"$f":"IFERROR(IF(OR(V36=\"\",'Lives scenario - input'!$F21=\"\"),\"\",V36/'Lives scenario - input'!$F21),\"\")","v":45.591852528480985},{"$f":"IFERROR(IF(OR(W36=\"\",'Lives scenario - input'!$F21=\"\"),\"\",W36/'Lives scenario - input'!$F21),\"\")","v":47.327946926207197}]
[{"$f":"IFERROR('Lives scenario - input'!A22,\"\")","v":2},{"$f":"IFERROR('Lives scenario - input'!B22,\"\")","v":"POLES"},{"$f":"IFERROR('Lives scenario - input'!C22,\"\")","v":"staking of a wooden pole"},{"$f":"IFERROR(repcalc('Lives scenario - input'!$CX22:$GJ22,'Lives scenario - input'!$I22,'Lives scenario - input'!$G22,'Lives scenario - input'!$H22,20,TRUE,TRUE),\"\")","v":486.07176263602145},600.73001227681641,729.79742843700978,872.2917509222259,1026.7209391329093,1191.1760405385667,1363.4763356352271,1541.3605338557236,1722.7093893621504,1905.7753731516977,2089.3858141978508,2273.0796870825739,2457.1375202442982,2642.4707186511023,2830.3518861934226,3021.9910749802934,3217.9922609843502,3417.7559600468812,3618.9221915851176,3816.9660459583515,{"$f":"IFERROR(IF(OR(D37=\"\",'Lives scenario - input'!$F22=\"\"),\"\",D37/'Lives scenario - input'!$F22),\"\")","v":26.769384409082853},{"$f":"IFERROR(IF(OR(E37=\"\",'Lives scenario - input'!$F22=\"\"),\"\",E37/'Lives scenario - input'!$F22),\"\")","v":33.083947393901603},{"$f":"IFERROR(IF(OR(F37=\"\",'Lives scenario - input'!$F22=\"\"),\"\",F37/'Lives scenario - input'!$F22),\"\")","v":40.192065049496605},{"$f":"IFERROR(IF(OR(G37=\"\",'Lives scenario - input'!$F22=\"\"),\"\",G37/'Lives scenario - input'!$F22),\"\")","v":48.039641452684876},{"$f":"IFERROR(IF(OR(H37=\"\",'Lives scenario - input'!$F22=\"\"),\"\",H37/'Lives scenario - input'!$F22),\"\")","v":56.544505592036202},{"$f":"IFERROR(IF(OR(I37=\"\",'Lives scenario - input'!$F22=\"\"),\"\",I37/'Lives scenario - input'!$F22),\"\")","v":65.601525904609474},{"$f":"IFERROR(IF(OR(J37=\"\",'Lives scenario - input'!$F22=\"\"),\"\",J37/'Lives scenario - input'!$F22),\"\")","v":75.090603830526234},{"$f":"IFERROR(IF(OR(K37=\"\",'Lives scenario - input'!$F22=\"\"),\"\",K37/'Lives scenario - input'!$F22),\"\")","v":84.887203527332147},{"$f":"IFERROR(IF(OR(L37=\"\",'Lives scenario - input'!$F22=\"\"),\"\",L37/'Lives scenario - input'!$F22),\"\")","v":94.874611968570818},{"$f":"IFERROR(IF(OR(M37=\"\",'Lives scenario - input'!$F22=\"\"),\"\",M37/'Lives scenario - input'!$F22),\"\")","v":104.95658765403959},{"$f":"IFERROR(IF(OR(N37=\"\",'Lives scenario - input'!$F22=\"\"),\"\",N37/'Lives scenario - input'!$F22),\"\")","v":115.06854818272855},{"$f":"IFERROR(IF(OR(O37=\"\",'Lives scenario - input'!$F22=\"\"),\"\",O37/'Lives scenario - input'!$F22),\"\")","v":125.18510354520609},{"$f":"IFERROR(IF(OR(P37=\"\",'Lives scenario - input'!$F22=\"\"),\"\",P37/'Lives scenario - input'!$F22),\"\")","v":135.32170325774391},{"$f":"IFERROR(IF(OR(Q37=\"\",'Lives scenario - input'!$F22=\"\"),\"\",Q37/'Lives scenario - input'!$F22),\"\")","v":145.52854104031971},{"$f":"IFERROR(IF(OR(R37=\"\",'Lives scenario - input'!$F22=\"\"),\"\",R37/'Lives scenario - input'!$F22),\"\")","v":155.87570288714727},{"$f":"IFERROR(IF(OR(S37=\"\",'Lives scenario - input'!$F22=\"\"),\"\",S37/'Lives scenario - input'!$F22),\"\")","v":166.42982988407391},{"$f":"IFERROR(IF(OR(T37=\"\",'Lives scenario - input'!$F22=\"\"),\"\",T37/'Lives scenario - input'!$F22),\"\")","v":177.22418474296262},{"$f":"IFERROR(IF(OR(U37=\"\",'Lives scenario - input'!$F22=\"\"),\"\",U37/'Lives scenario - input'!$F22),\"\")","v":188.22575212919563},{"$f":"IFERROR(IF(OR(V37=\"\",'Lives scenario - input'!$F22=\"\"),\"\",V37/'Lives scenario - input'!$F22),\"\")","v":199.30456105438321},{"$f":"IFERROR(IF(OR(W37=\"\",'Lives scenario - input'!$F22=\"\"),\"\",W37/'Lives scenario - input'!$F22),\"\")","v":210.21141159600452}]
[{"$f":"IFERROR('Lives scenario - input'!A23,\"\")","v":4},{"$f":"IFERROR('Lives scenario - input'!B23,\"\")","v":"SWITCHGEAR"},{"$f":"IFERROR('Lives scenario - input'!C23,\"\")","v":"˂ = 11 kv ; circuit breaker"},{"$f":"IFERROR(repcalc('Lives scenario - input'!$CX23:$GJ23,'Lives scenario - input'!$I23,'Lives scenario - input'!$G23,'Lives scenario - input'!$H23,20,TRUE,TRUE),\"\")","v":67.838500231990579},80.755063241687807,95.386186090908424,111.83345517426865,130.19503320464096,150.56973016060707,173.06299902604266,197.79482796584821,224.90933710595573,254.58571286386811,287.04993843736361,322.58661862416301,361.55006258896469,404.37368920994993,451.57676285426732,503.76745627016811,561.64127250396791,625.9739386142827,697.60800973356288,777.43259346094317,{"$f":"IFERROR(IF(OR(D38=\"\",'Lives scenario - input'!$F23=\"\"),\"\",D38/'Lives scenario - input'!$F23),\"\")","v":0.40453059771475047},{"$f":"IFERROR(IF(OR(E38=\"\",'Lives scenario - input'!$F23=\"\"),\"\",E38/'Lives scenario - input'!$F23),\"\")","v":0.48155389476383587},{"$f":"IFERROR(IF(OR(F38=\"\",'Lives scenario - input'!$F23=\"\"),\"\",F38/'Lives scenario - input'!$F23),\"\")","v":0.56880135529425102},{"$f":"IFERROR(IF(OR(G38=\"\",'Lives scenario - input'!$F23=\"\"),\"\",G38/'Lives scenario - input'!$F23),\"\")","v":0.66687875338403801},{"$f":"IFERROR(IF(OR(H38=\"\",'Lives scenario - input'!$F23=\"\"),\"\",H38/'Lives scenario - input'!$F23),\"\")","v":0.77637144721145568},{"$f":"IFERROR(IF(OR(I38=\"\",'Lives scenario - input'!$F23=\"\"),\"\",I38/'Lives scenario - input'!$F23),\"\")","v":0.89786865469198174},{"$f":"IFERROR(IF(OR(J38=\"\",'Lives scenario - input'!$F23=\"\"),\"\",J38/'Lives scenario - input'!$F23),\"\")","v":1.0319992069237709},{"$f":"IFERROR(IF(OR(K38=\"\",'Lives scenario - input'!$F23=\"\"),\"\",K38/'Lives scenario - input'!$F23),\"\")","v":1.1794786103508021},{"$f":"IFERROR(IF(OR(L38=\"\",'Lives scenario - input'!$F23=\"\"),\"\",L38/'Lives scenario - input'!$F23),\"\")","v":1.3411662737230723},{"$f":"IFERROR(IF(OR(M38=\"\",'Lives scenario - input'!$F23=\"\"),\"\",M38/'Lives scenario - input'!$F23),\"\")","v":1.5181307110603033},{"$f":"IFERROR(IF(OR(N38=\"\",'Lives scenario - input'!$F23=\"\"),\"\",N38/'Lives scenario - input'!$F23),\"\")","v":1.7117194922197017},{"$f":"IFERROR(IF(OR(O38=\"\",'Lives scenario - input'!$F23=\"\"),\"\",O38/'Lives scenario - input'!$F23),\"\")","v":1.9236297559726254},{"$f":"IFERROR(IF(OR(P38=\"\",'Lives scenario - input'!$F23=\"\"),\"\",P38/'Lives scenario - input'!$F23),\"\")","v":2.1559742981161674},{"$f":"IFERROR(IF(OR(Q38=\"\",'Lives scenario - input'!$F23=\"\"),\"\",Q38/'Lives scenario - input'!$F23),\"\")","v":2.4113376568882297},{"$f":"IFERROR(IF(OR(R38=\"\",'Lives scenario - input'!$F23=\"\"),\"\",R38/'Lives scenario - input'!$F23),\"\")","v":2.6928162793520034},{"$f":"IFERROR(IF(OR(S38=\"\",'Lives scenario - input'!$F23=\"\"),\"\",S38/'Lives scenario - input'!$F23),\"\")","v":3.0040367858561483},{"$f":"IFERROR(IF(OR(T38=\"\",'Lives scenario - input'!$F23=\"\"),\"\",T38/'Lives scenario - input'!$F23),\"\")","v":3.3491465597018322},{"$f":"IFERROR(IF(OR(U38=\"\",'Lives scenario - input'!$F23=\"\"),\"\",U38/'Lives scenario - input'!$F23),\"\")","v":3.732771371352912},{"$f":"IFERROR(IF(OR(V38=\"\",'Lives scenario - input'!$F23=\"\"),\"\",V38/'Lives scenario - input'!$F23),\"\")","v":4.1599354965550512},{"$f":"IFERROR(IF(OR(W38=\"\",'Lives scenario - input'!$F23=\"\"),\"\",W38/'Lives scenario - input'!$F23),\"\")","v":4.6359408100148052}]
[{"$f":"IFERROR('Lives scenario - input'!A24,\"\")","v":4},{"$f":"IFERROR('Lives scenario - input'!B24,\"\")","v":"SWITCHGEAR"},{"$f":"IFERROR('Lives scenario - input'!C24,\"\")","v":"˂ = 11 kv ; switch"},{"$f":"IFERROR(repcalc('Lives scenario - input'!$CX24:$GJ24,'Lives scenario - input'!$I24,'Lives scenario - input'!$G24,'Lives scenario - input'!$H24,20,TRUE,TRUE),\"\")","v":1331.0195647576261},1362.7804925163871,1394.2946346802564,1427.3278773494576,1463.8632837360874,1506.0572526075268,1556.1907994452481,1616.6168250835151,1689.703782756319,1777.7756766943771,1883.0479095594387,2007.5582363351136,2153.0920718096554,2321.1017162427224,2512.6197583632129,2728.1679903817394,2967.6645717740557,3230.333787369073,3514.6243775952221,3818.1438413256592,{"$f":"IFERROR(IF(OR(D39=\"\",'Lives scenario - input'!$F24=\"\"),\"\",D39/'Lives scenario - input'!$F24),\"\")","v":42.61000788941584},{"$f":"IFERROR(IF(OR(E39=\"\",'Lives scenario - input'!$F24=\"\"),\"\",E39/'Lives scenario - input'!$F24),\"\")","v":43.626772344431501},{"$f":"IFERROR(IF(OR(F39=\"\",'Lives scenario - input'!$F24=\"\"),\"\",F39/'Lives scenario - input'!$F24),\"\")","v":44.63563643763149},{"$f":"IFERROR(IF(OR(G39=\"\",'Lives scenario - input'!$F24=\"\"),\"\",G39/'Lives scenario - input'!$F24),\"\")","v":45.693131584972889},{"$f":"IFERROR(IF(OR(H39=\"\",'Lives scenario - input'!$F24=\"\"),\"\",H39/'Lives scenario - input'!$F24),\"\")","v":46.862741706113965},{"$f":"IFERROR(IF(OR(I39=\"\",'Lives scenario - input'!$F24=\"\"),\"\",I39/'Lives scenario - input'!$F24),\"\")","v":48.213499722075355},{"$f":"IFERROR(IF(OR(J39=\"\",'Lives scenario - input'!$F24=\"\"),\"\",J39/'Lives scenario - input'!$F24),\"\")","v":49.818427916101335},{"$f":"IFERROR(IF(OR(K39=\"\",'Lives scenario - input'!$F24=\"\"),\"\",K39/'Lives scenario - input'!$F24),\"\")","v":51.752849841478103},{"$f":"IFERROR(IF(OR(L39=\"\",'Lives scenario - input'!$F24=\"\"),\"\",L39/'Lives scenario - input'!$F24),\"\")","v":54.092586931382314},{"$f":"IFERROR(IF(OR(M39=\"\",'Lives scenario - input'!$F24=\"\"),\"\",M39/'Lives scenario - input'!$F24),\"\")","v":56.912037670425221},{"$f":"IFERROR(IF(OR(N39=\"\",'Lives scenario - input'!$F24=\"\"),\"\",N39/'Lives scenario - input'!$F24),\"\")","v":60.282123874780538},{"$f":"IFERROR(IF(OR(O39=\"\",'Lives scenario - input'!$F24=\"\"),\"\",O39/'Lives scenario - input'!$F24),\"\")","v":64.268080315016135},{"$f":"IFERROR(IF(OR(P39=\"\",'Lives scenario - input'!$F24=\"\"),\"\",P39/'Lives scenario - input'!$F24),\"\")","v":68.927063580131701},{"$f":"IFERROR(IF(OR(Q39=\"\",'Lives scenario - input'!$F24=\"\"),\"\",Q39/'Lives scenario - input'!$F24),\"\")","v":74.305566244061012},{"$f":"IFERROR(IF(OR(R39=\"\",'Lives scenario - input'!$F24=\"\"),\"\",R39/'Lives scenario - input'!$F24),\"\")","v":80.436644630730399},{"$f":"IFERROR(IF(OR(S39=\"\",'Lives scenario - input'!$F24=\"\"),\"\",S39/'Lives scenario - input'!$F24),\"\")","v":87.337002904976742},{"$f":"IFERROR(IF(OR(T39=\"\",'Lives scenario - input'!$F24=\"\"),\"\",T39/'Lives scenario - input'!$F24),\"\")","v":95.004021101266758},{"$f":"IFERROR(IF(OR(U39=\"\",'Lives scenario - input'!$F24=\"\"),\"\",U39/'Lives scenario - input'!$F24),\"\")","v":103.41286620404212},{"$f":"IFERROR(IF(OR(V39=\"\",'Lives scenario - input'!$F24=\"\"),\"\",V39/'Lives scenario - input'!$F24),\"\")","v":112.51387764907579},{"$f":"IFERROR(IF(OR(W39=\"\",'Lives scenario - input'!$F24=\"\"),\"\",W39/'Lives scenario - input'!$F24),\"\")","v":122.23046415657782}]
[{"$f":"IFERROR('Lives scenario - input'!A25,\"\")","v":4},{"$f":"IFERROR('Lives scenario - input'!B25,\"\")","v":"SWITCHGEAR"},{"$f":"IFERROR('Lives scenario - input'!C25,\"\")","v":"> 11 kv & < = 22 kv ; circuit breaker"},{"$f":"IFERROR(repcalc('Lives scenario - input'!$CX25:$GJ25,'Lives scenario - input'!$I25,'Lives scenario - input'!$G25,'Lives scenario - input'!$H25,20,TRUE,TRUE),\"\")","v":723.84099378936673},634.31281934514368,547.87820750346361,466.73980099361756,392.49320284668477,326.12685877579582,268.07008315986411,218.27639039724116,176.32770068127951,141.54545046168991,113.09671602720458,90.086558133528285,71.631288472675379,56.910691693492232,45.200002556994797,35.884406801985094,28.45994773454446,22.525057710747703,17.766664009683684,13.944151576363657,{"$f":"IFERROR(IF(OR(D40=\"\",'Lives scenario - input'!$F25=\"\"),\"\",D40/'Lives scenario - input'!$F25),\"\")","v":5.060311315133859},{"$f":"IFERROR(IF(OR(E40=\"\",'Lives scenario - input'!$F25=\"\"),\"\",E40/'Lives scenario - input'!$F25),\"\")","v":4.4344274013316349},{"$f":"IFERROR(IF(OR(F40=\"\",'Lives scenario - input'!$F25=\"\"),\"\",F40/'Lives scenario - input'!$F25),\"\")","v":3.8301703226714383},{"$f":"IFERROR(IF(OR(G40=\"\",'Lives scenario - input'!$F25=\"\"),\"\",G40/'Lives scenario - input'!$F25),\"\")","v":3.2629385686307399},{"$f":"IFERROR(IF(OR(H40=\"\",'Lives scenario - input'!$F25=\"\"),\"\",H40/'Lives scenario - input'!$F25),\"\")","v":2.7438868653744164},{"$f":"IFERROR(IF(OR(I40=\"\",'Lives scenario - input'!$F25=\"\"),\"\",I40/'Lives scenario - input'!$F25),\"\")","v":2.2799253534850914},{"$f":"IFERROR(IF(OR(J40=\"\",'Lives scenario - input'!$F25=\"\"),\"\",J40/'Lives scenario - input'!$F25),\"\")","v":1.8740553335633174},{"$f":"IFERROR(IF(OR(K40=\"\",'Lives scenario - input'!$F25=\"\"),\"\",K40/'Lives scenario - input'!$F25),\"\")","v":1.5259518286900884},{"$f":"IFERROR(IF(OR(L40=\"\",'Lives scenario - input'!$F25=\"\"),\"\",L40/'Lives scenario - input'!$F25),\"\")","v":1.2326920782116699},{"$f":"IFERROR(IF(OR(M40=\"\",'Lives scenario - input'!$F25=\"\"),\"\",M40/'Lives scenario - input'!$F25),\"\")","v":0.98953230160025585},{"$f":"IFERROR(IF(OR(N40=\"\",'Lives scenario - input'!$F25=\"\"),\"\",N40/'Lives scenario - input'!$F25),\"\")","v":0.79064959946642821},{"$f":"IFERROR(IF(OR(O40=\"\",'Lives scenario - input'!$F25=\"\"),\"\",O40/'Lives scenario - input'!$F25),\"\")","v":0.62978752706179497},{"$f":"IFERROR(IF(OR(P40=\"\",'Lives scenario - input'!$F25=\"\"),\"\",P40/'Lives scenario - input'!$F25),\"\")","v":0.50076829398443168},{"$f":"IFERROR(IF(OR(Q40=\"\",'Lives scenario - input'!$F25=\"\"),\"\",Q40/'Lives scenario - input'!$F25),\"\")","v":0.39785784391823953},{"$f":"IFERROR(IF(OR(R40=\"\",'Lives scenario - input'!$F25=\"\"),\"\",R40/'Lives scenario - input'!$F25),\"\")","v":0.31598940422790978},{"$f":"IFERROR(IF(OR(S40=\"\",'Lives scenario - input'!$F25=\"\"),\"\",S40/'Lives scenario - input'!$F25),\"\")","v":0.2508648602869708},{"$f":"IFERROR(IF(OR(T40=\"\",'Lives scenario - input'!$F25=\"\"),\"\",T40/'Lives scenario - input'!$F25),\"\")","v":0.19896109336844411},{"$f":"IFERROR(IF(OR(U40=\"\",'Lives scenario - input'!$F25=\"\"),\"\",U40/'Lives scenario - input'!$F25),\"\")","v":0.15747077795501088},{"$f":"IFERROR(IF(OR(V40=\"\",'Lives scenario - input'!$F25=\"\"),\"\",V40/'Lives scenario - input'!$F25),\"\")","v":0.12420524906958447},{"$f":"IFERROR(IF(OR(W40=\"\",'Lives scenario - input'!$F25=\"\"),\"\",W40/'Lives scenario - input'!$F25),\"\")","v":9.7482387164089912E-2}]
[{"$f":"IFERROR('Lives scenario - input'!A26,\"\")","v":4},{"$f":"IFERROR('Lives scenario - input'!B26,\"\")","v":"SWITCHGEAR"},{"$f":"IFERROR('Lives scenario - input'!C26,\"\")","v":"> 11 kv & < = 22 kv ; switch"},{"$f":"IFERROR(repcalc('Lives scenario - input'!$CX26:$GJ26,'Lives scenario - input'!$I26,'Lives scenario - input'!$G26,'Lives scenario - input'!$H26,20,TRUE,TRUE),\"\")","v":4.3145467337583696},4.0315875253047109,3.6979848251677083,3.3296953600370158,2.9430612788443882,2.553648599951853,2.175286431730759,1.8193891179824617,1.4946037190308068,1.2067869120558001,0.95928466923455524,0.75346896154109466,0.58947952517964275,0.4671239578885254,0.38690230264809761,0.35113743473164116,0.36520384690562402,0.4388488252473623,0.58758658464227298,0.83411475088096732,{"$f":"IFERROR(IF(OR(D41=\"\",'Lives scenario - input'!$F26=\"\"),\"\",D41/'Lives scenario - input'!$F26),\"\")","v":0.13812183925198321},{"$f":"IFERROR(IF(OR(E41=\"\",'Lives scenario - input'!$F26=\"\"),\"\",E41/'Lives scenario - input'!$F26),\"\")","v":0.12906344941021647},{"$f":"IFERROR(IF(OR(F41=\"\",'Lives scenario - input'!$F26=\"\"),\"\",F41/'Lives scenario - input'!$F26),\"\")","v":0.11838380647998158},{"$f":"IFERROR(IF(OR(G41=\"\",'Lives scenario - input'!$F26=\"\"),\"\",G41/'Lives scenario - input'!$F26),\"\")","v":0.10659373409463302},{"$f":"IFERROR(IF(OR(H41=\"\",'Lives scenario - input'!$F26=\"\"),\"\",H41/'Lives scenario - input'!$F26),\"\")","v":9.4216394432511022E-2},{"$f":"IFERROR(IF(OR(I41=\"\",'Lives scenario - input'!$F26=\"\"),\"\",I41/'Lives scenario - input'!$F26),\"\")","v":8.1750103358216419E-2},{"$f":"IFERROR(IF(OR(J41=\"\",'Lives scenario - input'!$F26=\"\"),\"\",J41/'Lives scenario - input'!$F26),\"\")","v":6.9637572934298078E-2},{"$f":"IFERROR(IF(OR(K41=\"\",'Lives scenario - input'!$F26=\"\"),\"\",K41/'Lives scenario - input'!$F26),\"\")","v":5.8244211222595287E-2},{"$f":"IFERROR(IF(OR(L41=\"\",'Lives scenario - input'!$F26=\"\"),\"\",L41/'Lives scenario - input'!$F26),\"\")","v":4.7846837075644161E-2},{"$f":"IFERROR(IF(OR(M41=\"\",'Lives scenario - input'!$F26=\"\"),\"\",M41/'Lives scenario - input'!$F26),\"\")","v":3.8632940645695946E-2},{"$f":"IFERROR(IF(OR(N41=\"\",'Lives scenario - input'!$F26=\"\"),\"\",N41/'Lives scenario - input'!$F26),\"\")","v":3.0709636737551095E-2},{"$f":"IFERROR(IF(OR(O41=\"\",'Lives scenario - input'!$F26=\"\"),\"\",O41/'Lives scenario - input'!$F26),\"\")","v":2.4120846338980952E-2},{"$f":"IFERROR(IF(OR(P41=\"\",'Lives scenario - input'!$F26=\"\"),\"\",P41/'Lives scenario - input'!$F26),\"\")","v":1.8871042833339215E-2},{"$f":"IFERROR(IF(OR(Q41=\"\",'Lives scenario - input'!$F26=\"\"),\"\",Q41/'Lives scenario - input'!$F26),\"\")","v":1.4954066835666458E-2},{"$f":"IFERROR(IF(OR(R41=\"\",'Lives scenario - input'!$F26=\"\"),\"\",R41/'Lives scenario - input'!$F26),\"\")","v":1.2385926251407596E-2},{"$f":"IFERROR(IF(OR(S41=\"\",'Lives scenario - input'!$F26=\"\"),\"\",S41/'Lives scenario - input'!$F26),\"\")","v":1.1240983423792865E-2},{"$f":"IFERROR(IF(OR(T41=\"\",'Lives scenario - input'!$F26=\"\"),\"\",T41/'Lives scenario - input'!$F26),\"\")","v":1.1691292306982218E-2},{"$f":"IFERROR(IF(OR(U41=\"\",'Lives scenario - input'!$F26=\"\"),\"\",U41/'Lives scenario - input'!$F26),\"\")","v":1.4048893345497943E-2},{"$f":"IFERROR(IF(OR(V41=\"\",'Lives scenario - input'!$F26=\"\"),\"\",V41/'Lives scenario - input'!$F26),\"\")","v":1.8810444016186433E-2},{"$f":"IFERROR(IF(OR(W41=\"\",'Lives scenario - input'!$F26=\"\"),\"\",W41/'Lives scenario - input'!$F26),\"\")","v":2.6702564753199664E-2}]
[{"$f":"IFERROR('Lives scenario - input'!A27,\"\")","v":4},{"$f":"IFERROR('Lives scenario - input'!B27,\"\")","v":"SWITCHGEAR"},{"$f":"IFERROR('Lives scenario - input'!C27,\"\")","v":"> 33 kv & < = 66 kv ; circuit breaker"},{"$f":"IFERROR(repcalc('Lives scenario - input'!$CX27:$GJ27,'Lives scenario - input'!$I27,'Lives scenario - input'!$G27,'Lives scenario - input'!$H27,20,TRUE,TRUE),\"\")","v":169.96254939145518},178.79830148690741,185.63045738956384,190.17028487002648,192.20999552008431,191.63959559523786,188.45786827940782,182.7760899914347,174.81374195786131,164.88627823059343,153.38584918993121,140.75663999145436,127.46705933755001,113.98132573265075,100.73300760182647,88.102788764890278,76.402203532692326,65.864399677383105,56.642241435823244,48.813354568877983,{"$f":"IFERROR(IF(OR(D42=\"\",'Lives scenario - input'!$F27=\"\"),\"\",D42/'Lives scenario - input'!$F27),\"\")","v":1.1881938425897598},{"$f":"IFERROR(IF(OR(E42=\"\",'Lives scenario - input'!$F27=\"\"),\"\",E42/'Lives scenario - input'!$F27),\"\")","v":1.2499638399924564},{"$f":"IFERROR(IF(OR(F42=\"\",'Lives scenario - input'!$F27=\"\"),\"\",F42/'Lives scenario - input'!$F27),\"\")","v":1.2977268654602174},{"$f":"IFERROR(IF(OR(G42=\"\",'Lives scenario - input'!$F27=\"\"),\"\",G42/'Lives scenario - input'!$F27),\"\")","v":1.3294644163384504},{"$f":"IFERROR(IF(OR(H42=\"\",'Lives scenario - input'!$F27=\"\"),\"\",H42/'Lives scenario - input'!$F27),\"\")","v":1.3437238613970293},{"$f":"IFERROR(IF(OR(I42=\"\",'Lives scenario - input'!$F27=\"\"),\"\",I42/'Lives scenario - input'!$F27),\"\")","v":1.339736243648632},{"$f":"IFERROR(IF(OR(J42=\"\",'Lives scenario - input'!$F27=\"\"),\"\",J42/'Lives scenario - input'!$F27),\"\")","v":1.3174930564347143},{"$f":"IFERROR(IF(OR(K42=\"\",'Lives scenario - input'!$F27=\"\"),\"\",K42/'Lives scenario - input'!$F27),\"\")","v":1.2777722238106934},{"$f":"IFERROR(IF(OR(L42=\"\",'Lives scenario - input'!$F27=\"\"),\"\",L42/'Lives scenario - input'!$F27),\"\")","v":1.2221081205130984},{"$f":"IFERROR(IF(OR(M42=\"\",'Lives scenario - input'!$F27=\"\"),\"\",M42/'Lives scenario - input'!$F27),\"\")","v":1.1527060592030796},{"$f":"IFERROR(IF(OR(N42=\"\",'Lives scenario - input'!$F27=\"\"),\"\",N42/'Lives scenario - input'!$F27),\"\")","v":1.0723075301025133},{"$f":"IFERROR(IF(OR(O42=\"\",'Lives scenario - input'!$F27=\"\"),\"\",O42/'Lives scenario - input'!$F27),\"\")","v":0.98401779415693946},{"$f":"IFERROR(IF(OR(P42=\"\",'Lives scenario - input'!$F27=\"\"),\"\",P42/'Lives scenario - input'!$F27),\"\")","v":0.89111145708382056},{"$f":"IFERROR(IF(OR(Q42=\"\",'Lives scenario - input'!$F27=\"\"),\"\",Q42/'Lives scenario - input'!$F27),\"\")","v":0.7968338312802582},{"$f":"IFERROR(IF(OR(R42=\"\",'Lives scenario - input'!$F27=\"\"),\"\",R42/'Lives scenario - input'!$F27),\"\")","v":0.70421595702456008},{"$f":"IFERROR(IF(OR(S42=\"\",'Lives scenario - input'!$F27=\"\"),\"\",S42/'Lives scenario - input'!$F27),\"\")","v":0.61591916278170278},{"$f":"IFERROR(IF(OR(T42=\"\",'Lives scenario - input'!$F27=\"\"),\"\",T42/'Lives scenario - input'!$F27),\"\")","v":0.53412135863383658},{"$f":"IFERROR(IF(OR(U42=\"\",'Lives scenario - input'!$F27=\"\"),\"\",U42/'Lives scenario - input'!$F27),\"\")","v":0.4604524609847494},{"$f":"IFERROR(IF(OR(V42=\"\",'Lives scenario - input'!$F27=\"\"),\"\",V42/'Lives scenario - input'!$F27),\"\")","v":0.39598113081675929},{"$f":"IFERROR(IF(OR(W42=\"\",'Lives scenario - input'!$F27=\"\"),\"\",W42/'Lives scenario - input'!$F27),\"\")","v":0.34125004327457714}]
[{"$f":"IFERROR('Lives scenario - input'!A28,\"\")","v":4},{"$f":"IFERROR('Lives scenario - input'!B28,\"\")","v":"SWITCHGEAR"},{"$f":"IFERROR('Lives scenario - input'!C28,\"\")","v":"> 33 kv & < = 66 kv ; switch"},{"$f":"IFERROR(repcalc('Lives scenario - input'!$CX28:$GJ28,'Lives scenario - input'!$I28,'Lives scenario - input'!$G28,'Lives scenario - input'!$H28,20,TRUE,TRUE),\"\")","v":8.0403070495003847E-3},1.1295343129466364E-2,1.5684347872066486E-2,2.1526598326643685E-2,2.9203055763151006E-2,3.9158645443479502E-2,5.1901105138542528E-2,6.7995311251510773E-2,8.8052049126995005E-2,0.11271038435640614,0.14261313579609805,0.1783754560160975,0.22054717912410315,0.2695703639654114,0.32573428184417569,0.38913088768868348,0.45961446958629032,0.53676958353782112,0.61989144369115801,0.70798257077027849,{"$f":"IFERROR(IF(OR(D43=\"\",'Lives scenario - input'!$F28=\"\"),\"\",D43/'Lives scenario - input'!$F28),\"\")","v":2.5739482415115589E-4},{"$f":"IFERROR(IF(OR(E43=\"\",'Lives scenario - input'!$F28=\"\"),\"\",E43/'Lives scenario - input'!$F28),\"\")","v":3.6159848630614442E-4},{"$f":"IFERROR(IF(OR(F43=\"\",'Lives scenario - input'!$F28=\"\"),\"\",F43/'Lives scenario - input'!$F28),\"\")","v":5.0210395419002913E-4},{"$f":"IFERROR(IF(OR(G43=\"\",'Lives scenario - input'!$F28=\"\"),\"\",G43/'Lives scenario - input'!$F28),\"\")","v":6.891322628286091E-4},{"$f":"IFERROR(IF(OR(H43=\"\",'Lives scenario - input'!$F28=\"\"),\"\",H43/'Lives scenario - input'!$F28),\"\")","v":9.3487914784295858E-4},{"$f":"IFERROR(IF(OR(I43=\"\",'Lives scenario - input'!$F28=\"\"),\"\",I43/'Lives scenario - input'!$F28),\"\")","v":1.2535880279035089E-3},{"$f":"IFERROR(IF(OR(J43=\"\",'Lives scenario - input'!$F28=\"\"),\"\",J43/'Lives scenario - input'!$F28),\"\")","v":1.6615131422395024E-3},{"$f":"IFERROR(IF(OR(K43=\"\",'Lives scenario - input'!$F28=\"\"),\"\",K43/'Lives scenario - input'!$F28),\"\")","v":2.1767379124872175E-3},{"$f":"IFERROR(IF(OR(L43=\"\",'Lives scenario - input'!$F28=\"\"),\"\",L43/'Lives scenario - input'!$F28),\"\")","v":2.8188154459350082E-3},{"$f":"IFERROR(IF(OR(M43=\"\",'Lives scenario - input'!$F28=\"\"),\"\",M43/'Lives scenario - input'!$F28),\"\")","v":3.6082041870812709E-3},{"$f":"IFERROR(IF(OR(N43=\"\",'Lives scenario - input'!$F28=\"\"),\"\",N43/'Lives scenario - input'!$F28),\"\")","v":4.5654827339165552E-3},{"$f":"IFERROR(IF(OR(O43=\"\",'Lives scenario - input'!$F28=\"\"),\"\",O43/'Lives scenario - input'!$F28),\"\")","v":5.7103440019742316E-3},{"$f":"IFERROR(IF(OR(P43=\"\",'Lives scenario - input'!$F28=\"\"),\"\",P43/'Lives scenario - input'!$F28),\"\")","v":7.0603898629977672E-3},{"$f":"IFERROR(IF(OR(Q43=\"\",'Lives scenario - input'!$F28=\"\"),\"\",Q43/'Lives scenario - input'!$F28),\"\")","v":8.6297719728939595E-3},{"$f":"IFERROR(IF(OR(R43=\"\",'Lives scenario - input'!$F28=\"\"),\"\",R43/'Lives scenario - input'!$F28),\"\")","v":1.0427750790996783E-2},{"$f":"IFERROR(IF(OR(S43=\"\",'Lives scenario - input'!$F28=\"\"),\"\",S43/'Lives scenario - input'!$F28),\"\")","v":1.2457270075853099E-2},{"$f":"IFERROR(IF(OR(T43=\"\",'Lives scenario - input'!$F28=\"\"),\"\",T43/'Lives scenario - input'!$F28),\"\")","v":1.4713665143402844E-2},{"$f":"IFERROR(IF(OR(U43=\"\",'Lives scenario - input'!$F28=\"\"),\"\",U43/'Lives scenario - input'!$F28),\"\")","v":1.7183636360379027E-2},{"$f":"IFERROR(IF(OR(V43=\"\",'Lives scenario - input'!$F28=\"\"),\"\",V43/'Lives scenario - input'!$F28),\"\")","v":1.9844621375698139E-2},{"$f":"IFERROR(IF(OR(W43=\"\",'Lives scenario - input'!$F28=\"\"),\"\",W43/'Lives scenario - input'!$F28),\"\")","v":2.2664687826421098E-2}]
[{"$f":"IFERROR('Lives scenario - input'!A29,\"\")","v":""},{"$f":"IFERROR('Lives scenario - input'!B29,\"\")","v":"TRANSFORMERS"},{"$f":"IFERROR('Lives scenario - input'!C29,\"\")","v":"ground outdoor / indoor chamber mounted ; ˂ 22 kv ; < = 60 kva ; multiple phase"},{"$f":"IFERROR(repcalc('Lives scenario - input'!$CX29:$GJ29,'Lives scenario - input'!$I29,'Lives scenario - input'!$G29,'Lives scenario - input'!$H29,20,TRUE,TRUE),\"\")","v":""},"","","","","","","","","","","","","","","","","","","",{"$f":"IFERROR(IF(OR(D44=\"\",'Lives scenario - input'!$F29=\"\"),\"\",D44/'Lives scenario - input'!$F29),\"\")","v":""},{"$f":"IFERROR(IF(OR(E44=\"\",'Lives scenario - input'!$F29=\"\"),\"\",E44/'Lives scenario - input'!$F29),\"\")","v":""},{"$f":"IFERROR(IF(OR(F44=\"\",'Lives scenario - input'!$F29=\"\"),\"\",F44/'Lives scenario - input'!$F29),\"\")","v":""},{"$f":"IFERROR(IF(OR(G44=\"\",'Lives scenario - input'!$F29=\"\"),\"\",G44/'Lives scenario - input'!$F29),\"\")","v":""},{"$f":"IFERROR(IF(OR(H44=\"\",'Lives scenario - input'!$F29=\"\"),\"\",H44/'Lives scenario - input'!$F29),\"\")","v":""},{"$f":"IFERROR(IF(OR(I44=\"\",'Lives scenario - input'!$F29=\"\"),\"\",I44/'Lives scenario - input'!$F29),\"\")","v":""},{"$f":"IFERROR(IF(OR(J44=\"\",'Lives scenario - input'!$F29=\"\"),\"\",J44/'Lives scenario - input'!$F29),\"\")","v":""},{"$f":"IFERROR(IF(OR(K44=\"\",'Lives scenario - input'!$F29=\"\"),\"\",K44/'Lives scenario - input'!$F29),\"\")","v":""},{"$f":"IFERROR(IF(OR(L44=\"\",'Lives scenario - input'!$F29=\"\"),\"\",L44/'Lives scenario - input'!$F29),\"\")","v":""},{"$f":"IFERROR(IF(OR(M44=\"\",'Lives scenario - input'!$F29=\"\"),\"\",M44/'Lives scenario - input'!$F29),\"\")","v":""},{"$f":"IFERROR(IF(OR(N44=\"\",'Lives scenario - input'!$F29=\"\"),\"\",N44/'Lives scenario - input'!$F29),\"\")","v":""},{"$f":"IFERROR(IF(OR(O44=\"\",'Lives scenario - input'!$F29=\"\"),\"\",O44/'Lives scenario - input'!$F29),\"\")","v":""},{"$f":"IFERROR(IF(OR(P44=\"\",'Lives scenario - input'!$F29=\"\"),\"\",P44/'Lives scenario - input'!$F29),\"\")","v":""},{"$f":"IFERROR(IF(OR(Q44=\"\",'Lives scenario - input'!$F29=\"\"),\"\",Q44/'Lives scenario - input'!$F29),\"\")","v":""},{"$f":"IFERROR(IF(OR(R44=\"\",'Lives scenario - input'!$F29=\"\"),\"\",R44/'Lives scenario - input'!$F29),\"\")","v":""},{"$f":"IFERROR(IF(OR(S44=\"\",'Lives scenario - input'!$F29=\"\"),\"\",S44/'Lives scenario - input'!$F29),\"\")","v":""},{"$f":"IFERROR(IF(OR(T44=\"\",'Lives scenario - input'!$F29=\"\"),\"\",T44/'Lives scenario - input'!$F29),\"\")","v":""},{"$f":"IFERROR(IF(OR(U44=\"\",'Lives scenario - input'!$F29=\"\"),\"\",U44/'Lives scenario - input'!$F29),\"\")","v":""},{"$f":"IFERROR(IF(OR(V44=\"\",'Lives scenario - input'!$F29=\"\"),\"\",V44/'Lives scenario - input'!$F29),\"\")","v":""},{"$f":"IFERROR(IF(OR(W44=\"\",'Lives scenario - input'!$F29=\"\"),\"\",W44/'Lives scenario - input'!$F29),\"\")","v":""}]
[{"$f":"IFERROR('Lives scenario - input'!A30,\"\")","v":5},{"$f":"IFERROR('Lives scenario - input'!B30,\"\")","v":"TRANSFORMERS"},{"$f":"IFERROR('Lives scenario - input'!C30,\"\")","v":"ground outdoor / indoor chamber mounted ; ˂ 22 kv ; > 60 kva and < = 600 kva ; multiple phase"},{"$f":"IFERROR(repcalc('Lives scenario - input'!$CX30:$GJ30,'Lives scenario - input'!$I30,'Lives scenario - input'!$G30,'Lives scenario - input'!$H30,20,TRUE,TRUE),\"\")","v":38.641901788132394},44.79069209844959,52.74775251889271,62.996857423922393,76.092498105923056,92.65522860437946,113.36183556577865,138.92946232465255,170.09309227106624,207.57621958471628,252.05509780510022,304.11762860112043,364.21868246645317,432.63435779817615,509.41829841537151,594.36361025427345,686.97406047533912,786.44804094310632,891.67819966711772,1001.2686971818126,{"$f":"IFERROR(IF(OR(D45=\"\",'Lives scenario - input'!$F30=\"\"),\"\",D45/'Lives scenario - input'!$F30),\"\")","v":0.35263063335574102},{"$f":"IFERROR(IF(OR(E45=\"\",'Lives scenario - input'!$F30=\"\"),\"\",E45/'Lives scenario - input'!$F30),\"\")","v":0.4087420492323971},{"$f":"IFERROR(IF(OR(F45=\"\",'Lives scenario - input'!$F30=\"\"),\"\",F45/'Lives scenario - input'!$F30),\"\")","v":0.48135501924342533},{"$f":"IFERROR(IF(OR(G45=\"\",'Lives scenario - input'!$F30=\"\"),\"\",G45/'Lives scenario - input'!$F30),\"\")","v":0.57488427600221192},{"$f":"IFERROR(IF(OR(H45=\"\",'Lives scenario - input'!$F30=\"\"),\"\",H45/'Lives scenario - input'!$F30),\"\")","v":0.69438988660110201},{"$f":"IFERROR(IF(OR(I45=\"\",'Lives scenario - input'!$F30=\"\"),\"\",I45/'Lives scenario - input'!$F30),\"\")","v":0.84553478049876352},{"$f":"IFERROR(IF(OR(J45=\"\",'Lives scenario - input'!$F30=\"\"),\"\",J45/'Lives scenario - input'!$F30),\"\")","v":1.0344950435696949},{"$f":"IFERROR(IF(OR(K45=\"\",'Lives scenario - input'!$F30=\"\"),\"\",K45/'Lives scenario - input'!$F30),\"\")","v":1.2678150407794038},{"$f":"IFERROR(IF(OR(L45=\"\",'Lives scenario - input'!$F30=\"\"),\"\",L45/'Lives scenario - input'!$F30),\"\")","v":1.5522019383477526},{"$f":"IFERROR(IF(OR(M45=\"\",'Lives scenario - input'!$F30=\"\"),\"\",M45/'Lives scenario - input'!$F30),\"\")","v":1.8942580565283975},{"$f":"IFERROR(IF(OR(N45=\"\",'Lives scenario - input'!$F30=\"\"),\"\",N45/'Lives scenario - input'!$F30),\"\")","v":2.3001546162733915},{"$f":"IFERROR(IF(OR(O45=\"\",'Lives scenario - input'!$F30=\"\"),\"\",O45/'Lives scenario - input'!$F30),\"\")","v":2.7752565744886493},{"$f":"IFERROR(IF(OR(P45=\"\",'Lives scenario - input'!$F30=\"\"),\"\",P45/'Lives scenario - input'!$F30),\"\")","v":3.3237148984624629},{"$f":"IFERROR(IF(OR(Q45=\"\",'Lives scenario - input'!$F30=\"\"),\"\",Q45/'Lives scenario - input'!$F30),\"\")","v":3.9480491524016821},{"$f":"IFERROR(IF(OR(R45=\"\",'Lives scenario - input'!$F30=\"\"),\"\",R45/'Lives scenario - input'!$F30),\"\")","v":4.6487488684727696},{"$f":"IFERROR(IF(OR(S45=\"\",'Lives scenario - input'!$F30=\"\"),\"\",S45/'Lives scenario - input'!$F30),\"\")","v":5.4239260137020038},{"$f":"IFERROR(IF(OR(T45=\"\",'Lives scenario - input'!$F30=\"\"),\"\",T45/'Lives scenario - input'!$F30),\"\")","v":6.2690521644766104},{"$f":"IFERROR(IF(OR(U45=\"\",'Lives scenario - input'!$F30=\"\"),\"\",U45/'Lives scenario - input'!$F30),\"\")","v":7.1768121636373738},{"$f":"IFERROR(IF(OR(V45=\"\",'Lives scenario - input'!$F30=\"\"),\"\",V45/'Lives scenario - input'!$F30),\"\")","v":8.1371007571550358},{"$f":"IFERROR(IF(OR(W45=\"\",'Lives scenario - input'!$F30=\"\"),\"\",W45/'Lives scenario - input'!$F30),\"\")","v":9.1371800689927927}]
[{"$f":"IFERROR('Lives scenario - input'!A31,\"\")","v":5},{"$f":"IFERROR('Lives scenario - input'!B31,\"\")","v":"TRANSFORMERS"},{"$f":"IFERROR('Lives scenario - input'!C31,\"\")","v":"ground outdoor / indoor chamber mounted ; ˂ 22 kv ; > 600 kva ; multiple phase"},{"$f":"IFERROR(repcalc('Lives scenario - input'!$CX31:$GJ31,'Lives scenario - input'!$I31,'Lives scenario - input'!$G31,'Lives scenario - input'!$H31,20,TRUE,TRUE),\"\")","v":167.51211191141849},204.24323132841295,248.86466320622679,302.09293631360538,364.47879748688962,436.34739307706883,517.74087301347845,608.36863523036561,707.57070987539532,814.29948428746229,927.12402861183227,1044.2597160815778,1163.6237498628209,1282.9148053818274,1399.7125374758302,1511.5904867695922,1616.2342460230873,1711.5558617581992,1795.7955053409239,1867.6024865002896,{"$f":"IFERROR(IF(OR(D46=\"\",'Lives scenario - input'!$F31=\"\"),\"\",D46/'Lives scenario - input'!$F31),\"\")","v":2.9277996143499387},{"$f":"IFERROR(IF(OR(E46=\"\",'Lives scenario - input'!$F31=\"\"),\"\",E46/'Lives scenario - input'!$F31),\"\")","v":3.5697911458075957},{"$f":"IFERROR(IF(OR(F46=\"\",'Lives scenario - input'!$F31=\"\"),\"\",F46/'Lives scenario - input'!$F31),\"\")","v":4.3496906381660354},{"$f":"IFERROR(IF(OR(G46=\"\",'Lives scenario - input'!$F31=\"\"),\"\",G46/'Lives scenario - input'!$F31),\"\")","v":5.2800216792952073},{"$f":"IFERROR(IF(OR(H46=\"\",'Lives scenario - input'!$F31=\"\"),\"\",H46/'Lives scenario - input'!$F31),\"\")","v":6.3704102977648898},{"$f":"IFERROR(IF(OR(I46=\"\",'Lives scenario - input'!$F31=\"\"),\"\",I46/'Lives scenario - input'!$F31),\"\")","v":7.6265394459907094},{"$f":"IFERROR(IF(OR(J46=\"\",'Lives scenario - input'!$F31=\"\"),\"\",J46/'Lives scenario - input'!$F31),\"\")","v":9.0491458262053914},{"$f":"IFERROR(IF(OR(K46=\"\",'Lives scenario - input'!$F31=\"\"),\"\",K46/'Lives scenario - input'!$F31),\"\")","v":10.633150255737709},{"$f":"IFERROR(IF(OR(L46=\"\",'Lives scenario - input'!$F31=\"\"),\"\",L46/'Lives scenario - input'!$F31),\"\")","v":12.367017691198258},{"$f":"IFERROR(IF(OR(M46=\"\",'Lives scenario - input'!$F31=\"\"),\"\",M46/'Lives scenario - input'!$F31),\"\")","v":14.232437815140896},{"$f":"IFERROR(IF(OR(N46=\"\",'Lives scenario - input'!$F31=\"\"),\"\",N46/'Lives scenario - input'!$F31),\"\")","v":16.204400639756095},{"$f":"IFERROR(IF(OR(O46=\"\",'Lives scenario - input'!$F31=\"\"),\"\",O46/'Lives scenario - input'!$F31),\"\")","v":18.251714214203119},{"$f":"IFERROR(IF(OR(P46=\"\",'Lives scenario - input'!$F31=\"\"),\"\",P46/'Lives scenario - input'!$F31),\"\")","v":20.337975130409468},{"$f":"IFERROR(IF(OR(Q46=\"\",'Lives scenario - input'!$F31=\"\"),\"\",Q46/'Lives scenario - input'!$F31),\"\")","v":22.4229605225621},{"$f":"IFERROR(IF(OR(R46=\"\",'Lives scenario - input'!$F31=\"\"),\"\",R46/'Lives scenario - input'!$F31),\"\")","v":24.46436726670607},{"$f":"IFERROR(IF(OR(S46=\"\",'Lives scenario - input'!$F31=\"\"),\"\",S46/'Lives scenario - input'!$F31),\"\")","v":26.41978537384421},{"$f":"IFERROR(IF(OR(T46=\"\",'Lives scenario - input'!$F31=\"\"),\"\",T46/'Lives scenario - input'!$F31),\"\")","v":28.248763317531793},{"$f":"IFERROR(IF(OR(U46=\"\",'Lives scenario - input'!$F31=\"\"),\"\",U46/'Lives scenario - input'!$F31),\"\")","v":29.914807561162693},{"$f":"IFERROR(IF(OR(V46=\"\",'Lives scenario - input'!$F31=\"\"),\"\",V46/'Lives scenario - input'!$F31),\"\")","v":31.387159579056785},{"$f":"IFERROR(IF(OR(W46=\"\",'Lives scenario - input'!$F31=\"\"),\"\",W46/'Lives scenario - input'!$F31),\"\")","v":32.642211821829527}]
[{"$f":"IFERROR('Lives scenario - input'!A32,\"\")","v":5},{"$f":"IFERROR('Lives scenario - input'!B32,\"\")","v":"TRANSFORMERS"},{"$f":"IFERROR('Lives scenario - input'!C32,\"\")","v":"ground outdoor / indoor chamber mounted ; > = 22 kv & < = 33 kv ; < = 15 mva"},{"$f":"IFERROR(repcalc('Lives scenario - input'!$CX32:$GJ32,'Lives scenario - input'!$I32,'Lives scenario - input'!$G32,'Lives scenario - input'!$H32,20,TRUE,TRUE),\"\")","v":1748.5432864264226},1707.8960974130068,1666.2134686786299,1623.9353804731443,1581.236424419272,1538.0886641480161,1494.3318484111435,1449.7421234572339,1404.092130705098,1357.197713187282,1308.9489693431237,1259.3257078312879,1208.3991903893507,1156.3232440236836,1103.3183483943685,1049.6522358064929,995.62002939605179,941.52617269989651,887.66954947415047,834.33240244492004,{"$f":"IFERROR(IF(OR(D47=\"\",'Lives scenario - input'!$F32=\"\"),\"\",D47/'Lives scenario - input'!$F32),\"\")","v":1.1656955242842817},{"$f":"IFERROR(IF(OR(E47=\"\",'Lives scenario - input'!$F32=\"\"),\"\",E47/'Lives scenario - input'!$F32),\"\")","v":1.1385973982753379},{"$f":"IFERROR(IF(OR(F47=\"\",'Lives scenario - input'!$F32=\"\"),\"\",F47/'Lives scenario - input'!$F32),\"\")","v":1.1108089791190865},{"$f":"IFERROR(IF(OR(G47=\"\",'Lives scenario - input'!$F32=\"\"),\"\",G47/'Lives scenario - input'!$F32),\"\")","v":1.0826235869820962},{"$f":"IFERROR(IF(OR(H47=\"\",'Lives scenario - input'!$F32=\"\"),\"\",H47/'Lives scenario - input'!$F32),\"\")","v":1.0541576162795148},{"$f":"IFERROR(IF(OR(I47=\"\",'Lives scenario - input'!$F32=\"\"),\"\",I47/'Lives scenario - input'!$F32),\"\")","v":1.025392442765344},{"$f":"IFERROR(IF(OR(J47=\"\",'Lives scenario - input'!$F32=\"\"),\"\",J47/'Lives scenario - input'!$F32),\"\")","v":0.99622123227409565},{"$f":"IFERROR(IF(OR(K47=\"\",'Lives scenario - input'!$F32=\"\"),\"\",K47/'Lives scenario - input'!$F32),\"\")","v":0.96649474897148924},{"$f":"IFERROR(IF(OR(L47=\"\",'Lives scenario - input'!$F32=\"\"),\"\",L47/'Lives scenario - input'!$F32),\"\")","v":0.93606142047006535},{"$f":"IFERROR(IF(OR(M47=\"\",'Lives scenario - input'!$F32=\"\"),\"\",M47/'Lives scenario - input'!$F32),\"\")","v":0.90479847545818803},{"$f":"IFERROR(IF(OR(N47=\"\",'Lives scenario - input'!$F32=\"\"),\"\",N47/'Lives scenario - input'!$F32),\"\")","v":0.87263264622874914},{"$f":"IFERROR(IF(OR(O47=\"\",'Lives scenario - input'!$F32=\"\"),\"\",O47/'Lives scenario - input'!$F32),\"\")","v":0.8395504718875253},{"$f":"IFERROR(IF(OR(P47=\"\",'Lives scenario - input'!$F32=\"\"),\"\",P47/'Lives scenario - input'!$F32),\"\")","v":0.80559946025956708},{"$f":"IFERROR(IF(OR(Q47=\"\",'Lives scenario - input'!$F32=\"\"),\"\",Q47/'Lives scenario - input'!$F32),\"\")","v":0.7708821626824558},{"$f":"IFERROR(IF(OR(R47=\"\",'Lives scenario - input'!$F32=\"\"),\"\",R47/'Lives scenario - input'!$F32),\"\")","v":0.73554556559624562},{"$f":"IFERROR(IF(OR(S47=\"\",'Lives scenario - input'!$F32=\"\"),\"\",S47/'Lives scenario - input'!$F32),\"\")","v":0.69976815720432861},{"$f":"IFERROR(IF(OR(T47=\"\",'Lives scenario - input'!$F32=\"\"),\"\",T47/'Lives scenario - input'!$F32),\"\")","v":0.66374668626403455},{"$f":"IFERROR(IF(OR(U47=\"\",'Lives scenario - input'!$F32=\"\"),\"\",U47/'Lives scenario - input'!$F32),\"\")","v":0.62768411513326439},{"$f":"IFERROR(IF(OR(V47=\"\",'Lives scenario - input'!$F32=\"\"),\"\",V47/'Lives scenario - input'!$F32),\"\")","v":0.59177969964943367},{"$f":"IFERROR(IF(OR(W47=\"\",'Lives scenario - input'!$F32=\"\"),\"\",W47/'Lives scenario - input'!$F32),\"\")","v":0.55622160162994672}]
[{"$f":"IFERROR('Lives scenario - input'!A33,\"\")","v":5},{"$f":"IFERROR('Lives scenario - input'!B33,\"\")","v":"TRANSFORMERS"},{"$f":"IFERROR('Lives scenario - input'!C33,\"\")","v":"ground outdoor / indoor chamber mounted ; > 33 kv & < = 66 kv ; < = 15 mva"},{"$f":"IFERROR(repcalc('Lives scenario - input'!$CX33:$GJ33,'Lives scenario - input'!$I33,'Lives scenario - input'!$G33,'Lives scenario - input'!$H33,20,TRUE,TRUE),\"\")","v":84.044046291165685},98.57815698855805,114.02956447678464,130.08204864581228,146.34588030389739,162.37043894228373,177.6629445744781,191.71242967851171,204.01744608193135,214.11547489479008,221.61166348137218,226.20441148879664,227.70549817093831,226.0528795288009,221.31494273379985,213.68581128454503,203.47215005284428,191.07272008468962,176.95258221334848,161.61427203815416,{"$f":"IFERROR(IF(OR(D48=\"\",'Lives scenario - input'!$F33=\"\"),\"\",D48/'Lives scenario - input'!$F33),\"\")","v":5.6029364194110455E-2},{"$f":"IFERROR(IF(OR(E48=\"\",'Lives scenario - input'!$F33=\"\"),\"\",E48/'Lives scenario - input'!$F33),\"\")","v":6.5718771325705361E-2},{"$f":"IFERROR(IF(OR(F48=\"\",'Lives scenario - input'!$F33=\"\"),\"\",F48/'Lives scenario - input'!$F33),\"\")","v":7.601970965118976E-2},{"$f":"IFERROR(IF(OR(G48=\"\",'Lives scenario - input'!$F33=\"\"),\"\",G48/'Lives scenario - input'!$F33),\"\")","v":8.6721365763874847E-2},{"$f":"IFERROR(IF(OR(H48=\"\",'Lives scenario - input'!$F33=\"\"),\"\",H48/'Lives scenario - input'!$F33),\"\")","v":9.7563920202598256E-2},{"$f":"IFERROR(IF(OR(I48=\"\",'Lives scenario - input'!$F33=\"\"),\"\",I48/'Lives scenario - input'!$F33),\"\")","v":0.10824695929485582},{"$f":"IFERROR(IF(OR(J48=\"\",'Lives scenario - input'!$F33=\"\"),\"\",J48/'Lives scenario - input'!$F33),\"\")","v":0.11844196304965207},{"$f":"IFERROR(IF(OR(K48=\"\",'Lives scenario - input'!$F33=\"\"),\"\",K48/'Lives scenario - input'!$F33),\"\")","v":0.12780828645234113},{"$f":"IFERROR(IF(OR(L48=\"\",'Lives scenario - input'!$F33=\"\"),\"\",L48/'Lives scenario - input'!$F33),\"\")","v":0.13601163072128758},{"$f":"IFERROR(IF(OR(M48=\"\",'Lives scenario - input'!$F33=\"\"),\"\",M48/'Lives scenario - input'!$F33),\"\")","v":0.14274364992986005},{"$f":"IFERROR(IF(OR(N48=\"\",'Lives scenario - input'!$F33=\"\"),\"\",N48/'Lives scenario - input'!$F33),\"\")","v":0.14774110898758144},{"$f":"IFERROR(IF(OR(O48=\"\",'Lives scenario - input'!$F33=\"\"),\"\",O48/'Lives scenario - input'!$F33),\"\")","v":0.15080294099253108},{"$f":"IFERROR(IF(OR(P48=\"\",'Lives scenario - input'!$F33=\"\"),\"\",P48/'Lives scenario - input'!$F33),\"\")","v":0.15180366544729221},{"$f":"IFERROR(IF(OR(Q48=\"\",'Lives scenario - input'!$F33=\"\"),\"\",Q48/'Lives scenario - input'!$F33),\"\")","v":0.15070191968586727},{"$f":"IFERROR(IF(OR(R48=\"\",'Lives scenario - input'!$F33=\"\"),\"\",R48/'Lives scenario - input'!$F33),\"\")","v":0.14754329515586656},{"$f":"IFERROR(IF(OR(S48=\"\",'Lives scenario - input'!$F33=\"\"),\"\",S48/'Lives scenario - input'!$F33),\"\")","v":0.14245720752303001},{"$f":"IFERROR(IF(OR(T48=\"\",'Lives scenario - input'!$F33=\"\"),\"\",T48/'Lives scenario - input'!$F33),\"\")","v":0.13564810003522954},{"$f":"IFERROR(IF(OR(U48=\"\",'Lives scenario - input'!$F33=\"\"),\"\",U48/'Lives scenario - input'!$F33),\"\")","v":0.12738181338979307},{"$f":"IFERROR(IF(OR(V48=\"\",'Lives scenario - input'!$F33=\"\"),\"\",V48/'Lives scenario - input'!$F33),\"\")","v":0.11796838814223232},{"$f":"IFERROR(IF(OR(W48=\"\",'Lives scenario - input'!$F33=\"\"),\"\",W48/'Lives scenario - input'!$F33),\"\")","v":0.1077428480254361}]
[{"$f":"IFERROR('Lives scenario - input'!A34,\"\")","v":5},{"$f":"IFERROR('Lives scenario - input'!B34,\"\")","v":"TRANSFORMERS"},{"$f":"IFERROR('Lives scenario - input'!C34,\"\")","v":"ground outdoor / indoor chamber mounted ; > 33 kv & < = 66 kv ; > 15 mva and < = 40 mva"},{"$f":"IFERROR(repcalc('Lives scenario - input'!$CX34:$GJ34,'Lives scenario - input'!$I34,'Lives scenario - input'!$G34,'Lives scenario - input'!$H34,20,TRUE,TRUE),\"\")","v":411.08619972434951},506.40364035903008,616.69242903339091,742.39802580603293,883.46509408762995,1039.2361089703654,1208.3684746281676,1388.7803585285267,1577.6348175108922,1771.3700282666546,1965.7805394918792,2156.150581612168,2337.4359039621586,2504.4857963917166,2652.2924233708186,2776.2509137944371,2872.411321160012,2937.7029831415384,2970.1131613770599,2968.8050920263131,{"$f":"IFERROR(IF(OR(D49=\"\",'Lives scenario - input'!$F34=\"\"),\"\",D49/'Lives scenario - input'!$F34),\"\")","v":0.27405746648289969},{"$f":"IFERROR(IF(OR(E49=\"\",'Lives scenario - input'!$F34=\"\"),\"\",E49/'Lives scenario - input'!$F34),\"\")","v":0.33760242690602005},{"$f":"IFERROR(IF(OR(F49=\"\",'Lives scenario - input'!$F34=\"\"),\"\",F49/'Lives scenario - input'!$F34),\"\")","v":0.41112828602226059},{"$f":"IFERROR(IF(OR(G49=\"\",'Lives scenario - input'!$F34=\"\"),\"\",G49/'Lives scenario - input'!$F34),\"\")","v":0.49493201720402197},{"$f":"IFERROR(IF(OR(H49=\"\",'Lives scenario - input'!$F34=\"\"),\"\",H49/'Lives scenario - input'!$F34),\"\")","v":0.58897672939175327},{"$f":"IFERROR(IF(OR(I49=\"\",'Lives scenario - input'!$F34=\"\"),\"\",I49/'Lives scenario - input'!$F34),\"\")","v":0.69282407264691026},{"$f":"IFERROR(IF(OR(J49=\"\",'Lives scenario - input'!$F34=\"\"),\"\",J49/'Lives scenario - input'!$F34),\"\")","v":0.80557898308544507},{"$f":"IFERROR(IF(OR(K49=\"\",'Lives scenario - input'!$F34=\"\"),\"\",K49/'Lives scenario - input'!$F34),\"\")","v":0.92585357235235111},{"$f":"IFERROR(IF(OR(L49=\"\",'Lives scenario - input'!$F34=\"\"),\"\",L49/'Lives scenario - input'!$F34),\"\")","v":1.0517565450072615},{"$f":"IFERROR(IF(OR(M49=\"\",'Lives scenario - input'!$F34=\"\"),\"\",M49/'Lives scenario - input'!$F34),\"\")","v":1.1809133521777697},{"$f":"IFERROR(IF(OR(N49=\"\",'Lives scenario - input'!$F34=\"\"),\"\",N49/'Lives scenario - input'!$F34),\"\")","v":1.3105203596612527},{"$f":"IFERROR(IF(OR(O49=\"\",'Lives scenario - input'!$F34=\"\"),\"\",O49/'Lives scenario - input'!$F34),\"\")","v":1.4374337210747787},{"$f":"IFERROR(IF(OR(P49=\"\",'Lives scenario - input'!$F34=\"\"),\"\",P49/'Lives scenario - input'!$F34),\"\")","v":1.5582906026414391},{"$f":"IFERROR(IF(OR(Q49=\"\",'Lives scenario - input'!$F34=\"\"),\"\",Q49/'Lives scenario - input'!$F34),\"\")","v":1.6696571975944776},{"$f":"IFERROR(IF(OR(R49=\"\",'Lives scenario - input'!$F34=\"\"),\"\",R49/'Lives scenario - input'!$F34),\"\")","v":1.7681949489138791},{"$f":"IFERROR(IF(OR(S49=\"\",'Lives scenario - input'!$F34=\"\"),\"\",S49/'Lives scenario - input'!$F34),\"\")","v":1.8508339425296247},{"$f":"IFERROR(IF(OR(T49=\"\",'Lives scenario - input'!$F34=\"\"),\"\",T49/'Lives scenario - input'!$F34),\"\")","v":1.9149408807733412},{"$f":"IFERROR(IF(OR(U49=\"\",'Lives scenario - input'!$F34=\"\"),\"\",U49/'Lives scenario - input'!$F34),\"\")","v":1.9584686554276922},{"$f":"IFERROR(IF(OR(V49=\"\",'Lives scenario - input'!$F34=\"\"),\"\",V49/'Lives scenario - input'!$F34),\"\")","v":1.9800754409180399},{"$f":"IFERROR(IF(OR(W49=\"\",'Lives scenario - input'!$F34=\"\"),\"\",W49/'Lives scenario - input'!$F34),\"\")","v":1.9792033946842087}]
[{"$f":"IFERROR('Lives scenario - input'!A35,\"\")","v":""},{"$f":"IFERROR('Lives scenario - input'!B35,\"\")","v":"TRANSFORMERS"},{"$f":"IFERROR('Lives scenario - input'!C35,\"\")","v":"ground outdoor / indoor chamber mounted ; > 33 kv & < = 66 kv ; > 40 mva"},{"$f":"IFERROR(repcalc('Lives scenario - input'!$CX35:$GJ35,'Lives scenario - input'!$I35,'Lives scenario - input'!$G35,'Lives scenario - input'!$H35,20,TRUE,TRUE),\"\")","v":""},"","","","","","","","","","","","","","","","","","","",{"$f":"IFERROR(IF(OR(D50=\"\",'Lives scenario - input'!$F35=\"\"),\"\",D50/'Lives scenario - input'!$F35),\"\")","v":""},{"$f":"IFERROR(IF(OR(E50=\"\",'Lives scenario - input'!$F35=\"\"),\"\",E50/'Lives scenario - input'!$F35),\"\")","v":""},{"$f":"IFERROR(IF(OR(F50=\"\",'Lives scenario - input'!$F35=\"\"),\"\",F50/'Lives scenario - input'!$F35),\"\")","v":""},{"$f":"IFERROR(IF(OR(G50=\"\",'Lives scenario - input'!$F35=\"\"),\"\",G50/'Lives scenario - input'!$F35),\"\")","v":""},{"$f":"IFERROR(IF(OR(H50=\"\",'Lives scenario - input'!$F35=\"\"),\"\",H50/'Lives scenario - input'!$F35),\"\")","v":""},{"$f":"IFERROR(IF(OR(I50=\"\",'Lives scenario - input'!$F35=\"\"),\"\",I50/'Lives scenario - input'!$F35),\"\")","v":""},{"$f":"IFERROR(IF(OR(J50=\"\",'Lives scenario - input'!$F35=\"\"),\"\",J50/'Lives scenario - input'!$F35),\"\")","v":""},{"$f":"IFERROR(IF(OR(K50=\"\",'Lives scenario - input'!$F35=\"\"),\"\",K50/'Lives scenario - input'!$F35),\"\")","v":""},{"$f":"IFERROR(IF(OR(L50=\"\",'Lives scenario - input'!$F35=\"\"),\"\",L50/'Lives scenario - input'!$F35),\"\")","v":""},{"$f":"IFERROR(IF(OR(M50=\"\",'Lives scenario - input'!$F35=\"\"),\"\",M50/'Lives scenario - input'!$F35),\"\")","v":""},{"$f":"IFERROR(IF(OR(N50=\"\",'Lives scenario - input'!$F35=\"\"),\"\",N50/'Lives scenario - input'!$F35),\"\")","v":""},{"$f":"IFERROR(IF(OR(O50=\"\",'Lives scenario - input'!$F35=\"\"),\"\",O50/'Lives scenario - input'!$F35),\"\")","v":""},{"$f":"IFERROR(IF(OR(P50=\"\",'Lives scenario - input'!$F35=\"\"),\"\",P50/'Lives scenario - input'!$F35),\"\")","v":""},{"$f":"IFERROR(IF(OR(Q50=\"\",'Lives scenario - input'!$F35=\"\"),\"\",Q50/'Lives scenario - input'!$F35),\"\")","v":""},{"$f":"IFERROR(IF(OR(R50=\"\",'Lives scenario - input'!$F35=\"\"),\"\",R50/'Lives scenario - input'!$F35),\"\")","v":""},{"$f":"IFERROR(IF(OR(S50=\"\",'Lives scenario - input'!$F35=\"\"),\"\",S50/'Lives scenario - input'!$F35),\"\")","v":""},{"$f":"IFERROR(IF(OR(T50=\"\",'Lives scenario - input'!$F35=\"\"),\"\",T50/'Lives scenario - input'!$F35),\"\")","v":""},{"$f":"IFERROR(IF(OR(U50=\"\",'Lives scenario - input'!$F35=\"\"),\"\",U50/'Lives scenario - input'!$F35),\"\")","v":""},{"$f":"IFERROR(IF(OR(V50=\"\",'Lives scenario - input'!$F35=\"\"),\"\",V50/'Lives scenario - input'!$F35),\"\")","v":""},{"$f":"IFERROR(IF(OR(W50=\"\",'Lives scenario - input'!$F35=\"\"),\"\",W50/'Lives scenario - input'!$F35),\"\")","v":""}]
[{"$f":"IFERROR('Lives scenario - input'!A36,\"\")","v":""},{"$f":"IFERROR('Lives scenario - input'!B36,\"\")","v":"TRANSFORMERS"},{"$f":"IFERROR('Lives scenario - input'!C36,\"\")","v":"kiosk mounted ; < = 22 kv ; < = 60 kva ; multiple phase"},{"$f":"IFERROR(repcalc('Lives scenario - input'!$CX36:$GJ36,'Lives scenario - input'!$I36,'Lives scenario - input'!$G36,'Lives scenario - input'!$H36,20,TRUE,TRUE),\"\")","v":""},"","","","","","","","","","","","","","","","","","","",{"$f":"IFERROR(IF(OR(D51=\"\",'Lives scenario - input'!$F36=\"\"),\"\",D51/'Lives scenario - input'!$F36),\"\")","v":""},{"$f":"IFERROR(IF(OR(E51=\"\",'Lives scenario - input'!$F36=\"\"),\"\",E51/'Lives scenario - input'!$F36),\"\")","v":""},{"$f":"IFERROR(IF(OR(F51=\"\",'Lives scenario - input'!$F36=\"\"),\"\",F51/'Lives scenario - input'!$F36),\"\")","v":""},{"$f":"IFERROR(IF(OR(G51=\"\",'Lives scenario - input'!$F36=\"\"),\"\",G51/'Lives scenario - input'!$F36),\"\")","v":""},{"$f":"IFERROR(IF(OR(H51=\"\",'Lives scenario - input'!$F36=\"\"),\"\",H51/'Lives scenario - input'!$F36),\"\")","v":""},{"$f":"IFERROR(IF(OR(I51=\"\",'Lives scenario - input'!$F36=\"\"),\"\",I51/'Lives scenario - input'!$F36),\"\")","v":""},{"$f":"IFERROR(IF(OR(J51=\"\",'Lives scenario - input'!$F36=\"\"),\"\",J51/'Lives scenario - input'!$F36),\"\")","v":""},{"$f":"IFERROR(IF(OR(K51=\"\",'Lives scenario - input'!$F36=\"\"),\"\",K51/'Lives scenario - input'!$F36),\"\")","v":""},{"$f":"IFERROR(IF(OR(L51=\"\",'Lives scenario - input'!$F36=\"\"),\"\",L51/'Lives scenario - input'!$F36),\"\")","v":""},{"$f":"IFERROR(IF(OR(M51=\"\",'Lives scenario - input'!$F36=\"\"),\"\",M51/'Lives scenario - input'!$F36),\"\")","v":""},{"$f":"IFERROR(IF(OR(N51=\"\",'Lives scenario - input'!$F36=\"\"),\"\",N51/'Lives scenario - input'!$F36),\"\")","v":""},{"$f":"IFERROR(IF(OR(O51=\"\",'Lives scenario - input'!$F36=\"\"),\"\",O51/'Lives scenario - input'!$F36),\"\")","v":""},{"$f":"IFERROR(IF(OR(P51=\"\",'Lives scenario - input'!$F36=\"\"),\"\",P51/'Lives scenario - input'!$F36),\"\")","v":""},{"$f":"IFERROR(IF(OR(Q51=\"\",'Lives scenario - input'!$F36=\"\"),\"\",Q51/'Lives scenario - input'!$F36),\"\")","v":""},{"$f":"IFERROR(IF(OR(R51=\"\",'Lives scenario - input'!$F36=\"\"),\"\",R51/'Lives scenario - input'!$F36),\"\")","v":""},{"$f":"IFERROR(IF(OR(S51=\"\",'Lives scenario - input'!$F36=\"\"),\"\",S51/'Lives scenario - input'!$F36),\"\")","v":""},{"$f":"IFERROR(IF(OR(T51=\"\",'Lives scenario - input'!$F36=\"\"),\"\",T51/'Lives scenario - input'!$F36),\"\")","v":""},{"$f":"IFERROR(IF(OR(U51=\"\",'Lives scenario - input'!$F36=\"\"),\"\",U51/'Lives scenario - input'!$F36),\"\")","v":""},{"$f":"IFERROR(IF(OR(V51=\"\",'Lives scenario - input'!$F36=\"\"),\"\",V51/'Lives scenario - input'!$F36),\"\")","v":""},{"$f":"IFERROR(IF(OR(W51=\"\",'Lives scenario - input'!$F36=\"\"),\"\",W51/'Lives scenario - input'!$F36),\"\")","v":""}]
[{"$f":"IFERROR('Lives scenario - input'!A37,\"\")","v":5},{"$f":"IFERROR('Lives scenario - input'!B37,\"\")","v":"TRANSFORMERS"},{"$f":"IFERROR('Lives scenario - input'!C37,\"\")","v":"kiosk mounted ; < = 22 kv ; > 60 kva and < = 600 kva ; multiple phase"},{"$f":"IFERROR(repcalc('Lives scenario - input'!$CX37:$GJ37,'Lives scenario - input'!$I37,'Lives scenario - input'!$G37,'Lives scenario - input'!$H37,20,TRUE,TRUE),\"\")","v":348.55991231492573},402.53274798454061,458.73350107681341,516.00718020287093,573.06183899566088,628.53241158454034,681.05425544423952,729.3403652619204,772.25548153642626,808.88037214339363,838.56044972749703,860.93451262984365,875.94155543998716,883.8059939812,885.00395578341522,880.21518342249612,870.26633504457072,856.07190262120287,838.57859085743735,818.71791975703104,{"$f":"IFERROR(IF(OR(D52=\"\",'Lives scenario - input'!$F37=\"\"),\"\",D52/'Lives scenario - input'!$F37),\"\")","v":1.5376550103149889},{"$f":"IFERROR(IF(OR(E52=\"\",'Lives scenario - input'!$F37=\"\"),\"\",E52/'Lives scenario - input'!$F37),\"\")","v":1.7757535358657626},{"$f":"IFERROR(IF(OR(F52=\"\",'Lives scenario - input'!$F37=\"\"),\"\",F52/'Lives scenario - input'!$F37),\"\")","v":2.0236804101924073},{"$f":"IFERROR(IF(OR(G52=\"\",'Lives scenario - input'!$F37=\"\"),\"\",G52/'Lives scenario - input'!$F37),\"\")","v":2.2763404452562965},{"$f":"IFERROR(IF(OR(H52=\"\",'Lives scenario - input'!$F37=\"\"),\"\",H52/'Lives scenario - input'!$F37),\"\")","v":2.5280342828289912},{"$f":"IFERROR(IF(OR(I52=\"\",'Lives scenario - input'!$F37=\"\"),\"\",I52/'Lives scenario - input'!$F37),\"\")","v":2.7727400015671453},{"$f":"IFERROR(IF(OR(J52=\"\",'Lives scenario - input'!$F37=\"\"),\"\",J52/'Lives scenario - input'!$F37),\"\")","v":3.0044375476948262},{"$f":"IFERROR(IF(OR(K52=\"\",'Lives scenario - input'!$F37=\"\"),\"\",K52/'Lives scenario - input'!$F37),\"\")","v":3.2174493602026679},{"$f":"IFERROR(IF(OR(L52=\"\",'Lives scenario - input'!$F37=\"\"),\"\",L52/'Lives scenario - input'!$F37),\"\")","v":3.4067672973099139},{"$f":"IFERROR(IF(OR(M52=\"\",'Lives scenario - input'!$F37=\"\"),\"\",M52/'Lives scenario - input'!$F37),\"\")","v":3.5683362114458559},{"$f":"IFERROR(IF(OR(N52=\"\",'Lives scenario - input'!$F37=\"\"),\"\",N52/'Lives scenario - input'!$F37),\"\")","v":3.6992684224985726},{"$f":"IFERROR(IF(OR(O52=\"\",'Lives scenario - input'!$F37=\"\"),\"\",O52/'Lives scenario - input'!$F37),\"\")","v":3.7979705070108389},{"$f":"IFERROR(IF(OR(P52=\"\",'Lives scenario - input'!$F37=\"\"),\"\",P52/'Lives scenario - input'!$F37),\"\")","v":3.8641733425973355},{"$f":"IFERROR(IF(OR(Q52=\"\",'Lives scenario - input'!$F37=\"\"),\"\",Q52/'Lives scenario - input'!$F37),\"\")","v":3.8988669286896007},{"$f":"IFERROR(IF(OR(R52=\"\",'Lives scenario - input'!$F37=\"\"),\"\",R52/'Lives scenario - input'!$F37),\"\")","v":3.9041516786056434},{"$f":"IFERROR(IF(OR(S52=\"\",'Lives scenario - input'!$F37=\"\"),\"\",S52/'Lives scenario - input'!$F37),\"\")","v":3.8830262434828224},{"$f":"IFERROR(IF(OR(T52=\"\",'Lives scenario - input'!$F37=\"\"),\"\",T52/'Lives scenario - input'!$F37),\"\")","v":3.8391373853132706},{"$f":"IFERROR(IF(OR(U52=\"\",'Lives scenario - input'!$F37=\"\"),\"\",U52/'Lives scenario - input'!$F37),\"\")","v":3.776519340715391},{"$f":"IFERROR(IF(OR(V52=\"\",'Lives scenario - input'!$F37=\"\"),\"\",V52/'Lives scenario - input'!$F37),\"\")","v":3.6993484512062924},{"$f":"IFERROR(IF(OR(W52=\"\",'Lives scenario - input'!$F37=\"\"),\"\",W52/'Lives scenario - input'!$F37),\"\")","v":3.6117340717358104}]
[{"$f":"IFERROR('Lives scenario - input'!A38,\"\")","v":5},{"$f":"IFERROR('Lives scenario - input'!B38,\"\")","v":"TRANSFORMERS"},{"$f":"IFERROR('Lives scenario - input'!C38,\"\")","v":"kiosk mounted ; < = 22 kv ; > 600 kva ; multiple phase"},{"$f":"IFERROR(repcalc('Lives scenario - input'!$CX38:$GJ38,'Lives scenario - input'!$I38,'Lives scenario - input'!$G38,'Lives scenario - input'!$H38,20,TRUE,TRUE),\"\")","v":296.87969081007287},343.36146605496208,391.83067855626513,441.28977763193211,490.61896380041145,538.63156605371,584.13813251715908,626.01395423761187,663.26407182999526,695.07984677059915,720.88194667931214,740.34601846612395,753.40922184667454,760.25790809331852,761.29875897939951,757.11736624580146,748.42931088352418,736.02916929535957,720.74252024858276,703.38505477614069,{"$f":"IFERROR(IF(OR(D53=\"\",'Lives scenario - input'!$F38=\"\"),\"\",D53/'Lives scenario - input'!$F38),\"\")","v":1.3096702400545259},{"$f":"IFERROR(IF(OR(E53=\"\",'Lives scenario - input'!$F38=\"\"),\"\",E53/'Lives scenario - input'!$F38),\"\")","v":1.5147223188175678},{"$f":"IFERROR(IF(OR(F53=\"\",'Lives scenario - input'!$F38=\"\"),\"\",F53/'Lives scenario - input'!$F38),\"\")","v":1.7285418798613899},{"$f":"IFERROR(IF(OR(G53=\"\",'Lives scenario - input'!$F38=\"\"),\"\",G53/'Lives scenario - input'!$F38),\"\")","v":1.9467282771274421},{"$f":"IFERROR(IF(OR(H53=\"\",'Lives scenario - input'!$F38=\"\"),\"\",H53/'Lives scenario - input'!$F38),\"\")","v":2.1643415699555373},{"$f":"IFERROR(IF(OR(I53=\"\",'Lives scenario - input'!$F38=\"\"),\"\",I53/'Lives scenario - input'!$F38),\"\")","v":2.376146817216279},{"$f":"IFERROR(IF(OR(J53=\"\",'Lives scenario - input'!$F38=\"\"),\"\",J53/'Lives scenario - input'!$F38),\"\")","v":2.5768968101229017},{"$f":"IFERROR(IF(OR(K53=\"\",'Lives scenario - input'!$F38=\"\"),\"\",K53/'Lives scenario - input'!$F38),\"\")","v":2.7616299501213257},{"$f":"IFERROR(IF(OR(L53=\"\",'Lives scenario - input'!$F38=\"\"),\"\",L53/'Lives scenario - input'!$F38),\"\")","v":2.9259570225329115},{"$f":"IFERROR(IF(OR(M53=\"\",'Lives scenario - input'!$F38=\"\"),\"\",M53/'Lives scenario - input'!$F38),\"\")","v":3.0663107580487519},{"$f":"IFERROR(IF(OR(N53=\"\",'Lives scenario - input'!$F38=\"\"),\"\",N53/'Lives scenario - input'!$F38),\"\")","v":3.1801354602004848},{"$f":"IFERROR(IF(OR(O53=\"\",'Lives scenario - input'!$F38=\"\"),\"\",O53/'Lives scenario - input'!$F38),\"\")","v":3.266000261190797},{"$f":"IFERROR(IF(OR(P53=\"\",'Lives scenario - input'!$F38=\"\"),\"\",P53/'Lives scenario - input'!$F38),\"\")","v":3.3236279441778147},{"$f":"IFERROR(IF(OR(Q53=\"\",'Lives scenario - input'!$F38=\"\"),\"\",Q53/'Lives scenario - input'!$F38),\"\")","v":3.3538405886878717},{"$f":"IFERROR(IF(OR(R53=\"\",'Lives scenario - input'!$F38=\"\"),\"\",R53/'Lives scenario - input'!$F38),\"\")","v":3.3584322514793383},{"$f":"IFERROR(IF(OR(S53=\"\",'Lives scenario - input'!$F38=\"\"),\"\",S53/'Lives scenario - input'!$F38),\"\")","v":3.3399862418845725},{"$f":"IFERROR(IF(OR(T53=\"\",'Lives scenario - input'!$F38=\"\"),\"\",T53/'Lives scenario - input'!$F38),\"\")","v":3.3016593104569862},{"$f":"IFERROR(IF(OR(U53=\"\",'Lives scenario - input'!$F38=\"\"),\"\",U53/'Lives scenario - input'!$F38),\"\")","v":3.2469566921466244},{"$f":"IFERROR(IF(OR(V53=\"\",'Lives scenario - input'!$F38=\"\"),\"\",V53/'Lives scenario - input'!$F38),\"\")","v":3.1795203873185875},{"$f":"IFERROR(IF(OR(W53=\"\",'Lives scenario - input'!$F38=\"\"),\"\",W53/'Lives scenario - input'!$F38),\"\")","v":3.1029487770814481}]
[{"$f":"IFERROR('Lives scenario - input'!A39,\"\")","v":5},{"$f":"IFERROR('Lives scenario - input'!B39,\"\")","v":"TRANSFORMERS"},{"$f":"IFERROR('Lives scenario - input'!C39,\"\")","v":"pole mounted ; < = 22 kv ; < = 60 kva ; multiple phase"},{"$f":"IFERROR(repcalc('Lives scenario - input'!$CX39:$GJ39,'Lives scenario - input'!$I39,'Lives scenario - input'!$G39,'Lives scenario - input'!$H39,20,TRUE,TRUE),\"\")","v":1.5528640553205015},1.8970397400417895,2.2842349925771677,2.7115989017749595,3.1742480852544639,3.6652975011279141,4.1760380495666496,4.696254019516525,5.2146565208958808,5.7193945593991851,6.1985960078880238,6.6408883115993662,7.0358540191426986,7.3743883684650005,7.6489429742510264,7.8536579359642129,7.9844008220290714,8.0387418051825126,8.0158976783719886,7.9166731363350333,{"$f":"IFERROR(IF(OR(D54=\"\",'Lives scenario - input'!$F39=\"\"),\"\",D54/'Lives scenario - input'!$F39),\"\")","v":1.6406745086748699E-2},{"$f":"IFERROR(IF(OR(E54=\"\",'Lives scenario - input'!$F39=\"\"),\"\",E54/'Lives scenario - input'!$F39),\"\")","v":2.0043124398209995E-2},{"$f":"IFERROR(IF(OR(F54=\"\",'Lives scenario - input'!$F39=\"\"),\"\",F54/'Lives scenario - input'!$F39),\"\")","v":2.413402584279015E-2},{"$f":"IFERROR(IF(OR(G54=\"\",'Lives scenario - input'!$F39=\"\"),\"\",G54/'Lives scenario - input'!$F39),\"\")","v":2.8649328192317088E-2},{"$f":"IFERROR(IF(OR(H54=\"\",'Lives scenario - input'!$F39=\"\"),\"\",H54/'Lives scenario - input'!$F39),\"\")","v":3.3537436196320054E-2},{"$f":"IFERROR(IF(OR(I54=\"\",'Lives scenario - input'!$F39=\"\"),\"\",I54/'Lives scenario - input'!$F39),\"\")","v":3.8725606122482548E-2},{"$f":"IFERROR(IF(OR(J54=\"\",'Lives scenario - input'!$F39=\"\"),\"\",J54/'Lives scenario - input'!$F39),\"\")","v":4.4121822201404572E-2},{"$f":"IFERROR(IF(OR(K54=\"\",'Lives scenario - input'!$F39=\"\"),\"\",K54/'Lives scenario - input'!$F39),\"\")","v":4.9618150601678963E-2},{"$f":"IFERROR(IF(OR(L54=\"\",'Lives scenario - input'!$F39=\"\"),\"\",L54/'Lives scenario - input'!$F39),\"\")","v":5.5095318846589199E-2},{"$f":"IFERROR(IF(OR(M54=\"\",'Lives scenario - input'!$F39=\"\"),\"\",M54/'Lives scenario - input'!$F39),\"\")","v":6.0428115561753093E-2},{"$f":"IFERROR(IF(OR(N54=\"\",'Lives scenario - input'!$F39=\"\"),\"\",N54/'Lives scenario - input'!$F39),\"\")","v":6.5491106094388241E-2},{"$f":"IFERROR(IF(OR(O54=\"\",'Lives scenario - input'!$F39=\"\"),\"\",O54/'Lives scenario - input'!$F39),\"\")","v":7.0164134010747031E-2},{"$f":"IFERROR(IF(OR(P54=\"\",'Lives scenario - input'!$F39=\"\"),\"\",P54/'Lives scenario - input'!$F39),\"\")","v":7.4337133997106647E-2},{"$f":"IFERROR(IF(OR(Q54=\"\",'Lives scenario - input'!$F39=\"\"),\"\",Q54/'Lives scenario - input'!$F39),\"\")","v":7.7913909925050304E-2},{"$f":"IFERROR(IF(OR(R54=\"\",'Lives scenario - input'!$F39=\"\"),\"\",R54/'Lives scenario - input'!$F39),\"\")","v":8.0814709524403769E-2},{"$f":"IFERROR(IF(OR(S54=\"\",'Lives scenario - input'!$F39=\"\"),\"\",S54/'Lives scenario - input'!$F39),\"\")","v":8.2977620167330957E-2},{"$f":"IFERROR(IF(OR(T54=\"\",'Lives scenario - input'!$F39=\"\"),\"\",T54/'Lives scenario - input'!$F39),\"\")","v":8.4358980754706533E-2},{"$f":"IFERROR(IF(OR(U54=\"\",'Lives scenario - input'!$F39=\"\"),\"\",U54/'Lives scenario - input'!$F39),\"\")","v":8.4933119009312344E-2},{"$f":"IFERROR(IF(OR(V54=\"\",'Lives scenario - input'!$F39=\"\"),\"\",V54/'Lives scenario - input'!$F39),\"\")","v":8.4691759977254477E-2},{"$f":"IFERROR(IF(OR(W54=\"\",'Lives scenario - input'!$F39=\"\"),\"\",W54/'Lives scenario - input'!$F39),\"\")","v":8.3643405640007801E-2}]
[{"$f":"IFERROR('Lives scenario - input'!A40,\"\")","v":5},{"$f":"IFERROR('Lives scenario - input'!B40,\"\")","v":"TRANSFORMERS"},{"$f":"IFERROR('Lives scenario - input'!C40,\"\")","v":"pole mounted ; < = 22 kv ; > 60 kva and < = 600 kva ; multiple phase"},{"$f":"IFERROR(repcalc('Lives scenario - input'!$CX40:$GJ40,'Lives scenario - input'!$I40,'Lives scenario - input'!$G40,'Lives scenario - input'!$H40,20,TRUE,TRUE),\"\")","v":505.19362932433563},581.7241334801555,661.16087645604864,741.85545546009689,821.97828628613911,899.61038205168529,972.84796708119939,1039.9112326815425,1099.2475809319494,1149.6198840085776,1190.1716492439396,1220.463383404563,1240.4775873046392,1250.593257129143,1251.5340429266987,1244.2968660318377,1230.0694762053231,1210.1459449442946,1185.8484378714788,1158.4619586760484,{"$f":"IFERROR(IF(OR(D55=\"\",'Lives scenario - input'!$F40=\"\"),\"\",D55/'Lives scenario - input'!$F40),\"\")","v":5.3376102482216803},{"$f":"IFERROR(IF(OR(E55=\"\",'Lives scenario - input'!$F40=\"\"),\"\",E55/'Lives scenario - input'!$F40),\"\")","v":6.1461913141191369},{"$f":"IFERROR(IF(OR(F55=\"\",'Lives scenario - input'!$F40=\"\"),\"\",F55/'Lives scenario - input'!$F40),\"\")","v":6.9854781712407421},{"$f":"IFERROR(IF(OR(G55=\"\",'Lives scenario - input'!$F40=\"\"),\"\",G55/'Lives scenario - input'!$F40),\"\")","v":7.8380546624447138},{"$f":"IFERROR(IF(OR(H55=\"\",'Lives scenario - input'!$F40=\"\"),\"\",H55/'Lives scenario - input'!$F40),\"\")","v":8.684590363034582},{"$f":"IFERROR(IF(OR(I55=\"\",'Lives scenario - input'!$F40=\"\"),\"\",I55/'Lives scenario - input'!$F40),\"\")","v":9.5048102666452028},{"$f":"IFERROR(IF(OR(J55=\"\",'Lives scenario - input'!$F40=\"\"),\"\",J55/'Lives scenario - input'!$F40),\"\")","v":10.2786000805258},{"$f":"IFERROR(IF(OR(K55=\"\",'Lives scenario - input'!$F40=\"\"),\"\",K55/'Lives scenario - input'!$F40),\"\")","v":10.987155281877705},{"$f":"IFERROR(IF(OR(L55=\"\",'Lives scenario - input'!$F40=\"\"),\"\",L55/'Lives scenario - input'!$F40),\"\")","v":11.614071937451939},{"$f":"IFERROR(IF(OR(M55=\"\",'Lives scenario - input'!$F40=\"\"),\"\",M55/'Lives scenario - input'!$F40),\"\")","v":12.146279205164188},{"$f":"IFERROR(IF(OR(N55=\"\",'Lives scenario - input'!$F40=\"\"),\"\",N55/'Lives scenario - input'!$F40),\"\")","v":12.574727833847877},{"$f":"IFERROR(IF(OR(O55=\"\",'Lives scenario - input'!$F40=\"\"),\"\",O55/'Lives scenario - input'!$F40),\"\")","v":12.894774369090998},{"$f":"IFERROR(IF(OR(P55=\"\",'Lives scenario - input'!$F40=\"\"),\"\",P55/'Lives scenario - input'!$F40),\"\")","v":13.106233923697655},{"$f":"IFERROR(IF(OR(Q55=\"\",'Lives scenario - input'!$F40=\"\"),\"\",Q55/'Lives scenario - input'!$F40),\"\")","v":13.213110772075794},{"$f":"IFERROR(IF(OR(R55=\"\",'Lives scenario - input'!$F40=\"\"),\"\",R55/'Lives scenario - input'!$F40),\"\")","v":13.223050620131934},{"$f":"IFERROR(IF(OR(S55=\"\",'Lives scenario - input'!$F40=\"\"),\"\",S55/'Lives scenario - input'!$F40),\"\")","v":13.146586414488908},{"$f":"IFERROR(IF(OR(T55=\"\",'Lives scenario - input'!$F40=\"\"),\"\",T55/'Lives scenario - input'!$F40),\"\")","v":12.99626729458034},{"$f":"IFERROR(IF(OR(U55=\"\",'Lives scenario - input'!$F40=\"\"),\"\",U55/'Lives scenario - input'!$F40),\"\")","v":12.785765739400677},{"$f":"IFERROR(IF(OR(V55=\"\",'Lives scenario - input'!$F40=\"\"),\"\",V55/'Lives scenario - input'!$F40),\"\")","v":12.529051055702958},{"$f":"IFERROR(IF(OR(W55=\"\",'Lives scenario - input'!$F40=\"\"),\"\",W55/'Lives scenario - input'!$F40),\"\")","v":12.239699916790649}]
[{"$f":"IFERROR('Lives scenario - input'!A41,\"\")","v":6},{"$f":"IFERROR('Lives scenario - input'!B41,\"\")","v":"UNDERGROUND CABLES"},{"$f":"IFERROR('Lives scenario - input'!C41,\"\")","v":"˂ = 1 kv"},{"$f":"IFERROR(repcalc('Lives scenario - input'!$CX41:$GJ41,'Lives scenario - input'!$I41,'Lives scenario - input'!$G41,'Lives scenario - input'!$H41,20,TRUE,TRUE),\"\")","v":173.8432798599722},189.69080462131228,205.21740488683557,220.16294798325671,234.28097280696252,247.35207404751253,259.19728729364806,269.69074181031715,278.77083875430009,286.44925032658028,292.81711813404064,298.04795162625413,302.39688175065305,306.19610079199208,309.84650565803321,313.80574772723156,318.57306797827113,324.67145346062586,332.62778435097766,342.95174606672549,{"$f":"IFERROR(IF(OR(D56=\"\",'Lives scenario - input'!$F41=\"\"),\"\",D56/'Lives scenario - input'!$F41),\"\")","v":1.9115817711266565},{"$f":"IFERROR(IF(OR(E56=\"\",'Lives scenario - input'!$F41=\"\"),\"\",E56/'Lives scenario - input'!$F41),\"\")","v":2.0858412505592647},{"$f":"IFERROR(IF(OR(F56=\"\",'Lives scenario - input'!$F41=\"\"),\"\",F56/'Lives scenario - input'!$F41),\"\")","v":2.2565718422683703},{"$f":"IFERROR(IF(OR(G56=\"\",'Lives scenario - input'!$F41=\"\"),\"\",G56/'Lives scenario - input'!$F41),\"\")","v":2.4209131257837231},{"$f":"IFERROR(IF(OR(H56=\"\",'Lives scenario - input'!$F41=\"\"),\"\",H56/'Lives scenario - input'!$F41),\"\")","v":2.5761550132990059},{"$f":"IFERROR(IF(OR(I56=\"\",'Lives scenario - input'!$F41=\"\"),\"\",I56/'Lives scenario - input'!$F41),\"\")","v":2.7198849226755004},{"$f":"IFERROR(IF(OR(J56=\"\",'Lives scenario - input'!$F41=\"\"),\"\",J56/'Lives scenario - input'!$F41),\"\")","v":2.8501349601498243},{"$f":"IFERROR(IF(OR(K56=\"\",'Lives scenario - input'!$F41=\"\"),\"\",K56/'Lives scenario - input'!$F41),\"\")","v":2.9655210503476654},{"$f":"IFERROR(IF(OR(L56=\"\",'Lives scenario - input'!$F41=\"\"),\"\",L56/'Lives scenario - input'!$F41),\"\")","v":3.0653658520113343},{"$f":"IFERROR(IF(OR(M56=\"\",'Lives scenario - input'!$F41=\"\"),\"\",M56/'Lives scenario - input'!$F41),\"\")","v":3.1497977127344039},{"$f":"IFERROR(IF(OR(N56=\"\",'Lives scenario - input'!$F41=\"\"),\"\",N56/'Lives scenario - input'!$F41),\"\")","v":3.2198188261849232},{"$f":"IFERROR(IF(OR(O56=\"\",'Lives scenario - input'!$F41=\"\"),\"\",O56/'Lives scenario - input'!$F41),\"\")","v":3.2773371033341365},{"$f":"IFERROR(IF(OR(P56=\"\",'Lives scenario - input'!$F41=\"\"),\"\",P56/'Lives scenario - input'!$F41),\"\")","v":3.3251579656441481},{"$f":"IFERROR(IF(OR(Q56=\"\",'Lives scenario - input'!$F41=\"\"),\"\",Q56/'Lives scenario - input'!$F41),\"\")","v":3.3669342015147024},{"$f":"IFERROR(IF(OR(R56=\"\",'Lives scenario - input'!$F41=\"\"),\"\",R56/'Lives scenario - input'!$F41),\"\")","v":3.4070740758013414},{"$f":"IFERROR(IF(OR(S56=\"\",'Lives scenario - input'!$F41=\"\"),\"\",S56/'Lives scenario - input'!$F41),\"\")","v":3.4506099258672949},{"$f":"IFERROR(IF(OR(T56=\"\",'Lives scenario - input'!$F41=\"\"),\"\",T56/'Lives scenario - input'!$F41),\"\")","v":3.5030314085748846},{"$f":"IFERROR(IF(OR(U56=\"\",'Lives scenario - input'!$F41=\"\"),\"\",U56/'Lives scenario - input'!$F41),\"\")","v":3.5700892927264185},{"$f":"IFERROR(IF(OR(V56=\"\",'Lives scenario - input'!$F41=\"\"),\"\",V56/'Lives scenario - input'!$F41),\"\")","v":3.6575771559748524},{"$f":"IFERROR(IF(OR(W56=\"\",'Lives scenario - input'!$F41=\"\"),\"\",W56/'Lives scenario - input'!$F41),\"\")","v":3.7710995022946485}]
[{"$f":"IFERROR('Lives scenario - input'!A42,\"\")","v":6},{"$f":"IFERROR('Lives scenario - input'!B42,\"\")","v":"UNDERGROUND CABLES"},{"$f":"IFERROR('Lives scenario - input'!C42,\"\")","v":"> 1 kv & < = 11 kv"},{"$f":"IFERROR(repcalc('Lives scenario - input'!$CX42:$GJ42,'Lives scenario - input'!$I42,'Lives scenario - input'!$G42,'Lives scenario - input'!$H42,20,TRUE,TRUE),\"\")","v":1278.7927475281183},1380.5432756444552,1477.7769199538413,1568.8435956219505,1652.2984399135019,1726.9919532730005,1792.1536747559176,1847.4643567178427,1893.1119764013408,1929.8275985378709,1958.8980372311178,1982.1533923528198,2001.9287790702274,2021.0008491424369,2042.5009439531493,2069.8078575510644,2106.4241741348897,2155.8409460431199,2221.3960783610901,2306.1321793965708,{"$f":"IFERROR(IF(OR(D57=\"\",'Lives scenario - input'!$F42=\"\"),\"\",D57/'Lives scenario - input'!$F42),\"\")","v":4.6582232716767313},{"$f":"IFERROR(IF(OR(E57=\"\",'Lives scenario - input'!$F42=\"\"),\"\",E57/'Lives scenario - input'!$F42),\"\")","v":5.0288671300291545},{"$f":"IFERROR(IF(OR(F57=\"\",'Lives scenario - input'!$F42=\"\"),\"\",F57/'Lives scenario - input'!$F42),\"\")","v":5.3830574596094847},{"$f":"IFERROR(IF(OR(G57=\"\",'Lives scenario - input'!$F42=\"\"),\"\",G57/'Lives scenario - input'!$F42),\"\")","v":5.7147835416438184},{"$f":"IFERROR(IF(OR(H57=\"\",'Lives scenario - input'!$F42=\"\"),\"\",H57/'Lives scenario - input'!$F42),\"\")","v":6.0187822142704119},{"$f":"IFERROR(IF(OR(I57=\"\",'Lives scenario - input'!$F42=\"\"),\"\",I57/'Lives scenario - input'!$F42),\"\")","v":6.290866226982458},{"$f":"IFERROR(IF(OR(J57=\"\",'Lives scenario - input'!$F42=\"\"),\"\",J57/'Lives scenario - input'!$F42),\"\")","v":6.5282290428265233},{"$f":"IFERROR(IF(OR(K57=\"\",'Lives scenario - input'!$F42=\"\"),\"\",K57/'Lives scenario - input'!$F42),\"\")","v":6.7297077471633919},{"$f":"IFERROR(IF(OR(L57=\"\",'Lives scenario - input'!$F42=\"\"),\"\",L57/'Lives scenario - input'!$F42),\"\")","v":6.8959870795394496},{"$f":"IFERROR(IF(OR(M57=\"\",'Lives scenario - input'!$F42=\"\"),\"\",M57/'Lives scenario - input'!$F42),\"\")","v":7.029730069403187},{"$f":"IFERROR(IF(OR(N57=\"\",'Lives scenario - input'!$F42=\"\"),\"\",N57/'Lives scenario - input'!$F42),\"\")","v":7.1356241592003737},{"$f":"IFERROR(IF(OR(O57=\"\",'Lives scenario - input'!$F42=\"\"),\"\",O57/'Lives scenario - input'!$F42),\"\")","v":7.2203358035449448},{"$f":"IFERROR(IF(OR(P57=\"\",'Lives scenario - input'!$F42=\"\"),\"\",P57/'Lives scenario - input'!$F42),\"\")","v":7.292371062418205},{"$f":"IFERROR(IF(OR(Q57=\"\",'Lives scenario - input'!$F42=\"\"),\"\",Q57/'Lives scenario - input'!$F42),\"\")","v":7.3618443690358291},{"$f":"IFERROR(IF(OR(R57=\"\",'Lives scenario - input'!$F42=\"\"),\"\",R57/'Lives scenario - input'!$F42),\"\")","v":7.4401621747819977},{"$f":"IFERROR(IF(OR(S57=\"\",'Lives scenario - input'!$F42=\"\"),\"\",S57/'Lives scenario - input'!$F42),\"\")","v":7.5396323200775139},{"$f":"IFERROR(IF(OR(T57=\"\",'Lives scenario - input'!$F42=\"\"),\"\",T57/'Lives scenario - input'!$F42),\"\")","v":7.673013572327779},{"$f":"IFERROR(IF(OR(U57=\"\",'Lives scenario - input'!$F42=\"\"),\"\",U57/'Lives scenario - input'!$F42),\"\")","v":7.853022692147249},{"$f":"IFERROR(IF(OR(V57=\"\",'Lives scenario - input'!$F42=\"\"),\"\",V57/'Lives scenario - input'!$F42),\"\")","v":8.0918185748512226},{"$f":"IFERROR(IF(OR(W57=\"\",'Lives scenario - input'!$F42=\"\"),\"\",W57/'Lives scenario - input'!$F42),\"\")","v":8.4004844462816113}]
[{"$f":"IFERROR('Lives scenario - input'!A43,\"\")","v":6},{"$f":"IFERROR('Lives scenario - input'!B43,\"\")","v":"UNDERGROUND CABLES"},{"$f":"IFERROR('Lives scenario - input'!C43,\"\")","v":"> 11 kv & < = 22 kv"},{"$f":"IFERROR(repcalc('Lives scenario - input'!$CX43:$GJ43,'Lives scenario - input'!$I43,'Lives scenario - input'!$G43,'Lives scenario - input'!$H43,20,TRUE,TRUE),\"\")","v":75.512248630250809},80.275750696529371,84.609369235963641,88.418193881761553,91.61709804625437,94.133978916239116,95.912536132642828,96.914448280795568,97.12084114482245,96.532982421667214,95.172180887110329,93.078910505565133,90.311218681787579,86.942510403114724,83.058824856971356,78.755737528588057,74.135028883015593,69.301261253234259,64.358399668234696,59.406601446457991,{"$f":"IFERROR(IF(OR(D58=\"\",'Lives scenario - input'!$F43=\"\"),\"\",D58/'Lives scenario - input'!$F43),\"\")","v":2.2820770845052532},{"$f":"IFERROR(IF(OR(E58=\"\",'Lives scenario - input'!$F43=\"\"),\"\",E58/'Lives scenario - input'!$F43),\"\")","v":2.4260362315924562},{"$f":"IFERROR(IF(OR(F58=\"\",'Lives scenario - input'!$F43=\"\"),\"\",F58/'Lives scenario - input'!$F43),\"\")","v":2.5570037466807065},{"$f":"IFERROR(IF(OR(G58=\"\",'Lives scenario - input'!$F43=\"\"),\"\",G58/'Lives scenario - input'!$F43),\"\")","v":2.6721113166543566},{"$f":"IFERROR(IF(OR(H58=\"\",'Lives scenario - input'!$F43=\"\"),\"\",H58/'Lives scenario - input'!$F43),\"\")","v":2.7687863067617626},{"$f":"IFERROR(IF(OR(I58=\"\",'Lives scenario - input'!$F43=\"\"),\"\",I58/'Lives scenario - input'!$F43),\"\")","v":2.8448496774335355},{"$f":"IFERROR(IF(OR(J58=\"\",'Lives scenario - input'!$F43=\"\"),\"\",J58/'Lives scenario - input'!$F43),\"\")","v":2.8985999595488314},{"$f":"IFERROR(IF(OR(K58=\"\",'Lives scenario - input'!$F43=\"\"),\"\",K58/'Lives scenario - input'!$F43),\"\")","v":2.9288790307652439},{"$f":"IFERROR(IF(OR(L58=\"\",'Lives scenario - input'!$F43=\"\"),\"\",L58/'Lives scenario - input'!$F43),\"\")","v":2.9351164880512459},{"$f":"IFERROR(IF(OR(M58=\"\",'Lives scenario - input'!$F43=\"\"),\"\",M58/'Lives scenario - input'!$F43),\"\")","v":2.9173506428357499},{"$f":"IFERROR(IF(OR(N58=\"\",'Lives scenario - input'!$F43=\"\"),\"\",N58/'Lives scenario - input'!$F43),\"\")","v":2.8762254736757393},{"$f":"IFERROR(IF(OR(O58=\"\",'Lives scenario - input'!$F43=\"\"),\"\",O58/'Lives scenario - input'!$F43),\"\")","v":2.8129641557299756},{"$f":"IFERROR(IF(OR(P58=\"\",'Lives scenario - input'!$F43=\"\"),\"\",P58/'Lives scenario - input'!$F43),\"\")","v":2.7293209560824279},{"$f":"IFERROR(IF(OR(Q58=\"\",'Lives scenario - input'!$F43=\"\"),\"\",Q58/'Lives scenario - input'!$F43),\"\")","v":2.627514267676347},{"$f":"IFERROR(IF(OR(R58=\"\",'Lives scenario - input'!$F43=\"\"),\"\",R58/'Lives scenario - input'!$F43),\"\")","v":2.5101443051994581},{"$f":"IFERROR(IF(OR(S58=\"\",'Lives scenario - input'!$F43=\"\"),\"\",S58/'Lives scenario - input'!$F43),\"\")","v":2.380099482500396},{"$f":"IFERROR(IF(OR(T58=\"\",'Lives scenario - input'!$F43=\"\"),\"\",T58/'Lives scenario - input'!$F43),\"\")","v":2.2404557358829513},{"$f":"IFERROR(IF(OR(U58=\"\",'Lives scenario - input'!$F43=\"\"),\"\",U58/'Lives scenario - input'!$F43),\"\")","v":2.0943730732706749},{"$f":"IFERROR(IF(OR(V58=\"\",'Lives scenario - input'!$F43=\"\"),\"\",V58/'Lives scenario - input'!$F43),\"\")","v":1.9449934512938245},{"$f":"IFERROR(IF(OR(W58=\"\",'Lives scenario - input'!$F43=\"\"),\"\",W58/'Lives scenario - input'!$F43),\"\")","v":1.7953437526821021}]
[{"$f":"IFERROR('Lives scenario - input'!A44,\"\")","v":6},{"$f":"IFERROR('Lives scenario - input'!B44,\"\")","v":"UNDERGROUND CABLES"},{"$f":"IFERROR('Lives scenario - input'!C44,\"\")","v":"> 33 kv & < = 66 kv"},{"$f":"IFERROR(repcalc('Lives scenario - input'!$CX44:$GJ44,'Lives scenario - input'!$I44,'Lives scenario - input'!$G44,'Lives scenario - input'!$H44,20,TRUE,TRUE),\"\")","v":11.864523146555651},14.645598964751526,17.815662242876339,21.357762058177393,25.234174940436354,29.384787737157463,33.726918265520503,38.156843206428555,42.553167089498118,46.781992837484786,50.703660317703516,54.180627297652187,57.085902447629529,59.311327035311294,60.774960449104256,61.426866174440555,61.25272012274965,60.274861411282387,58.550655174519761,56.168308029688625,{"$f":"IFERROR(IF(OR(D59=\"\",'Lives scenario - input'!$F44=\"\"),\"\",D59/'Lives scenario - input'!$F44),\"\")","v":0.35856111932137658},{"$f":"IFERROR(IF(OR(E59=\"\",'Lives scenario - input'!$F44=\"\"),\"\",E59/'Lives scenario - input'!$F44),\"\")","v":0.44260880046053935},{"$f":"IFERROR(IF(OR(F59=\"\",'Lives scenario - input'!$F44=\"\"),\"\",F59/'Lives scenario - input'!$F44),\"\")","v":0.53841218196045282},{"$f":"IFERROR(IF(OR(G59=\"\",'Lives scenario - input'!$F44=\"\"),\"\",G59/'Lives scenario - input'!$F44),\"\")","v":0.64545898517656808},{"$f":"IFERROR(IF(OR(H59=\"\",'Lives scenario - input'!$F44=\"\"),\"\",H59/'Lives scenario - input'!$F44),\"\")","v":0.76260915841535371},{"$f":"IFERROR(IF(OR(I59=\"\",'Lives scenario - input'!$F44=\"\"),\"\",I59/'Lives scenario - input'!$F44),\"\")","v":0.8880460050444573},{"$f":"IFERROR(IF(OR(J59=\"\",'Lives scenario - input'!$F44=\"\"),\"\",J59/'Lives scenario - input'!$F44),\"\")","v":1.0192707633645044},{"$f":"IFERROR(IF(OR(K59=\"\",'Lives scenario - input'!$F44=\"\"),\"\",K59/'Lives scenario - input'!$F44),\"\")","v":1.153148781528496},{"$f":"IFERROR(IF(OR(L59=\"\",'Lives scenario - input'!$F44=\"\"),\"\",L59/'Lives scenario - input'!$F44),\"\")","v":1.2860113325927878},{"$f":"IFERROR(IF(OR(M59=\"\",'Lives scenario - input'!$F44=\"\"),\"\",M59/'Lives scenario - input'!$F44),\"\")","v":1.4138118750067783},{"$f":"IFERROR(IF(OR(N59=\"\",'Lives scenario - input'!$F44=\"\"),\"\",N59/'Lives scenario - input'!$F44),\"\")","v":1.5323297002867338},{"$f":"IFERROR(IF(OR(O59=\"\",'Lives scenario - input'!$F44=\"\"),\"\",O59/'Lives scenario - input'!$F44),\"\")","v":1.6374081056110799},{"$f":"IFERROR(IF(OR(P59=\"\",'Lives scenario - input'!$F44=\"\"),\"\",P59/'Lives scenario - input'!$F44),\"\")","v":1.7252092499844949},{"$f":"IFERROR(IF(OR(Q59=\"\",'Lives scenario - input'!$F44=\"\"),\"\",Q59/'Lives scenario - input'!$F44),\"\")","v":1.7924644376787542},{"$f":"IFERROR(IF(OR(R59=\"\",'Lives scenario - input'!$F44=\"\"),\"\",R59/'Lives scenario - input'!$F44),\"\")","v":1.8366973182288777},{"$f":"IFERROR(IF(OR(S59=\"\",'Lives scenario - input'!$F44=\"\"),\"\",S59/'Lives scenario - input'!$F44),\"\")","v":1.8563987460638816},{"$f":"IFERROR(IF(OR(T59=\"\",'Lives scenario - input'!$F44=\"\"),\"\",T59/'Lives scenario - input'!$F44),\"\")","v":1.851135828840123},{"$f":"IFERROR(IF(OR(U59=\"\",'Lives scenario - input'!$F44=\"\"),\"\",U59/'Lives scenario - input'!$F44),\"\")","v":1.8215836833564127},{"$f":"IFERROR(IF(OR(V59=\"\",'Lives scenario - input'!$F44=\"\"),\"\",V59/'Lives scenario - input'!$F44),\"\")","v":1.7694759576132182},{"$f":"IFERROR(IF(OR(W59=\"\",'Lives scenario - input'!$F44=\"\"),\"\",W59/'Lives scenario - input'!$F44),\"\")","v":1.6974783688090931}]
[{"$f":"IFERROR('Lives scenario - input'!A45,\"\")","v":3},{"$f":"IFERROR('Lives scenario - input'!B45,\"\")","v":"SERVICE LINES"},{"$f":"IFERROR('Lives scenario - input'!C45,\"\")","v":"˂ = 11 kv ; residential ; simple type"},{"$f":"IFERROR(repcalc('Lives scenario - input'!$CX45:$GJ45,'Lives scenario - input'!$I45,'Lives scenario - input'!$G45,'Lives scenario - input'!$H45,20,TRUE,TRUE),\"\")","v":1138.7704465308491},1114.7618001486856,1090.6529931021532,1069.0871282689066,1052.7919581206352,1044.4841077802266,1046.7725748648486,1062.0646602485187,1092.4771203854323,1139.7549884115283,1205.2002398785003,1289.6123034246609,1393.2423283685105,1515.7630805588901,1656.2562809874107,1813.2190517057466,1984.5908144621394,2167.8014389715931,2359.8406290097237,2557.3474741354476,{"$f":"IFERROR(IF(OR(D60=\"\",'Lives scenario - input'!$F45=\"\"),\"\",D60/'Lives scenario - input'!$F45),\"\")","v":754.07030525003233},{"$f":"IFERROR(IF(OR(E60=\"\",'Lives scenario - input'!$F45=\"\"),\"\",E60/'Lives scenario - input'!$F45),\"\")","v":738.17227473721846},{"$f":"IFERROR(IF(OR(F60=\"\",'Lives scenario - input'!$F45=\"\"),\"\",F60/'Lives scenario - input'!$F45),\"\")","v":722.20791989803593},{"$f":"IFERROR(IF(OR(G60=\"\",'Lives scenario - input'!$F45=\"\"),\"\",G60/'Lives scenario - input'!$F45),\"\")","v":707.9274489503324},{"$f":"IFERROR(IF(OR(H60=\"\",'Lives scenario - input'!$F45=\"\"),\"\",H60/'Lives scenario - input'!$F45),\"\")","v":697.13712332742784},{"$f":"IFERROR(IF(OR(I60=\"\",'Lives scenario - input'!$F45=\"\"),\"\",I60/'Lives scenario - input'!$F45),\"\")","v":691.63583616174117},{"$f":"IFERROR(IF(OR(J60=\"\",'Lives scenario - input'!$F45=\"\"),\"\",J60/'Lives scenario - input'!$F45),\"\")","v":693.15121187096565},{"$f":"IFERROR(IF(OR(K60=\"\",'Lives scenario - input'!$F45=\"\"),\"\",K60/'Lives scenario - input'!$F45),\"\")","v":703.27731544899814},{"$f":"IFERROR(IF(OR(L60=\"\",'Lives scenario - input'!$F45=\"\"),\"\",L60/'Lives scenario - input'!$F45),\"\")","v":723.41581936671946},{"$f":"IFERROR(IF(OR(M60=\"\",'Lives scenario - input'!$F45=\"\"),\"\",M60/'Lives scenario - input'!$F45),\"\")","v":754.72224857957417},{"$f":"IFERROR(IF(OR(N60=\"\",'Lives scenario - input'!$F45=\"\"),\"\",N60/'Lives scenario - input'!$F45),\"\")","v":798.05874444773235},{"$f":"IFERROR(IF(OR(O60=\"\",'Lives scenario - input'!$F45=\"\"),\"\",O60/'Lives scenario - input'!$F45),\"\")","v":853.95467212916265},{"$f":"IFERROR(IF(OR(P60=\"\",'Lives scenario - input'!$F45=\"\"),\"\",P60/'Lives scenario - input'!$F45),\"\")","v":922.57633752321635},{"$f":"IFERROR(IF(OR(Q60=\"\",'Lives scenario - input'!$F45=\"\"),\"\",Q60/'Lives scenario - input'!$F45),\"\")","v":1003.7070529234253},{"$f":"IFERROR(IF(OR(R60=\"\",'Lives scenario - input'!$F45=\"\"),\"\",R60/'Lives scenario - input'!$F45),\"\")","v":1096.7387529077632},{"$f":"IFERROR(IF(OR(S60=\"\",'Lives scenario - input'!$F45=\"\"),\"\",S60/'Lives scenario - input'!$F45),\"\")","v":1200.6762626921463},{"$f":"IFERROR(IF(OR(T60=\"\",'Lives scenario - input'!$F45=\"\"),\"\",T60/'Lives scenario - input'!$F45),\"\")","v":1314.155109852805},{"$f":"IFERROR(IF(OR(U60=\"\",'Lives scenario - input'!$F45=\"\"),\"\",U60/'Lives scenario - input'!$F45),\"\")","v":1435.4734071178634},{"$f":"IFERROR(IF(OR(V60=\"\",'Lives scenario - input'!$F45=\"\"),\"\",V60/'Lives scenario - input'!$F45),\"\")","v":1562.6377984077626},{"$f":"IFERROR(IF(OR(W60=\"\",'Lives scenario - input'!$F45=\"\"),\"\",W60/'Lives scenario - input'!$F45),\"\")","v":1693.4227581392327}]
[{"$f":"IFERROR('Lives scenario - input'!A46,\"\")","v":""},{"$f":"IFERROR('Lives scenario - input'!B46,\"\")","v":""},{"$f":"IFERROR('Lives scenario - input'!C46,\"\")","v":""},{"$f":"IFERROR(repcalc('Lives scenario - input'!$CX46:$GJ46,'Lives scenario - input'!$I46,'Lives scenario - input'!$G46,'Lives scenario - input'!$H46,20,TRUE,TRUE),\"\")","v":""},"","","","","","","","","","","","","","","","","","","",{"$f":"IFERROR(IF(OR(D61=\"\",'Lives scenario - input'!$F46=\"\"),\"\",D61/'Lives scenario - input'!$F46),\"\")","v":""},{"$f":"IFERROR(IF(OR(E61=\"\",'Lives scenario - input'!$F46=\"\"),\"\",E61/'Lives scenario - input'!$F46),\"\")","v":""},{"$f":"IFERROR(IF(OR(F61=\"\",'Lives scenario - input'!$F46=\"\"),\"\",F61/'Lives scenario - input'!$F46),\"\")","v":""},{"$f":"IFERROR(IF(OR(G61=\"\",'Lives scenario - input'!$F46=\"\"),\"\",G61/'Lives scenario - input'!$F46),\"\")","v":""},{"$f":"IFERROR(IF(OR(H61=\"\",'Lives scenario - input'!$F46=\"\"),\"\",H61/'Lives scenario - input'!$F46),\"\")","v":""},{"$f":"IFERROR(IF(OR(I61=\"\",'Lives scenario - input'!$F46=\"\"),\"\",I61/'Lives scenario - input'!$F46),\"\")","v":""},{"$f":"IFERROR(IF(OR(J61=\"\",'Lives scenario - input'!$F46=\"\"),\"\",J61/'Lives scenario - input'!$F46),\"\")","v":""},{"$f":"IFERROR(IF(OR(K61=\"\",'Lives scenario - input'!$F46=\"\"),\"\",K61/'Lives scenario - input'!$F46),\"\")","v":""},{"$f":"IFERROR(IF(OR(L61=\"\",'Lives scenario - input'!$F46=\"\"),\"\",L61/'Lives scenario - input'!$F46),\"\")","v":""},{"$f":"IFERROR(IF(OR(M61=\"\",'Lives scenario - input'!$F46=\"\"),\"\",M61/'Lives scenario - input'!$F46),\"\")","v":""},{"$f":"IFERROR(IF(OR(N61=\"\",'Lives scenario - input'!$F46=\"\"),\"\",N61/'Lives scenario - input'!$F46),\"\")","v":""},{"$f":"IFERROR(IF(OR(O61=\"\",'Lives scenario - input'!$F46=\"\"),\"\",O61/'Lives scenario - input'!$F46),\"\")","v":""},{"$f":"IFERROR(IF(OR(P61=\"\",'Lives scenario - input'!$F46=\"\"),\"\",P61/'Lives scenario - input'!$F46),\"\")","v":""},{"$f":"IFERROR(IF(OR(Q61=\"\",'Lives scenario - input'!$F46=\"\"),\"\",Q61/'Lives scenario - input'!$F46),\"\")","v":""},{"$f":"IFERROR(IF(OR(R61=\"\",'Lives scenario - input'!$F46=\"\"),\"\",R61/'Lives scenario - input'!$F46),\"\")","v":""},{"$f":"IFERROR(IF(OR(S61=\"\",'Lives scenario - input'!$F46=\"\"),\"\",S61/'Lives scenario - input'!$F46),\"\")","v":""},{"$f":"IFERROR(IF(OR(T61=\"\",'Lives scenario - input'!$F46=\"\"),\"\",T61/'Lives scenario - input'!$F46),\"\")","v":""},{"$f":"IFERROR(IF(OR(U61=\"\",'Lives scenario - input'!$F46=\"\"),\"\",U61/'Lives scenario - input'!$F46),\"\")","v":""},{"$f":"IFERROR(IF(OR(V61=\"\",'Lives scenario - input'!$F46=\"\"),\"\",V61/'Lives scenario - input'!$F46),\"\")","v":""},{"$f":"IFERROR(IF(OR(W61=\"\",'Lives scenario - input'!$F46=\"\"),\"\",W61/'Lives scenario - input'!$F46),\"\")","v":""}]
[{"$f":"IFERROR('Lives scenario - input'!A47,\"\")","v":""},{"$f":"IFERROR('Lives scenario - input'!B47,\"\")","v":""},{"$f":"IFERROR('Lives scenario - input'!C47,\"\")","v":""},{"$f":"IFERROR(repcalc('Lives scenario - input'!$CX47:$GJ47,'Lives scenario - input'!$I47,'Lives scenario - input'!$G47,'Lives scenario - input'!$H47,20,TRUE,TRUE),\"\")","v":""},"","","","","","","","","","","","","","","","","","","",{"$f":"IFERROR(IF(OR(D62=\"\",'Lives scenario - input'!$F47=\"\"),\"\",D62/'Lives scenario - input'!$F47),\"\")","v":""},{"$f":"IFERROR(IF(OR(E62=\"\",'Lives scenario - input'!$F47=\"\"),\"\",E62/'Lives scenario - input'!$F47),\"\")","v":""},{"$f":"IFERROR(IF(OR(F62=\"\",'Lives scenario - input'!$F47=\"\"),\"\",F62/'Lives scenario - input'!$F47),\"\")","v":""},{"$f":"IFERROR(IF(OR(G62=\"\",'Lives scenario - input'!$F47=\"\"),\"\",G62/'Lives scenario - input'!$F47),\"\")","v":""},{"$f":"IFERROR(IF(OR(H62=\"\",'Lives scenario - input'!$F47=\"\"),\"\",H62/'Lives scenario - input'!$F47),\"\")","v":""},{"$f":"IFERROR(IF(OR(I62=\"\",'Lives scenario - input'!$F47=\"\"),\"\",I62/'Lives scenario - input'!$F47),\"\")","v":""},{"$f":"IFERROR(IF(OR(J62=\"\",'Lives scenario - input'!$F47=\"\"),\"\",J62/'Lives scenario - input'!$F47),\"\")","v":""},{"$f":"IFERROR(IF(OR(K62=\"\",'Lives scenario - input'!$F47=\"\"),\"\",K62/'Lives scenario - input'!$F47),\"\")","v":""},{"$f":"IFERROR(IF(OR(L62=\"\",'Lives scenario - input'!$F47=\"\"),\"\",L62/'Lives scenario - input'!$F47),\"\")","v":""},{"$f":"IFERROR(IF(OR(M62=\"\",'Lives scenario - input'!$F47=\"\"),\"\",M62/'Lives scenario - input'!$F47),\"\")","v":""},{"$f":"IFERROR(IF(OR(N62=\"\",'Lives scenario - input'!$F47=\"\"),\"\",N62/'Lives scenario - input'!$F47),\"\")","v":""},{"$f":"IFERROR(IF(OR(O62=\"\",'Lives scenario - input'!$F47=\"\"),\"\",O62/'Lives scenario - input'!$F47),\"\")","v":""},{"$f":"IFERROR(IF(OR(P62=\"\",'Lives scenario - input'!$F47=\"\"),\"\",P62/'Lives scenario - input'!$F47),\"\")","v":""},{"$f":"IFERROR(IF(OR(Q62=\"\",'Lives scenario - input'!$F47=\"\"),\"\",Q62/'Lives scenario - input'!$F47),\"\")","v":""},{"$f":"IFERROR(IF(OR(R62=\"\",'Lives scenario - input'!$F47=\"\"),\"\",R62/'Lives scenario - input'!$F47),\"\")","v":""},{"$f":"IFERROR(IF(OR(S62=\"\",'Lives scenario - input'!$F47=\"\"),\"\",S62/'Lives scenario - input'!$F47),\"\")","v":""},{"$f":"IFERROR(IF(OR(T62=\"\",'Lives scenario - input'!$F47=\"\"),\"\",T62/'Lives scenario - input'!$F47),\"\")","v":""},{"$f":"IFERROR(IF(OR(U62=\"\",'Lives scenario - input'!$F47=\"\"),\"\",U62/'Lives scenario - input'!$F47),\"\")","v":""},{"$f":"IFERROR(IF(OR(V62=\"\",'Lives scenario - input'!$F47=\"\"),\"\",V62/'Lives scenario - input'!$F47),\"\")","v":""},{"$f":"IFERROR(IF(OR(W62=\"\",'Lives scenario - input'!$F47=\"\"),\"\",W62/'Lives scenario - input'!$F47),\"\")","v":""}]
[{"$f":"IFERROR('Lives scenario - input'!A48,\"\")","v":""},{"$f":"IFERROR('Lives scenario - input'!B48,\"\")","v":""},{"$f":"IFERROR('Lives scenario - input'!C48,\"\")","v":""},{"$f":"IFERROR(repcalc('Lives scenario - input'!$CX48:$GJ48,'Lives scenario - input'!$I48,'Lives scenario - input'!$G48,'Lives scenario - input'!$H48,20,TRUE,TRUE),\"\")","v":""},"","","","","","","","","","","","","","","","","","","",{"$f":"IFERROR(IF(OR(D63=\"\",'Lives scenario - input'!$F48=\"\"),\"\",D63/'Lives scenario - input'!$F48),\"\")","v":""},{"$f":"IFERROR(IF(OR(E63=\"\",'Lives scenario - input'!$F48=\"\"),\"\",E63/'Lives scenario - input'!$F48),\"\")","v":""},{"$f":"IFERROR(IF(OR(F63=\"\",'Lives scenario - input'!$F48=\"\"),\"\",F63/'Lives scenario - input'!$F48),\"\")","v":""},{"$f":"IFERROR(IF(OR(G63=\"\",'Lives scenario - input'!$F48=\"\"),\"\",G63/'Lives scenario - input'!$F48),\"\")","v":""},{"$f":"IFERROR(IF(OR(H63=\"\",'Lives scenario - input'!$F48=\"\"),\"\",H63/'Lives scenario - input'!$F48),\"\")","v":""},{"$f":"IFERROR(IF(OR(I63=\"\",'Lives scenario - input'!$F48=\"\"),\"\",I63/'Lives scenario - input'!$F48),\"\")","v":""},{"$f":"IFERROR(IF(OR(J63=\"\",'Lives scenario - input'!$F48=\"\"),\"\",J63/'Lives scenario - input'!$F48),\"\")","v":""},{"$f":"IFERROR(IF(OR(K63=\"\",'Lives scenario - input'!$F48=\"\"),\"\",K63/'Lives scenario - input'!$F48),\"\")","v":""},{"$f":"IFERROR(IF(OR(L63=\"\",'Lives scenario - input'!$F48=\"\"),\"\",L63/'Lives scenario - input'!$F48),\"\")","v":""},{"$f":"IFERROR(IF(OR(M63=\"\",'Lives scenario - input'!$F48=\"\"),\"\",M63/'Lives scenario - input'!$F48),\"\")","v":""},{"$f":"IFERROR(IF(OR(N63=\"\",'Lives scenario - input'!$F48=\"\"),\"\",N63/'Lives scenario - input'!$F48),\"\")","v":""},{"$f":"IFERROR(IF(OR(O63=\"\",'Lives scenario - input'!$F48=\"\"),\"\",O63/'Lives scenario - input'!$F48),\"\")","v":""},{"$f":"IFERROR(IF(OR(P63=\"\",'Lives scenario - input'!$F48=\"\"),\"\",P63/'Lives scenario - input'!$F48),\"\")","v":""},{"$f":"IFERROR(IF(OR(Q63=\"\",'Lives scenario - input'!$F48=\"\"),\"\",Q63/'Lives scenario - input'!$F48),\"\")","v":""},{"$f":"IFERROR(IF(OR(R63=\"\",'Lives scenario - input'!$F48=\"\"),\"\",R63/'Lives scenario - input'!$F48),\"\")","v":""},{"$f":"IFERROR(IF(OR(S63=\"\",'Lives scenario - input'!$F48=\"\"),\"\",S63/'Lives scenario - input'!$F48),\"\")","v":""},{"$f":"IFERROR(IF(OR(T63=\"\",'Lives scenario - input'!$F48=\"\"),\"\",T63/'Lives scenario - input'!$F48),\"\")","v":""},{"$f":"IFERROR(IF(OR(U63=\"\",'Lives scenario - input'!$F48=\"\"),\"\",U63/'Lives scenario - input'!$F48),\"\")","v":""},{"$f":"IFERROR(IF(OR(V63=\"\",'Lives scenario - input'!$F48=\"\"),\"\",V63/'Lives scenario - input'!$F48),\"\")","v":""},{"$f":"IFERROR(IF(OR(W63=\"\",'Lives scenario - input'!$F48=\"\"),\"\",W63/'Lives scenario - input'!$F48),\"\")","v":""}]
[{"$f":"IFERROR('Lives scenario - input'!A49,\"\")","v":""},{"$f":"IFERROR('Lives scenario - input'!B49,\"\")","v":""},{"$f":"IFERROR('Lives scenario - input'!C49,\"\")","v":""},{"$f":"IFERROR(repcalc('Lives scenario - input'!$CX49:$GJ49,'Lives scenario - input'!$I49,'Lives scenario - input'!$G49,'Lives scenario - input'!$H49,20,TRUE,TRUE),\"\")","v":""},"","","","","","","","","","","","","","","","","","","",{"$f":"IFERROR(IF(OR(D64=\"\",'Lives scenario - input'!$F49=\"\"),\"\",D64/'Lives scenario - input'!$F49),\"\")","v":""},{"$f":"IFERROR(IF(OR(E64=\"\",'Lives scenario - input'!$F49=\"\"),\"\",E64/'Lives scenario - input'!$F49),\"\")","v":""},{"$f":"IFERROR(IF(OR(F64=\"\",'Lives scenario - input'!$F49=\"\"),\"\",F64/'Lives scenario - input'!$F49),\"\")","v":""},{"$f":"IFERROR(IF(OR(G64=\"\",'Lives scenario - input'!$F49=\"\"),\"\",G64/'Lives scenario - input'!$F49),\"\")","v":""},{"$f":"IFERROR(IF(OR(H64=\"\",'Lives scenario - input'!$F49=\"\"),\"\",H64/'Lives scenario - input'!$F49),\"\")","v":""},{"$f":"IFERROR(IF(OR(I64=\"\",'Lives scenario - input'!$F49=\"\"),\"\",I64/'Lives scenario - input'!$F49),\"\")","v":""},{"$f":"IFERROR(IF(OR(J64=\"\",'Lives scenario - input'!$F49=\"\"),\"\",J64/'Lives scenario - input'!$F49),\"\")","v":""},{"$f":"IFERROR(IF(OR(K64=\"\",'Lives scenario - input'!$F49=\"\"),\"\",K64/'Lives scenario - input'!$F49),\"\")","v":""},{"$f":"IFERROR(IF(OR(L64=\"\",'Lives scenario - input'!$F49=\"\"),\"\",L64/'Lives scenario - input'!$F49),\"\")","v":""},{"$f":"IFERROR(IF(OR(M64=\"\",'Lives scenario - input'!$F49=\"\"),\"\",M64/'Lives scenario - input'!$F49),\"\")","v":""},{"$f":"IFERROR(IF(OR(N64=\"\",'Lives scenario - input'!$F49=\"\"),\"\",N64/'Lives scenario - input'!$F49),\"\")","v":""},{"$f":"IFERROR(IF(OR(O64=\"\",'Lives scenario - input'!$F49=\"\"),\"\",O64/'Lives scenario - input'!$F49),\"\")","v":""},{"$f":"IFERROR(IF(OR(P64=\"\",'Lives scenario - input'!$F49=\"\"),\"\",P64/'Lives scenario - input'!$F49),\"\")","v":""},{"$f":"IFERROR(IF(OR(Q64=\"\",'Lives scenario - input'!$F49=\"\"),\"\",Q64/'Lives scenario - input'!$F49),\"\")","v":""},{"$f":"IFERROR(IF(OR(R64=\"\",'Lives scenario - input'!$F49=\"\"),\"\",R64/'Lives scenario - input'!$F49),\"\")","v":""},{"$f":"IFERROR(IF(OR(S64=\"\",'Lives scenario - input'!$F49=\"\"),\"\",S64/'Lives scenario - input'!$F49),\"\")","v":""},{"$f":"IFERROR(IF(OR(T64=\"\",'Lives scenario - input'!$F49=\"\"),\"\",T64/'Lives scenario - input'!$F49),\"\")","v":""},{"$f":"IFERROR(IF(OR(U64=\"\",'Lives scenario - input'!$F49=\"\"),\"\",U64/'Lives scenario - input'!$F49),\"\")","v":""},{"$f":"IFERROR(IF(OR(V64=\"\",'Lives scenario - input'!$F49=\"\"),\"\",V64/'Lives scenario - input'!$F49),\"\")","v":""},{"$f":"IFERROR(IF(OR(W64=\"\",'Lives scenario - input'!$F49=\"\"),\"\",W64/'Lives scenario - input'!$F49),\"\")","v":""}]
[{"$f":"IFERROR('Lives scenario - input'!A50,\"\")","v":""},{"$f":"IFERROR('Lives scenario - input'!B50,\"\")","v":""},{"$f":"IFERROR('Lives scenario - input'!C50,\"\")","v":""},{"$f":"IFERROR(repcalc('Lives scenario - input'!$CX50:$GJ50,'Lives scenario - input'!$I50,'Lives scenario - input'!$G50,'Lives scenario - input'!$H50,20,TRUE,TRUE),\"\")","v":""},"","","","","","","","","","","","","","","","","","","",{"$f":"IFERROR(IF(OR(D65=\"\",'Lives scenario - input'!$F50=\"\"),\"\",D65/'Lives scenario - input'!$F50),\"\")","v":""},{"$f":"IFERROR(IF(OR(E65=\"\",'Lives scenario - input'!$F50=\"\"),\"\",E65/'Lives scenario - input'!$F50),\"\")","v":""},{"$f":"IFERROR(IF(OR(F65=\"\",'Lives scenario - input'!$F50=\"\"),\"\",F65/'Lives scenario - input'!$F50),\"\")","v":""},{"$f":"IFERROR(IF(OR(G65=\"\",'Lives scenario - input'!$F50=\"\"),\"\",G65/'Lives scenario - input'!$F50),\"\")","v":""},{"$f":"IFERROR(IF(OR(H65=\"\",'Lives scenario - input'!$F50=\"\"),\"\",H65/'Lives scenario - input'!$F50),\"\")","v":""},{"$f":"IFERROR(IF(OR(I65=\"\",'Lives scenario - input'!$F50=\"\"),\"\",I65/'Lives scenario - input'!$F50),\"\")","v":""},{"$f":"IFERROR(IF(OR(J65=\"\",'Lives scenario - input'!$F50=\"\"),\"\",J65/'Lives scenario - input'!$F50),\"\")","v":""},{"$f":"IFERROR(IF(OR(K65=\"\",'Lives scenario - input'!$F50=\"\"),\"\",K65/'Lives scenario - input'!$F50),\"\")","v":""},{"$f":"IFERROR(IF(OR(L65=\"\",'Lives scenario - input'!$F50=\"\"),\"\",L65/'Lives scenario - input'!$F50),\"\")","v":""},{"$f":"IFERROR(IF(OR(M65=\"\",'Lives scenario - input'!$F50=\"\"),\"\",M65/'Lives scenario - input'!$F50),\"\")","v":""},{"$f":"IFERROR(IF(OR(N65=\"\",'Lives scenario - input'!$F50=\"\"),\"\",N65/'Lives scenario - input'!$F50),\"\")","v":""},{"$f":"IFERROR(IF(OR(O65=\"\",'Lives scenario - input'!$F50=\"\"),\"\",O65/'Lives scenario - input'!$F50),\"\")","v":""},{"$f":"IFERROR(IF(OR(P65=\"\",'Lives scenario - input'!$F50=\"\"),\"\",P65/'Lives scenario - input'!$F50),\"\")","v":""},{"$f":"IFERROR(IF(OR(Q65=\"\",'Lives scenario - input'!$F50=\"\"),\"\",Q65/'Lives scenario - input'!$F50),\"\")","v":""},{"$f":"IFERROR(IF(OR(R65=\"\",'Lives scenario - input'!$F50=\"\"),\"\",R65/'Lives scenario - input'!$F50),\"\")","v":""},{"$f":"IFERROR(IF(OR(S65=\"\",'Lives scenario - input'!$F50=\"\"),\"\",S65/'Lives scenario - input'!$F50),\"\")","v":""},{"$f":"IFERROR(IF(OR(T65=\"\",'Lives scenario - input'!$F50=\"\"),\"\",T65/'Lives scenario - input'!$F50),\"\")","v":""},{"$f":"IFERROR(IF(OR(U65=\"\",'Lives scenario - input'!$F50=\"\"),\"\",U65/'Lives scenario - input'!$F50),\"\")","v":""},{"$f":"IFERROR(IF(OR(V65=\"\",'Lives scenario - input'!$F50=\"\"),\"\",V65/'Lives scenario - input'!$F50),\"\")","v":""},{"$f":"IFERROR(IF(OR(W65=\"\",'Lives scenario - input'!$F50=\"\"),\"\",W65/'Lives scenario - input'!$F50),\"\")","v":""}]
[{"$f":"IFERROR('Lives scenario - input'!A51,\"\")","v":""},{"$f":"IFERROR('Lives scenario - input'!B51,\"\")","v":""},{"$f":"IFERROR('Lives scenario - input'!C51,\"\")","v":""},{"$f":"IFERROR(repcalc('Lives scenario - input'!$CX51:$GJ51,'Lives scenario - input'!$I51,'Lives scenario - input'!$G51,'Lives scenario - input'!$H51,20,TRUE,TRUE),\"\")","v":""},"","","","","","","","","","","","","","","","","","","",{"$f":"IFERROR(IF(OR(D66=\"\",'Lives scenario - input'!$F51=\"\"),\"\",D66/'Lives scenario - input'!$F51),\"\")","v":""},{"$f":"IFERROR(IF(OR(E66=\"\",'Lives scenario - input'!$F51=\"\"),\"\",E66/'Lives scenario - input'!$F51),\"\")","v":""},{"$f":"IFERROR(IF(OR(F66=\"\",'Lives scenario - input'!$F51=\"\"),\"\",F66/'Lives scenario - input'!$F51),\"\")","v":""},{"$f":"IFERROR(IF(OR(G66=\"\",'Lives scenario - input'!$F51=\"\"),\"\",G66/'Lives scenario - input'!$F51),\"\")","v":""},{"$f":"IFERROR(IF(OR(H66=\"\",'Lives scenario - input'!$F51=\"\"),\"\",H66/'Lives scenario - input'!$F51),\"\")","v":""},{"$f":"IFERROR(IF(OR(I66=\"\",'Lives scenario - input'!$F51=\"\"),\"\",I66/'Lives scenario - input'!$F51),\"\")","v":""},{"$f":"IFERROR(IF(OR(J66=\"\",'Lives scenario - input'!$F51=\"\"),\"\",J66/'Lives scenario - input'!$F51),\"\")","v":""},{"$f":"IFERROR(IF(OR(K66=\"\",'Lives scenario - input'!$F51=\"\"),\"\",K66/'Lives scenario - input'!$F51),\"\")","v":""},{"$f":"IFERROR(IF(OR(L66=\"\",'Lives scenario - input'!$F51=\"\"),\"\",L66/'Lives scenario - input'!$F51),\"\")","v":""},{"$f":"IFERROR(IF(OR(M66=\"\",'Lives scenario - input'!$F51=\"\"),\"\",M66/'Lives scenario - input'!$F51),\"\")","v":""},{"$f":"IFERROR(IF(OR(N66=\"\",'Lives scenario - input'!$F51=\"\"),\"\",N66/'Lives scenario - input'!$F51),\"\")","v":""},{"$f":"IFERROR(IF(OR(O66=\"\",'Lives scenario - input'!$F51=\"\"),\"\",O66/'Lives scenario - input'!$F51),\"\")","v":""},{"$f":"IFERROR(IF(OR(P66=\"\",'Lives scenario - input'!$F51=\"\"),\"\",P66/'Lives scenario - input'!$F51),\"\")","v":""},{"$f":"IFERROR(IF(OR(Q66=\"\",'Lives scenario - input'!$F51=\"\"),\"\",Q66/'Lives scenario - input'!$F51),\"\")","v":""},{"$f":"IFERROR(IF(OR(R66=\"\",'Lives scenario - input'!$F51=\"\"),\"\",R66/'Lives scenario - input'!$F51),\"\")","v":""},{"$f":"IFERROR(IF(OR(S66=\"\",'Lives scenario - input'!$F51=\"\"),\"\",S66/'Lives scenario - input'!$F51),\"\")","v":""},{"$f":"IFERROR(IF(OR(T66=\"\",'Lives scenario - input'!$F51=\"\"),\"\",T66/'Lives scenario - input'!$F51),\"\")","v":""},{"$f":"IFERROR(IF(OR(U66=\"\",'Lives scenario - input'!$F51=\"\"),\"\",U66/'Lives scenario - input'!$F51),\"\")","v":""},{"$f":"IFERROR(IF(OR(V66=\"\",'Lives scenario - input'!$F51=\"\"),\"\",V66/'Lives scenario - input'!$F51),\"\")","v":""},{"$f":"IFERROR(IF(OR(W66=\"\",'Lives scenario - input'!$F51=\"\"),\"\",W66/'Lives scenario - input'!$F51),\"\")","v":""}]
[{"$f":"IFERROR('Lives scenario - input'!A52,\"\")","v":""},{"$f":"IFERROR('Lives scenario - input'!B52,\"\")","v":""},{"$f":"IFERROR('Lives scenario - input'!C52,\"\")","v":""},{"$f":"IFERROR(repcalc('Lives scenario - input'!$CX52:$GJ52,'Lives scenario - input'!$I52,'Lives scenario - input'!$G52,'Lives scenario - input'!$H52,20,TRUE,TRUE),\"\")","v":""},"","","","","","","","","","","","","","","","","","","",{"$f":"IFERROR(IF(OR(D67=\"\",'Lives scenario - input'!$F52=\"\"),\"\",D67/'Lives scenario - input'!$F52),\"\")","v":""},{"$f":"IFERROR(IF(OR(E67=\"\",'Lives scenario - input'!$F52=\"\"),\"\",E67/'Lives scenario - input'!$F52),\"\")","v":""},{"$f":"IFERROR(IF(OR(F67=\"\",'Lives scenario - input'!$F52=\"\"),\"\",F67/'Lives scenario - input'!$F52),\"\")","v":""},{"$f":"IFERROR(IF(OR(G67=\"\",'Lives scenario - input'!$F52=\"\"),\"\",G67/'Lives scenario - input'!$F52),\"\")","v":""},{"$f":"IFERROR(IF(OR(H67=\"\",'Lives scenario - input'!$F52=\"\"),\"\",H67/'Lives scenario - input'!$F52),\"\")","v":""},{"$f":"IFERROR(IF(OR(I67=\"\",'Lives scenario - input'!$F52=\"\"),\"\",I67/'Lives scenario - input'!$F52),\"\")","v":""},{"$f":"IFERROR(IF(OR(J67=\"\",'Lives scenario - input'!$F52=\"\"),\"\",J67/'Lives scenario - input'!$F52),\"\")","v":""},{"$f":"IFERROR(IF(OR(K67=\"\",'Lives scenario - input'!$F52=\"\"),\"\",K67/'Lives scenario - input'!$F52),\"\")","v":""},{"$f":"IFERROR(IF(OR(L67=\"\",'Lives scenario - input'!$F52=\"\"),\"\",L67/'Lives scenario - input'!$F52),\"\")","v":""},{"$f":"IFERROR(IF(OR(M67=\"\",'Lives scenario - input'!$F52=\"\"),\"\",M67/'Lives scenario - input'!$F52),\"\")","v":""},{"$f":"IFERROR(IF(OR(N67=\"\",'Lives scenario - input'!$F52=\"\"),\"\",N67/'Lives scenario - input'!$F52),\"\")","v":""},{"$f":"IFERROR(IF(OR(O67=\"\",'Lives scenario - input'!$F52=\"\"),\"\",O67/'Lives scenario - input'!$F52),\"\")","v":""},{"$f":"IFERROR(IF(OR(P67=\"\",'Lives scenario - input'!$F52=\"\"),\"\",P67/'Lives scenario - input'!$F52),\"\")","v":""},{"$f":"IFERROR(IF(OR(Q67=\"\",'Lives scenario - input'!$F52=\"\"),\"\",Q67/'Lives scenario - input'!$F52),\"\")","v":""},{"$f":"IFERROR(IF(OR(R67=\"\",'Lives scenario - input'!$F52=\"\"),\"\",R67/'Lives scenario - input'!$F52),\"\")","v":""},{"$f":"IFERROR(IF(OR(S67=\"\",'Lives scenario - input'!$F52=\"\"),\"\",S67/'Lives scenario - input'!$F52),\"\")","v":""},{"$f":"IFERROR(IF(OR(T67=\"\",'Lives scenario - input'!$F52=\"\"),\"\",T67/'Lives scenario - input'!$F52),\"\")","v":""},{"$f":"IFERROR(IF(OR(U67=\"\",'Lives scenario - input'!$F52=\"\"),\"\",U67/'Lives scenario - input'!$F52),\"\")","v":""},{"$f":"IFERROR(IF(OR(V67=\"\",'Lives scenario - input'!$F52=\"\"),\"\",V67/'Lives scenario - input'!$F52),\"\")","v":""},{"$f":"IFERROR(IF(OR(W67=\"\",'Lives scenario - input'!$F52=\"\"),\"\",W67/'Lives scenario - input'!$F52),\"\")","v":""}]
[{"$f":"IFERROR('Lives scenario - input'!A53,\"\")","v":""},{"$f":"IFERROR('Lives scenario - input'!B53,\"\")","v":""},{"$f":"IFERROR('Lives scenario - input'!C53,\"\")","v":""},{"$f":"IFERROR(repcalc('Lives scenario - input'!$CX53:$GJ53,'Lives scenario - input'!$I53,'Lives scenario - input'!$G53,'Lives scenario - input'!$H53,20,TRUE,TRUE),\"\")","v":""},"","","","","","","","","","","","","","","","","","","",{"$f":"IFERROR(IF(OR(D68=\"\",'Lives scenario - input'!$F53=\"\"),\"\",D68/'Lives scenario - input'!$F53),\"\")","v":""},{"$f":"IFERROR(IF(OR(E68=\"\",'Lives scenario - input'!$F53=\"\"),\"\",E68/'Lives scenario - input'!$F53),\"\")","v":""},{"$f":"IFERROR(IF(OR(F68=\"\",'Lives scenario - input'!$F53=\"\"),\"\",F68/'Lives scenario - input'!$F53),\"\")","v":""},{"$f":"IFERROR(IF(OR(G68=\"\",'Lives scenario - input'!$F53=\"\"),\"\",G68/'Lives scenario - input'!$F53),\"\")","v":""},{"$f":"IFERROR(IF(OR(H68=\"\",'Lives scenario - input'!$F53=\"\"),\"\",H68/'Lives scenario - input'!$F53),\"\")","v":""},{"$f":"IFERROR(IF(OR(I68=\"\",'Lives scenario - input'!$F53=\"\"),\"\",I68/'Lives scenario - input'!$F53),\"\")","v":""},{"$f":"IFERROR(IF(OR(J68=\"\",'Lives scenario - input'!$F53=\"\"),\"\",J68/'Lives scenario - input'!$F53),\"\")","v":""},{"$f":"IFERROR(IF(OR(K68=\"\",'Lives scenario - input'!$F53=\"\"),\"\",K68/'Lives scenario - input'!$F53),\"\")","v":""},{"$f":"IFERROR(IF(OR(L68=\"\",'Lives scenario - input'!$F53=\"\"),\"\",L68/'Lives scenario - input'!$F53),\"\")","v":""},{"$f":"IFERROR(IF(OR(M68=\"\",'Lives scenario - input'!$F53=\"\"),\"\",M68/'Lives scenario - input'!$F53),\"\")","v":""},{"$f":"IFERROR(IF(OR(N68=\"\",'Lives scenario - input'!$F53=\"\"),\"\",N68/'Lives scenario - input'!$F53),\"\")","v":""},{"$f":"IFERROR(IF(OR(O68=\"\",'Lives scenario - input'!$F53=\"\"),\"\",O68/'Lives scenario - input'!$F53),\"\")","v":""},{"$f":"IFERROR(IF(OR(P68=\"\",'Lives scenario - input'!$F53=\"\"),\"\",P68/'Lives scenario - input'!$F53),\"\")","v":""},{"$f":"IFERROR(IF(OR(Q68=\"\",'Lives scenario - input'!$F53=\"\"),\"\",Q68/'Lives scenario - input'!$F53),\"\")","v":""},{"$f":"IFERROR(IF(OR(R68=\"\",'Lives scenario - input'!$F53=\"\"),\"\",R68/'Lives scenario - input'!$F53),\"\")","v":""},{"$f":"IFERROR(IF(OR(S68=\"\",'Lives scenario - input'!$F53=\"\"),\"\",S68/'Lives scenario - input'!$F53),\"\")","v":""},{"$f":"IFERROR(IF(OR(T68=\"\",'Lives scenario - input'!$F53=\"\"),\"\",T68/'Lives scenario - input'!$F53),\"\")","v":""},{"$f":"IFERROR(IF(OR(U68=\"\",'Lives scenario - input'!$F53=\"\"),\"\",U68/'Lives scenario - input'!$F53),\"\")","v":""},{"$f":"IFERROR(IF(OR(V68=\"\",'Lives scenario - input'!$F53=\"\"),\"\",V68/'Lives scenario - input'!$F53),\"\")","v":""},{"$f":"IFERROR(IF(OR(W68=\"\",'Lives scenario - input'!$F53=\"\"),\"\",W68/'Lives scenario - input'!$F53),\"\")","v":""}]
[{"$f":"IFERROR('Lives scenario - input'!A54,\"\")","v":""},{"$f":"IFERROR('Lives scenario - input'!B54,\"\")","v":""},{"$f":"IFERROR('Lives scenario - input'!C54,\"\")","v":""},{"$f":"IFERROR(repcalc('Lives scenario - input'!$CX54:$GJ54,'Lives scenario - input'!$I54,'Lives scenario - input'!$G54,'Lives scenario - input'!$H54,20,TRUE,TRUE),\"\")","v":""},"","","","","","","","","","","","","","","","","","","",{"$f":"IFERROR(IF(OR(D69=\"\",'Lives scenario - input'!$F54=\"\"),\"\",D69/'Lives scenario - input'!$F54),\"\")","v":""},{"$f":"IFERROR(IF(OR(E69=\"\",'Lives scenario - input'!$F54=\"\"),\"\",E69/'Lives scenario - input'!$F54),\"\")","v":""},{"$f":"IFERROR(IF(OR(F69=\"\",'Lives scenario - input'!$F54=\"\"),\"\",F69/'Lives scenario - input'!$F54),\"\")","v":""},{"$f":"IFERROR(IF(OR(G69=\"\",'Lives scenario - input'!$F54=\"\"),\"\",G69/'Lives scenario - input'!$F54),\"\")","v":""},{"$f":"IFERROR(IF(OR(H69=\"\",'Lives scenario - input'!$F54=\"\"),\"\",H69/'Lives scenario - input'!$F54),\"\")","v":""},{"$f":"IFERROR(IF(OR(I69=\"\",'Lives scenario - input'!$F54=\"\"),\"\",I69/'Lives scenario - input'!$F54),\"\")","v":""},{"$f":"IFERROR(IF(OR(J69=\"\",'Lives scenario - input'!$F54=\"\"),\"\",J69/'Lives scenario - input'!$F54),\"\")","v":""},{"$f":"IFERROR(IF(OR(K69=\"\",'Lives scenario - input'!$F54=\"\"),\"\",K69/'Lives scenario - input'!$F54),\"\")","v":""},{"$f":"IFERROR(IF(OR(L69=\"\",'Lives scenario - input'!$F54=\"\"),\"\",L69/'Lives scenario - input'!$F54),\"\")","v":""},{"$f":"IFERROR(IF(OR(M69=\"\",'Lives scenario - input'!$F54=\"\"),\"\",M69/'Lives scenario - input'!$F54),\"\")","v":""},{"$f":"IFERROR(IF(OR(N69=\"\",'Lives scenario - input'!$F54=\"\"),\"\",N69/'Lives scenario - input'!$F54),\"\")","v":""},{"$f":"IFERROR(IF(OR(O69=\"\",'Lives scenario - input'!$F54=\"\"),\"\",O69/'Lives scenario - input'!$F54),\"\")","v":""},{"$f":"IFERROR(IF(OR(P69=\"\",'Lives scenario - input'!$F54=\"\"),\"\",P69/'Lives scenario - input'!$F54),\"\")","v":""},{"$f":"IFERROR(IF(OR(Q69=\"\",'Lives scenario - input'!$F54=\"\"),\"\",Q69/'Lives scenario - input'!$F54),\"\")","v":""},{"$f":"IFERROR(IF(OR(R69=\"\",'Lives scenario - input'!$F54=\"\"),\"\",R69/'Lives scenario - input'!$F54),\"\")","v":""},{"$f":"IFERROR(IF(OR(S69=\"\",'Lives scenario - input'!$F54=\"\"),\"\",S69/'Lives scenario - input'!$F54),\"\")","v":""},{"$f":"IFERROR(IF(OR(T69=\"\",'Lives scenario - input'!$F54=\"\"),\"\",T69/'Lives scenario - input'!$F54),\"\")","v":""},{"$f":"IFERROR(IF(OR(U69=\"\",'Lives scenario - input'!$F54=\"\"),\"\",U69/'Lives scenario - input'!$F54),\"\")","v":""},{"$f":"IFERROR(IF(OR(V69=\"\",'Lives scenario - input'!$F54=\"\"),\"\",V69/'Lives scenario - input'!$F54),\"\")","v":""},{"$f":"IFERROR(IF(OR(W69=\"\",'Lives scenario - input'!$F54=\"\"),\"\",W69/'Lives scenario - input'!$F54),\"\")","v":""}]
[{"$f":"IFERROR('Lives scenario - input'!A55,\"\")","v":""},{"$f":"IFERROR('Lives scenario - input'!B55,\"\")","v":""},{"$f":"IFERROR('Lives scenario - input'!C55,\"\")","v":""},{"$f":"IFERROR(repcalc('Lives scenario - input'!$CX55:$GJ55,'Lives scenario - input'!$I55,'Lives scenario - input'!$G55,'Lives scenario - input'!$H55,20,TRUE,TRUE),\"\")","v":""},"","","","","","","","","","","","","","","","","","","",{"$f":"IFERROR(IF(OR(D70=\"\",'Lives scenario - input'!$F55=\"\"),\"\",D70/'Lives scenario - input'!$F55),\"\")","v":""},{"$f":"IFERROR(IF(OR(E70=\"\",'Lives scenario - input'!$F55=\"\"),\"\",E70/'Lives scenario - input'!$F55),\"\")","v":""},{"$f":"IFERROR(IF(OR(F70=\"\",'Lives scenario - input'!$F55=\"\"),\"\",F70/'Lives scenario - input'!$F55),\"\")","v":""},{"$f":"IFERROR(IF(OR(G70=\"\",'Lives scenario - input'!$F55=\"\"),\"\",G70/'Lives scenario - input'!$F55),\"\")","v":""},{"$f":"IFERROR(IF(OR(H70=\"\",'Lives scenario - input'!$F55=\"\"),\"\",H70/'Lives scenario - input'!$F55),\"\")","v":""},{"$f":"IFERROR(IF(OR(I70=\"\",'Lives scenario - input'!$F55=\"\"),\"\",I70/'Lives scenario - input'!$F55),\"\")","v":""},{"$f":"IFERROR(IF(OR(J70=\"\",'Lives scenario - input'!$F55=\"\"),\"\",J70/'Lives scenario - input'!$F55),\"\")","v":""},{"$f":"IFERROR(IF(OR(K70=\"\",'Lives scenario - input'!$F55=\"\"),\"\",K70/'Lives scenario - input'!$F55),\"\")","v":""},{"$f":"IFERROR(IF(OR(L70=\"\",'Lives scenario - input'!$F55=\"\"),\"\",L70/'Lives scenario - input'!$F55),\"\")","v":""},{"$f":"IFERROR(IF(OR(M70=\"\",'Lives scenario - input'!$F55=\"\"),\"\",M70/'Lives scenario - input'!$F55),\"\")","v":""},{"$f":"IFERROR(IF(OR(N70=\"\",'Lives scenario - input'!$F55=\"\"),\"\",N70/'Lives scenario - input'!$F55),\"\")","v":""},{"$f":"IFERROR(IF(OR(O70=\"\",'Lives scenario - input'!$F55=\"\"),\"\",O70/'Lives scenario - input'!$F55),\"\")","v":""},{"$f":"IFERROR(IF(OR(P70=\"\",'Lives scenario - input'!$F55=\"\"),\"\",P70/'Lives scenario - input'!$F55),\"\")","v":""},{"$f":"IFERROR(IF(OR(Q70=\"\",'Lives scenario - input'!$F55=\"\"),\"\",Q70/'Lives scenario - input'!$F55),\"\")","v":""},{"$f":"IFERROR(IF(OR(R70=\"\",'Lives scenario - input'!$F55=\"\"),\"\",R70/'Lives scenario - input'!$F55),\"\")","v":""},{"$f":"IFERROR(IF(OR(S70=\"\",'Lives scenario - input'!$F55=\"\"),\"\",S70/'Lives scenario - input'!$F55),\"\")","v":""},{"$f":"IFERROR(IF(OR(T70=\"\",'Lives scenario - input'!$F55=\"\"),\"\",T70/'Lives scenario - input'!$F55),\"\")","v":""},{"$f":"IFERROR(IF(OR(U70=\"\",'Lives scenario - input'!$F55=\"\"),\"\",U70/'Lives scenario - input'!$F55),\"\")","v":""},{"$f":"IFERROR(IF(OR(V70=\"\",'Lives scenario - input'!$F55=\"\"),\"\",V70/'Lives scenario - input'!$F55),\"\")","v":""},{"$f":"IFERROR(IF(OR(W70=\"\",'Lives scenario - input'!$F55=\"\"),\"\",W70/'Lives scenario - input'!$F55),\"\")","v":""}]
[{"$f":"IFERROR('Lives scenario - input'!A56,\"\")","v":""},{"$f":"IFERROR('Lives scenario - input'!B56,\"\")","v":""},{"$f":"IFERROR('Lives scenario - input'!C56,\"\")","v":""},{"$f":"IFERROR(repcalc('Lives scenario - input'!$CX56:$GJ56,'Lives scenario - input'!$I56,'Lives scenario - input'!$G56,'Lives scenario - input'!$H56,20,TRUE,TRUE),\"\")","v":""},"","","","","","","","","","","","","","","","","","","",{"$f":"IFERROR(IF(OR(D71=\"\",'Lives scenario - input'!$F56=\"\"),\"\",D71/'Lives scenario - input'!$F56),\"\")","v":""},{"$f":"IFERROR(IF(OR(E71=\"\",'Lives scenario - input'!$F56=\"\"),\"\",E71/'Lives scenario - input'!$F56),\"\")","v":""},{"$f":"IFERROR(IF(OR(F71=\"\",'Lives scenario - input'!$F56=\"\"),\"\",F71/'Lives scenario - input'!$F56),\"\")","v":""},{"$f":"IFERROR(IF(OR(G71=\"\",'Lives scenario - input'!$F56=\"\"),\"\",G71/'Lives scenario - input'!$F56),\"\")","v":""},{"$f":"IFERROR(IF(OR(H71=\"\",'Lives scenario - input'!$F56=\"\"),\"\",H71/'Lives scenario - input'!$F56),\"\")","v":""},{"$f":"IFERROR(IF(OR(I71=\"\",'Lives scenario - input'!$F56=\"\"),\"\",I71/'Lives scenario - input'!$F56),\"\")","v":""},{"$f":"IFERROR(IF(OR(J71=\"\",'Lives scenario - input'!$F56=\"\"),\"\",J71/'Lives scenario - input'!$F56),\"\")","v":""},{"$f":"IFERROR(IF(OR(K71=\"\",'Lives scenario - input'!$F56=\"\"),\"\",K71/'Lives scenario - input'!$F56),\"\")","v":""},{"$f":"IFERROR(IF(OR(L71=\"\",'Lives scenario - input'!$F56=\"\"),\"\",L71/'Lives scenario - input'!$F56),\"\")","v":""},{"$f":"IFERROR(IF(OR(M71=\"\",'Lives scenario - input'!$F56=\"\"),\"\",M71/'Lives scenario - input'!$F56),\"\")","v":""},{"$f":"IFERROR(IF(OR(N71=\"\",'Lives scenario - input'!$F56=\"\"),\"\",N71/'Lives scenario - input'!$F56),\"\")","v":""},{"$f":"IFERROR(IF(OR(O71=\"\",'Lives scenario - input'!$F56=\"\"),\"\",O71/'Lives scenario - input'!$F56),\"\")","v":""},{"$f":"IFERROR(IF(OR(P71=\"\",'Lives scenario - input'!$F56=\"\"),\"\",P71/'Lives scenario - input'!$F56),\"\")","v":""},{"$f":"IFERROR(IF(OR(Q71=\"\",'Lives scenario - input'!$F56=\"\"),\"\",Q71/'Lives scenario - input'!$F56),\"\")","v":""},{"$f":"IFERROR(IF(OR(R71=\"\",'Lives scenario - input'!$F56=\"\"),\"\",R71/'Lives scenario - input'!$F56),\"\")","v":""},{"$f":"IFERROR(IF(OR(S71=\"\",'Lives scenario - input'!$F56=\"\"),\"\",S71/'Lives scenario - input'!$F56),\"\")","v":""},{"$f":"IFERROR(IF(OR(T71=\"\",'Lives scenario - input'!$F56=\"\"),\"\",T71/'Lives scenario - input'!$F56),\"\")","v":""},{"$f":"IFERROR(IF(OR(U71=\"\",'Lives scenario - input'!$F56=\"\"),\"\",U71/'Lives scenario - input'!$F56),\"\")","v":""},{"$f":"IFERROR(IF(OR(V71=\"\",'Lives scenario - input'!$F56=\"\"),\"\",V71/'Lives scenario - input'!$F56),\"\")","v":""},{"$f":"IFERROR(IF(OR(W71=\"\",'Lives scenario - input'!$F56=\"\"),\"\",W71/'Lives scenario - input'!$F56),\"\")","v":""}]
[{"$f":"IFERROR('Lives scenario - input'!A57,\"\")","v":""},{"$f":"IFERROR('Lives scenario - input'!B57,\"\")","v":""},{"$f":"IFERROR('Lives scenario - input'!C57,\"\")","v":""},{"$f":"IFERROR(repcalc('Lives scenario - input'!$CX57:$GJ57,'Lives scenario - input'!$I57,'Lives scenario - input'!$G57,'Lives scenario - input'!$H57,20,TRUE,TRUE),\"\")","v":""},"","","","","","","","","","","","","","","","","","","",{"$f":"IFERROR(IF(OR(D72=\"\",'Lives scenario - input'!$F57=\"\"),\"\",D72/'Lives scenario - input'!$F57),\"\")","v":""},{"$f":"IFERROR(IF(OR(E72=\"\",'Lives scenario - input'!$F57=\"\"),\"\",E72/'Lives scenario - input'!$F57),\"\")","v":""},{"$f":"IFERROR(IF(OR(F72=\"\",'Lives scenario - input'!$F57=\"\"),\"\",F72/'Lives scenario - input'!$F57),\"\")","v":""},{"$f":"IFERROR(IF(OR(G72=\"\",'Lives scenario - input'!$F57=\"\"),\"\",G72/'Lives scenario - input'!$F57),\"\")","v":""},{"$f":"IFERROR(IF(OR(H72=\"\",'Lives scenario - input'!$F57=\"\"),\"\",H72/'Lives scenario - input'!$F57),\"\")","v":""},{"$f":"IFERROR(IF(OR(I72=\"\",'Lives scenario - input'!$F57=\"\"),\"\",I72/'Lives scenario - input'!$F57),\"\")","v":""},{"$f":"IFERROR(IF(OR(J72=\"\",'Lives scenario - input'!$F57=\"\"),\"\",J72/'Lives scenario - input'!$F57),\"\")","v":""},{"$f":"IFERROR(IF(OR(K72=\"\",'Lives scenario - input'!$F57=\"\"),\"\",K72/'Lives scenario - input'!$F57),\"\")","v":""},{"$f":"IFERROR(IF(OR(L72=\"\",'Lives scenario - input'!$F57=\"\"),\"\",L72/'Lives scenario - input'!$F57),\"\")","v":""},{"$f":"IFERROR(IF(OR(M72=\"\",'Lives scenario - input'!$F57=\"\"),\"\",M72/'Lives scenario - input'!$F57),\"\")","v":""},{"$f":"IFERROR(IF(OR(N72=\"\",'Lives scenario - input'!$F57=\"\"),\"\",N72/'Lives scenario - input'!$F57),\"\")","v":""},{"$f":"IFERROR(IF(OR(O72=\"\",'Lives scenario - input'!$F57=\"\"),\"\",O72/'Lives scenario - input'!$F57),\"\")","v":""},{"$f":"IFERROR(IF(OR(P72=\"\",'Lives scenario - input'!$F57=\"\"),\"\",P72/'Lives scenario - input'!$F57),\"\")","v":""},{"$f":"IFERROR(IF(OR(Q72=\"\",'Lives scenario - input'!$F57=\"\"),\"\",Q72/'Lives scenario - input'!$F57),\"\")","v":""},{"$f":"IFERROR(IF(OR(R72=\"\",'Lives scenario - input'!$F57=\"\"),\"\",R72/'Lives scenario - input'!$F57),\"\")","v":""},{"$f":"IFERROR(IF(OR(S72=\"\",'Lives scenario - input'!$F57=\"\"),\"\",S72/'Lives scenario - input'!$F57),\"\")","v":""},{"$f":"IFERROR(IF(OR(T72=\"\",'Lives scenario - input'!$F57=\"\"),\"\",T72/'Lives scenario - input'!$F57),\"\")","v":""},{"$f":"IFERROR(IF(OR(U72=\"\",'Lives scenario - input'!$F57=\"\"),\"\",U72/'Lives scenario - input'!$F57),\"\")","v":""},{"$f":"IFERROR(IF(OR(V72=\"\",'Lives scenario - input'!$F57=\"\"),\"\",V72/'Lives scenario - input'!$F57),\"\")","v":""},{"$f":"IFERROR(IF(OR(W72=\"\",'Lives scenario - input'!$F57=\"\"),\"\",W72/'Lives scenario - input'!$F57),\"\")","v":""}]
[{"$f":"IFERROR('Lives scenario - input'!A58,\"\")","v":""},{"$f":"IFERROR('Lives scenario - input'!B58,\"\")","v":""},{"$f":"IFERROR('Lives scenario - input'!C58,\"\")","v":""},{"$f":"IFERROR(repcalc('Lives scenario - input'!$CX58:$GJ58,'Lives scenario - input'!$I58,'Lives scenario - input'!$G58,'Lives scenario - input'!$H58,20,TRUE,TRUE),\"\")","v":""},"","","","","","","","","","","","","","","","","","","",{"$f":"IFERROR(IF(OR(D73=\"\",'Lives scenario - input'!$F58=\"\"),\"\",D73/'Lives scenario - input'!$F58),\"\")","v":""},{"$f":"IFERROR(IF(OR(E73=\"\",'Lives scenario - input'!$F58=\"\"),\"\",E73/'Lives scenario - input'!$F58),\"\")","v":""},{"$f":"IFERROR(IF(OR(F73=\"\",'Lives scenario - input'!$F58=\"\"),\"\",F73/'Lives scenario - input'!$F58),\"\")","v":""},{"$f":"IFERROR(IF(OR(G73=\"\",'Lives scenario - input'!$F58=\"\"),\"\",G73/'Lives scenario - input'!$F58),\"\")","v":""},{"$f":"IFERROR(IF(OR(H73=\"\",'Lives scenario - input'!$F58=\"\"),\"\",H73/'Lives scenario - input'!$F58),\"\")","v":""},{"$f":"IFERROR(IF(OR(I73=\"\",'Lives scenario - input'!$F58=\"\"),\"\",I73/'Lives scenario - input'!$F58),\"\")","v":""},{"$f":"IFERROR(IF(OR(J73=\"\",'Lives scenario - input'!$F58=\"\"),\"\",J73/'Lives scenario - input'!$F58),\"\")","v":""},{"$f":"IFERROR(IF(OR(K73=\"\",'Lives scenario - input'!$F58=\"\"),\"\",K73/'Lives scenario - input'!$F58),\"\")","v":""},{"$f":"IFERROR(IF(OR(L73=\"\",'Lives scenario - input'!$F58=\"\"),\"\",L73/'Lives scenario - input'!$F58),\"\")","v":""},{"$f":"IFERROR(IF(OR(M73=\"\",'Lives scenario - input'!$F58=\"\"),\"\",M73/'Lives scenario - input'!$F58),\"\")","v":""},{"$f":"IFERROR(IF(OR(N73=\"\",'Lives scenario - input'!$F58=\"\"),\"\",N73/'Lives scenario - input'!$F58),\"\")","v":""},{"$f":"IFERROR(IF(OR(O73=\"\",'Lives scenario - input'!$F58=\"\"),\"\",O73/'Lives scenario - input'!$F58),\"\")","v":""},{"$f":"IFERROR(IF(OR(P73=\"\",'Lives scenario - input'!$F58=\"\"),\"\",P73/'Lives scenario - input'!$F58),\"\")","v":""},{"$f":"IFERROR(IF(OR(Q73=\"\",'Lives scenario - input'!$F58=\"\"),\"\",Q73/'Lives scenario - input'!$F58),\"\")","v":""},{"$f":"IFERROR(IF(OR(R73=\"\",'Lives scenario - input'!$F58=\"\"),\"\",R73/'Lives scenario - input'!$F58),\"\")","v":""},{"$f":"IFERROR(IF(OR(S73=\"\",'Lives scenario - input'!$F58=\"\"),\"\",S73/'Lives scenario - input'!$F58),\"\")","v":""},{"$f":"IFERROR(IF(OR(T73=\"\",'Lives scenario - input'!$F58=\"\"),\"\",T73/'Lives scenario - input'!$F58),\"\")","v":""},{"$f":"IFERROR(IF(OR(U73=\"\",'Lives scenario - input'!$F58=\"\"),\"\",U73/'Lives scenario - input'!$F58),\"\")","v":""},{"$f":"IFERROR(IF(OR(V73=\"\",'Lives scenario - input'!$F58=\"\"),\"\",V73/'Lives scenario - input'!$F58),\"\")","v":""},{"$f":"IFERROR(IF(OR(W73=\"\",'Lives scenario - input'!$F58=\"\"),\"\",W73/'Lives scenario - input'!$F58),\"\")","v":""}]
[{"$f":"IFERROR('Lives scenario - input'!A59,\"\")","v":""},{"$f":"IFERROR('Lives scenario - input'!B59,\"\")","v":""},{"$f":"IFERROR('Lives scenario - input'!C59,\"\")","v":""},{"$f":"IFERROR(repcalc('Lives scenario - input'!$CX59:$GJ59,'Lives scenario - input'!$I59,'Lives scenario - input'!$G59,'Lives scenario - input'!$H59,20,TRUE,TRUE),\"\")","v":""},"","","","","","","","","","","","","","","","","","","",{"$f":"IFERROR(IF(OR(D74=\"\",'Lives scenario - input'!$F59=\"\"),\"\",D74/'Lives scenario - input'!$F59),\"\")","v":""},{"$f":"IFERROR(IF(OR(E74=\"\",'Lives scenario - input'!$F59=\"\"),\"\",E74/'Lives scenario - input'!$F59),\"\")","v":""},{"$f":"IFERROR(IF(OR(F74=\"\",'Lives scenario - input'!$F59=\"\"),\"\",F74/'Lives scenario - input'!$F59),\"\")","v":""},{"$f":"IFERROR(IF(OR(G74=\"\",'Lives scenario - input'!$F59=\"\"),\"\",G74/'Lives scenario - input'!$F59),\"\")","v":""},{"$f":"IFERROR(IF(OR(H74=\"\",'Lives scenario - input'!$F59=\"\"),\"\",H74/'Lives scenario - input'!$F59),\"\")","v":""},{"$f":"IFERROR(IF(OR(I74=\"\",'Lives scenario - input'!$F59=\"\"),\"\",I74/'Lives scenario - input'!$F59),\"\")","v":""},{"$f":"IFERROR(IF(OR(J74=\"\",'Lives scenario - input'!$F59=\"\"),\"\",J74/'Lives scenario - input'!$F59),\"\")","v":""},{"$f":"IFERROR(IF(OR(K74=\"\",'Lives scenario - input'!$F59=\"\"),\"\",K74/'Lives scenario - input'!$F59),\"\")","v":""},{"$f":"IFERROR(IF(OR(L74=\"\",'Lives scenario - input'!$F59=\"\"),\"\",L74/'Lives scenario - input'!$F59),\"\")","v":""},{"$f":"IFERROR(IF(OR(M74=\"\",'Lives scenario - input'!$F59=\"\"),\"\",M74/'Lives scenario - input'!$F59),\"\")","v":""},{"$f":"IFERROR(IF(OR(N74=\"\",'Lives scenario - input'!$F59=\"\"),\"\",N74/'Lives scenario - input'!$F59),\"\")","v":""},{"$f":"IFERROR(IF(OR(O74=\"\",'Lives scenario - input'!$F59=\"\"),\"\",O74/'Lives scenario - input'!$F59),\"\")","v":""},{"$f":"IFERROR(IF(OR(P74=\"\",'Lives scenario - input'!$F59=\"\"),\"\",P74/'Lives scenario - input'!$F59),\"\")","v":""},{"$f":"IFERROR(IF(OR(Q74=\"\",'Lives scenario - input'!$F59=\"\"),\"\",Q74/'Lives scenario - input'!$F59),\"\")","v":""},{"$f":"IFERROR(IF(OR(R74=\"\",'Lives scenario - input'!$F59=\"\"),\"\",R74/'Lives scenario - input'!$F59),\"\")","v":""},{"$f":"IFERROR(IF(OR(S74=\"\",'Lives scenario - input'!$F59=\"\"),\"\",S74/'Lives scenario - input'!$F59),\"\")","v":""},{"$f":"IFERROR(IF(OR(T74=\"\",'Lives scenario - input'!$F59=\"\"),\"\",T74/'Lives scenario - input'!$F59),\"\")","v":""},{"$f":"IFERROR(IF(OR(U74=\"\",'Lives scenario - input'!$F59=\"\"),\"\",U74/'Lives scenario - input'!$F59),\"\")","v":""},{"$f":"IFERROR(IF(OR(V74=\"\",'Lives scenario - input'!$F59=\"\"),\"\",V74/'Lives scenario - input'!$F59),\"\")","v":""},{"$f":"IFERROR(IF(OR(W74=\"\",'Lives scenario - input'!$F59=\"\"),\"\",W74/'Lives scenario - input'!$F59),\"\")","v":""}]
[{"$f":"IFERROR('Lives scenario - input'!A60,\"\")","v":""},{"$f":"IFERROR('Lives scenario - input'!B60,\"\")","v":""},{"$f":"IFERROR('Lives scenario - input'!C60,\"\")","v":""},{"$f":"IFERROR(repcalc('Lives scenario - input'!$CX60:$GJ60,'Lives scenario - input'!$I60,'Lives scenario - input'!$G60,'Lives scenario - input'!$H60,20,TRUE,TRUE),\"\")","v":""},"","","","","","","","","","","","","","","","","","","",{"$f":"IFERROR(IF(OR(D75=\"\",'Lives scenario - input'!$F60=\"\"),\"\",D75/'Lives scenario - input'!$F60),\"\")","v":""},{"$f":"IFERROR(IF(OR(E75=\"\",'Lives scenario - input'!$F60=\"\"),\"\",E75/'Lives scenario - input'!$F60),\"\")","v":""},{"$f":"IFERROR(IF(OR(F75=\"\",'Lives scenario - input'!$F60=\"\"),\"\",F75/'Lives scenario - input'!$F60),\"\")","v":""},{"$f":"IFERROR(IF(OR(G75=\"\",'Lives scenario - input'!$F60=\"\"),\"\",G75/'Lives scenario - input'!$F60),\"\")","v":""},{"$f":"IFERROR(IF(OR(H75=\"\",'Lives scenario - input'!$F60=\"\"),\"\",H75/'Lives scenario - input'!$F60),\"\")","v":""},{"$f":"IFERROR(IF(OR(I75=\"\",'Lives scenario - input'!$F60=\"\"),\"\",I75/'Lives scenario - input'!$F60),\"\")","v":""},{"$f":"IFERROR(IF(OR(J75=\"\",'Lives scenario - input'!$F60=\"\"),\"\",J75/'Lives scenario - input'!$F60),\"\")","v":""},{"$f":"IFERROR(IF(OR(K75=\"\",'Lives scenario - input'!$F60=\"\"),\"\",K75/'Lives scenario - input'!$F60),\"\")","v":""},{"$f":"IFERROR(IF(OR(L75=\"\",'Lives scenario - input'!$F60=\"\"),\"\",L75/'Lives scenario - input'!$F60),\"\")","v":""},{"$f":"IFERROR(IF(OR(M75=\"\",'Lives scenario - input'!$F60=\"\"),\"\",M75/'Lives scenario - input'!$F60),\"\")","v":""},{"$f":"IFERROR(IF(OR(N75=\"\",'Lives scenario - input'!$F60=\"\"),\"\",N75/'Lives scenario - input'!$F60),\"\")","v":""},{"$f":"IFERROR(IF(OR(O75=\"\",'Lives scenario - input'!$F60=\"\"),\"\",O75/'Lives scenario - input'!$F60),\"\")","v":""},{"$f":"IFERROR(IF(OR(P75=\"\",'Lives scenario - input'!$F60=\"\"),\"\",P75/'Lives scenario - input'!$F60),\"\")","v":""},{"$f":"IFERROR(IF(OR(Q75=\"\",'Lives scenario - input'!$F60=\"\"),\"\",Q75/'Lives scenario - input'!$F60),\"\")","v":""},{"$f":"IFERROR(IF(OR(R75=\"\",'Lives scenario - input'!$F60=\"\"),\"\",R75/'Lives scenario - input'!$F60),\"\")","v":""},{"$f":"IFERROR(IF(OR(S75=\"\",'Lives scenario - input'!$F60=\"\"),\"\",S75/'Lives scenario - input'!$F60),\"\")","v":""},{"$f":"IFERROR(IF(OR(T75=\"\",'Lives scenario - input'!$F60=\"\"),\"\",T75/'Lives scenario - input'!$F60),\"\")","v":""},{"$f":"IFERROR(IF(OR(U75=\"\",'Lives scenario - input'!$F60=\"\"),\"\",U75/'Lives scenario - input'!$F60),\"\")","v":""},{"$f":"IFERROR(IF(OR(V75=\"\",'Lives scenario - input'!$F60=\"\"),\"\",V75/'Lives scenario - input'!$F60),\"\")","v":""},{"$f":"IFERROR(IF(OR(W75=\"\",'Lives scenario - input'!$F60=\"\"),\"\",W75/'Lives scenario - input'!$F60),\"\")","v":""}]
[{"$f":"IFERROR('Lives scenario - input'!A61,\"\")","v":""},{"$f":"IFERROR('Lives scenario - input'!B61,\"\")","v":""},{"$f":"IFERROR('Lives scenario - input'!C61,\"\")","v":""},{"$f":"IFERROR(repcalc('Lives scenario - input'!$CX61:$GJ61,'Lives scenario - input'!$I61,'Lives scenario - input'!$G61,'Lives scenario - input'!$H61,20,TRUE,TRUE),\"\")","v":""},"","","","","","","","","","","","","","","","","","","",{"$f":"IFERROR(IF(OR(D76=\"\",'Lives scenario - input'!$F61=\"\"),\"\",D76/'Lives scenario - input'!$F61),\"\")","v":""},{"$f":"IFERROR(IF(OR(E76=\"\",'Lives scenario - input'!$F61=\"\"),\"\",E76/'Lives scenario - input'!$F61),\"\")","v":""},{"$f":"IFERROR(IF(OR(F76=\"\",'Lives scenario - input'!$F61=\"\"),\"\",F76/'Lives scenario - input'!$F61),\"\")","v":""},{"$f":"IFERROR(IF(OR(G76=\"\",'Lives scenario - input'!$F61=\"\"),\"\",G76/'Lives scenario - input'!$F61),\"\")","v":""},{"$f":"IFERROR(IF(OR(H76=\"\",'Lives scenario - input'!$F61=\"\"),\"\",H76/'Lives scenario - input'!$F61),\"\")","v":""},{"$f":"IFERROR(IF(OR(I76=\"\",'Lives scenario - input'!$F61=\"\"),\"\",I76/'Lives scenario - input'!$F61),\"\")","v":""},{"$f":"IFERROR(IF(OR(J76=\"\",'Lives scenario - input'!$F61=\"\"),\"\",J76/'Lives scenario - input'!$F61),\"\")","v":""},{"$f":"IFERROR(IF(OR(K76=\"\",'Lives scenario - input'!$F61=\"\"),\"\",K76/'Lives scenario - input'!$F61),\"\")","v":""},{"$f":"IFERROR(IF(OR(L76=\"\",'Lives scenario - input'!$F61=\"\"),\"\",L76/'Lives scenario - input'!$F61),\"\")","v":""},{"$f":"IFERROR(IF(OR(M76=\"\",'Lives scenario - input'!$F61=\"\"),\"\",M76/'Lives scenario - input'!$F61),\"\")","v":""},{"$f":"IFERROR(IF(OR(N76=\"\",'Lives scenario - input'!$F61=\"\"),\"\",N76/'Lives scenario - input'!$F61),\"\")","v":""},{"$f":"IFERROR(IF(OR(O76=\"\",'Lives scenario - input'!$F61=\"\"),\"\",O76/'Lives scenario - input'!$F61),\"\")","v":""},{"$f":"IFERROR(IF(OR(P76=\"\",'Lives scenario - input'!$F61=\"\"),\"\",P76/'Lives scenario - input'!$F61),\"\")","v":""},{"$f":"IFERROR(IF(OR(Q76=\"\",'Lives scenario - input'!$F61=\"\"),\"\",Q76/'Lives scenario - input'!$F61),\"\")","v":""},{"$f":"IFERROR(IF(OR(R76=\"\",'Lives scenario - input'!$F61=\"\"),\"\",R76/'Lives scenario - input'!$F61),\"\")","v":""},{"$f":"IFERROR(IF(OR(S76=\"\",'Lives scenario - input'!$F61=\"\"),\"\",S76/'Lives scenario - input'!$F61),\"\")","v":""},{"$f":"IFERROR(IF(OR(T76=\"\",'Lives scenario - input'!$F61=\"\"),\"\",T76/'Lives scenario - input'!$F61),\"\")","v":""},{"$f":"IFERROR(IF(OR(U76=\"\",'Lives scenario - input'!$F61=\"\"),\"\",U76/'Lives scenario - input'!$F61),\"\")","v":""},{"$f":"IFERROR(IF(OR(V76=\"\",'Lives scenario - input'!$F61=\"\"),\"\",V76/'Lives scenario - input'!$F61),\"\")","v":""},{"$f":"IFERROR(IF(OR(W76=\"\",'Lives scenario - input'!$F61=\"\"),\"\",W76/'Lives scenario - input'!$F61),\"\")","v":""}]
[{"$f":"IFERROR('Lives scenario - input'!A62,\"\")","v":""},{"$f":"IFERROR('Lives scenario - input'!B62,\"\")","v":""},{"$f":"IFERROR('Lives scenario - input'!C62,\"\")","v":""},{"$f":"IFERROR(repcalc('Lives scenario - input'!$CX62:$GJ62,'Lives scenario - input'!$I62,'Lives scenario - input'!$G62,'Lives scenario - input'!$H62,20,TRUE,TRUE),\"\")","v":""},"","","","","","","","","","","","","","","","","","","",{"$f":"IFERROR(IF(OR(D77=\"\",'Lives scenario - input'!$F62=\"\"),\"\",D77/'Lives scenario - input'!$F62),\"\")","v":""},{"$f":"IFERROR(IF(OR(E77=\"\",'Lives scenario - input'!$F62=\"\"),\"\",E77/'Lives scenario - input'!$F62),\"\")","v":""},{"$f":"IFERROR(IF(OR(F77=\"\",'Lives scenario - input'!$F62=\"\"),\"\",F77/'Lives scenario - input'!$F62),\"\")","v":""},{"$f":"IFERROR(IF(OR(G77=\"\",'Lives scenario - input'!$F62=\"\"),\"\",G77/'Lives scenario - input'!$F62),\"\")","v":""},{"$f":"IFERROR(IF(OR(H77=\"\",'Lives scenario - input'!$F62=\"\"),\"\",H77/'Lives scenario - input'!$F62),\"\")","v":""},{"$f":"IFERROR(IF(OR(I77=\"\",'Lives scenario - input'!$F62=\"\"),\"\",I77/'Lives scenario - input'!$F62),\"\")","v":""},{"$f":"IFERROR(IF(OR(J77=\"\",'Lives scenario - input'!$F62=\"\"),\"\",J77/'Lives scenario - input'!$F62),\"\")","v":""},{"$f":"IFERROR(IF(OR(K77=\"\",'Lives scenario - input'!$F62=\"\"),\"\",K77/'Lives scenario - input'!$F62),\"\")","v":""},{"$f":"IFERROR(IF(OR(L77=\"\",'Lives scenario - input'!$F62=\"\"),\"\",L77/'Lives scenario - input'!$F62),\"\")","v":""},{"$f":"IFERROR(IF(OR(M77=\"\",'Lives scenario - input'!$F62=\"\"),\"\",M77/'Lives scenario - input'!$F62),\"\")","v":""},{"$f":"IFERROR(IF(OR(N77=\"\",'Lives scenario - input'!$F62=\"\"),\"\",N77/'Lives scenario - input'!$F62),\"\")","v":""},{"$f":"IFERROR(IF(OR(O77=\"\",'Lives scenario - input'!$F62=\"\"),\"\",O77/'Lives scenario - input'!$F62),\"\")","v":""},{"$f":"IFERROR(IF(OR(P77=\"\",'Lives scenario - input'!$F62=\"\"),\"\",P77/'Lives scenario - input'!$F62),\"\")","v":""},{"$f":"IFERROR(IF(OR(Q77=\"\",'Lives scenario - input'!$F62=\"\"),\"\",Q77/'Lives scenario - input'!$F62),\"\")","v":""},{"$f":"IFERROR(IF(OR(R77=\"\",'Lives scenario - input'!$F62=\"\"),\"\",R77/'Lives scenario - input'!$F62),\"\")","v":""},{"$f":"IFERROR(IF(OR(S77=\"\",'Lives scenario - input'!$F62=\"\"),\"\",S77/'Lives scenario - input'!$F62),\"\")","v":""},{"$f":"IFERROR(IF(OR(T77=\"\",'Lives scenario - input'!$F62=\"\"),\"\",T77/'Lives scenario - input'!$F62),\"\")","v":""},{"$f":"IFERROR(IF(OR(U77=\"\",'Lives scenario - input'!$F62=\"\"),\"\",U77/'Lives scenario - input'!$F62),\"\")","v":""},{"$f":"IFERROR(IF(OR(V77=\"\",'Lives scenario - input'!$F62=\"\"),\"\",V77/'Lives scenario - input'!$F62),\"\")","v":""},{"$f":"IFERROR(IF(OR(W77=\"\",'Lives scenario - input'!$F62=\"\"),\"\",W77/'Lives scenario - input'!$F62),\"\")","v":""}]
[{"$f":"IFERROR('Lives scenario - input'!A63,\"\")","v":""},{"$f":"IFERROR('Lives scenario - input'!B63,\"\")","v":""},{"$f":"IFERROR('Lives scenario - input'!C63,\"\")","v":""},{"$f":"IFERROR(repcalc('Lives scenario - input'!$CX63:$GJ63,'Lives scenario - input'!$I63,'Lives scenario - input'!$G63,'Lives scenario - input'!$H63,20,TRUE,TRUE),\"\")","v":""},"","","","","","","","","","","","","","","","","","","",{"$f":"IFERROR(IF(OR(D78=\"\",'Lives scenario - input'!$F63=\"\"),\"\",D78/'Lives scenario - input'!$F63),\"\")","v":""},{"$f":"IFERROR(IF(OR(E78=\"\",'Lives scenario - input'!$F63=\"\"),\"\",E78/'Lives scenario - input'!$F63),\"\")","v":""},{"$f":"IFERROR(IF(OR(F78=\"\",'Lives scenario - input'!$F63=\"\"),\"\",F78/'Lives scenario - input'!$F63),\"\")","v":""},{"$f":"IFERROR(IF(OR(G78=\"\",'Lives scenario - input'!$F63=\"\"),\"\",G78/'Lives scenario - input'!$F63),\"\")","v":""},{"$f":"IFERROR(IF(OR(H78=\"\",'Lives scenario - input'!$F63=\"\"),\"\",H78/'Lives scenario - input'!$F63),\"\")","v":""},{"$f":"IFERROR(IF(OR(I78=\"\",'Lives scenario - input'!$F63=\"\"),\"\",I78/'Lives scenario - input'!$F63),\"\")","v":""},{"$f":"IFERROR(IF(OR(J78=\"\",'Lives scenario - input'!$F63=\"\"),\"\",J78/'Lives scenario - input'!$F63),\"\")","v":""},{"$f":"IFERROR(IF(OR(K78=\"\",'Lives scenario - input'!$F63=\"\"),\"\",K78/'Lives scenario - input'!$F63),\"\")","v":""},{"$f":"IFERROR(IF(OR(L78=\"\",'Lives scenario - input'!$F63=\"\"),\"\",L78/'Lives scenario - input'!$F63),\"\")","v":""},{"$f":"IFERROR(IF(OR(M78=\"\",'Lives scenario - input'!$F63=\"\"),\"\",M78/'Lives scenario - input'!$F63),\"\")","v":""},{"$f":"IFERROR(IF(OR(N78=\"\",'Lives scenario - input'!$F63=\"\"),\"\",N78/'Lives scenario - input'!$F63),\"\")","v":""},{"$f":"IFERROR(IF(OR(O78=\"\",'Lives scenario - input'!$F63=\"\"),\"\",O78/'Lives scenario - input'!$F63),\"\")","v":""},{"$f":"IFERROR(IF(OR(P78=\"\",'Lives scenario - input'!$F63=\"\"),\"\",P78/'Lives scenario - input'!$F63),\"\")","v":""},{"$f":"IFERROR(IF(OR(Q78=\"\",'Lives scenario - input'!$F63=\"\"),\"\",Q78/'Lives scenario - input'!$F63),\"\")","v":""},{"$f":"IFERROR(IF(OR(R78=\"\",'Lives scenario - input'!$F63=\"\"),\"\",R78/'Lives scenario - input'!$F63),\"\")","v":""},{"$f":"IFERROR(IF(OR(S78=\"\",'Lives scenario - input'!$F63=\"\"),\"\",S78/'Lives scenario - input'!$F63),\"\")","v":""},{"$f":"IFERROR(IF(OR(T78=\"\",'Lives scenario - input'!$F63=\"\"),\"\",T78/'Lives scenario - input'!$F63),\"\")","v":""},{"$f":"IFERROR(IF(OR(U78=\"\",'Lives scenario - input'!$F63=\"\"),\"\",U78/'Lives scenario - input'!$F63),\"\")","v":""},{"$f":"IFERROR(IF(OR(V78=\"\",'Lives scenario - input'!$F63=\"\"),\"\",V78/'Lives scenario - input'!$F63),\"\")","v":""},{"$f":"IFERROR(IF(OR(W78=\"\",'Lives scenario - input'!$F63=\"\"),\"\",W78/'Lives scenario - input'!$F63),\"\")","v":""}]
[{"$f":"IFERROR('Lives scenario - input'!A64,\"\")","v":""},{"$f":"IFERROR('Lives scenario - input'!B64,\"\")","v":""},{"$f":"IFERROR('Lives scenario - input'!C64,\"\")","v":""},{"$f":"IFERROR(repcalc('Lives scenario - input'!$CX64:$GJ64,'Lives scenario - input'!$I64,'Lives scenario - input'!$G64,'Lives scenario - input'!$H64,20,TRUE,TRUE),\"\")","v":""},"","","","","","","","","","","","","","","","","","","",{"$f":"IFERROR(IF(OR(D79=\"\",'Lives scenario - input'!$F64=\"\"),\"\",D79/'Lives scenario - input'!$F64),\"\")","v":""},{"$f":"IFERROR(IF(OR(E79=\"\",'Lives scenario - input'!$F64=\"\"),\"\",E79/'Lives scenario - input'!$F64),\"\")","v":""},{"$f":"IFERROR(IF(OR(F79=\"\",'Lives scenario - input'!$F64=\"\"),\"\",F79/'Lives scenario - input'!$F64),\"\")","v":""},{"$f":"IFERROR(IF(OR(G79=\"\",'Lives scenario - input'!$F64=\"\"),\"\",G79/'Lives scenario - input'!$F64),\"\")","v":""},{"$f":"IFERROR(IF(OR(H79=\"\",'Lives scenario - input'!$F64=\"\"),\"\",H79/'Lives scenario - input'!$F64),\"\")","v":""},{"$f":"IFERROR(IF(OR(I79=\"\",'Lives scenario - input'!$F64=\"\"),\"\",I79/'Lives scenario - input'!$F64),\"\")","v":""},{"$f":"IFERROR(IF(OR(J79=\"\",'Lives scenario - input'!$F64=\"\"),\"\",J79/'Lives scenario - input'!$F64),\"\")","v":""},{"$f":"IFERROR(IF(OR(K79=\"\",'Lives scenario - input'!$F64=\"\"),\"\",K79/'Lives scenario - input'!$F64),\"\")","v":""},{"$f":"IFERROR(IF(OR(L79=\"\",'Lives scenario - input'!$F64=\"\"),\"\",L79/'Lives scenario - input'!$F64),\"\")","v":""},{"$f":"IFERROR(IF(OR(M79=\"\",'Lives scenario - input'!$F64=\"\"),\"\",M79/'Lives scenario - input'!$F64),\"\")","v":""},{"$f":"IFERROR(IF(OR(N79=\"\",'Lives scenario - input'!$F64=\"\"),\"\",N79/'Lives scenario - input'!$F64),\"\")","v":""},{"$f":"IFERROR(IF(OR(O79=\"\",'Lives scenario - input'!$F64=\"\"),\"\",O79/'Lives scenario - input'!$F64),\"\")","v":""},{"$f":"IFERROR(IF(OR(P79=\"\",'Lives scenario - input'!$F64=\"\"),\"\",P79/'Lives scenario - input'!$F64),\"\")","v":""},{"$f":"IFERROR(IF(OR(Q79=\"\",'Lives scenario - input'!$F64=\"\"),\"\",Q79/'Lives scenario - input'!$F64),\"\")","v":""},{"$f":"IFERROR(IF(OR(R79=\"\",'Lives scenario - input'!$F64=\"\"),\"\",R79/'Lives scenario - input'!$F64),\"\")","v":""},{"$f":"IFERROR(IF(OR(S79=\"\",'Lives scenario - input'!$F64=\"\"),\"\",S79/'Lives scenario - input'!$F64),\"\")","v":""},{"$f":"IFERROR(IF(OR(T79=\"\",'Lives scenario - input'!$F64=\"\"),\"\",T79/'Lives scenario - input'!$F64),\"\")","v":""},{"$f":"IFERROR(IF(OR(U79=\"\",'Lives scenario - input'!$F64=\"\"),\"\",U79/'Lives scenario - input'!$F64),\"\")","v":""},{"$f":"IFERROR(IF(OR(V79=\"\",'Lives scenario - input'!$F64=\"\"),\"\",V79/'Lives scenario - input'!$F64),\"\")","v":""},{"$f":"IFERROR(IF(OR(W79=\"\",'Lives scenario - input'!$F64=\"\"),\"\",W79/'Lives scenario - input'!$F64),\"\")","v":""}]
[{"$f":"IFERROR('Lives scenario - input'!A65,\"\")","v":""},{"$f":"IFERROR('Lives scenario - input'!B65,\"\")","v":""},{"$f":"IFERROR('Lives scenario - input'!C65,\"\")","v":""},{"$f":"IFERROR(repcalc('Lives scenario - input'!$CX65:$GJ65,'Lives scenario - input'!$I65,'Lives scenario - input'!$G65,'Lives scenario - input'!$H65,20,TRUE,TRUE),\"\")","v":""},"","","","","","","","","","","","","","","","","","","",{"$f":"IFERROR(IF(OR(D80=\"\",'Lives scenario - input'!$F65=\"\"),\"\",D80/'Lives scenario - input'!$F65),\"\")","v":""},{"$f":"IFERROR(IF(OR(E80=\"\",'Lives scenario - input'!$F65=\"\"),\"\",E80/'Lives scenario - input'!$F65),\"\")","v":""},{"$f":"IFERROR(IF(OR(F80=\"\",'Lives scenario - input'!$F65=\"\"),\"\",F80/'Lives scenario - input'!$F65),\"\")","v":""},{"$f":"IFERROR(IF(OR(G80=\"\",'Lives scenario - input'!$F65=\"\"),\"\",G80/'Lives scenario - input'!$F65),\"\")","v":""},{"$f":"IFERROR(IF(OR(H80=\"\",'Lives scenario - input'!$F65=\"\"),\"\",H80/'Lives scenario - input'!$F65),\"\")","v":""},{"$f":"IFERROR(IF(OR(I80=\"\",'Lives scenario - input'!$F65=\"\"),\"\",I80/'Lives scenario - input'!$F65),\"\")","v":""},{"$f":"IFERROR(IF(OR(J80=\"\",'Lives scenario - input'!$F65=\"\"),\"\",J80/'Lives scenario - input'!$F65),\"\")","v":""},{"$f":"IFERROR(IF(OR(K80=\"\",'Lives scenario - input'!$F65=\"\"),\"\",K80/'Lives scenario - input'!$F65),\"\")","v":""},{"$f":"IFERROR(IF(OR(L80=\"\",'Lives scenario - input'!$F65=\"\"),\"\",L80/'Lives scenario - input'!$F65),\"\")","v":""},{"$f":"IFERROR(IF(OR(M80=\"\",'Lives scenario - input'!$F65=\"\"),\"\",M80/'Lives scenario - input'!$F65),\"\")","v":""},{"$f":"IFERROR(IF(OR(N80=\"\",'Lives scenario - input'!$F65=\"\"),\"\",N80/'Lives scenario - input'!$F65),\"\")","v":""},{"$f":"IFERROR(IF(OR(O80=\"\",'Lives scenario - input'!$F65=\"\"),\"\",O80/'Lives scenario - input'!$F65),\"\")","v":""},{"$f":"IFERROR(IF(OR(P80=\"\",'Lives scenario - input'!$F65=\"\"),\"\",P80/'Lives scenario - input'!$F65),\"\")","v":""},{"$f":"IFERROR(IF(OR(Q80=\"\",'Lives scenario - input'!$F65=\"\"),\"\",Q80/'Lives scenario - input'!$F65),\"\")","v":""},{"$f":"IFERROR(IF(OR(R80=\"\",'Lives scenario - input'!$F65=\"\"),\"\",R80/'Lives scenario - input'!$F65),\"\")","v":""},{"$f":"IFERROR(IF(OR(S80=\"\",'Lives scenario - input'!$F65=\"\"),\"\",S80/'Lives scenario - input'!$F65),\"\")","v":""},{"$f":"IFERROR(IF(OR(T80=\"\",'Lives scenario - input'!$F65=\"\"),\"\",T80/'Lives scenario - input'!$F65),\"\")","v":""},{"$f":"IFERROR(IF(OR(U80=\"\",'Lives scenario - input'!$F65=\"\"),\"\",U80/'Lives scenario - input'!$F65),\"\")","v":""},{"$f":"IFERROR(IF(OR(V80=\"\",'Lives scenario - input'!$F65=\"\"),\"\",V80/'Lives scenario - input'!$F65),\"\")","v":""},{"$f":"IFERROR(IF(OR(W80=\"\",'Lives scenario - input'!$F65=\"\"),\"\",W80/'Lives scenario - input'!$F65),\"\")","v":""}]
[{"$f":"IFERROR('Lives scenario - input'!A66,\"\")","v":""},{"$f":"IFERROR('Lives scenario - input'!B66,\"\")","v":""},{"$f":"IFERROR('Lives scenario - input'!C66,\"\")","v":""},{"$f":"IFERROR(repcalc('Lives scenario - input'!$CX66:$GJ66,'Lives scenario - input'!$I66,'Lives scenario - input'!$G66,'Lives scenario - input'!$H66,20,TRUE,TRUE),\"\")","v":""},"","","","","","","","","","","","","","","","","","","",{"$f":"IFERROR(IF(OR(D81=\"\",'Lives scenario - input'!$F66=\"\"),\"\",D81/'Lives scenario - input'!$F66),\"\")","v":""},{"$f":"IFERROR(IF(OR(E81=\"\",'Lives scenario - input'!$F66=\"\"),\"\",E81/'Lives scenario - input'!$F66),\"\")","v":""},{"$f":"IFERROR(IF(OR(F81=\"\",'Lives scenario - input'!$F66=\"\"),\"\",F81/'Lives scenario - input'!$F66),\"\")","v":""},{"$f":"IFERROR(IF(OR(G81=\"\",'Lives scenario - input'!$F66=\"\"),\"\",G81/'Lives scenario - input'!$F66),\"\")","v":""},{"$f":"IFERROR(IF(OR(H81=\"\",'Lives scenario - input'!$F66=\"\"),\"\",H81/'Lives scenario - input'!$F66),\"\")","v":""},{"$f":"IFERROR(IF(OR(I81=\"\",'Lives scenario - input'!$F66=\"\"),\"\",I81/'Lives scenario - input'!$F66),\"\")","v":""},{"$f":"IFERROR(IF(OR(J81=\"\",'Lives scenario - input'!$F66=\"\"),\"\",J81/'Lives scenario - input'!$F66),\"\")","v":""},{"$f":"IFERROR(IF(OR(K81=\"\",'Lives scenario - input'!$F66=\"\"),\"\",K81/'Lives scenario - input'!$F66),\"\")","v":""},{"$f":"IFERROR(IF(OR(L81=\"\",'Lives scenario - input'!$F66=\"\"),\"\",L81/'Lives scenario - input'!$F66),\"\")","v":""},{"$f":"IFERROR(IF(OR(M81=\"\",'Lives scenario - input'!$F66=\"\"),\"\",M81/'Lives scenario - input'!$F66),\"\")","v":""},{"$f":"IFERROR(IF(OR(N81=\"\",'Lives scenario - input'!$F66=\"\"),\"\",N81/'Lives scenario - input'!$F66),\"\")","v":""},{"$f":"IFERROR(IF(OR(O81=\"\",'Lives scenario - input'!$F66=\"\"),\"\",O81/'Lives scenario - input'!$F66),\"\")","v":""},{"$f":"IFERROR(IF(OR(P81=\"\",'Lives scenario - input'!$F66=\"\"),\"\",P81/'Lives scenario - input'!$F66),\"\")","v":""},{"$f":"IFERROR(IF(OR(Q81=\"\",'Lives scenario - input'!$F66=\"\"),\"\",Q81/'Lives scenario - input'!$F66),\"\")","v":""},{"$f":"IFERROR(IF(OR(R81=\"\",'Lives scenario - input'!$F66=\"\"),\"\",R81/'Lives scenario - input'!$F66),\"\")","v":""},{"$f":"IFERROR(IF(OR(S81=\"\",'Lives scenario - input'!$F66=\"\"),\"\",S81/'Lives scenario - input'!$F66),\"\")","v":""},{"$f":"IFERROR(IF(OR(T81=\"\",'Lives scenario - input'!$F66=\"\"),\"\",T81/'Lives scenario - input'!$F66),\"\")","v":""},{"$f":"IFERROR(IF(OR(U81=\"\",'Lives scenario - input'!$F66=\"\"),\"\",U81/'Lives scenario - input'!$F66),\"\")","v":""},{"$f":"IFERROR(IF(OR(V81=\"\",'Lives scenario - input'!$F66=\"\"),\"\",V81/'Lives scenario - input'!$F66),\"\")","v":""},{"$f":"IFERROR(IF(OR(W81=\"\",'Lives scenario - input'!$F66=\"\"),\"\",W81/'Lives scenario - input'!$F66),\"\")","v":""}]
[{"$f":"IFERROR('Lives scenario - input'!A67,\"\")","v":""},{"$f":"IFERROR('Lives scenario - input'!B67,\"\")","v":""},{"$f":"IFERROR('Lives scenario - input'!C67,\"\")","v":""},{"$f":"IFERROR(repcalc('Lives scenario - input'!$CX67:$GJ67,'Lives scenario - input'!$I67,'Lives scenario - input'!$G67,'Lives scenario - input'!$H67,20,TRUE,TRUE),\"\")","v":""},"","","","","","","","","","","","","","","","","","","",{"$f":"IFERROR(IF(OR(D82=\"\",'Lives scenario - input'!$F67=\"\"),\"\",D82/'Lives scenario - input'!$F67),\"\")","v":""},{"$f":"IFERROR(IF(OR(E82=\"\",'Lives scenario - input'!$F67=\"\"),\"\",E82/'Lives scenario - input'!$F67),\"\")","v":""},{"$f":"IFERROR(IF(OR(F82=\"\",'Lives scenario - input'!$F67=\"\"),\"\",F82/'Lives scenario - input'!$F67),\"\")","v":""},{"$f":"IFERROR(IF(OR(G82=\"\",'Lives scenario - input'!$F67=\"\"),\"\",G82/'Lives scenario - input'!$F67),\"\")","v":""},{"$f":"IFERROR(IF(OR(H82=\"\",'Lives scenario - input'!$F67=\"\"),\"\",H82/'Lives scenario - input'!$F67),\"\")","v":""},{"$f":"IFERROR(IF(OR(I82=\"\",'Lives scenario - input'!$F67=\"\"),\"\",I82/'Lives scenario - input'!$F67),\"\")","v":""},{"$f":"IFERROR(IF(OR(J82=\"\",'Lives scenario - input'!$F67=\"\"),\"\",J82/'Lives scenario - input'!$F67),\"\")","v":""},{"$f":"IFERROR(IF(OR(K82=\"\",'Lives scenario - input'!$F67=\"\"),\"\",K82/'Lives scenario - input'!$F67),\"\")","v":""},{"$f":"IFERROR(IF(OR(L82=\"\",'Lives scenario - input'!$F67=\"\"),\"\",L82/'Lives scenario - input'!$F67),\"\")","v":""},{"$f":"IFERROR(IF(OR(M82=\"\",'Lives scenario - input'!$F67=\"\"),\"\",M82/'Lives scenario - input'!$F67),\"\")","v":""},{"$f":"IFERROR(IF(OR(N82=\"\",'Lives scenario - input'!$F67=\"\"),\"\",N82/'Lives scenario - input'!$F67),\"\")","v":""},{"$f":"IFERROR(IF(OR(O82=\"\",'Lives scenario - input'!$F67=\"\"),\"\",O82/'Lives scenario - input'!$F67),\"\")","v":""},{"$f":"IFERROR(IF(OR(P82=\"\",'Lives scenario - input'!$F67=\"\"),\"\",P82/'Lives scenario - input'!$F67),\"\")","v":""},{"$f":"IFERROR(IF(OR(Q82=\"\",'Lives scenario - input'!$F67=\"\"),\"\",Q82/'Lives scenario - input'!$F67),\"\")","v":""},{"$f":"IFERROR(IF(OR(R82=\"\",'Lives scenario - input'!$F67=\"\"),\"\",R82/'Lives scenario - input'!$F67),\"\")","v":""},{"$f":"IFERROR(IF(OR(S82=\"\",'Lives scenario - input'!$F67=\"\"),\"\",S82/'Lives scenario - input'!$F67),\"\")","v":""},{"$f":"IFERROR(IF(OR(T82=\"\",'Lives scenario - input'!$F67=\"\"),\"\",T82/'Lives scenario - input'!$F67),\"\")","v":""},{"$f":"IFERROR(IF(OR(U82=\"\",'Lives scenario - input'!$F67=\"\"),\"\",U82/'Lives scenario - input'!$F67),\"\")","v":""},{"$f":"IFERROR(IF(OR(V82=\"\",'Lives scenario - input'!$F67=\"\"),\"\",V82/'Lives scenario - input'!$F67),\"\")","v":""},{"$f":"IFERROR(IF(OR(W82=\"\",'Lives scenario - input'!$F67=\"\"),\"\",W82/'Lives scenario - input'!$F67),\"\")","v":""}]
[{"$f":"IFERROR('Lives scenario - input'!A68,\"\")","v":""},{"$f":"IFERROR('Lives scenario - input'!B68,\"\")","v":""},{"$f":"IFERROR('Lives scenario - input'!C68,\"\")","v":""},{"$f":"IFERROR(repcalc('Lives scenario - input'!$CX68:$GJ68,'Lives scenario - input'!$I68,'Lives scenario - input'!$G68,'Lives scenario - input'!$H68,20,TRUE,TRUE),\"\")","v":""},"","","","","","","","","","","","","","","","","","","",{"$f":"IFERROR(IF(OR(D83=\"\",'Lives scenario - input'!$F68=\"\"),\"\",D83/'Lives scenario - input'!$F68),\"\")","v":""},{"$f":"IFERROR(IF(OR(E83=\"\",'Lives scenario - input'!$F68=\"\"),\"\",E83/'Lives scenario - input'!$F68),\"\")","v":""},{"$f":"IFERROR(IF(OR(F83=\"\",'Lives scenario - input'!$F68=\"\"),\"\",F83/'Lives scenario - input'!$F68),\"\")","v":""},{"$f":"IFERROR(IF(OR(G83=\"\",'Lives scenario - input'!$F68=\"\"),\"\",G83/'Lives scenario - input'!$F68),\"\")","v":""},{"$f":"IFERROR(IF(OR(H83=\"\",'Lives scenario - input'!$F68=\"\"),\"\",H83/'Lives scenario - input'!$F68),\"\")","v":""},{"$f":"IFERROR(IF(OR(I83=\"\",'Lives scenario - input'!$F68=\"\"),\"\",I83/'Lives scenario - input'!$F68),\"\")","v":""},{"$f":"IFERROR(IF(OR(J83=\"\",'Lives scenario - input'!$F68=\"\"),\"\",J83/'Lives scenario - input'!$F68),\"\")","v":""},{"$f":"IFERROR(IF(OR(K83=\"\",'Lives scenario - input'!$F68=\"\"),\"\",K83/'Lives scenario - input'!$F68),\"\")","v":""},{"$f":"IFERROR(IF(OR(L83=\"\",'Lives scenario - input'!$F68=\"\"),\"\",L83/'Lives scenario - input'!$F68),\"\")","v":""},{"$f":"IFERROR(IF(OR(M83=\"\",'Lives scenario - input'!$F68=\"\"),\"\",M83/'Lives scenario - input'!$F68),\"\")","v":""},{"$f":"IFERROR(IF(OR(N83=\"\",'Lives scenario - input'!$F68=\"\"),\"\",N83/'Lives scenario - input'!$F68),\"\")","v":""},{"$f":"IFERROR(IF(OR(O83=\"\",'Lives scenario - input'!$F68=\"\"),\"\",O83/'Lives scenario - input'!$F68),\"\")","v":""},{"$f":"IFERROR(IF(OR(P83=\"\",'Lives scenario - input'!$F68=\"\"),\"\",P83/'Lives scenario - input'!$F68),\"\")","v":""},{"$f":"IFERROR(IF(OR(Q83=\"\",'Lives scenario - input'!$F68=\"\"),\"\",Q83/'Lives scenario - input'!$F68),\"\")","v":""},{"$f":"IFERROR(IF(OR(R83=\"\",'Lives scenario - input'!$F68=\"\"),\"\",R83/'Lives scenario - input'!$F68),\"\")","v":""},{"$f":"IFERROR(IF(OR(S83=\"\",'Lives scenario - input'!$F68=\"\"),\"\",S83/'Lives scenario - input'!$F68),\"\")","v":""},{"$f":"IFERROR(IF(OR(T83=\"\",'Lives scenario - input'!$F68=\"\"),\"\",T83/'Lives scenario - input'!$F68),\"\")","v":""},{"$f":"IFERROR(IF(OR(U83=\"\",'Lives scenario - input'!$F68=\"\"),\"\",U83/'Lives scenario - input'!$F68),\"\")","v":""},{"$f":"IFERROR(IF(OR(V83=\"\",'Lives scenario - input'!$F68=\"\"),\"\",V83/'Lives scenario - input'!$F68),\"\")","v":""},{"$f":"IFERROR(IF(OR(W83=\"\",'Lives scenario - input'!$F68=\"\"),\"\",W83/'Lives scenario - input'!$F68),\"\")","v":""}]
[{"$f":"IFERROR('Lives scenario - input'!A69,\"\")","v":""},{"$f":"IFERROR('Lives scenario - input'!B69,\"\")","v":""},{"$f":"IFERROR('Lives scenario - input'!C69,\"\")","v":""},{"$f":"IFERROR(repcalc('Lives scenario - input'!$CX69:$GJ69,'Lives scenario - input'!$I69,'Lives scenario - input'!$G69,'Lives scenario - input'!$H69,20,TRUE,TRUE),\"\")","v":""},"","","","","","","","","","","","","","","","","","","",{"$f":"IFERROR(IF(OR(D84=\"\",'Lives scenario - input'!$F69=\"\"),\"\",D84/'Lives scenario - input'!$F69),\"\")","v":""},{"$f":"IFERROR(IF(OR(E84=\"\",'Lives scenario - input'!$F69=\"\"),\"\",E84/'Lives scenario - input'!$F69),\"\")","v":""},{"$f":"IFERROR(IF(OR(F84=\"\",'Lives scenario - input'!$F69=\"\"),\"\",F84/'Lives scenario - input'!$F69),\"\")","v":""},{"$f":"IFERROR(IF(OR(G84=\"\",'Lives scenario - input'!$F69=\"\"),\"\",G84/'Lives scenario - input'!$F69),\"\")","v":""},{"$f":"IFERROR(IF(OR(H84=\"\",'Lives scenario - input'!$F69=\"\"),\"\",H84/'Lives scenario - input'!$F69),\"\")","v":""},{"$f":"IFERROR(IF(OR(I84=\"\",'Lives scenario - input'!$F69=\"\"),\"\",I84/'Lives scenario - input'!$F69),\"\")","v":""},{"$f":"IFERROR(IF(OR(J84=\"\",'Lives scenario - input'!$F69=\"\"),\"\",J84/'Lives scenario - input'!$F69),\"\")","v":""},{"$f":"IFERROR(IF(OR(K84=\"\",'Lives scenario - input'!$F69=\"\"),\"\",K84/'Lives scenario - input'!$F69),\"\")","v":""},{"$f":"IFERROR(IF(OR(L84=\"\",'Lives scenario - input'!$F69=\"\"),\"\",L84/'Lives scenario - input'!$F69),\"\")","v":""},{"$f":"IFERROR(IF(OR(M84=\"\",'Lives scenario - input'!$F69=\"\"),\"\",M84/'Lives scenario - input'!$F69),\"\")","v":""},{"$f":"IFERROR(IF(OR(N84=\"\",'Lives scenario - input'!$F69=\"\"),\"\",N84/'Lives scenario - input'!$F69),\"\")","v":""},{"$f":"IFERROR(IF(OR(O84=\"\",'Lives scenario - input'!$F69=\"\"),\"\",O84/'Lives scenario - input'!$F69),\"\")","v":""},{"$f":"IFERROR(IF(OR(P84=\"\",'Lives scenario - input'!$F69=\"\"),\"\",P84/'Lives scenario - input'!$F69),\"\")","v":""},{"$f":"IFERROR(IF(OR(Q84=\"\",'Lives scenario - input'!$F69=\"\"),\"\",Q84/'Lives scenario - input'!$F69),\"\")","v":""},{"$f":"IFERROR(IF(OR(R84=\"\",'Lives scenario - input'!$F69=\"\"),\"\",R84/'Lives scenario - input'!$F69),\"\")","v":""},{"$f":"IFERROR(IF(OR(S84=\"\",'Lives scenario - input'!$F69=\"\"),\"\",S84/'Lives scenario - input'!$F69),\"\")","v":""},{"$f":"IFERROR(IF(OR(T84=\"\",'Lives scenario - input'!$F69=\"\"),\"\",T84/'Lives scenario - input'!$F69),\"\")","v":""},{"$f":"IFERROR(IF(OR(U84=\"\",'Lives scenario - input'!$F69=\"\"),\"\",U84/'Lives scenario - input'!$F69),\"\")","v":""},{"$f":"IFERROR(IF(OR(V84=\"\",'Lives scenario - input'!$F69=\"\"),\"\",V84/'Lives scenario - input'!$F69),\"\")","v":""},{"$f":"IFERROR(IF(OR(W84=\"\",'Lives scenario - input'!$F69=\"\"),\"\",W84/'Lives scenario - input'!$F69),\"\")","v":""}]
[{"$f":"IFERROR('Lives scenario - input'!A70,\"\")","v":""},{"$f":"IFERROR('Lives scenario - input'!B70,\"\")","v":""},{"$f":"IFERROR('Lives scenario - input'!C70,\"\")","v":""},{"$f":"IFERROR(repcalc('Lives scenario - input'!$CX70:$GJ70,'Lives scenario - input'!$I70,'Lives scenario - input'!$G70,'Lives scenario - input'!$H70,20,TRUE,TRUE),\"\")","v":""},"","","","","","","","","","","","","","","","","","","",{"$f":"IFERROR(IF(OR(D85=\"\",'Lives scenario - input'!$F70=\"\"),\"\",D85/'Lives scenario - input'!$F70),\"\")","v":""},{"$f":"IFERROR(IF(OR(E85=\"\",'Lives scenario - input'!$F70=\"\"),\"\",E85/'Lives scenario - input'!$F70),\"\")","v":""},{"$f":"IFERROR(IF(OR(F85=\"\",'Lives scenario - input'!$F70=\"\"),\"\",F85/'Lives scenario - input'!$F70),\"\")","v":""},{"$f":"IFERROR(IF(OR(G85=\"\",'Lives scenario - input'!$F70=\"\"),\"\",G85/'Lives scenario - input'!$F70),\"\")","v":""},{"$f":"IFERROR(IF(OR(H85=\"\",'Lives scenario - input'!$F70=\"\"),\"\",H85/'Lives scenario - input'!$F70),\"\")","v":""},{"$f":"IFERROR(IF(OR(I85=\"\",'Lives scenario - input'!$F70=\"\"),\"\",I85/'Lives scenario - input'!$F70),\"\")","v":""},{"$f":"IFERROR(IF(OR(J85=\"\",'Lives scenario - input'!$F70=\"\"),\"\",J85/'Lives scenario - input'!$F70),\"\")","v":""},{"$f":"IFERROR(IF(OR(K85=\"\",'Lives scenario - input'!$F70=\"\"),\"\",K85/'Lives scenario - input'!$F70),\"\")","v":""},{"$f":"IFERROR(IF(OR(L85=\"\",'Lives scenario - input'!$F70=\"\"),\"\",L85/'Lives scenario - input'!$F70),\"\")","v":""},{"$f":"IFERROR(IF(OR(M85=\"\",'Lives scenario - input'!$F70=\"\"),\"\",M85/'Lives scenario - input'!$F70),\"\")","v":""},{"$f":"IFERROR(IF(OR(N85=\"\",'Lives scenario - input'!$F70=\"\"),\"\",N85/'Lives scenario - input'!$F70),\"\")","v":""},{"$f":"IFERROR(IF(OR(O85=\"\",'Lives scenario - input'!$F70=\"\"),\"\",O85/'Lives scenario - input'!$F70),\"\")","v":""},{"$f":"IFERROR(IF(OR(P85=\"\",'Lives scenario - input'!$F70=\"\"),\"\",P85/'Lives scenario - input'!$F70),\"\")","v":""},{"$f":"IFERROR(IF(OR(Q85=\"\",'Lives scenario - input'!$F70=\"\"),\"\",Q85/'Lives scenario - input'!$F70),\"\")","v":""},{"$f":"IFERROR(IF(OR(R85=\"\",'Lives scenario - input'!$F70=\"\"),\"\",R85/'Lives scenario - input'!$F70),\"\")","v":""},{"$f":"IFERROR(IF(OR(S85=\"\",'Lives scenario - input'!$F70=\"\"),\"\",S85/'Lives scenario - input'!$F70),\"\")","v":""},{"$f":"IFERROR(IF(OR(T85=\"\",'Lives scenario - input'!$F70=\"\"),\"\",T85/'Lives scenario - input'!$F70),\"\")","v":""},{"$f":"IFERROR(IF(OR(U85=\"\",'Lives scenario - input'!$F70=\"\"),\"\",U85/'Lives scenario - input'!$F70),\"\")","v":""},{"$f":"IFERROR(IF(OR(V85=\"\",'Lives scenario - input'!$F70=\"\"),\"\",V85/'Lives scenario - input'!$F70),\"\")","v":""},{"$f":"IFERROR(IF(OR(W85=\"\",'Lives scenario - input'!$F70=\"\"),\"\",W85/'Lives scenario - input'!$F70),\"\")","v":""}]
[{"$f":"IFERROR('Lives scenario - input'!A71,\"\")","v":""},{"$f":"IFERROR('Lives scenario - input'!B71,\"\")","v":""},{"$f":"IFERROR('Lives scenario - input'!C71,\"\")","v":""},{"$f":"IFERROR(repcalc('Lives scenario - input'!$CX71:$GJ71,'Lives scenario - input'!$I71,'Lives scenario - input'!$G71,'Lives scenario - input'!$H71,20,TRUE,TRUE),\"\")","v":""},"","","","","","","","","","","","","","","","","","","",{"$f":"IFERROR(IF(OR(D86=\"\",'Lives scenario - input'!$F71=\"\"),\"\",D86/'Lives scenario - input'!$F71),\"\")","v":""},{"$f":"IFERROR(IF(OR(E86=\"\",'Lives scenario - input'!$F71=\"\"),\"\",E86/'Lives scenario - input'!$F71),\"\")","v":""},{"$f":"IFERROR(IF(OR(F86=\"\",'Lives scenario - input'!$F71=\"\"),\"\",F86/'Lives scenario - input'!$F71),\"\")","v":""},{"$f":"IFERROR(IF(OR(G86=\"\",'Lives scenario - input'!$F71=\"\"),\"\",G86/'Lives scenario - input'!$F71),\"\")","v":""},{"$f":"IFERROR(IF(OR(H86=\"\",'Lives scenario - input'!$F71=\"\"),\"\",H86/'Lives scenario - input'!$F71),\"\")","v":""},{"$f":"IFERROR(IF(OR(I86=\"\",'Lives scenario - input'!$F71=\"\"),\"\",I86/'Lives scenario - input'!$F71),\"\")","v":""},{"$f":"IFERROR(IF(OR(J86=\"\",'Lives scenario - input'!$F71=\"\"),\"\",J86/'Lives scenario - input'!$F71),\"\")","v":""},{"$f":"IFERROR(IF(OR(K86=\"\",'Lives scenario - input'!$F71=\"\"),\"\",K86/'Lives scenario - input'!$F71),\"\")","v":""},{"$f":"IFERROR(IF(OR(L86=\"\",'Lives scenario - input'!$F71=\"\"),\"\",L86/'Lives scenario - input'!$F71),\"\")","v":""},{"$f":"IFERROR(IF(OR(M86=\"\",'Lives scenario - input'!$F71=\"\"),\"\",M86/'Lives scenario - input'!$F71),\"\")","v":""},{"$f":"IFERROR(IF(OR(N86=\"\",'Lives scenario - input'!$F71=\"\"),\"\",N86/'Lives scenario - input'!$F71),\"\")","v":""},{"$f":"IFERROR(IF(OR(O86=\"\",'Lives scenario - input'!$F71=\"\"),\"\",O86/'Lives scenario - input'!$F71),\"\")","v":""},{"$f":"IFERROR(IF(OR(P86=\"\",'Lives scenario - input'!$F71=\"\"),\"\",P86/'Lives scenario - input'!$F71),\"\")","v":""},{"$f":"IFERROR(IF(OR(Q86=\"\",'Lives scenario - input'!$F71=\"\"),\"\",Q86/'Lives scenario - input'!$F71),\"\")","v":""},{"$f":"IFERROR(IF(OR(R86=\"\",'Lives scenario - input'!$F71=\"\"),\"\",R86/'Lives scenario - input'!$F71),\"\")","v":""},{"$f":"IFERROR(IF(OR(S86=\"\",'Lives scenario - input'!$F71=\"\"),\"\",S86/'Lives scenario - input'!$F71),\"\")","v":""},{"$f":"IFERROR(IF(OR(T86=\"\",'Lives scenario - input'!$F71=\"\"),\"\",T86/'Lives scenario - input'!$F71),\"\")","v":""},{"$f":"IFERROR(IF(OR(U86=\"\",'Lives scenario - input'!$F71=\"\"),\"\",U86/'Lives scenario - input'!$F71),\"\")","v":""},{"$f":"IFERROR(IF(OR(V86=\"\",'Lives scenario - input'!$F71=\"\"),\"\",V86/'Lives scenario - input'!$F71),\"\")","v":""},{"$f":"IFERROR(IF(OR(W86=\"\",'Lives scenario - input'!$F71=\"\"),\"\",W86/'Lives scenario - input'!$F71),\"\")","v":""}]
[{"$f":"IFERROR('Lives scenario - input'!A72,\"\")","v":""},{"$f":"IFERROR('Lives scenario - input'!B72,\"\")","v":""},{"$f":"IFERROR('Lives scenario - input'!C72,\"\")","v":""},{"$f":"IFERROR(repcalc('Lives scenario - input'!$CX72:$GJ72,'Lives scenario - input'!$I72,'Lives scenario - input'!$G72,'Lives scenario - input'!$H72,20,TRUE,TRUE),\"\")","v":""},"","","","","","","","","","","","","","","","","","","",{"$f":"IFERROR(IF(OR(D87=\"\",'Lives scenario - input'!$F72=\"\"),\"\",D87/'Lives scenario - input'!$F72),\"\")","v":""},{"$f":"IFERROR(IF(OR(E87=\"\",'Lives scenario - input'!$F72=\"\"),\"\",E87/'Lives scenario - input'!$F72),\"\")","v":""},{"$f":"IFERROR(IF(OR(F87=\"\",'Lives scenario - input'!$F72=\"\"),\"\",F87/'Lives scenario - input'!$F72),\"\")","v":""},{"$f":"IFERROR(IF(OR(G87=\"\",'Lives scenario - input'!$F72=\"\"),\"\",G87/'Lives scenario - input'!$F72),\"\")","v":""},{"$f":"IFERROR(IF(OR(H87=\"\",'Lives scenario - input'!$F72=\"\"),\"\",H87/'Lives scenario - input'!$F72),\"\")","v":""},{"$f":"IFERROR(IF(OR(I87=\"\",'Lives scenario - input'!$F72=\"\"),\"\",I87/'Lives scenario - input'!$F72),\"\")","v":""},{"$f":"IFERROR(IF(OR(J87=\"\",'Lives scenario - input'!$F72=\"\"),\"\",J87/'Lives scenario - input'!$F72),\"\")","v":""},{"$f":"IFERROR(IF(OR(K87=\"\",'Lives scenario - input'!$F72=\"\"),\"\",K87/'Lives scenario - input'!$F72),\"\")","v":""},{"$f":"IFERROR(IF(OR(L87=\"\",'Lives scenario - input'!$F72=\"\"),\"\",L87/'Lives scenario - input'!$F72),\"\")","v":""},{"$f":"IFERROR(IF(OR(M87=\"\",'Lives scenario - input'!$F72=\"\"),\"\",M87/'Lives scenario - input'!$F72),\"\")","v":""},{"$f":"IFERROR(IF(OR(N87=\"\",'Lives scenario - input'!$F72=\"\"),\"\",N87/'Lives scenario - input'!$F72),\"\")","v":""},{"$f":"IFERROR(IF(OR(O87=\"\",'Lives scenario - input'!$F72=\"\"),\"\",O87/'Lives scenario - input'!$F72),\"\")","v":""},{"$f":"IFERROR(IF(OR(P87=\"\",'Lives scenario - input'!$F72=\"\"),\"\",P87/'Lives scenario - input'!$F72),\"\")","v":""},{"$f":"IFERROR(IF(OR(Q87=\"\",'Lives scenario - input'!$F72=\"\"),\"\",Q87/'Lives scenario - input'!$F72),\"\")","v":""},{"$f":"IFERROR(IF(OR(R87=\"\",'Lives scenario - input'!$F72=\"\"),\"\",R87/'Lives scenario - input'!$F72),\"\")","v":""},{"$f":"IFERROR(IF(OR(S87=\"\",'Lives scenario - input'!$F72=\"\"),\"\",S87/'Lives scenario - input'!$F72),\"\")","v":""},{"$f":"IFERROR(IF(OR(T87=\"\",'Lives scenario - input'!$F72=\"\"),\"\",T87/'Lives scenario - input'!$F72),\"\")","v":""},{"$f":"IFERROR(IF(OR(U87=\"\",'Lives scenario - input'!$F72=\"\"),\"\",U87/'Lives scenario - input'!$F72),\"\")","v":""},{"$f":"IFERROR(IF(OR(V87=\"\",'Lives scenario - input'!$F72=\"\"),\"\",V87/'Lives scenario - input'!$F72),\"\")","v":""},{"$f":"IFERROR(IF(OR(W87=\"\",'Lives scenario - input'!$F72=\"\"),\"\",W87/'Lives scenario - input'!$F72),\"\")","v":""}]
[{"$f":"IFERROR('Lives scenario - input'!A73,\"\")","v":""},{"$f":"IFERROR('Lives scenario - input'!B73,\"\")","v":""},{"$f":"IFERROR('Lives scenario - input'!C73,\"\")","v":""},{"$f":"IFERROR(repcalc('Lives scenario - input'!$CX73:$GJ73,'Lives scenario - input'!$I73,'Lives scenario - input'!$G73,'Lives scenario - input'!$H73,20,TRUE,TRUE),\"\")","v":""},"","","","","","","","","","","","","","","","","","","",{"$f":"IFERROR(IF(OR(D88=\"\",'Lives scenario - input'!$F73=\"\"),\"\",D88/'Lives scenario - input'!$F73),\"\")","v":""},{"$f":"IFERROR(IF(OR(E88=\"\",'Lives scenario - input'!$F73=\"\"),\"\",E88/'Lives scenario - input'!$F73),\"\")","v":""},{"$f":"IFERROR(IF(OR(F88=\"\",'Lives scenario - input'!$F73=\"\"),\"\",F88/'Lives scenario - input'!$F73),\"\")","v":""},{"$f":"IFERROR(IF(OR(G88=\"\",'Lives scenario - input'!$F73=\"\"),\"\",G88/'Lives scenario - input'!$F73),\"\")","v":""},{"$f":"IFERROR(IF(OR(H88=\"\",'Lives scenario - input'!$F73=\"\"),\"\",H88/'Lives scenario - input'!$F73),\"\")","v":""},{"$f":"IFERROR(IF(OR(I88=\"\",'Lives scenario - input'!$F73=\"\"),\"\",I88/'Lives scenario - input'!$F73),\"\")","v":""},{"$f":"IFERROR(IF(OR(J88=\"\",'Lives scenario - input'!$F73=\"\"),\"\",J88/'Lives scenario - input'!$F73),\"\")","v":""},{"$f":"IFERROR(IF(OR(K88=\"\",'Lives scenario - input'!$F73=\"\"),\"\",K88/'Lives scenario - input'!$F73),\"\")","v":""},{"$f":"IFERROR(IF(OR(L88=\"\",'Lives scenario - input'!$F73=\"\"),\"\",L88/'Lives scenario - input'!$F73),\"\")","v":""},{"$f":"IFERROR(IF(OR(M88=\"\",'Lives scenario - input'!$F73=\"\"),\"\",M88/'Lives scenario - input'!$F73),\"\")","v":""},{"$f":"IFERROR(IF(OR(N88=\"\",'Lives scenario - input'!$F73=\"\"),\"\",N88/'Lives scenario - input'!$F73),\"\")","v":""},{"$f":"IFERROR(IF(OR(O88=\"\",'Lives scenario - input'!$F73=\"\"),\"\",O88/'Lives scenario - input'!$F73),\"\")","v":""},{"$f":"IFERROR(IF(OR(P88=\"\",'Lives scenario - input'!$F73=\"\"),\"\",P88/'Lives scenario - input'!$F73),\"\")","v":""},{"$f":"IFERROR(IF(OR(Q88=\"\",'Lives scenario - input'!$F73=\"\"),\"\",Q88/'Lives scenario - input'!$F73),\"\")","v":""},{"$f":"IFERROR(IF(OR(R88=\"\",'Lives scenario - input'!$F73=\"\"),\"\",R88/'Lives scenario - input'!$F73),\"\")","v":""},{"$f":"IFERROR(IF(OR(S88=\"\",'Lives scenario - input'!$F73=\"\"),\"\",S88/'Lives scenario - input'!$F73),\"\")","v":""},{"$f":"IFERROR(IF(OR(T88=\"\",'Lives scenario - input'!$F73=\"\"),\"\",T88/'Lives scenario - input'!$F73),\"\")","v":""},{"$f":"IFERROR(IF(OR(U88=\"\",'Lives scenario - input'!$F73=\"\"),\"\",U88/'Lives scenario - input'!$F73),\"\")","v":""},{"$f":"IFERROR(IF(OR(V88=\"\",'Lives scenario - input'!$F73=\"\"),\"\",V88/'Lives scenario - input'!$F73),\"\")","v":""},{"$f":"IFERROR(IF(OR(W88=\"\",'Lives scenario - input'!$F73=\"\"),\"\",W88/'Lives scenario - input'!$F73),\"\")","v":""}]
[{"$f":"IFERROR('Lives scenario - input'!A74,\"\")","v":""},{"$f":"IFERROR('Lives scenario - input'!B74,\"\")","v":""},{"$f":"IFERROR('Lives scenario - input'!C74,\"\")","v":""},{"$f":"IFERROR(repcalc('Lives scenario - input'!$CX74:$GJ74,'Lives scenario - input'!$I74,'Lives scenario - input'!$G74,'Lives scenario - input'!$H74,20,TRUE,TRUE),\"\")","v":""},"","","","","","","","","","","","","","","","","","","",{"$f":"IFERROR(IF(OR(D89=\"\",'Lives scenario - input'!$F74=\"\"),\"\",D89/'Lives scenario - input'!$F74),\"\")","v":""},{"$f":"IFERROR(IF(OR(E89=\"\",'Lives scenario - input'!$F74=\"\"),\"\",E89/'Lives scenario - input'!$F74),\"\")","v":""},{"$f":"IFERROR(IF(OR(F89=\"\",'Lives scenario - input'!$F74=\"\"),\"\",F89/'Lives scenario - input'!$F74),\"\")","v":""},{"$f":"IFERROR(IF(OR(G89=\"\",'Lives scenario - input'!$F74=\"\"),\"\",G89/'Lives scenario - input'!$F74),\"\")","v":""},{"$f":"IFERROR(IF(OR(H89=\"\",'Lives scenario - input'!$F74=\"\"),\"\",H89/'Lives scenario - input'!$F74),\"\")","v":""},{"$f":"IFERROR(IF(OR(I89=\"\",'Lives scenario - input'!$F74=\"\"),\"\",I89/'Lives scenario - input'!$F74),\"\")","v":""},{"$f":"IFERROR(IF(OR(J89=\"\",'Lives scenario - input'!$F74=\"\"),\"\",J89/'Lives scenario - input'!$F74),\"\")","v":""},{"$f":"IFERROR(IF(OR(K89=\"\",'Lives scenario - input'!$F74=\"\"),\"\",K89/'Lives scenario - input'!$F74),\"\")","v":""},{"$f":"IFERROR(IF(OR(L89=\"\",'Lives scenario - input'!$F74=\"\"),\"\",L89/'Lives scenario - input'!$F74),\"\")","v":""},{"$f":"IFERROR(IF(OR(M89=\"\",'Lives scenario - input'!$F74=\"\"),\"\",M89/'Lives scenario - input'!$F74),\"\")","v":""},{"$f":"IFERROR(IF(OR(N89=\"\",'Lives scenario - input'!$F74=\"\"),\"\",N89/'Lives scenario - input'!$F74),\"\")","v":""},{"$f":"IFERROR(IF(OR(O89=\"\",'Lives scenario - input'!$F74=\"\"),\"\",O89/'Lives scenario - input'!$F74),\"\")","v":""},{"$f":"IFERROR(IF(OR(P89=\"\",'Lives scenario - input'!$F74=\"\"),\"\",P89/'Lives scenario - input'!$F74),\"\")","v":""},{"$f":"IFERROR(IF(OR(Q89=\"\",'Lives scenario - input'!$F74=\"\"),\"\",Q89/'Lives scenario - input'!$F74),\"\")","v":""},{"$f":"IFERROR(IF(OR(R89=\"\",'Lives scenario - input'!$F74=\"\"),\"\",R89/'Lives scenario - input'!$F74),\"\")","v":""},{"$f":"IFERROR(IF(OR(S89=\"\",'Lives scenario - input'!$F74=\"\"),\"\",S89/'Lives scenario - input'!$F74),\"\")","v":""},{"$f":"IFERROR(IF(OR(T89=\"\",'Lives scenario - input'!$F74=\"\"),\"\",T89/'Lives scenario - input'!$F74),\"\")","v":""},{"$f":"IFERROR(IF(OR(U89=\"\",'Lives scenario - input'!$F74=\"\"),\"\",U89/'Lives scenario - input'!$F74),\"\")","v":""},{"$f":"IFERROR(IF(OR(V89=\"\",'Lives scenario - input'!$F74=\"\"),\"\",V89/'Lives scenario - input'!$F74),\"\")","v":""},{"$f":"IFERROR(IF(OR(W89=\"\",'Lives scenario - input'!$F74=\"\"),\"\",W89/'Lives scenario - input'!$F74),\"\")","v":""}]
[{"$f":"IFERROR('Lives scenario - input'!A75,\"\")","v":""},{"$f":"IFERROR('Lives scenario - input'!B75,\"\")","v":""},{"$f":"IFERROR('Lives scenario - input'!C75,\"\")","v":""},{"$f":"IFERROR(repcalc('Lives scenario - input'!$CX75:$GJ75,'Lives scenario - input'!$I75,'Lives scenario - input'!$G75,'Lives scenario - input'!$H75,20,TRUE,TRUE),\"\")","v":""},"","","","","","","","","","","","","","","","","","","",{"$f":"IFERROR(IF(OR(D90=\"\",'Lives scenario - input'!$F75=\"\"),\"\",D90/'Lives scenario - input'!$F75),\"\")","v":""},{"$f":"IFERROR(IF(OR(E90=\"\",'Lives scenario - input'!$F75=\"\"),\"\",E90/'Lives scenario - input'!$F75),\"\")","v":""},{"$f":"IFERROR(IF(OR(F90=\"\",'Lives scenario - input'!$F75=\"\"),\"\",F90/'Lives scenario - input'!$F75),\"\")","v":""},{"$f":"IFERROR(IF(OR(G90=\"\",'Lives scenario - input'!$F75=\"\"),\"\",G90/'Lives scenario - input'!$F75),\"\")","v":""},{"$f":"IFERROR(IF(OR(H90=\"\",'Lives scenario - input'!$F75=\"\"),\"\",H90/'Lives scenario - input'!$F75),\"\")","v":""},{"$f":"IFERROR(IF(OR(I90=\"\",'Lives scenario - input'!$F75=\"\"),\"\",I90/'Lives scenario - input'!$F75),\"\")","v":""},{"$f":"IFERROR(IF(OR(J90=\"\",'Lives scenario - input'!$F75=\"\"),\"\",J90/'Lives scenario - input'!$F75),\"\")","v":""},{"$f":"IFERROR(IF(OR(K90=\"\",'Lives scenario - input'!$F75=\"\"),\"\",K90/'Lives scenario - input'!$F75),\"\")","v":""},{"$f":"IFERROR(IF(OR(L90=\"\",'Lives scenario - input'!$F75=\"\"),\"\",L90/'Lives scenario - input'!$F75),\"\")","v":""},{"$f":"IFERROR(IF(OR(M90=\"\",'Lives scenario - input'!$F75=\"\"),\"\",M90/'Lives scenario - input'!$F75),\"\")","v":""},{"$f":"IFERROR(IF(OR(N90=\"\",'Lives scenario - input'!$F75=\"\"),\"\",N90/'Lives scenario - input'!$F75),\"\")","v":""},{"$f":"IFERROR(IF(OR(O90=\"\",'Lives scenario - input'!$F75=\"\"),\"\",O90/'Lives scenario - input'!$F75),\"\")","v":""},{"$f":"IFERROR(IF(OR(P90=\"\",'Lives scenario - input'!$F75=\"\"),\"\",P90/'Lives scenario - input'!$F75),\"\")","v":""},{"$f":"IFERROR(IF(OR(Q90=\"\",'Lives scenario - input'!$F75=\"\"),\"\",Q90/'Lives scenario - input'!$F75),\"\")","v":""},{"$f":"IFERROR(IF(OR(R90=\"\",'Lives scenario - input'!$F75=\"\"),\"\",R90/'Lives scenario - input'!$F75),\"\")","v":""},{"$f":"IFERROR(IF(OR(S90=\"\",'Lives scenario - input'!$F75=\"\"),\"\",S90/'Lives scenario - input'!$F75),\"\")","v":""},{"$f":"IFERROR(IF(OR(T90=\"\",'Lives scenario - input'!$F75=\"\"),\"\",T90/'Lives scenario - input'!$F75),\"\")","v":""},{"$f":"IFERROR(IF(OR(U90=\"\",'Lives scenario - input'!$F75=\"\"),\"\",U90/'Lives scenario - input'!$F75),\"\")","v":""},{"$f":"IFERROR(IF(OR(V90=\"\",'Lives scenario - input'!$F75=\"\"),\"\",V90/'Lives scenario - input'!$F75),\"\")","v":""},{"$f":"IFERROR(IF(OR(W90=\"\",'Lives scenario - input'!$F75=\"\"),\"\",W90/'Lives scenario - input'!$F75),\"\")","v":""}]
[{"$f":"IFERROR('Lives scenario - input'!A76,\"\")","v":""},{"$f":"IFERROR('Lives scenario - input'!B76,\"\")","v":""},{"$f":"IFERROR('Lives scenario - input'!C76,\"\")","v":""},{"$f":"IFERROR(repcalc('Lives scenario - input'!$CX76:$GJ76,'Lives scenario - input'!$I76,'Lives scenario - input'!$G76,'Lives scenario - input'!$H76,20,TRUE,TRUE),\"\")","v":""},"","","","","","","","","","","","","","","","","","","",{"$f":"IFERROR(IF(OR(D91=\"\",'Lives scenario - input'!$F76=\"\"),\"\",D91/'Lives scenario - input'!$F76),\"\")","v":""},{"$f":"IFERROR(IF(OR(E91=\"\",'Lives scenario - input'!$F76=\"\"),\"\",E91/'Lives scenario - input'!$F76),\"\")","v":""},{"$f":"IFERROR(IF(OR(F91=\"\",'Lives scenario - input'!$F76=\"\"),\"\",F91/'Lives scenario - input'!$F76),\"\")","v":""},{"$f":"IFERROR(IF(OR(G91=\"\",'Lives scenario - input'!$F76=\"\"),\"\",G91/'Lives scenario - input'!$F76),\"\")","v":""},{"$f":"IFERROR(IF(OR(H91=\"\",'Lives scenario - input'!$F76=\"\"),\"\",H91/'Lives scenario - input'!$F76),\"\")","v":""},{"$f":"IFERROR(IF(OR(I91=\"\",'Lives scenario - input'!$F76=\"\"),\"\",I91/'Lives scenario - input'!$F76),\"\")","v":""},{"$f":"IFERROR(IF(OR(J91=\"\",'Lives scenario - input'!$F76=\"\"),\"\",J91/'Lives scenario - input'!$F76),\"\")","v":""},{"$f":"IFERROR(IF(OR(K91=\"\",'Lives scenario - input'!$F76=\"\"),\"\",K91/'Lives scenario - input'!$F76),\"\")","v":""},{"$f":"IFERROR(IF(OR(L91=\"\",'Lives scenario - input'!$F76=\"\"),\"\",L91/'Lives scenario - input'!$F76),\"\")","v":""},{"$f":"IFERROR(IF(OR(M91=\"\",'Lives scenario - input'!$F76=\"\"),\"\",M91/'Lives scenario - input'!$F76),\"\")","v":""},{"$f":"IFERROR(IF(OR(N91=\"\",'Lives scenario - input'!$F76=\"\"),\"\",N91/'Lives scenario - input'!$F76),\"\")","v":""},{"$f":"IFERROR(IF(OR(O91=\"\",'Lives scenario - input'!$F76=\"\"),\"\",O91/'Lives scenario - input'!$F76),\"\")","v":""},{"$f":"IFERROR(IF(OR(P91=\"\",'Lives scenario - input'!$F76=\"\"),\"\",P91/'Lives scenario - input'!$F76),\"\")","v":""},{"$f":"IFERROR(IF(OR(Q91=\"\",'Lives scenario - input'!$F76=\"\"),\"\",Q91/'Lives scenario - input'!$F76),\"\")","v":""},{"$f":"IFERROR(IF(OR(R91=\"\",'Lives scenario - input'!$F76=\"\"),\"\",R91/'Lives scenario - input'!$F76),\"\")","v":""},{"$f":"IFERROR(IF(OR(S91=\"\",'Lives scenario - input'!$F76=\"\"),\"\",S91/'Lives scenario - input'!$F76),\"\")","v":""},{"$f":"IFERROR(IF(OR(T91=\"\",'Lives scenario - input'!$F76=\"\"),\"\",T91/'Lives scenario - input'!$F76),\"\")","v":""},{"$f":"IFERROR(IF(OR(U91=\"\",'Lives scenario - input'!$F76=\"\"),\"\",U91/'Lives scenario - input'!$F76),\"\")","v":""},{"$f":"IFERROR(IF(OR(V91=\"\",'Lives scenario - input'!$F76=\"\"),\"\",V91/'Lives scenario - input'!$F76),\"\")","v":""},{"$f":"IFERROR(IF(OR(W91=\"\",'Lives scenario - input'!$F76=\"\"),\"\",W91/'Lives scenario - input'!$F76),\"\")","v":""}]
[{"$f":"IFERROR('Lives scenario - input'!A77,\"\")","v":""},{"$f":"IFERROR('Lives scenario - input'!B77,\"\")","v":""},{"$f":"IFERROR('Lives scenario - input'!C77,\"\")","v":""},{"$f":"IFERROR(repcalc('Lives scenario - input'!$CX77:$GJ77,'Lives scenario - input'!$I77,'Lives scenario - input'!$G77,'Lives scenario - input'!$H77,20,TRUE,TRUE),\"\")","v":""},"","","","","","","","","","","","","","","","","","","",{"$f":"IFERROR(IF(OR(D92=\"\",'Lives scenario - input'!$F77=\"\"),\"\",D92/'Lives scenario - input'!$F77),\"\")","v":""},{"$f":"IFERROR(IF(OR(E92=\"\",'Lives scenario - input'!$F77=\"\"),\"\",E92/'Lives scenario - input'!$F77),\"\")","v":""},{"$f":"IFERROR(IF(OR(F92=\"\",'Lives scenario - input'!$F77=\"\"),\"\",F92/'Lives scenario - input'!$F77),\"\")","v":""},{"$f":"IFERROR(IF(OR(G92=\"\",'Lives scenario - input'!$F77=\"\"),\"\",G92/'Lives scenario - input'!$F77),\"\")","v":""},{"$f":"IFERROR(IF(OR(H92=\"\",'Lives scenario - input'!$F77=\"\"),\"\",H92/'Lives scenario - input'!$F77),\"\")","v":""},{"$f":"IFERROR(IF(OR(I92=\"\",'Lives scenario - input'!$F77=\"\"),\"\",I92/'Lives scenario - input'!$F77),\"\")","v":""},{"$f":"IFERROR(IF(OR(J92=\"\",'Lives scenario - input'!$F77=\"\"),\"\",J92/'Lives scenario - input'!$F77),\"\")","v":""},{"$f":"IFERROR(IF(OR(K92=\"\",'Lives scenario - input'!$F77=\"\"),\"\",K92/'Lives scenario - input'!$F77),\"\")","v":""},{"$f":"IFERROR(IF(OR(L92=\"\",'Lives scenario - input'!$F77=\"\"),\"\",L92/'Lives scenario - input'!$F77),\"\")","v":""},{"$f":"IFERROR(IF(OR(M92=\"\",'Lives scenario - input'!$F77=\"\"),\"\",M92/'Lives scenario - input'!$F77),\"\")","v":""},{"$f":"IFERROR(IF(OR(N92=\"\",'Lives scenario - input'!$F77=\"\"),\"\",N92/'Lives scenario - input'!$F77),\"\")","v":""},{"$f":"IFERROR(IF(OR(O92=\"\",'Lives scenario - input'!$F77=\"\"),\"\",O92/'Lives scenario - input'!$F77),\"\")","v":""},{"$f":"IFERROR(IF(OR(P92=\"\",'Lives scenario - input'!$F77=\"\"),\"\",P92/'Lives scenario - input'!$F77),\"\")","v":""},{"$f":"IFERROR(IF(OR(Q92=\"\",'Lives scenario - input'!$F77=\"\"),\"\",Q92/'Lives scenario - input'!$F77),\"\")","v":""},{"$f":"IFERROR(IF(OR(R92=\"\",'Lives scenario - input'!$F77=\"\"),\"\",R92/'Lives scenario - input'!$F77),\"\")","v":""},{"$f":"IFERROR(IF(OR(S92=\"\",'Lives scenario - input'!$F77=\"\"),\"\",S92/'Lives scenario - input'!$F77),\"\")","v":""},{"$f":"IFERROR(IF(OR(T92=\"\",'Lives scenario - input'!$F77=\"\"),\"\",T92/'Lives scenario - input'!$F77),\"\")","v":""},{"$f":"IFERROR(IF(OR(U92=\"\",'Lives scenario - input'!$F77=\"\"),\"\",U92/'Lives scenario - input'!$F77),\"\")","v":""},{"$f":"IFERROR(IF(OR(V92=\"\",'Lives scenario - input'!$F77=\"\"),\"\",V92/'Lives scenario - input'!$F77),\"\")","v":""},{"$f":"IFERROR(IF(OR(W92=\"\",'Lives scenario - input'!$F77=\"\"),\"\",W92/'Lives scenario - input'!$F77),\"\")","v":""}]
[{"$f":"IFERROR('Lives scenario - input'!A78,\"\")","v":""},{"$f":"IFERROR('Lives scenario - input'!B78,\"\")","v":""},{"$f":"IFERROR('Lives scenario - input'!C78,\"\")","v":""},{"$f":"IFERROR(repcalc('Lives scenario - input'!$CX78:$GJ78,'Lives scenario - input'!$I78,'Lives scenario - input'!$G78,'Lives scenario - input'!$H78,20,TRUE,TRUE),\"\")","v":""},"","","","","","","","","","","","","","","","","","","",{"$f":"IFERROR(IF(OR(D93=\"\",'Lives scenario - input'!$F78=\"\"),\"\",D93/'Lives scenario - input'!$F78),\"\")","v":""},{"$f":"IFERROR(IF(OR(E93=\"\",'Lives scenario - input'!$F78=\"\"),\"\",E93/'Lives scenario - input'!$F78),\"\")","v":""},{"$f":"IFERROR(IF(OR(F93=\"\",'Lives scenario - input'!$F78=\"\"),\"\",F93/'Lives scenario - input'!$F78),\"\")","v":""},{"$f":"IFERROR(IF(OR(G93=\"\",'Lives scenario - input'!$F78=\"\"),\"\",G93/'Lives scenario - input'!$F78),\"\")","v":""},{"$f":"IFERROR(IF(OR(H93=\"\",'Lives scenario - input'!$F78=\"\"),\"\",H93/'Lives scenario - input'!$F78),\"\")","v":""},{"$f":"IFERROR(IF(OR(I93=\"\",'Lives scenario - input'!$F78=\"\"),\"\",I93/'Lives scenario - input'!$F78),\"\")","v":""},{"$f":"IFERROR(IF(OR(J93=\"\",'Lives scenario - input'!$F78=\"\"),\"\",J93/'Lives scenario - input'!$F78),\"\")","v":""},{"$f":"IFERROR(IF(OR(K93=\"\",'Lives scenario - input'!$F78=\"\"),\"\",K93/'Lives scenario - input'!$F78),\"\")","v":""},{"$f":"IFERROR(IF(OR(L93=\"\",'Lives scenario - input'!$F78=\"\"),\"\",L93/'Lives scenario - input'!$F78),\"\")","v":""},{"$f":"IFERROR(IF(OR(M93=\"\",'Lives scenario - input'!$F78=\"\"),\"\",M93/'Lives scenario - input'!$F78),\"\")","v":""},{"$f":"IFERROR(IF(OR(N93=\"\",'Lives scenario - input'!$F78=\"\"),\"\",N93/'Lives scenario - input'!$F78),\"\")","v":""},{"$f":"IFERROR(IF(OR(O93=\"\",'Lives scenario - input'!$F78=\"\"),\"\",O93/'Lives scenario - input'!$F78),\"\")","v":""},{"$f":"IFERROR(IF(OR(P93=\"\",'Lives scenario - input'!$F78=\"\"),\"\",P93/'Lives scenario - input'!$F78),\"\")","v":""},{"$f":"IFERROR(IF(OR(Q93=\"\",'Lives scenario - input'!$F78=\"\"),\"\",Q93/'Lives scenario - input'!$F78),\"\")","v":""},{"$f":"IFERROR(IF(OR(R93=\"\",'Lives scenario - input'!$F78=\"\"),\"\",R93/'Lives scenario - input'!$F78),\"\")","v":""},{"$f":"IFERROR(IF(OR(S93=\"\",'Lives scenario - input'!$F78=\"\"),\"\",S93/'Lives scenario - input'!$F78),\"\")","v":""},{"$f":"IFERROR(IF(OR(T93=\"\",'Lives scenario - input'!$F78=\"\"),\"\",T93/'Lives scenario - input'!$F78),\"\")","v":""},{"$f":"IFERROR(IF(OR(U93=\"\",'Lives scenario - input'!$F78=\"\"),\"\",U93/'Lives scenario - input'!$F78),\"\")","v":""},{"$f":"IFERROR(IF(OR(V93=\"\",'Lives scenario - input'!$F78=\"\"),\"\",V93/'Lives scenario - input'!$F78),\"\")","v":""},{"$f":"IFERROR(IF(OR(W93=\"\",'Lives scenario - input'!$F78=\"\"),\"\",W93/'Lives scenario - input'!$F78),\"\")","v":""}]
[{"$f":"IFERROR('Lives scenario - input'!A79,\"\")","v":""},{"$f":"IFERROR('Lives scenario - input'!B79,\"\")","v":""},{"$f":"IFERROR('Lives scenario - input'!C79,\"\")","v":""},{"$f":"IFERROR(repcalc('Lives scenario - input'!$CX79:$GJ79,'Lives scenario - input'!$I79,'Lives scenario - input'!$G79,'Lives scenario - input'!$H79,20,TRUE,TRUE),\"\")","v":""},"","","","","","","","","","","","","","","","","","","",{"$f":"IFERROR(IF(OR(D94=\"\",'Lives scenario - input'!$F79=\"\"),\"\",D94/'Lives scenario - input'!$F79),\"\")","v":""},{"$f":"IFERROR(IF(OR(E94=\"\",'Lives scenario - input'!$F79=\"\"),\"\",E94/'Lives scenario - input'!$F79),\"\")","v":""},{"$f":"IFERROR(IF(OR(F94=\"\",'Lives scenario - input'!$F79=\"\"),\"\",F94/'Lives scenario - input'!$F79),\"\")","v":""},{"$f":"IFERROR(IF(OR(G94=\"\",'Lives scenario - input'!$F79=\"\"),\"\",G94/'Lives scenario - input'!$F79),\"\")","v":""},{"$f":"IFERROR(IF(OR(H94=\"\",'Lives scenario - input'!$F79=\"\"),\"\",H94/'Lives scenario - input'!$F79),\"\")","v":""},{"$f":"IFERROR(IF(OR(I94=\"\",'Lives scenario - input'!$F79=\"\"),\"\",I94/'Lives scenario - input'!$F79),\"\")","v":""},{"$f":"IFERROR(IF(OR(J94=\"\",'Lives scenario - input'!$F79=\"\"),\"\",J94/'Lives scenario - input'!$F79),\"\")","v":""},{"$f":"IFERROR(IF(OR(K94=\"\",'Lives scenario - input'!$F79=\"\"),\"\",K94/'Lives scenario - input'!$F79),\"\")","v":""},{"$f":"IFERROR(IF(OR(L94=\"\",'Lives scenario - input'!$F79=\"\"),\"\",L94/'Lives scenario - input'!$F79),\"\")","v":""},{"$f":"IFERROR(IF(OR(M94=\"\",'Lives scenario - input'!$F79=\"\"),\"\",M94/'Lives scenario - input'!$F79),\"\")","v":""},{"$f":"IFERROR(IF(OR(N94=\"\",'Lives scenario - input'!$F79=\"\"),\"\",N94/'Lives scenario - input'!$F79),\"\")","v":""},{"$f":"IFERROR(IF(OR(O94=\"\",'Lives scenario - input'!$F79=\"\"),\"\",O94/'Lives scenario - input'!$F79),\"\")","v":""},{"$f":"IFERROR(IF(OR(P94=\"\",'Lives scenario - input'!$F79=\"\"),\"\",P94/'Lives scenario - input'!$F79),\"\")","v":""},{"$f":"IFERROR(IF(OR(Q94=\"\",'Lives scenario - input'!$F79=\"\"),\"\",Q94/'Lives scenario - input'!$F79),\"\")","v":""},{"$f":"IFERROR(IF(OR(R94=\"\",'Lives scenario - input'!$F79=\"\"),\"\",R94/'Lives scenario - input'!$F79),\"\")","v":""},{"$f":"IFERROR(IF(OR(S94=\"\",'Lives scenario - input'!$F79=\"\"),\"\",S94/'Lives scenario - input'!$F79),\"\")","v":""},{"$f":"IFERROR(IF(OR(T94=\"\",'Lives scenario - input'!$F79=\"\"),\"\",T94/'Lives scenario - input'!$F79),\"\")","v":""},{"$f":"IFERROR(IF(OR(U94=\"\",'Lives scenario - input'!$F79=\"\"),\"\",U94/'Lives scenario - input'!$F79),\"\")","v":""},{"$f":"IFERROR(IF(OR(V94=\"\",'Lives scenario - input'!$F79=\"\"),\"\",V94/'Lives scenario - input'!$F79),\"\")","v":""},{"$f":"IFERROR(IF(OR(W94=\"\",'Lives scenario - input'!$F79=\"\"),\"\",W94/'Lives scenario - input'!$F79),\"\")","v":""}]
[{"$f":"IFERROR('Lives scenario - input'!A80,\"\")","v":""},{"$f":"IFERROR('Lives scenario - input'!B80,\"\")","v":""},{"$f":"IFERROR('Lives scenario - input'!C80,\"\")","v":""},{"$f":"IFERROR(repcalc('Lives scenario - input'!$CX80:$GJ80,'Lives scenario - input'!$I80,'Lives scenario - input'!$G80,'Lives scenario - input'!$H80,20,TRUE,TRUE),\"\")","v":""},"","","","","","","","","","","","","","","","","","","",{"$f":"IFERROR(IF(OR(D95=\"\",'Lives scenario - input'!$F80=\"\"),\"\",D95/'Lives scenario - input'!$F80),\"\")","v":""},{"$f":"IFERROR(IF(OR(E95=\"\",'Lives scenario - input'!$F80=\"\"),\"\",E95/'Lives scenario - input'!$F80),\"\")","v":""},{"$f":"IFERROR(IF(OR(F95=\"\",'Lives scenario - input'!$F80=\"\"),\"\",F95/'Lives scenario - input'!$F80),\"\")","v":""},{"$f":"IFERROR(IF(OR(G95=\"\",'Lives scenario - input'!$F80=\"\"),\"\",G95/'Lives scenario - input'!$F80),\"\")","v":""},{"$f":"IFERROR(IF(OR(H95=\"\",'Lives scenario - input'!$F80=\"\"),\"\",H95/'Lives scenario - input'!$F80),\"\")","v":""},{"$f":"IFERROR(IF(OR(I95=\"\",'Lives scenario - input'!$F80=\"\"),\"\",I95/'Lives scenario - input'!$F80),\"\")","v":""},{"$f":"IFERROR(IF(OR(J95=\"\",'Lives scenario - input'!$F80=\"\"),\"\",J95/'Lives scenario - input'!$F80),\"\")","v":""},{"$f":"IFERROR(IF(OR(K95=\"\",'Lives scenario - input'!$F80=\"\"),\"\",K95/'Lives scenario - input'!$F80),\"\")","v":""},{"$f":"IFERROR(IF(OR(L95=\"\",'Lives scenario - input'!$F80=\"\"),\"\",L95/'Lives scenario - input'!$F80),\"\")","v":""},{"$f":"IFERROR(IF(OR(M95=\"\",'Lives scenario - input'!$F80=\"\"),\"\",M95/'Lives scenario - input'!$F80),\"\")","v":""},{"$f":"IFERROR(IF(OR(N95=\"\",'Lives scenario - input'!$F80=\"\"),\"\",N95/'Lives scenario - input'!$F80),\"\")","v":""},{"$f":"IFERROR(IF(OR(O95=\"\",'Lives scenario - input'!$F80=\"\"),\"\",O95/'Lives scenario - input'!$F80),\"\")","v":""},{"$f":"IFERROR(IF(OR(P95=\"\",'Lives scenario - input'!$F80=\"\"),\"\",P95/'Lives scenario - input'!$F80),\"\")","v":""},{"$f":"IFERROR(IF(OR(Q95=\"\",'Lives scenario - input'!$F80=\"\"),\"\",Q95/'Lives scenario - input'!$F80),\"\")","v":""},{"$f":"IFERROR(IF(OR(R95=\"\",'Lives scenario - input'!$F80=\"\"),\"\",R95/'Lives scenario - input'!$F80),\"\")","v":""},{"$f":"IFERROR(IF(OR(S95=\"\",'Lives scenario - input'!$F80=\"\"),\"\",S95/'Lives scenario - input'!$F80),\"\")","v":""},{"$f":"IFERROR(IF(OR(T95=\"\",'Lives scenario - input'!$F80=\"\"),\"\",T95/'Lives scenario - input'!$F80),\"\")","v":""},{"$f":"IFERROR(IF(OR(U95=\"\",'Lives scenario - input'!$F80=\"\"),\"\",U95/'Lives scenario - input'!$F80),\"\")","v":""},{"$f":"IFERROR(IF(OR(V95=\"\",'Lives scenario - input'!$F80=\"\"),\"\",V95/'Lives scenario - input'!$F80),\"\")","v":""},{"$f":"IFERROR(IF(OR(W95=\"\",'Lives scenario - input'!$F80=\"\"),\"\",W95/'Lives scenario - input'!$F80),\"\")","v":""}]
[{"$f":"IFERROR('Lives scenario - input'!A81,\"\")","v":""},{"$f":"IFERROR('Lives scenario - input'!B81,\"\")","v":""},{"$f":"IFERROR('Lives scenario - input'!C81,\"\")","v":""},{"$f":"IFERROR(repcalc('Lives scenario - input'!$CX81:$GJ81,'Lives scenario - input'!$I81,'Lives scenario - input'!$G81,'Lives scenario - input'!$H81,20,TRUE,TRUE),\"\")","v":""},"","","","","","","","","","","","","","","","","","","",{"$f":"IFERROR(IF(OR(D96=\"\",'Lives scenario - input'!$F81=\"\"),\"\",D96/'Lives scenario - input'!$F81),\"\")","v":""},{"$f":"IFERROR(IF(OR(E96=\"\",'Lives scenario - input'!$F81=\"\"),\"\",E96/'Lives scenario - input'!$F81),\"\")","v":""},{"$f":"IFERROR(IF(OR(F96=\"\",'Lives scenario - input'!$F81=\"\"),\"\",F96/'Lives scenario - input'!$F81),\"\")","v":""},{"$f":"IFERROR(IF(OR(G96=\"\",'Lives scenario - input'!$F81=\"\"),\"\",G96/'Lives scenario - input'!$F81),\"\")","v":""},{"$f":"IFERROR(IF(OR(H96=\"\",'Lives scenario - input'!$F81=\"\"),\"\",H96/'Lives scenario - input'!$F81),\"\")","v":""},{"$f":"IFERROR(IF(OR(I96=\"\",'Lives scenario - input'!$F81=\"\"),\"\",I96/'Lives scenario - input'!$F81),\"\")","v":""},{"$f":"IFERROR(IF(OR(J96=\"\",'Lives scenario - input'!$F81=\"\"),\"\",J96/'Lives scenario - input'!$F81),\"\")","v":""},{"$f":"IFERROR(IF(OR(K96=\"\",'Lives scenario - input'!$F81=\"\"),\"\",K96/'Lives scenario - input'!$F81),\"\")","v":""},{"$f":"IFERROR(IF(OR(L96=\"\",'Lives scenario - input'!$F81=\"\"),\"\",L96/'Lives scenario - input'!$F81),\"\")","v":""},{"$f":"IFERROR(IF(OR(M96=\"\",'Lives scenario - input'!$F81=\"\"),\"\",M96/'Lives scenario - input'!$F81),\"\")","v":""},{"$f":"IFERROR(IF(OR(N96=\"\",'Lives scenario - input'!$F81=\"\"),\"\",N96/'Lives scenario - input'!$F81),\"\")","v":""},{"$f":"IFERROR(IF(OR(O96=\"\",'Lives scenario - input'!$F81=\"\"),\"\",O96/'Lives scenario - input'!$F81),\"\")","v":""},{"$f":"IFERROR(IF(OR(P96=\"\",'Lives scenario - input'!$F81=\"\"),\"\",P96/'Lives scenario - input'!$F81),\"\")","v":""},{"$f":"IFERROR(IF(OR(Q96=\"\",'Lives scenario - input'!$F81=\"\"),\"\",Q96/'Lives scenario - input'!$F81),\"\")","v":""},{"$f":"IFERROR(IF(OR(R96=\"\",'Lives scenario - input'!$F81=\"\"),\"\",R96/'Lives scenario - input'!$F81),\"\")","v":""},{"$f":"IFERROR(IF(OR(S96=\"\",'Lives scenario - input'!$F81=\"\"),\"\",S96/'Lives scenario - input'!$F81),\"\")","v":""},{"$f":"IFERROR(IF(OR(T96=\"\",'Lives scenario - input'!$F81=\"\"),\"\",T96/'Lives scenario - input'!$F81),\"\")","v":""},{"$f":"IFERROR(IF(OR(U96=\"\",'Lives scenario - input'!$F81=\"\"),\"\",U96/'Lives scenario - input'!$F81),\"\")","v":""},{"$f":"IFERROR(IF(OR(V96=\"\",'Lives scenario - input'!$F81=\"\"),\"\",V96/'Lives scenario - input'!$F81),\"\")","v":""},{"$f":"IFERROR(IF(OR(W96=\"\",'Lives scenario - input'!$F81=\"\"),\"\",W96/'Lives scenario - input'!$F81),\"\")","v":""}]
[{"$f":"IFERROR('Lives scenario - input'!A82,\"\")","v":""},{"$f":"IFERROR('Lives scenario - input'!B82,\"\")","v":""},{"$f":"IFERROR('Lives scenario - input'!C82,\"\")","v":""},{"$f":"IFERROR(repcalc('Lives scenario - input'!$CX82:$GJ82,'Lives scenario - input'!$I82,'Lives scenario - input'!$G82,'Lives scenario - input'!$H82,20,TRUE,TRUE),\"\")","v":""},"","","","","","","","","","","","","","","","","","","",{"$f":"IFERROR(IF(OR(D97=\"\",'Lives scenario - input'!$F82=\"\"),\"\",D97/'Lives scenario - input'!$F82),\"\")","v":""},{"$f":"IFERROR(IF(OR(E97=\"\",'Lives scenario - input'!$F82=\"\"),\"\",E97/'Lives scenario - input'!$F82),\"\")","v":""},{"$f":"IFERROR(IF(OR(F97=\"\",'Lives scenario - input'!$F82=\"\"),\"\",F97/'Lives scenario - input'!$F82),\"\")","v":""},{"$f":"IFERROR(IF(OR(G97=\"\",'Lives scenario - input'!$F82=\"\"),\"\",G97/'Lives scenario - input'!$F82),\"\")","v":""},{"$f":"IFERROR(IF(OR(H97=\"\",'Lives scenario - input'!$F82=\"\"),\"\",H97/'Lives scenario - input'!$F82),\"\")","v":""},{"$f":"IFERROR(IF(OR(I97=\"\",'Lives scenario - input'!$F82=\"\"),\"\",I97/'Lives scenario - input'!$F82),\"\")","v":""},{"$f":"IFERROR(IF(OR(J97=\"\",'Lives scenario - input'!$F82=\"\"),\"\",J97/'Lives scenario - input'!$F82),\"\")","v":""},{"$f":"IFERROR(IF(OR(K97=\"\",'Lives scenario - input'!$F82=\"\"),\"\",K97/'Lives scenario - input'!$F82),\"\")","v":""},{"$f":"IFERROR(IF(OR(L97=\"\",'Lives scenario - input'!$F82=\"\"),\"\",L97/'Lives scenario - input'!$F82),\"\")","v":""},{"$f":"IFERROR(IF(OR(M97=\"\",'Lives scenario - input'!$F82=\"\"),\"\",M97/'Lives scenario - input'!$F82),\"\")","v":""},{"$f":"IFERROR(IF(OR(N97=\"\",'Lives scenario - input'!$F82=\"\"),\"\",N97/'Lives scenario - input'!$F82),\"\")","v":""},{"$f":"IFERROR(IF(OR(O97=\"\",'Lives scenario - input'!$F82=\"\"),\"\",O97/'Lives scenario - input'!$F82),\"\")","v":""},{"$f":"IFERROR(IF(OR(P97=\"\",'Lives scenario - input'!$F82=\"\"),\"\",P97/'Lives scenario - input'!$F82),\"\")","v":""},{"$f":"IFERROR(IF(OR(Q97=\"\",'Lives scenario - input'!$F82=\"\"),\"\",Q97/'Lives scenario - input'!$F82),\"\")","v":""},{"$f":"IFERROR(IF(OR(R97=\"\",'Lives scenario - input'!$F82=\"\"),\"\",R97/'Lives scenario - input'!$F82),\"\")","v":""},{"$f":"IFERROR(IF(OR(S97=\"\",'Lives scenario - input'!$F82=\"\"),\"\",S97/'Lives scenario - input'!$F82),\"\")","v":""},{"$f":"IFERROR(IF(OR(T97=\"\",'Lives scenario - input'!$F82=\"\"),\"\",T97/'Lives scenario - input'!$F82),\"\")","v":""},{"$f":"IFERROR(IF(OR(U97=\"\",'Lives scenario - input'!$F82=\"\"),\"\",U97/'Lives scenario - input'!$F82),\"\")","v":""},{"$f":"IFERROR(IF(OR(V97=\"\",'Lives scenario - input'!$F82=\"\"),\"\",V97/'Lives scenario - input'!$F82),\"\")","v":""},{"$f":"IFERROR(IF(OR(W97=\"\",'Lives scenario - input'!$F82=\"\"),\"\",W97/'Lives scenario - input'!$F82),\"\")","v":""}]
[{"$f":"IFERROR('Lives scenario - input'!A83,\"\")","v":""},{"$f":"IFERROR('Lives scenario - input'!B83,\"\")","v":""},{"$f":"IFERROR('Lives scenario - input'!C83,\"\")","v":""},{"$f":"IFERROR(repcalc('Lives scenario - input'!$CX83:$GJ83,'Lives scenario - input'!$I83,'Lives scenario - input'!$G83,'Lives scenario - input'!$H83,20,TRUE,TRUE),\"\")","v":""},"","","","","","","","","","","","","","","","","","","",{"$f":"IFERROR(IF(OR(D98=\"\",'Lives scenario - input'!$F83=\"\"),\"\",D98/'Lives scenario - input'!$F83),\"\")","v":""},{"$f":"IFERROR(IF(OR(E98=\"\",'Lives scenario - input'!$F83=\"\"),\"\",E98/'Lives scenario - input'!$F83),\"\")","v":""},{"$f":"IFERROR(IF(OR(F98=\"\",'Lives scenario - input'!$F83=\"\"),\"\",F98/'Lives scenario - input'!$F83),\"\")","v":""},{"$f":"IFERROR(IF(OR(G98=\"\",'Lives scenario - input'!$F83=\"\"),\"\",G98/'Lives scenario - input'!$F83),\"\")","v":""},{"$f":"IFERROR(IF(OR(H98=\"\",'Lives scenario - input'!$F83=\"\"),\"\",H98/'Lives scenario - input'!$F83),\"\")","v":""},{"$f":"IFERROR(IF(OR(I98=\"\",'Lives scenario - input'!$F83=\"\"),\"\",I98/'Lives scenario - input'!$F83),\"\")","v":""},{"$f":"IFERROR(IF(OR(J98=\"\",'Lives scenario - input'!$F83=\"\"),\"\",J98/'Lives scenario - input'!$F83),\"\")","v":""},{"$f":"IFERROR(IF(OR(K98=\"\",'Lives scenario - input'!$F83=\"\"),\"\",K98/'Lives scenario - input'!$F83),\"\")","v":""},{"$f":"IFERROR(IF(OR(L98=\"\",'Lives scenario - input'!$F83=\"\"),\"\",L98/'Lives scenario - input'!$F83),\"\")","v":""},{"$f":"IFERROR(IF(OR(M98=\"\",'Lives scenario - input'!$F83=\"\"),\"\",M98/'Lives scenario - input'!$F83),\"\")","v":""},{"$f":"IFERROR(IF(OR(N98=\"\",'Lives scenario - input'!$F83=\"\"),\"\",N98/'Lives scenario - input'!$F83),\"\")","v":""},{"$f":"IFERROR(IF(OR(O98=\"\",'Lives scenario - input'!$F83=\"\"),\"\",O98/'Lives scenario - input'!$F83),\"\")","v":""},{"$f":"IFERROR(IF(OR(P98=\"\",'Lives scenario - input'!$F83=\"\"),\"\",P98/'Lives scenario - input'!$F83),\"\")","v":""},{"$f":"IFERROR(IF(OR(Q98=\"\",'Lives scenario - input'!$F83=\"\"),\"\",Q98/'Lives scenario - input'!$F83),\"\")","v":""},{"$f":"IFERROR(IF(OR(R98=\"\",'Lives scenario - input'!$F83=\"\"),\"\",R98/'Lives scenario - input'!$F83),\"\")","v":""},{"$f":"IFERROR(IF(OR(S98=\"\",'Lives scenario - input'!$F83=\"\"),\"\",S98/'Lives scenario - input'!$F83),\"\")","v":""},{"$f":"IFERROR(IF(OR(T98=\"\",'Lives scenario - input'!$F83=\"\"),\"\",T98/'Lives scenario - input'!$F83),\"\")","v":""},{"$f":"IFERROR(IF(OR(U98=\"\",'Lives scenario - input'!$F83=\"\"),\"\",U98/'Lives scenario - input'!$F83),\"\")","v":""},{"$f":"IFERROR(IF(OR(V98=\"\",'Lives scenario - input'!$F83=\"\"),\"\",V98/'Lives scenario - input'!$F83),\"\")","v":""},{"$f":"IFERROR(IF(OR(W98=\"\",'Lives scenario - input'!$F83=\"\"),\"\",W98/'Lives scenario - input'!$F83),\"\")","v":""}]
[{"$f":"IFERROR('Lives scenario - input'!A84,\"\")","v":""},{"$f":"IFERROR('Lives scenario - input'!B84,\"\")","v":""},{"$f":"IFERROR('Lives scenario - input'!C84,\"\")","v":""},{"$f":"IFERROR(repcalc('Lives scenario - input'!$CX84:$GJ84,'Lives scenario - input'!$I84,'Lives scenario - input'!$G84,'Lives scenario - input'!$H84,20,TRUE,TRUE),\"\")","v":""},"","","","","","","","","","","","","","","","","","","",{"$f":"IFERROR(IF(OR(D99=\"\",'Lives scenario - input'!$F84=\"\"),\"\",D99/'Lives scenario - input'!$F84),\"\")","v":""},{"$f":"IFERROR(IF(OR(E99=\"\",'Lives scenario - input'!$F84=\"\"),\"\",E99/'Lives scenario - input'!$F84),\"\")","v":""},{"$f":"IFERROR(IF(OR(F99=\"\",'Lives scenario - input'!$F84=\"\"),\"\",F99/'Lives scenario - input'!$F84),\"\")","v":""},{"$f":"IFERROR(IF(OR(G99=\"\",'Lives scenario - input'!$F84=\"\"),\"\",G99/'Lives scenario - input'!$F84),\"\")","v":""},{"$f":"IFERROR(IF(OR(H99=\"\",'Lives scenario - input'!$F84=\"\"),\"\",H99/'Lives scenario - input'!$F84),\"\")","v":""},{"$f":"IFERROR(IF(OR(I99=\"\",'Lives scenario - input'!$F84=\"\"),\"\",I99/'Lives scenario - input'!$F84),\"\")","v":""},{"$f":"IFERROR(IF(OR(J99=\"\",'Lives scenario - input'!$F84=\"\"),\"\",J99/'Lives scenario - input'!$F84),\"\")","v":""},{"$f":"IFERROR(IF(OR(K99=\"\",'Lives scenario - input'!$F84=\"\"),\"\",K99/'Lives scenario - input'!$F84),\"\")","v":""},{"$f":"IFERROR(IF(OR(L99=\"\",'Lives scenario - input'!$F84=\"\"),\"\",L99/'Lives scenario - input'!$F84),\"\")","v":""},{"$f":"IFERROR(IF(OR(M99=\"\",'Lives scenario - input'!$F84=\"\"),\"\",M99/'Lives scenario - input'!$F84),\"\")","v":""},{"$f":"IFERROR(IF(OR(N99=\"\",'Lives scenario - input'!$F84=\"\"),\"\",N99/'Lives scenario - input'!$F84),\"\")","v":""},{"$f":"IFERROR(IF(OR(O99=\"\",'Lives scenario - input'!$F84=\"\"),\"\",O99/'Lives scenario - input'!$F84),\"\")","v":""},{"$f":"IFERROR(IF(OR(P99=\"\",'Lives scenario - input'!$F84=\"\"),\"\",P99/'Lives scenario - input'!$F84),\"\")","v":""},{"$f":"IFERROR(IF(OR(Q99=\"\",'Lives scenario - input'!$F84=\"\"),\"\",Q99/'Lives scenario - input'!$F84),\"\")","v":""},{"$f":"IFERROR(IF(OR(R99=\"\",'Lives scenario - input'!$F84=\"\"),\"\",R99/'Lives scenario - input'!$F84),\"\")","v":""},{"$f":"IFERROR(IF(OR(S99=\"\",'Lives scenario - input'!$F84=\"\"),\"\",S99/'Lives scenario - input'!$F84),\"\")","v":""},{"$f":"IFERROR(IF(OR(T99=\"\",'Lives scenario - input'!$F84=\"\"),\"\",T99/'Lives scenario - input'!$F84),\"\")","v":""},{"$f":"IFERROR(IF(OR(U99=\"\",'Lives scenario - input'!$F84=\"\"),\"\",U99/'Lives scenario - input'!$F84),\"\")","v":""},{"$f":"IFERROR(IF(OR(V99=\"\",'Lives scenario - input'!$F84=\"\"),\"\",V99/'Lives scenario - input'!$F84),\"\")","v":""},{"$f":"IFERROR(IF(OR(W99=\"\",'Lives scenario - input'!$F84=\"\"),\"\",W99/'Lives scenario - input'!$F84),\"\")","v":""}]
[{"$f":"IFERROR('Lives scenario - input'!A85,\"\")","v":""},{"$f":"IFERROR('Lives scenario - input'!B85,\"\")","v":""},{"$f":"IFERROR('Lives scenario - input'!C85,\"\")","v":""},{"$f":"IFERROR(repcalc('Lives scenario - input'!$CX85:$GJ85,'Lives scenario - input'!$I85,'Lives scenario - input'!$G85,'Lives scenario - input'!$H85,20,TRUE,TRUE),\"\")","v":""},"","","","","","","","","","","","","","","","","","","",{"$f":"IFERROR(IF(OR(D100=\"\",'Lives scenario - input'!$F85=\"\"),\"\",D100/'Lives scenario - input'!$F85),\"\")","v":""},{"$f":"IFERROR(IF(OR(E100=\"\",'Lives scenario - input'!$F85=\"\"),\"\",E100/'Lives scenario - input'!$F85),\"\")","v":""},{"$f":"IFERROR(IF(OR(F100=\"\",'Lives scenario - input'!$F85=\"\"),\"\",F100/'Lives scenario - input'!$F85),\"\")","v":""},{"$f":"IFERROR(IF(OR(G100=\"\",'Lives scenario - input'!$F85=\"\"),\"\",G100/'Lives scenario - input'!$F85),\"\")","v":""},{"$f":"IFERROR(IF(OR(H100=\"\",'Lives scenario - input'!$F85=\"\"),\"\",H100/'Lives scenario - input'!$F85),\"\")","v":""},{"$f":"IFERROR(IF(OR(I100=\"\",'Lives scenario - input'!$F85=\"\"),\"\",I100/'Lives scenario - input'!$F85),\"\")","v":""},{"$f":"IFERROR(IF(OR(J100=\"\",'Lives scenario - input'!$F85=\"\"),\"\",J100/'Lives scenario - input'!$F85),\"\")","v":""},{"$f":"IFERROR(IF(OR(K100=\"\",'Lives scenario - input'!$F85=\"\"),\"\",K100/'Lives scenario - input'!$F85),\"\")","v":""},{"$f":"IFERROR(IF(OR(L100=\"\",'Lives scenario - input'!$F85=\"\"),\"\",L100/'Lives scenario - input'!$F85),\"\")","v":""},{"$f":"IFERROR(IF(OR(M100=\"\",'Lives scenario - input'!$F85=\"\"),\"\",M100/'Lives scenario - input'!$F85),\"\")","v":""},{"$f":"IFERROR(IF(OR(N100=\"\",'Lives scenario - input'!$F85=\"\"),\"\",N100/'Lives scenario - input'!$F85),\"\")","v":""},{"$f":"IFERROR(IF(OR(O100=\"\",'Lives scenario - input'!$F85=\"\"),\"\",O100/'Lives scenario - input'!$F85),\"\")","v":""},{"$f":"IFERROR(IF(OR(P100=\"\",'Lives scenario - input'!$F85=\"\"),\"\",P100/'Lives scenario - input'!$F85),\"\")","v":""},{"$f":"IFERROR(IF(OR(Q100=\"\",'Lives scenario - input'!$F85=\"\"),\"\",Q100/'Lives scenario - input'!$F85),\"\")","v":""},{"$f":"IFERROR(IF(OR(R100=\"\",'Lives scenario - input'!$F85=\"\"),\"\",R100/'Lives scenario - input'!$F85),\"\")","v":""},{"$f":"IFERROR(IF(OR(S100=\"\",'Lives scenario - input'!$F85=\"\"),\"\",S100/'Lives scenario - input'!$F85),\"\")","v":""},{"$f":"IFERROR(IF(OR(T100=\"\",'Lives scenario - input'!$F85=\"\"),\"\",T100/'Lives scenario - input'!$F85),\"\")","v":""},{"$f":"IFERROR(IF(OR(U100=\"\",'Lives scenario - input'!$F85=\"\"),\"\",U100/'Lives scenario - input'!$F85),\"\")","v":""},{"$f":"IFERROR(IF(OR(V100=\"\",'Lives scenario - input'!$F85=\"\"),\"\",V100/'Lives scenario - input'!$F85),\"\")","v":""},{"$f":"IFERROR(IF(OR(W100=\"\",'Lives scenario - input'!$F85=\"\"),\"\",W100/'Lives scenario - input'!$F85),\"\")","v":""}]
[{"$f":"IFERROR('Lives scenario - input'!A86,\"\")","v":""},{"$f":"IFERROR('Lives scenario - input'!B86,\"\")","v":""},{"$f":"IFERROR('Lives scenario - input'!C86,\"\")","v":""},{"$f":"IFERROR(repcalc('Lives scenario - input'!$CX86:$GJ86,'Lives scenario - input'!$I86,'Lives scenario - input'!$G86,'Lives scenario - input'!$H86,20,TRUE,TRUE),\"\")","v":""},"","","","","","","","","","","","","","","","","","","",{"$f":"IFERROR(IF(OR(D101=\"\",'Lives scenario - input'!$F86=\"\"),\"\",D101/'Lives scenario - input'!$F86),\"\")","v":""},{"$f":"IFERROR(IF(OR(E101=\"\",'Lives scenario - input'!$F86=\"\"),\"\",E101/'Lives scenario - input'!$F86),\"\")","v":""},{"$f":"IFERROR(IF(OR(F101=\"\",'Lives scenario - input'!$F86=\"\"),\"\",F101/'Lives scenario - input'!$F86),\"\")","v":""},{"$f":"IFERROR(IF(OR(G101=\"\",'Lives scenario - input'!$F86=\"\"),\"\",G101/'Lives scenario - input'!$F86),\"\")","v":""},{"$f":"IFERROR(IF(OR(H101=\"\",'Lives scenario - input'!$F86=\"\"),\"\",H101/'Lives scenario - input'!$F86),\"\")","v":""},{"$f":"IFERROR(IF(OR(I101=\"\",'Lives scenario - input'!$F86=\"\"),\"\",I101/'Lives scenario - input'!$F86),\"\")","v":""},{"$f":"IFERROR(IF(OR(J101=\"\",'Lives scenario - input'!$F86=\"\"),\"\",J101/'Lives scenario - input'!$F86),\"\")","v":""},{"$f":"IFERROR(IF(OR(K101=\"\",'Lives scenario - input'!$F86=\"\"),\"\",K101/'Lives scenario - input'!$F86),\"\")","v":""},{"$f":"IFERROR(IF(OR(L101=\"\",'Lives scenario - input'!$F86=\"\"),\"\",L101/'Lives scenario - input'!$F86),\"\")","v":""},{"$f":"IFERROR(IF(OR(M101=\"\",'Lives scenario - input'!$F86=\"\"),\"\",M101/'Lives scenario - input'!$F86),\"\")","v":""},{"$f":"IFERROR(IF(OR(N101=\"\",'Lives scenario - input'!$F86=\"\"),\"\",N101/'Lives scenario - input'!$F86),\"\")","v":""},{"$f":"IFERROR(IF(OR(O101=\"\",'Lives scenario - input'!$F86=\"\"),\"\",O101/'Lives scenario - input'!$F86),\"\")","v":""},{"$f":"IFERROR(IF(OR(P101=\"\",'Lives scenario - input'!$F86=\"\"),\"\",P101/'Lives scenario - input'!$F86),\"\")","v":""},{"$f":"IFERROR(IF(OR(Q101=\"\",'Lives scenario - input'!$F86=\"\"),\"\",Q101/'Lives scenario - input'!$F86),\"\")","v":""},{"$f":"IFERROR(IF(OR(R101=\"\",'Lives scenario - input'!$F86=\"\"),\"\",R101/'Lives scenario - input'!$F86),\"\")","v":""},{"$f":"IFERROR(IF(OR(S101=\"\",'Lives scenario - input'!$F86=\"\"),\"\",S101/'Lives scenario - input'!$F86),\"\")","v":""},{"$f":"IFERROR(IF(OR(T101=\"\",'Lives scenario - input'!$F86=\"\"),\"\",T101/'Lives scenario - input'!$F86),\"\")","v":""},{"$f":"IFERROR(IF(OR(U101=\"\",'Lives scenario - input'!$F86=\"\"),\"\",U101/'Lives scenario - input'!$F86),\"\")","v":""},{"$f":"IFERROR(IF(OR(V101=\"\",'Lives scenario - input'!$F86=\"\"),\"\",V101/'Lives scenario - input'!$F86),\"\")","v":""},{"$f":"IFERROR(IF(OR(W101=\"\",'Lives scenario - input'!$F86=\"\"),\"\",W101/'Lives scenario - input'!$F86),\"\")","v":""}]
[{"$f":"IFERROR('Lives scenario - input'!A87,\"\")","v":""},{"$f":"IFERROR('Lives scenario - input'!B87,\"\")","v":""},{"$f":"IFERROR('Lives scenario - input'!C87,\"\")","v":""},{"$f":"IFERROR(repcalc('Lives scenario - input'!$CX87:$GJ87,'Lives scenario - input'!$I87,'Lives scenario - input'!$G87,'Lives scenario - input'!$H87,20,TRUE,TRUE),\"\")","v":""},"","","","","","","","","","","","","","","","","","","",{"$f":"IFERROR(IF(OR(D102=\"\",'Lives scenario - input'!$F87=\"\"),\"\",D102/'Lives scenario - input'!$F87),\"\")","v":""},{"$f":"IFERROR(IF(OR(E102=\"\",'Lives scenario - input'!$F87=\"\"),\"\",E102/'Lives scenario - input'!$F87),\"\")","v":""},{"$f":"IFERROR(IF(OR(F102=\"\",'Lives scenario - input'!$F87=\"\"),\"\",F102/'Lives scenario - input'!$F87),\"\")","v":""},{"$f":"IFERROR(IF(OR(G102=\"\",'Lives scenario - input'!$F87=\"\"),\"\",G102/'Lives scenario - input'!$F87),\"\")","v":""},{"$f":"IFERROR(IF(OR(H102=\"\",'Lives scenario - input'!$F87=\"\"),\"\",H102/'Lives scenario - input'!$F87),\"\")","v":""},{"$f":"IFERROR(IF(OR(I102=\"\",'Lives scenario - input'!$F87=\"\"),\"\",I102/'Lives scenario - input'!$F87),\"\")","v":""},{"$f":"IFERROR(IF(OR(J102=\"\",'Lives scenario - input'!$F87=\"\"),\"\",J102/'Lives scenario - input'!$F87),\"\")","v":""},{"$f":"IFERROR(IF(OR(K102=\"\",'Lives scenario - input'!$F87=\"\"),\"\",K102/'Lives scenario - input'!$F87),\"\")","v":""},{"$f":"IFERROR(IF(OR(L102=\"\",'Lives scenario - input'!$F87=\"\"),\"\",L102/'Lives scenario - input'!$F87),\"\")","v":""},{"$f":"IFERROR(IF(OR(M102=\"\",'Lives scenario - input'!$F87=\"\"),\"\",M102/'Lives scenario - input'!$F87),\"\")","v":""},{"$f":"IFERROR(IF(OR(N102=\"\",'Lives scenario - input'!$F87=\"\"),\"\",N102/'Lives scenario - input'!$F87),\"\")","v":""},{"$f":"IFERROR(IF(OR(O102=\"\",'Lives scenario - input'!$F87=\"\"),\"\",O102/'Lives scenario - input'!$F87),\"\")","v":""},{"$f":"IFERROR(IF(OR(P102=\"\",'Lives scenario - input'!$F87=\"\"),\"\",P102/'Lives scenario - input'!$F87),\"\")","v":""},{"$f":"IFERROR(IF(OR(Q102=\"\",'Lives scenario - input'!$F87=\"\"),\"\",Q102/'Lives scenario - input'!$F87),\"\")","v":""},{"$f":"IFERROR(IF(OR(R102=\"\",'Lives scenario - input'!$F87=\"\"),\"\",R102/'Lives scenario - input'!$F87),\"\")","v":""},{"$f":"IFERROR(IF(OR(S102=\"\",'Lives scenario - input'!$F87=\"\"),\"\",S102/'Lives scenario - input'!$F87),\"\")","v":""},{"$f":"IFERROR(IF(OR(T102=\"\",'Lives scenario - input'!$F87=\"\"),\"\",T102/'Lives scenario - input'!$F87),\"\")","v":""},{"$f":"IFERROR(IF(OR(U102=\"\",'Lives scenario - input'!$F87=\"\"),\"\",U102/'Lives scenario - input'!$F87),\"\")","v":""},{"$f":"IFERROR(IF(OR(V102=\"\",'Lives scenario - input'!$F87=\"\"),\"\",V102/'Lives scenario - input'!$F87),\"\")","v":""},{"$f":"IFERROR(IF(OR(W102=\"\",'Lives scenario - input'!$F87=\"\"),\"\",W102/'Lives scenario - input'!$F87),\"\")","v":""}]
[{"$f":"IFERROR('Lives scenario - input'!A88,\"\")","v":""},{"$f":"IFERROR('Lives scenario - input'!B88,\"\")","v":""},{"$f":"IFERROR('Lives scenario - input'!C88,\"\")","v":""},{"$f":"IFERROR(repcalc('Lives scenario - input'!$CX88:$GJ88,'Lives scenario - input'!$I88,'Lives scenario - input'!$G88,'Lives scenario - input'!$H88,20,TRUE,TRUE),\"\")","v":""},"","","","","","","","","","","","","","","","","","","",{"$f":"IFERROR(IF(OR(D103=\"\",'Lives scenario - input'!$F88=\"\"),\"\",D103/'Lives scenario - input'!$F88),\"\")","v":""},{"$f":"IFERROR(IF(OR(E103=\"\",'Lives scenario - input'!$F88=\"\"),\"\",E103/'Lives scenario - input'!$F88),\"\")","v":""},{"$f":"IFERROR(IF(OR(F103=\"\",'Lives scenario - input'!$F88=\"\"),\"\",F103/'Lives scenario - input'!$F88),\"\")","v":""},{"$f":"IFERROR(IF(OR(G103=\"\",'Lives scenario - input'!$F88=\"\"),\"\",G103/'Lives scenario - input'!$F88),\"\")","v":""},{"$f":"IFERROR(IF(OR(H103=\"\",'Lives scenario - input'!$F88=\"\"),\"\",H103/'Lives scenario - input'!$F88),\"\")","v":""},{"$f":"IFERROR(IF(OR(I103=\"\",'Lives scenario - input'!$F88=\"\"),\"\",I103/'Lives scenario - input'!$F88),\"\")","v":""},{"$f":"IFERROR(IF(OR(J103=\"\",'Lives scenario - input'!$F88=\"\"),\"\",J103/'Lives scenario - input'!$F88),\"\")","v":""},{"$f":"IFERROR(IF(OR(K103=\"\",'Lives scenario - input'!$F88=\"\"),\"\",K103/'Lives scenario - input'!$F88),\"\")","v":""},{"$f":"IFERROR(IF(OR(L103=\"\",'Lives scenario - input'!$F88=\"\"),\"\",L103/'Lives scenario - input'!$F88),\"\")","v":""},{"$f":"IFERROR(IF(OR(M103=\"\",'Lives scenario - input'!$F88=\"\"),\"\",M103/'Lives scenario - input'!$F88),\"\")","v":""},{"$f":"IFERROR(IF(OR(N103=\"\",'Lives scenario - input'!$F88=\"\"),\"\",N103/'Lives scenario - input'!$F88),\"\")","v":""},{"$f":"IFERROR(IF(OR(O103=\"\",'Lives scenario - input'!$F88=\"\"),\"\",O103/'Lives scenario - input'!$F88),\"\")","v":""},{"$f":"IFERROR(IF(OR(P103=\"\",'Lives scenario - input'!$F88=\"\"),\"\",P103/'Lives scenario - input'!$F88),\"\")","v":""},{"$f":"IFERROR(IF(OR(Q103=\"\",'Lives scenario - input'!$F88=\"\"),\"\",Q103/'Lives scenario - input'!$F88),\"\")","v":""},{"$f":"IFERROR(IF(OR(R103=\"\",'Lives scenario - input'!$F88=\"\"),\"\",R103/'Lives scenario - input'!$F88),\"\")","v":""},{"$f":"IFERROR(IF(OR(S103=\"\",'Lives scenario - input'!$F88=\"\"),\"\",S103/'Lives scenario - input'!$F88),\"\")","v":""},{"$f":"IFERROR(IF(OR(T103=\"\",'Lives scenario - input'!$F88=\"\"),\"\",T103/'Lives scenario - input'!$F88),\"\")","v":""},{"$f":"IFERROR(IF(OR(U103=\"\",'Lives scenario - input'!$F88=\"\"),\"\",U103/'Lives scenario - input'!$F88),\"\")","v":""},{"$f":"IFERROR(IF(OR(V103=\"\",'Lives scenario - input'!$F88=\"\"),\"\",V103/'Lives scenario - input'!$F88),\"\")","v":""},{"$f":"IFERROR(IF(OR(W103=\"\",'Lives scenario - input'!$F88=\"\"),\"\",W103/'Lives scenario - input'!$F88),\"\")","v":""}]
[{"$f":"IFERROR('Lives scenario - input'!A89,\"\")","v":""},{"$f":"IFERROR('Lives scenario - input'!B89,\"\")","v":""},{"$f":"IFERROR('Lives scenario - input'!C89,\"\")","v":""},{"$f":"IFERROR(repcalc('Lives scenario - input'!$CX89:$GJ89,'Lives scenario - input'!$I89,'Lives scenario - input'!$G89,'Lives scenario - input'!$H89,20,TRUE,TRUE),\"\")","v":""},"","","","","","","","","","","","","","","","","","","",{"$f":"IFERROR(IF(OR(D104=\"\",'Lives scenario - input'!$F89=\"\"),\"\",D104/'Lives scenario - input'!$F89),\"\")","v":""},{"$f":"IFERROR(IF(OR(E104=\"\",'Lives scenario - input'!$F89=\"\"),\"\",E104/'Lives scenario - input'!$F89),\"\")","v":""},{"$f":"IFERROR(IF(OR(F104=\"\",'Lives scenario - input'!$F89=\"\"),\"\",F104/'Lives scenario - input'!$F89),\"\")","v":""},{"$f":"IFERROR(IF(OR(G104=\"\",'Lives scenario - input'!$F89=\"\"),\"\",G104/'Lives scenario - input'!$F89),\"\")","v":""},{"$f":"IFERROR(IF(OR(H104=\"\",'Lives scenario - input'!$F89=\"\"),\"\",H104/'Lives scenario - input'!$F89),\"\")","v":""},{"$f":"IFERROR(IF(OR(I104=\"\",'Lives scenario - input'!$F89=\"\"),\"\",I104/'Lives scenario - input'!$F89),\"\")","v":""},{"$f":"IFERROR(IF(OR(J104=\"\",'Lives scenario - input'!$F89=\"\"),\"\",J104/'Lives scenario - input'!$F89),\"\")","v":""},{"$f":"IFERROR(IF(OR(K104=\"\",'Lives scenario - input'!$F89=\"\"),\"\",K104/'Lives scenario - input'!$F89),\"\")","v":""},{"$f":"IFERROR(IF(OR(L104=\"\",'Lives scenario - input'!$F89=\"\"),\"\",L104/'Lives scenario - input'!$F89),\"\")","v":""},{"$f":"IFERROR(IF(OR(M104=\"\",'Lives scenario - input'!$F89=\"\"),\"\",M104/'Lives scenario - input'!$F89),\"\")","v":""},{"$f":"IFERROR(IF(OR(N104=\"\",'Lives scenario - input'!$F89=\"\"),\"\",N104/'Lives scenario - input'!$F89),\"\")","v":""},{"$f":"IFERROR(IF(OR(O104=\"\",'Lives scenario - input'!$F89=\"\"),\"\",O104/'Lives scenario - input'!$F89),\"\")","v":""},{"$f":"IFERROR(IF(OR(P104=\"\",'Lives scenario - input'!$F89=\"\"),\"\",P104/'Lives scenario - input'!$F89),\"\")","v":""},{"$f":"IFERROR(IF(OR(Q104=\"\",'Lives scenario - input'!$F89=\"\"),\"\",Q104/'Lives scenario - input'!$F89),\"\")","v":""},{"$f":"IFERROR(IF(OR(R104=\"\",'Lives scenario - input'!$F89=\"\"),\"\",R104/'Lives scenario - input'!$F89),\"\")","v":""},{"$f":"IFERROR(IF(OR(S104=\"\",'Lives scenario - input'!$F89=\"\"),\"\",S104/'Lives scenario - input'!$F89),\"\")","v":""},{"$f":"IFERROR(IF(OR(T104=\"\",'Lives scenario - input'!$F89=\"\"),\"\",T104/'Lives scenario - input'!$F89),\"\")","v":""},{"$f":"IFERROR(IF(OR(U104=\"\",'Lives scenario - input'!$F89=\"\"),\"\",U104/'Lives scenario - input'!$F89),\"\")","v":""},{"$f":"IFERROR(IF(OR(V104=\"\",'Lives scenario - input'!$F89=\"\"),\"\",V104/'Lives scenario - input'!$F89),\"\")","v":""},{"$f":"IFERROR(IF(OR(W104=\"\",'Lives scenario - input'!$F89=\"\"),\"\",W104/'Lives scenario - input'!$F89),\"\")","v":""}]
[{"$f":"IFERROR('Lives scenario - input'!A90,\"\")","v":""},{"$f":"IFERROR('Lives scenario - input'!B90,\"\")","v":""},{"$f":"IFERROR('Lives scenario - input'!C90,\"\")","v":""},{"$f":"IFERROR(repcalc('Lives scenario - input'!$CX90:$GJ90,'Lives scenario - input'!$I90,'Lives scenario - input'!$G90,'Lives scenario - input'!$H90,20,TRUE,TRUE),\"\")","v":""},"","","","","","","","","","","","","","","","","","","",{"$f":"IFERROR(IF(OR(D105=\"\",'Lives scenario - input'!$F90=\"\"),\"\",D105/'Lives scenario - input'!$F90),\"\")","v":""},{"$f":"IFERROR(IF(OR(E105=\"\",'Lives scenario - input'!$F90=\"\"),\"\",E105/'Lives scenario - input'!$F90),\"\")","v":""},{"$f":"IFERROR(IF(OR(F105=\"\",'Lives scenario - input'!$F90=\"\"),\"\",F105/'Lives scenario - input'!$F90),\"\")","v":""},{"$f":"IFERROR(IF(OR(G105=\"\",'Lives scenario - input'!$F90=\"\"),\"\",G105/'Lives scenario - input'!$F90),\"\")","v":""},{"$f":"IFERROR(IF(OR(H105=\"\",'Lives scenario - input'!$F90=\"\"),\"\",H105/'Lives scenario - input'!$F90),\"\")","v":""},{"$f":"IFERROR(IF(OR(I105=\"\",'Lives scenario - input'!$F90=\"\"),\"\",I105/'Lives scenario - input'!$F90),\"\")","v":""},{"$f":"IFERROR(IF(OR(J105=\"\",'Lives scenario - input'!$F90=\"\"),\"\",J105/'Lives scenario - input'!$F90),\"\")","v":""},{"$f":"IFERROR(IF(OR(K105=\"\",'Lives scenario - input'!$F90=\"\"),\"\",K105/'Lives scenario - input'!$F90),\"\")","v":""},{"$f":"IFERROR(IF(OR(L105=\"\",'Lives scenario - input'!$F90=\"\"),\"\",L105/'Lives scenario - input'!$F90),\"\")","v":""},{"$f":"IFERROR(IF(OR(M105=\"\",'Lives scenario - input'!$F90=\"\"),\"\",M105/'Lives scenario - input'!$F90),\"\")","v":""},{"$f":"IFERROR(IF(OR(N105=\"\",'Lives scenario - input'!$F90=\"\"),\"\",N105/'Lives scenario - input'!$F90),\"\")","v":""},{"$f":"IFERROR(IF(OR(O105=\"\",'Lives scenario - input'!$F90=\"\"),\"\",O105/'Lives scenario - input'!$F90),\"\")","v":""},{"$f":"IFERROR(IF(OR(P105=\"\",'Lives scenario - input'!$F90=\"\"),\"\",P105/'Lives scenario - input'!$F90),\"\")","v":""},{"$f":"IFERROR(IF(OR(Q105=\"\",'Lives scenario - input'!$F90=\"\"),\"\",Q105/'Lives scenario - input'!$F90),\"\")","v":""},{"$f":"IFERROR(IF(OR(R105=\"\",'Lives scenario - input'!$F90=\"\"),\"\",R105/'Lives scenario - input'!$F90),\"\")","v":""},{"$f":"IFERROR(IF(OR(S105=\"\",'Lives scenario - input'!$F90=\"\"),\"\",S105/'Lives scenario - input'!$F90),\"\")","v":""},{"$f":"IFERROR(IF(OR(T105=\"\",'Lives scenario - input'!$F90=\"\"),\"\",T105/'Lives scenario - input'!$F90),\"\")","v":""},{"$f":"IFERROR(IF(OR(U105=\"\",'Lives scenario - input'!$F90=\"\"),\"\",U105/'Lives scenario - input'!$F90),\"\")","v":""},{"$f":"IFERROR(IF(OR(V105=\"\",'Lives scenario - input'!$F90=\"\"),\"\",V105/'Lives scenario - input'!$F90),\"\")","v":""},{"$f":"IFERROR(IF(OR(W105=\"\",'Lives scenario - input'!$F90=\"\"),\"\",W105/'Lives scenario - input'!$F90),\"\")","v":""}]
[{"$f":"IFERROR('Lives scenario - input'!A91,\"\")","v":""},{"$f":"IFERROR('Lives scenario - input'!B91,\"\")","v":""},{"$f":"IFERROR('Lives scenario - input'!C91,\"\")","v":""},{"$f":"IFERROR(repcalc('Lives scenario - input'!$CX91:$GJ91,'Lives scenario - input'!$I91,'Lives scenario - input'!$G91,'Lives scenario - input'!$H91,20,TRUE,TRUE),\"\")","v":""},"","","","","","","","","","","","","","","","","","","",{"$f":"IFERROR(IF(OR(D106=\"\",'Lives scenario - input'!$F91=\"\"),\"\",D106/'Lives scenario - input'!$F91),\"\")","v":""},{"$f":"IFERROR(IF(OR(E106=\"\",'Lives scenario - input'!$F91=\"\"),\"\",E106/'Lives scenario - input'!$F91),\"\")","v":""},{"$f":"IFERROR(IF(OR(F106=\"\",'Lives scenario - input'!$F91=\"\"),\"\",F106/'Lives scenario - input'!$F91),\"\")","v":""},{"$f":"IFERROR(IF(OR(G106=\"\",'Lives scenario - input'!$F91=\"\"),\"\",G106/'Lives scenario - input'!$F91),\"\")","v":""},{"$f":"IFERROR(IF(OR(H106=\"\",'Lives scenario - input'!$F91=\"\"),\"\",H106/'Lives scenario - input'!$F91),\"\")","v":""},{"$f":"IFERROR(IF(OR(I106=\"\",'Lives scenario - input'!$F91=\"\"),\"\",I106/'Lives scenario - input'!$F91),\"\")","v":""},{"$f":"IFERROR(IF(OR(J106=\"\",'Lives scenario - input'!$F91=\"\"),\"\",J106/'Lives scenario - input'!$F91),\"\")","v":""},{"$f":"IFERROR(IF(OR(K106=\"\",'Lives scenario - input'!$F91=\"\"),\"\",K106/'Lives scenario - input'!$F91),\"\")","v":""},{"$f":"IFERROR(IF(OR(L106=\"\",'Lives scenario - input'!$F91=\"\"),\"\",L106/'Lives scenario - input'!$F91),\"\")","v":""},{"$f":"IFERROR(IF(OR(M106=\"\",'Lives scenario - input'!$F91=\"\"),\"\",M106/'Lives scenario - input'!$F91),\"\")","v":""},{"$f":"IFERROR(IF(OR(N106=\"\",'Lives scenario - input'!$F91=\"\"),\"\",N106/'Lives scenario - input'!$F91),\"\")","v":""},{"$f":"IFERROR(IF(OR(O106=\"\",'Lives scenario - input'!$F91=\"\"),\"\",O106/'Lives scenario - input'!$F91),\"\")","v":""},{"$f":"IFERROR(IF(OR(P106=\"\",'Lives scenario - input'!$F91=\"\"),\"\",P106/'Lives scenario - input'!$F91),\"\")","v":""},{"$f":"IFERROR(IF(OR(Q106=\"\",'Lives scenario - input'!$F91=\"\"),\"\",Q106/'Lives scenario - input'!$F91),\"\")","v":""},{"$f":"IFERROR(IF(OR(R106=\"\",'Lives scenario - input'!$F91=\"\"),\"\",R106/'Lives scenario - input'!$F91),\"\")","v":""},{"$f":"IFERROR(IF(OR(S106=\"\",'Lives scenario - input'!$F91=\"\"),\"\",S106/'Lives scenario - input'!$F91),\"\")","v":""},{"$f":"IFERROR(IF(OR(T106=\"\",'Lives scenario - input'!$F91=\"\"),\"\",T106/'Lives scenario - input'!$F91),\"\")","v":""},{"$f":"IFERROR(IF(OR(U106=\"\",'Lives scenario - input'!$F91=\"\"),\"\",U106/'Lives scenario - input'!$F91),\"\")","v":""},{"$f":"IFERROR(IF(OR(V106=\"\",'Lives scenario - input'!$F91=\"\"),\"\",V106/'Lives scenario - input'!$F91),\"\")","v":""},{"$f":"IFERROR(IF(OR(W106=\"\",'Lives scenario - input'!$F91=\"\"),\"\",W106/'Lives scenario - input'!$F91),\"\")","v":""}]
[{"$f":"IFERROR('Lives scenario - input'!A92,\"\")","v":""},{"$f":"IFERROR('Lives scenario - input'!B92,\"\")","v":""},{"$f":"IFERROR('Lives scenario - input'!C92,\"\")","v":""},{"$f":"IFERROR(repcalc('Lives scenario - input'!$CX92:$GJ92,'Lives scenario - input'!$I92,'Lives scenario - input'!$G92,'Lives scenario - input'!$H92,20,TRUE,TRUE),\"\")","v":""},"","","","","","","","","","","","","","","","","","","",{"$f":"IFERROR(IF(OR(D107=\"\",'Lives scenario - input'!$F92=\"\"),\"\",D107/'Lives scenario - input'!$F92),\"\")","v":""},{"$f":"IFERROR(IF(OR(E107=\"\",'Lives scenario - input'!$F92=\"\"),\"\",E107/'Lives scenario - input'!$F92),\"\")","v":""},{"$f":"IFERROR(IF(OR(F107=\"\",'Lives scenario - input'!$F92=\"\"),\"\",F107/'Lives scenario - input'!$F92),\"\")","v":""},{"$f":"IFERROR(IF(OR(G107=\"\",'Lives scenario - input'!$F92=\"\"),\"\",G107/'Lives scenario - input'!$F92),\"\")","v":""},{"$f":"IFERROR(IF(OR(H107=\"\",'Lives scenario - input'!$F92=\"\"),\"\",H107/'Lives scenario - input'!$F92),\"\")","v":""},{"$f":"IFERROR(IF(OR(I107=\"\",'Lives scenario - input'!$F92=\"\"),\"\",I107/'Lives scenario - input'!$F92),\"\")","v":""},{"$f":"IFERROR(IF(OR(J107=\"\",'Lives scenario - input'!$F92=\"\"),\"\",J107/'Lives scenario - input'!$F92),\"\")","v":""},{"$f":"IFERROR(IF(OR(K107=\"\",'Lives scenario - input'!$F92=\"\"),\"\",K107/'Lives scenario - input'!$F92),\"\")","v":""},{"$f":"IFERROR(IF(OR(L107=\"\",'Lives scenario - input'!$F92=\"\"),\"\",L107/'Lives scenario - input'!$F92),\"\")","v":""},{"$f":"IFERROR(IF(OR(M107=\"\",'Lives scenario - input'!$F92=\"\"),\"\",M107/'Lives scenario - input'!$F92),\"\")","v":""},{"$f":"IFERROR(IF(OR(N107=\"\",'Lives scenario - input'!$F92=\"\"),\"\",N107/'Lives scenario - input'!$F92),\"\")","v":""},{"$f":"IFERROR(IF(OR(O107=\"\",'Lives scenario - input'!$F92=\"\"),\"\",O107/'Lives scenario - input'!$F92),\"\")","v":""},{"$f":"IFERROR(IF(OR(P107=\"\",'Lives scenario - input'!$F92=\"\"),\"\",P107/'Lives scenario - input'!$F92),\"\")","v":""},{"$f":"IFERROR(IF(OR(Q107=\"\",'Lives scenario - input'!$F92=\"\"),\"\",Q107/'Lives scenario - input'!$F92),\"\")","v":""},{"$f":"IFERROR(IF(OR(R107=\"\",'Lives scenario - input'!$F92=\"\"),\"\",R107/'Lives scenario - input'!$F92),\"\")","v":""},{"$f":"IFERROR(IF(OR(S107=\"\",'Lives scenario - input'!$F92=\"\"),\"\",S107/'Lives scenario - input'!$F92),\"\")","v":""},{"$f":"IFERROR(IF(OR(T107=\"\",'Lives scenario - input'!$F92=\"\"),\"\",T107/'Lives scenario - input'!$F92),\"\")","v":""},{"$f":"IFERROR(IF(OR(U107=\"\",'Lives scenario - input'!$F92=\"\"),\"\",U107/'Lives scenario - input'!$F92),\"\")","v":""},{"$f":"IFERROR(IF(OR(V107=\"\",'Lives scenario - input'!$F92=\"\"),\"\",V107/'Lives scenario - input'!$F92),\"\")","v":""},{"$f":"IFERROR(IF(OR(W107=\"\",'Lives scenario - input'!$F92=\"\"),\"\",W107/'Lives scenario - input'!$F92),\"\")","v":""}]
[{"$f":"IFERROR('Lives scenario - input'!A93,\"\")","v":""},{"$f":"IFERROR('Lives scenario - input'!B93,\"\")","v":""},{"$f":"IFERROR('Lives scenario - input'!C93,\"\")","v":""},{"$f":"IFERROR(repcalc('Lives scenario - input'!$CX93:$GJ93,'Lives scenario - input'!$I93,'Lives scenario - input'!$G93,'Lives scenario - input'!$H93,20,TRUE,TRUE),\"\")","v":""},"","","","","","","","","","","","","","","","","","","",{"$f":"IFERROR(IF(OR(D108=\"\",'Lives scenario - input'!$F93=\"\"),\"\",D108/'Lives scenario - input'!$F93),\"\")","v":""},{"$f":"IFERROR(IF(OR(E108=\"\",'Lives scenario - input'!$F93=\"\"),\"\",E108/'Lives scenario - input'!$F93),\"\")","v":""},{"$f":"IFERROR(IF(OR(F108=\"\",'Lives scenario - input'!$F93=\"\"),\"\",F108/'Lives scenario - input'!$F93),\"\")","v":""},{"$f":"IFERROR(IF(OR(G108=\"\",'Lives scenario - input'!$F93=\"\"),\"\",G108/'Lives scenario - input'!$F93),\"\")","v":""},{"$f":"IFERROR(IF(OR(H108=\"\",'Lives scenario - input'!$F93=\"\"),\"\",H108/'Lives scenario - input'!$F93),\"\")","v":""},{"$f":"IFERROR(IF(OR(I108=\"\",'Lives scenario - input'!$F93=\"\"),\"\",I108/'Lives scenario - input'!$F93),\"\")","v":""},{"$f":"IFERROR(IF(OR(J108=\"\",'Lives scenario - input'!$F93=\"\"),\"\",J108/'Lives scenario - input'!$F93),\"\")","v":""},{"$f":"IFERROR(IF(OR(K108=\"\",'Lives scenario - input'!$F93=\"\"),\"\",K108/'Lives scenario - input'!$F93),\"\")","v":""},{"$f":"IFERROR(IF(OR(L108=\"\",'Lives scenario - input'!$F93=\"\"),\"\",L108/'Lives scenario - input'!$F93),\"\")","v":""},{"$f":"IFERROR(IF(OR(M108=\"\",'Lives scenario - input'!$F93=\"\"),\"\",M108/'Lives scenario - input'!$F93),\"\")","v":""},{"$f":"IFERROR(IF(OR(N108=\"\",'Lives scenario - input'!$F93=\"\"),\"\",N108/'Lives scenario - input'!$F93),\"\")","v":""},{"$f":"IFERROR(IF(OR(O108=\"\",'Lives scenario - input'!$F93=\"\"),\"\",O108/'Lives scenario - input'!$F93),\"\")","v":""},{"$f":"IFERROR(IF(OR(P108=\"\",'Lives scenario - input'!$F93=\"\"),\"\",P108/'Lives scenario - input'!$F93),\"\")","v":""},{"$f":"IFERROR(IF(OR(Q108=\"\",'Lives scenario - input'!$F93=\"\"),\"\",Q108/'Lives scenario - input'!$F93),\"\")","v":""},{"$f":"IFERROR(IF(OR(R108=\"\",'Lives scenario - input'!$F93=\"\"),\"\",R108/'Lives scenario - input'!$F93),\"\")","v":""},{"$f":"IFERROR(IF(OR(S108=\"\",'Lives scenario - input'!$F93=\"\"),\"\",S108/'Lives scenario - input'!$F93),\"\")","v":""},{"$f":"IFERROR(IF(OR(T108=\"\",'Lives scenario - input'!$F93=\"\"),\"\",T108/'Lives scenario - input'!$F93),\"\")","v":""},{"$f":"IFERROR(IF(OR(U108=\"\",'Lives scenario - input'!$F93=\"\"),\"\",U108/'Lives scenario - input'!$F93),\"\")","v":""},{"$f":"IFERROR(IF(OR(V108=\"\",'Lives scenario - input'!$F93=\"\"),\"\",V108/'Lives scenario - input'!$F93),\"\")","v":""},{"$f":"IFERROR(IF(OR(W108=\"\",'Lives scenario - input'!$F93=\"\"),\"\",W108/'Lives scenario - input'!$F93),\"\")","v":""}]
[{"$f":"IFERROR('Lives scenario - input'!A94,\"\")","v":""},{"$f":"IFERROR('Lives scenario - input'!B94,\"\")","v":""},{"$f":"IFERROR('Lives scenario - input'!C94,\"\")","v":""},{"$f":"IFERROR(repcalc('Lives scenario - input'!$CX94:$GJ94,'Lives scenario - input'!$I94,'Lives scenario - input'!$G94,'Lives scenario - input'!$H94,20,TRUE,TRUE),\"\")","v":""},"","","","","","","","","","","","","","","","","","","",{"$f":"IFERROR(IF(OR(D109=\"\",'Lives scenario - input'!$F94=\"\"),\"\",D109/'Lives scenario - input'!$F94),\"\")","v":""},{"$f":"IFERROR(IF(OR(E109=\"\",'Lives scenario - input'!$F94=\"\"),\"\",E109/'Lives scenario - input'!$F94),\"\")","v":""},{"$f":"IFERROR(IF(OR(F109=\"\",'Lives scenario - input'!$F94=\"\"),\"\",F109/'Lives scenario - input'!$F94),\"\")","v":""},{"$f":"IFERROR(IF(OR(G109=\"\",'Lives scenario - input'!$F94=\"\"),\"\",G109/'Lives scenario - input'!$F94),\"\")","v":""},{"$f":"IFERROR(IF(OR(H109=\"\",'Lives scenario - input'!$F94=\"\"),\"\",H109/'Lives scenario - input'!$F94),\"\")","v":""},{"$f":"IFERROR(IF(OR(I109=\"\",'Lives scenario - input'!$F94=\"\"),\"\",I109/'Lives scenario - input'!$F94),\"\")","v":""},{"$f":"IFERROR(IF(OR(J109=\"\",'Lives scenario - input'!$F94=\"\"),\"\",J109/'Lives scenario - input'!$F94),\"\")","v":""},{"$f":"IFERROR(IF(OR(K109=\"\",'Lives scenario - input'!$F94=\"\"),\"\",K109/'Lives scenario - input'!$F94),\"\")","v":""},{"$f":"IFERROR(IF(OR(L109=\"\",'Lives scenario - input'!$F94=\"\"),\"\",L109/'Lives scenario - input'!$F94),\"\")","v":""},{"$f":"IFERROR(IF(OR(M109=\"\",'Lives scenario - input'!$F94=\"\"),\"\",M109/'Lives scenario - input'!$F94),\"\")","v":""},{"$f":"IFERROR(IF(OR(N109=\"\",'Lives scenario - input'!$F94=\"\"),\"\",N109/'Lives scenario - input'!$F94),\"\")","v":""},{"$f":"IFERROR(IF(OR(O109=\"\",'Lives scenario - input'!$F94=\"\"),\"\",O109/'Lives scenario - input'!$F94),\"\")","v":""},{"$f":"IFERROR(IF(OR(P109=\"\",'Lives scenario - input'!$F94=\"\"),\"\",P109/'Lives scenario - input'!$F94),\"\")","v":""},{"$f":"IFERROR(IF(OR(Q109=\"\",'Lives scenario - input'!$F94=\"\"),\"\",Q109/'Lives scenario - input'!$F94),\"\")","v":""},{"$f":"IFERROR(IF(OR(R109=\"\",'Lives scenario - input'!$F94=\"\"),\"\",R109/'Lives scenario - input'!$F94),\"\")","v":""},{"$f":"IFERROR(IF(OR(S109=\"\",'Lives scenario - input'!$F94=\"\"),\"\",S109/'Lives scenario - input'!$F94),\"\")","v":""},{"$f":"IFERROR(IF(OR(T109=\"\",'Lives scenario - input'!$F94=\"\"),\"\",T109/'Lives scenario - input'!$F94),\"\")","v":""},{"$f":"IFERROR(IF(OR(U109=\"\",'Lives scenario - input'!$F94=\"\"),\"\",U109/'Lives scenario - input'!$F94),\"\")","v":""},{"$f":"IFERROR(IF(OR(V109=\"\",'Lives scenario - input'!$F94=\"\"),\"\",V109/'Lives scenario - input'!$F94),\"\")","v":""},{"$f":"IFERROR(IF(OR(W109=\"\",'Lives scenario - input'!$F94=\"\"),\"\",W109/'Lives scenario - input'!$F94),\"\")","v":""}]
[{"$f":"IFERROR('Lives scenario - input'!A95,\"\")","v":""},{"$f":"IFERROR('Lives scenario - input'!B95,\"\")","v":""},{"$f":"IFERROR('Lives scenario - input'!C95,\"\")","v":""},{"$f":"IFERROR(repcalc('Lives scenario - input'!$CX95:$GJ95,'Lives scenario - input'!$I95,'Lives scenario - input'!$G95,'Lives scenario - input'!$H95,20,TRUE,TRUE),\"\")","v":""},"","","","","","","","","","","","","","","","","","","",{"$f":"IFERROR(IF(OR(D110=\"\",'Lives scenario - input'!$F95=\"\"),\"\",D110/'Lives scenario - input'!$F95),\"\")","v":""},{"$f":"IFERROR(IF(OR(E110=\"\",'Lives scenario - input'!$F95=\"\"),\"\",E110/'Lives scenario - input'!$F95),\"\")","v":""},{"$f":"IFERROR(IF(OR(F110=\"\",'Lives scenario - input'!$F95=\"\"),\"\",F110/'Lives scenario - input'!$F95),\"\")","v":""},{"$f":"IFERROR(IF(OR(G110=\"\",'Lives scenario - input'!$F95=\"\"),\"\",G110/'Lives scenario - input'!$F95),\"\")","v":""},{"$f":"IFERROR(IF(OR(H110=\"\",'Lives scenario - input'!$F95=\"\"),\"\",H110/'Lives scenario - input'!$F95),\"\")","v":""},{"$f":"IFERROR(IF(OR(I110=\"\",'Lives scenario - input'!$F95=\"\"),\"\",I110/'Lives scenario - input'!$F95),\"\")","v":""},{"$f":"IFERROR(IF(OR(J110=\"\",'Lives scenario - input'!$F95=\"\"),\"\",J110/'Lives scenario - input'!$F95),\"\")","v":""},{"$f":"IFERROR(IF(OR(K110=\"\",'Lives scenario - input'!$F95=\"\"),\"\",K110/'Lives scenario - input'!$F95),\"\")","v":""},{"$f":"IFERROR(IF(OR(L110=\"\",'Lives scenario - input'!$F95=\"\"),\"\",L110/'Lives scenario - input'!$F95),\"\")","v":""},{"$f":"IFERROR(IF(OR(M110=\"\",'Lives scenario - input'!$F95=\"\"),\"\",M110/'Lives scenario - input'!$F95),\"\")","v":""},{"$f":"IFERROR(IF(OR(N110=\"\",'Lives scenario - input'!$F95=\"\"),\"\",N110/'Lives scenario - input'!$F95),\"\")","v":""},{"$f":"IFERROR(IF(OR(O110=\"\",'Lives scenario - input'!$F95=\"\"),\"\",O110/'Lives scenario - input'!$F95),\"\")","v":""},{"$f":"IFERROR(IF(OR(P110=\"\",'Lives scenario - input'!$F95=\"\"),\"\",P110/'Lives scenario - input'!$F95),\"\")","v":""},{"$f":"IFERROR(IF(OR(Q110=\"\",'Lives scenario - input'!$F95=\"\"),\"\",Q110/'Lives scenario - input'!$F95),\"\")","v":""},{"$f":"IFERROR(IF(OR(R110=\"\",'Lives scenario - input'!$F95=\"\"),\"\",R110/'Lives scenario - input'!$F95),\"\")","v":""},{"$f":"IFERROR(IF(OR(S110=\"\",'Lives scenario - input'!$F95=\"\"),\"\",S110/'Lives scenario - input'!$F95),\"\")","v":""},{"$f":"IFERROR(IF(OR(T110=\"\",'Lives scenario - input'!$F95=\"\"),\"\",T110/'Lives scenario - input'!$F95),\"\")","v":""},{"$f":"IFERROR(IF(OR(U110=\"\",'Lives scenario - input'!$F95=\"\"),\"\",U110/'Lives scenario - input'!$F95),\"\")","v":""},{"$f":"IFERROR(IF(OR(V110=\"\",'Lives scenario - input'!$F95=\"\"),\"\",V110/'Lives scenario - input'!$F95),\"\")","v":""},{"$f":"IFERROR(IF(OR(W110=\"\",'Lives scenario - input'!$F95=\"\"),\"\",W110/'Lives scenario - input'!$F95),\"\")","v":""}]
[{"$f":"IFERROR('Lives scenario - input'!A96,\"\")","v":""},{"$f":"IFERROR('Lives scenario - input'!B96,\"\")","v":""},{"$f":"IFERROR('Lives scenario - input'!C96,\"\")","v":""},{"$f":"IFERROR(repcalc('Lives scenario - input'!$CX96:$GJ96,'Lives scenario - input'!$I96,'Lives scenario - input'!$G96,'Lives scenario - input'!$H96,20,TRUE,TRUE),\"\")","v":""},"","","","","","","","","","","","","","","","","","","",{"$f":"IFERROR(IF(OR(D111=\"\",'Lives scenario - input'!$F96=\"\"),\"\",D111/'Lives scenario - input'!$F96),\"\")","v":""},{"$f":"IFERROR(IF(OR(E111=\"\",'Lives scenario - input'!$F96=\"\"),\"\",E111/'Lives scenario - input'!$F96),\"\")","v":""},{"$f":"IFERROR(IF(OR(F111=\"\",'Lives scenario - input'!$F96=\"\"),\"\",F111/'Lives scenario - input'!$F96),\"\")","v":""},{"$f":"IFERROR(IF(OR(G111=\"\",'Lives scenario - input'!$F96=\"\"),\"\",G111/'Lives scenario - input'!$F96),\"\")","v":""},{"$f":"IFERROR(IF(OR(H111=\"\",'Lives scenario - input'!$F96=\"\"),\"\",H111/'Lives scenario - input'!$F96),\"\")","v":""},{"$f":"IFERROR(IF(OR(I111=\"\",'Lives scenario - input'!$F96=\"\"),\"\",I111/'Lives scenario - input'!$F96),\"\")","v":""},{"$f":"IFERROR(IF(OR(J111=\"\",'Lives scenario - input'!$F96=\"\"),\"\",J111/'Lives scenario - input'!$F96),\"\")","v":""},{"$f":"IFERROR(IF(OR(K111=\"\",'Lives scenario - input'!$F96=\"\"),\"\",K111/'Lives scenario - input'!$F96),\"\")","v":""},{"$f":"IFERROR(IF(OR(L111=\"\",'Lives scenario - input'!$F96=\"\"),\"\",L111/'Lives scenario - input'!$F96),\"\")","v":""},{"$f":"IFERROR(IF(OR(M111=\"\",'Lives scenario - input'!$F96=\"\"),\"\",M111/'Lives scenario - input'!$F96),\"\")","v":""},{"$f":"IFERROR(IF(OR(N111=\"\",'Lives scenario - input'!$F96=\"\"),\"\",N111/'Lives scenario - input'!$F96),\"\")","v":""},{"$f":"IFERROR(IF(OR(O111=\"\",'Lives scenario - input'!$F96=\"\"),\"\",O111/'Lives scenario - input'!$F96),\"\")","v":""},{"$f":"IFERROR(IF(OR(P111=\"\",'Lives scenario - input'!$F96=\"\"),\"\",P111/'Lives scenario - input'!$F96),\"\")","v":""},{"$f":"IFERROR(IF(OR(Q111=\"\",'Lives scenario - input'!$F96=\"\"),\"\",Q111/'Lives scenario - input'!$F96),\"\")","v":""},{"$f":"IFERROR(IF(OR(R111=\"\",'Lives scenario - input'!$F96=\"\"),\"\",R111/'Lives scenario - input'!$F96),\"\")","v":""},{"$f":"IFERROR(IF(OR(S111=\"\",'Lives scenario - input'!$F96=\"\"),\"\",S111/'Lives scenario - input'!$F96),\"\")","v":""},{"$f":"IFERROR(IF(OR(T111=\"\",'Lives scenario - input'!$F96=\"\"),\"\",T111/'Lives scenario - input'!$F96),\"\")","v":""},{"$f":"IFERROR(IF(OR(U111=\"\",'Lives scenario - input'!$F96=\"\"),\"\",U111/'Lives scenario - input'!$F96),\"\")","v":""},{"$f":"IFERROR(IF(OR(V111=\"\",'Lives scenario - input'!$F96=\"\"),\"\",V111/'Lives scenario - input'!$F96),\"\")","v":""},{"$f":"IFERROR(IF(OR(W111=\"\",'Lives scenario - input'!$F96=\"\"),\"\",W111/'Lives scenario - input'!$F96),\"\")","v":""}]
[{"$f":"IFERROR('Lives scenario - input'!A97,\"\")","v":""},{"$f":"IFERROR('Lives scenario - input'!B97,\"\")","v":""},{"$f":"IFERROR('Lives scenario - input'!C97,\"\")","v":""},{"$f":"IFERROR(repcalc('Lives scenario - input'!$CX97:$GJ97,'Lives scenario - input'!$I97,'Lives scenario - input'!$G97,'Lives scenario - input'!$H97,20,TRUE,TRUE),\"\")","v":""},"","","","","","","","","","","","","","","","","","","",{"$f":"IFERROR(IF(OR(D112=\"\",'Lives scenario - input'!$F97=\"\"),\"\",D112/'Lives scenario - input'!$F97),\"\")","v":""},{"$f":"IFERROR(IF(OR(E112=\"\",'Lives scenario - input'!$F97=\"\"),\"\",E112/'Lives scenario - input'!$F97),\"\")","v":""},{"$f":"IFERROR(IF(OR(F112=\"\",'Lives scenario - input'!$F97=\"\"),\"\",F112/'Lives scenario - input'!$F97),\"\")","v":""},{"$f":"IFERROR(IF(OR(G112=\"\",'Lives scenario - input'!$F97=\"\"),\"\",G112/'Lives scenario - input'!$F97),\"\")","v":""},{"$f":"IFERROR(IF(OR(H112=\"\",'Lives scenario - input'!$F97=\"\"),\"\",H112/'Lives scenario - input'!$F97),\"\")","v":""},{"$f":"IFERROR(IF(OR(I112=\"\",'Lives scenario - input'!$F97=\"\"),\"\",I112/'Lives scenario - input'!$F97),\"\")","v":""},{"$f":"IFERROR(IF(OR(J112=\"\",'Lives scenario - input'!$F97=\"\"),\"\",J112/'Lives scenario - input'!$F97),\"\")","v":""},{"$f":"IFERROR(IF(OR(K112=\"\",'Lives scenario - input'!$F97=\"\"),\"\",K112/'Lives scenario - input'!$F97),\"\")","v":""},{"$f":"IFERROR(IF(OR(L112=\"\",'Lives scenario - input'!$F97=\"\"),\"\",L112/'Lives scenario - input'!$F97),\"\")","v":""},{"$f":"IFERROR(IF(OR(M112=\"\",'Lives scenario - input'!$F97=\"\"),\"\",M112/'Lives scenario - input'!$F97),\"\")","v":""},{"$f":"IFERROR(IF(OR(N112=\"\",'Lives scenario - input'!$F97=\"\"),\"\",N112/'Lives scenario - input'!$F97),\"\")","v":""},{"$f":"IFERROR(IF(OR(O112=\"\",'Lives scenario - input'!$F97=\"\"),\"\",O112/'Lives scenario - input'!$F97),\"\")","v":""},{"$f":"IFERROR(IF(OR(P112=\"\",'Lives scenario - input'!$F97=\"\"),\"\",P112/'Lives scenario - input'!$F97),\"\")","v":""},{"$f":"IFERROR(IF(OR(Q112=\"\",'Lives scenario - input'!$F97=\"\"),\"\",Q112/'Lives scenario - input'!$F97),\"\")","v":""},{"$f":"IFERROR(IF(OR(R112=\"\",'Lives scenario - input'!$F97=\"\"),\"\",R112/'Lives scenario - input'!$F97),\"\")","v":""},{"$f":"IFERROR(IF(OR(S112=\"\",'Lives scenario - input'!$F97=\"\"),\"\",S112/'Lives scenario - input'!$F97),\"\")","v":""},{"$f":"IFERROR(IF(OR(T112=\"\",'Lives scenario - input'!$F97=\"\"),\"\",T112/'Lives scenario - input'!$F97),\"\")","v":""},{"$f":"IFERROR(IF(OR(U112=\"\",'Lives scenario - input'!$F97=\"\"),\"\",U112/'Lives scenario - input'!$F97),\"\")","v":""},{"$f":"IFERROR(IF(OR(V112=\"\",'Lives scenario - input'!$F97=\"\"),\"\",V112/'Lives scenario - input'!$F97),\"\")","v":""},{"$f":"IFERROR(IF(OR(W112=\"\",'Lives scenario - input'!$F97=\"\"),\"\",W112/'Lives scenario - input'!$F97),\"\")","v":""}]
[{"$f":"IFERROR('Lives scenario - input'!A98,\"\")","v":""},{"$f":"IFERROR('Lives scenario - input'!B98,\"\")","v":""},{"$f":"IFERROR('Lives scenario - input'!C98,\"\")","v":""},{"$f":"IFERROR(repcalc('Lives scenario - input'!$CX98:$GJ98,'Lives scenario - input'!$I98,'Lives scenario - input'!$G98,'Lives scenario - input'!$H98,20,TRUE,TRUE),\"\")","v":""},"","","","","","","","","","","","","","","","","","","",{"$f":"IFERROR(IF(OR(D113=\"\",'Lives scenario - input'!$F98=\"\"),\"\",D113/'Lives scenario - input'!$F98),\"\")","v":""},{"$f":"IFERROR(IF(OR(E113=\"\",'Lives scenario - input'!$F98=\"\"),\"\",E113/'Lives scenario - input'!$F98),\"\")","v":""},{"$f":"IFERROR(IF(OR(F113=\"\",'Lives scenario - input'!$F98=\"\"),\"\",F113/'Lives scenario - input'!$F98),\"\")","v":""},{"$f":"IFERROR(IF(OR(G113=\"\",'Lives scenario - input'!$F98=\"\"),\"\",G113/'Lives scenario - input'!$F98),\"\")","v":""},{"$f":"IFERROR(IF(OR(H113=\"\",'Lives scenario - input'!$F98=\"\"),\"\",H113/'Lives scenario - input'!$F98),\"\")","v":""},{"$f":"IFERROR(IF(OR(I113=\"\",'Lives scenario - input'!$F98=\"\"),\"\",I113/'Lives scenario - input'!$F98),\"\")","v":""},{"$f":"IFERROR(IF(OR(J113=\"\",'Lives scenario - input'!$F98=\"\"),\"\",J113/'Lives scenario - input'!$F98),\"\")","v":""},{"$f":"IFERROR(IF(OR(K113=\"\",'Lives scenario - input'!$F98=\"\"),\"\",K113/'Lives scenario - input'!$F98),\"\")","v":""},{"$f":"IFERROR(IF(OR(L113=\"\",'Lives scenario - input'!$F98=\"\"),\"\",L113/'Lives scenario - input'!$F98),\"\")","v":""},{"$f":"IFERROR(IF(OR(M113=\"\",'Lives scenario - input'!$F98=\"\"),\"\",M113/'Lives scenario - input'!$F98),\"\")","v":""},{"$f":"IFERROR(IF(OR(N113=\"\",'Lives scenario - input'!$F98=\"\"),\"\",N113/'Lives scenario - input'!$F98),\"\")","v":""},{"$f":"IFERROR(IF(OR(O113=\"\",'Lives scenario - input'!$F98=\"\"),\"\",O113/'Lives scenario - input'!$F98),\"\")","v":""},{"$f":"IFERROR(IF(OR(P113=\"\",'Lives scenario - input'!$F98=\"\"),\"\",P113/'Lives scenario - input'!$F98),\"\")","v":""},{"$f":"IFERROR(IF(OR(Q113=\"\",'Lives scenario - input'!$F98=\"\"),\"\",Q113/'Lives scenario - input'!$F98),\"\")","v":""},{"$f":"IFERROR(IF(OR(R113=\"\",'Lives scenario - input'!$F98=\"\"),\"\",R113/'Lives scenario - input'!$F98),\"\")","v":""},{"$f":"IFERROR(IF(OR(S113=\"\",'Lives scenario - input'!$F98=\"\"),\"\",S113/'Lives scenario - input'!$F98),\"\")","v":""},{"$f":"IFERROR(IF(OR(T113=\"\",'Lives scenario - input'!$F98=\"\"),\"\",T113/'Lives scenario - input'!$F98),\"\")","v":""},{"$f":"IFERROR(IF(OR(U113=\"\",'Lives scenario - input'!$F98=\"\"),\"\",U113/'Lives scenario - input'!$F98),\"\")","v":""},{"$f":"IFERROR(IF(OR(V113=\"\",'Lives scenario - input'!$F98=\"\"),\"\",V113/'Lives scenario - input'!$F98),\"\")","v":""},{"$f":"IFERROR(IF(OR(W113=\"\",'Lives scenario - input'!$F98=\"\"),\"\",W113/'Lives scenario - input'!$F98),\"\")","v":""}]
[{"$f":"IFERROR('Lives scenario - input'!A99,\"\")","v":""},{"$f":"IFERROR('Lives scenario - input'!B99,\"\")","v":""},{"$f":"IFERROR('Lives scenario - input'!C99,\"\")","v":""},{"$f":"IFERROR(repcalc('Lives scenario - input'!$CX99:$GJ99,'Lives scenario - input'!$I99,'Lives scenario - input'!$G99,'Lives scenario - input'!$H99,20,TRUE,TRUE),\"\")","v":""},"","","","","","","","","","","","","","","","","","","",{"$f":"IFERROR(IF(OR(D114=\"\",'Lives scenario - input'!$F99=\"\"),\"\",D114/'Lives scenario - input'!$F99),\"\")","v":""},{"$f":"IFERROR(IF(OR(E114=\"\",'Lives scenario - input'!$F99=\"\"),\"\",E114/'Lives scenario - input'!$F99),\"\")","v":""},{"$f":"IFERROR(IF(OR(F114=\"\",'Lives scenario - input'!$F99=\"\"),\"\",F114/'Lives scenario - input'!$F99),\"\")","v":""},{"$f":"IFERROR(IF(OR(G114=\"\",'Lives scenario - input'!$F99=\"\"),\"\",G114/'Lives scenario - input'!$F99),\"\")","v":""},{"$f":"IFERROR(IF(OR(H114=\"\",'Lives scenario - input'!$F99=\"\"),\"\",H114/'Lives scenario - input'!$F99),\"\")","v":""},{"$f":"IFERROR(IF(OR(I114=\"\",'Lives scenario - input'!$F99=\"\"),\"\",I114/'Lives scenario - input'!$F99),\"\")","v":""},{"$f":"IFERROR(IF(OR(J114=\"\",'Lives scenario - input'!$F99=\"\"),\"\",J114/'Lives scenario - input'!$F99),\"\")","v":""},{"$f":"IFERROR(IF(OR(K114=\"\",'Lives scenario - input'!$F99=\"\"),\"\",K114/'Lives scenario - input'!$F99),\"\")","v":""},{"$f":"IFERROR(IF(OR(L114=\"\",'Lives scenario - input'!$F99=\"\"),\"\",L114/'Lives scenario - input'!$F99),\"\")","v":""},{"$f":"IFERROR(IF(OR(M114=\"\",'Lives scenario - input'!$F99=\"\"),\"\",M114/'Lives scenario - input'!$F99),\"\")","v":""},{"$f":"IFERROR(IF(OR(N114=\"\",'Lives scenario - input'!$F99=\"\"),\"\",N114/'Lives scenario - input'!$F99),\"\")","v":""},{"$f":"IFERROR(IF(OR(O114=\"\",'Lives scenario - input'!$F99=\"\"),\"\",O114/'Lives scenario - input'!$F99),\"\")","v":""},{"$f":"IFERROR(IF(OR(P114=\"\",'Lives scenario - input'!$F99=\"\"),\"\",P114/'Lives scenario - input'!$F99),\"\")","v":""},{"$f":"IFERROR(IF(OR(Q114=\"\",'Lives scenario - input'!$F99=\"\"),\"\",Q114/'Lives scenario - input'!$F99),\"\")","v":""},{"$f":"IFERROR(IF(OR(R114=\"\",'Lives scenario - input'!$F99=\"\"),\"\",R114/'Lives scenario - input'!$F99),\"\")","v":""},{"$f":"IFERROR(IF(OR(S114=\"\",'Lives scenario - input'!$F99=\"\"),\"\",S114/'Lives scenario - input'!$F99),\"\")","v":""},{"$f":"IFERROR(IF(OR(T114=\"\",'Lives scenario - input'!$F99=\"\"),\"\",T114/'Lives scenario - input'!$F99),\"\")","v":""},{"$f":"IFERROR(IF(OR(U114=\"\",'Lives scenario - input'!$F99=\"\"),\"\",U114/'Lives scenario - input'!$F99),\"\")","v":""},{"$f":"IFERROR(IF(OR(V114=\"\",'Lives scenario - input'!$F99=\"\"),\"\",V114/'Lives scenario - input'!$F99),\"\")","v":""},{"$f":"IFERROR(IF(OR(W114=\"\",'Lives scenario - input'!$F99=\"\"),\"\",W114/'Lives scenario - input'!$F99),\"\")","v":""}]
[{"$f":"IFERROR('Lives scenario - input'!A100,\"\")","v":""},{"$f":"IFERROR('Lives scenario - input'!B100,\"\")","v":""},{"$f":"IFERROR('Lives scenario - input'!C100,\"\")","v":""},{"$f":"IFERROR(repcalc('Lives scenario - input'!$CX100:$GJ100,'Lives scenario - input'!$I100,'Lives scenario - input'!$G100,'Lives scenario - input'!$H100,20,TRUE,TRUE),\"\")","v":""},"","","","","","","","","","","","","","","","","","","",{"$f":"IFERROR(IF(OR(D115=\"\",'Lives scenario - input'!$F100=\"\"),\"\",D115/'Lives scenario - input'!$F100),\"\")","v":""},{"$f":"IFERROR(IF(OR(E115=\"\",'Lives scenario - input'!$F100=\"\"),\"\",E115/'Lives scenario - input'!$F100),\"\")","v":""},{"$f":"IFERROR(IF(OR(F115=\"\",'Lives scenario - input'!$F100=\"\"),\"\",F115/'Lives scenario - input'!$F100),\"\")","v":""},{"$f":"IFERROR(IF(OR(G115=\"\",'Lives scenario - input'!$F100=\"\"),\"\",G115/'Lives scenario - input'!$F100),\"\")","v":""},{"$f":"IFERROR(IF(OR(H115=\"\",'Lives scenario - input'!$F100=\"\"),\"\",H115/'Lives scenario - input'!$F100),\"\")","v":""},{"$f":"IFERROR(IF(OR(I115=\"\",'Lives scenario - input'!$F100=\"\"),\"\",I115/'Lives scenario - input'!$F100),\"\")","v":""},{"$f":"IFERROR(IF(OR(J115=\"\",'Lives scenario - input'!$F100=\"\"),\"\",J115/'Lives scenario - input'!$F100),\"\")","v":""},{"$f":"IFERROR(IF(OR(K115=\"\",'Lives scenario - input'!$F100=\"\"),\"\",K115/'Lives scenario - input'!$F100),\"\")","v":""},{"$f":"IFERROR(IF(OR(L115=\"\",'Lives scenario - input'!$F100=\"\"),\"\",L115/'Lives scenario - input'!$F100),\"\")","v":""},{"$f":"IFERROR(IF(OR(M115=\"\",'Lives scenario - input'!$F100=\"\"),\"\",M115/'Lives scenario - input'!$F100),\"\")","v":""},{"$f":"IFERROR(IF(OR(N115=\"\",'Lives scenario - input'!$F100=\"\"),\"\",N115/'Lives scenario - input'!$F100),\"\")","v":""},{"$f":"IFERROR(IF(OR(O115=\"\",'Lives scenario - input'!$F100=\"\"),\"\",O115/'Lives scenario - input'!$F100),\"\")","v":""},{"$f":"IFERROR(IF(OR(P115=\"\",'Lives scenario - input'!$F100=\"\"),\"\",P115/'Lives scenario - input'!$F100),\"\")","v":""},{"$f":"IFERROR(IF(OR(Q115=\"\",'Lives scenario - input'!$F100=\"\"),\"\",Q115/'Lives scenario - input'!$F100),\"\")","v":""},{"$f":"IFERROR(IF(OR(R115=\"\",'Lives scenario - input'!$F100=\"\"),\"\",R115/'Lives scenario - input'!$F100),\"\")","v":""},{"$f":"IFERROR(IF(OR(S115=\"\",'Lives scenario - input'!$F100=\"\"),\"\",S115/'Lives scenario - input'!$F100),\"\")","v":""},{"$f":"IFERROR(IF(OR(T115=\"\",'Lives scenario - input'!$F100=\"\"),\"\",T115/'Lives scenario - input'!$F100),\"\")","v":""},{"$f":"IFERROR(IF(OR(U115=\"\",'Lives scenario - input'!$F100=\"\"),\"\",U115/'Lives scenario - input'!$F100),\"\")","v":""},{"$f":"IFERROR(IF(OR(V115=\"\",'Lives scenario - input'!$F100=\"\"),\"\",V115/'Lives scenario - input'!$F100),\"\")","v":""},{"$f":"IFERROR(IF(OR(W115=\"\",'Lives scenario - input'!$F100=\"\"),\"\",W115/'Lives scenario - input'!$F100),\"\")","v":""}]
[{"$f":"IFERROR('Lives scenario - input'!A101,\"\")","v":""},{"$f":"IFERROR('Lives scenario - input'!B101,\"\")","v":""},{"$f":"IFERROR('Lives scenario - input'!C101,\"\")","v":""},{"$f":"IFERROR(repcalc('Lives scenario - input'!$CX101:$GJ101,'Lives scenario - input'!$I101,'Lives scenario - input'!$G101,'Lives scenario - input'!$H101,20,TRUE,TRUE),\"\")","v":""},"","","","","","","","","","","","","","","","","","","",{"$f":"IFERROR(IF(OR(D116=\"\",'Lives scenario - input'!$F101=\"\"),\"\",D116/'Lives scenario - input'!$F101),\"\")","v":""},{"$f":"IFERROR(IF(OR(E116=\"\",'Lives scenario - input'!$F101=\"\"),\"\",E116/'Lives scenario - input'!$F101),\"\")","v":""},{"$f":"IFERROR(IF(OR(F116=\"\",'Lives scenario - input'!$F101=\"\"),\"\",F116/'Lives scenario - input'!$F101),\"\")","v":""},{"$f":"IFERROR(IF(OR(G116=\"\",'Lives scenario - input'!$F101=\"\"),\"\",G116/'Lives scenario - input'!$F101),\"\")","v":""},{"$f":"IFERROR(IF(OR(H116=\"\",'Lives scenario - input'!$F101=\"\"),\"\",H116/'Lives scenario - input'!$F101),\"\")","v":""},{"$f":"IFERROR(IF(OR(I116=\"\",'Lives scenario - input'!$F101=\"\"),\"\",I116/'Lives scenario - input'!$F101),\"\")","v":""},{"$f":"IFERROR(IF(OR(J116=\"\",'Lives scenario - input'!$F101=\"\"),\"\",J116/'Lives scenario - input'!$F101),\"\")","v":""},{"$f":"IFERROR(IF(OR(K116=\"\",'Lives scenario - input'!$F101=\"\"),\"\",K116/'Lives scenario - input'!$F101),\"\")","v":""},{"$f":"IFERROR(IF(OR(L116=\"\",'Lives scenario - input'!$F101=\"\"),\"\",L116/'Lives scenario - input'!$F101),\"\")","v":""},{"$f":"IFERROR(IF(OR(M116=\"\",'Lives scenario - input'!$F101=\"\"),\"\",M116/'Lives scenario - input'!$F101),\"\")","v":""},{"$f":"IFERROR(IF(OR(N116=\"\",'Lives scenario - input'!$F101=\"\"),\"\",N116/'Lives scenario - input'!$F101),\"\")","v":""},{"$f":"IFERROR(IF(OR(O116=\"\",'Lives scenario - input'!$F101=\"\"),\"\",O116/'Lives scenario - input'!$F101),\"\")","v":""},{"$f":"IFERROR(IF(OR(P116=\"\",'Lives scenario - input'!$F101=\"\"),\"\",P116/'Lives scenario - input'!$F101),\"\")","v":""},{"$f":"IFERROR(IF(OR(Q116=\"\",'Lives scenario - input'!$F101=\"\"),\"\",Q116/'Lives scenario - input'!$F101),\"\")","v":""},{"$f":"IFERROR(IF(OR(R116=\"\",'Lives scenario - input'!$F101=\"\"),\"\",R116/'Lives scenario - input'!$F101),\"\")","v":""},{"$f":"IFERROR(IF(OR(S116=\"\",'Lives scenario - input'!$F101=\"\"),\"\",S116/'Lives scenario - input'!$F101),\"\")","v":""},{"$f":"IFERROR(IF(OR(T116=\"\",'Lives scenario - input'!$F101=\"\"),\"\",T116/'Lives scenario - input'!$F101),\"\")","v":""},{"$f":"IFERROR(IF(OR(U116=\"\",'Lives scenario - input'!$F101=\"\"),\"\",U116/'Lives scenario - input'!$F101),\"\")","v":""},{"$f":"IFERROR(IF(OR(V116=\"\",'Lives scenario - input'!$F101=\"\"),\"\",V116/'Lives scenario - input'!$F101),\"\")","v":""},{"$f":"IFERROR(IF(OR(W116=\"\",'Lives scenario - input'!$F101=\"\"),\"\",W116/'Lives scenario - input'!$F101),\"\")","v":""}]
[{"$f":"IFERROR('Lives scenario - input'!A102,\"\")","v":""},{"$f":"IFERROR('Lives scenario - input'!B102,\"\")","v":""},{"$f":"IFERROR('Lives scenario - input'!C102,\"\")","v":""},{"$f":"IFERROR(repcalc('Lives scenario - input'!$CX102:$GJ102,'Lives scenario - input'!$I102,'Lives scenario - input'!$G102,'Lives scenario - input'!$H102,20,TRUE,TRUE),\"\")","v":""},"","","","","","","","","","","","","","","","","","","",{"$f":"IFERROR(IF(OR(D117=\"\",'Lives scenario - input'!$F102=\"\"),\"\",D117/'Lives scenario - input'!$F102),\"\")","v":""},{"$f":"IFERROR(IF(OR(E117=\"\",'Lives scenario - input'!$F102=\"\"),\"\",E117/'Lives scenario - input'!$F102),\"\")","v":""},{"$f":"IFERROR(IF(OR(F117=\"\",'Lives scenario - input'!$F102=\"\"),\"\",F117/'Lives scenario - input'!$F102),\"\")","v":""},{"$f":"IFERROR(IF(OR(G117=\"\",'Lives scenario - input'!$F102=\"\"),\"\",G117/'Lives scenario - input'!$F102),\"\")","v":""},{"$f":"IFERROR(IF(OR(H117=\"\",'Lives scenario - input'!$F102=\"\"),\"\",H117/'Lives scenario - input'!$F102),\"\")","v":""},{"$f":"IFERROR(IF(OR(I117=\"\",'Lives scenario - input'!$F102=\"\"),\"\",I117/'Lives scenario - input'!$F102),\"\")","v":""},{"$f":"IFERROR(IF(OR(J117=\"\",'Lives scenario - input'!$F102=\"\"),\"\",J117/'Lives scenario - input'!$F102),\"\")","v":""},{"$f":"IFERROR(IF(OR(K117=\"\",'Lives scenario - input'!$F102=\"\"),\"\",K117/'Lives scenario - input'!$F102),\"\")","v":""},{"$f":"IFERROR(IF(OR(L117=\"\",'Lives scenario - input'!$F102=\"\"),\"\",L117/'Lives scenario - input'!$F102),\"\")","v":""},{"$f":"IFERROR(IF(OR(M117=\"\",'Lives scenario - input'!$F102=\"\"),\"\",M117/'Lives scenario - input'!$F102),\"\")","v":""},{"$f":"IFERROR(IF(OR(N117=\"\",'Lives scenario - input'!$F102=\"\"),\"\",N117/'Lives scenario - input'!$F102),\"\")","v":""},{"$f":"IFERROR(IF(OR(O117=\"\",'Lives scenario - input'!$F102=\"\"),\"\",O117/'Lives scenario - input'!$F102),\"\")","v":""},{"$f":"IFERROR(IF(OR(P117=\"\",'Lives scenario - input'!$F102=\"\"),\"\",P117/'Lives scenario - input'!$F102),\"\")","v":""},{"$f":"IFERROR(IF(OR(Q117=\"\",'Lives scenario - input'!$F102=\"\"),\"\",Q117/'Lives scenario - input'!$F102),\"\")","v":""},{"$f":"IFERROR(IF(OR(R117=\"\",'Lives scenario - input'!$F102=\"\"),\"\",R117/'Lives scenario - input'!$F102),\"\")","v":""},{"$f":"IFERROR(IF(OR(S117=\"\",'Lives scenario - input'!$F102=\"\"),\"\",S117/'Lives scenario - input'!$F102),\"\")","v":""},{"$f":"IFERROR(IF(OR(T117=\"\",'Lives scenario - input'!$F102=\"\"),\"\",T117/'Lives scenario - input'!$F102),\"\")","v":""},{"$f":"IFERROR(IF(OR(U117=\"\",'Lives scenario - input'!$F102=\"\"),\"\",U117/'Lives scenario - input'!$F102),\"\")","v":""},{"$f":"IFERROR(IF(OR(V117=\"\",'Lives scenario - input'!$F102=\"\"),\"\",V117/'Lives scenario - input'!$F102),\"\")","v":""},{"$f":"IFERROR(IF(OR(W117=\"\",'Lives scenario - input'!$F102=\"\"),\"\",W117/'Lives scenario - input'!$F102),\"\")","v":""}]
[{"$f":"IFERROR('Lives scenario - input'!A103,\"\")","v":""},{"$f":"IFERROR('Lives scenario - input'!B103,\"\")","v":""},{"$f":"IFERROR('Lives scenario - input'!C103,\"\")","v":""},{"$f":"IFERROR(repcalc('Lives scenario - input'!$CX103:$GJ103,'Lives scenario - input'!$I103,'Lives scenario - input'!$G103,'Lives scenario - input'!$H103,20,TRUE,TRUE),\"\")","v":""},"","","","","","","","","","","","","","","","","","","",{"$f":"IFERROR(IF(OR(D118=\"\",'Lives scenario - input'!$F103=\"\"),\"\",D118/'Lives scenario - input'!$F103),\"\")","v":""},{"$f":"IFERROR(IF(OR(E118=\"\",'Lives scenario - input'!$F103=\"\"),\"\",E118/'Lives scenario - input'!$F103),\"\")","v":""},{"$f":"IFERROR(IF(OR(F118=\"\",'Lives scenario - input'!$F103=\"\"),\"\",F118/'Lives scenario - input'!$F103),\"\")","v":""},{"$f":"IFERROR(IF(OR(G118=\"\",'Lives scenario - input'!$F103=\"\"),\"\",G118/'Lives scenario - input'!$F103),\"\")","v":""},{"$f":"IFERROR(IF(OR(H118=\"\",'Lives scenario - input'!$F103=\"\"),\"\",H118/'Lives scenario - input'!$F103),\"\")","v":""},{"$f":"IFERROR(IF(OR(I118=\"\",'Lives scenario - input'!$F103=\"\"),\"\",I118/'Lives scenario - input'!$F103),\"\")","v":""},{"$f":"IFERROR(IF(OR(J118=\"\",'Lives scenario - input'!$F103=\"\"),\"\",J118/'Lives scenario - input'!$F103),\"\")","v":""},{"$f":"IFERROR(IF(OR(K118=\"\",'Lives scenario - input'!$F103=\"\"),\"\",K118/'Lives scenario - input'!$F103),\"\")","v":""},{"$f":"IFERROR(IF(OR(L118=\"\",'Lives scenario - input'!$F103=\"\"),\"\",L118/'Lives scenario - input'!$F103),\"\")","v":""},{"$f":"IFERROR(IF(OR(M118=\"\",'Lives scenario - input'!$F103=\"\"),\"\",M118/'Lives scenario - input'!$F103),\"\")","v":""},{"$f":"IFERROR(IF(OR(N118=\"\",'Lives scenario - input'!$F103=\"\"),\"\",N118/'Lives scenario - input'!$F103),\"\")","v":""},{"$f":"IFERROR(IF(OR(O118=\"\",'Lives scenario - input'!$F103=\"\"),\"\",O118/'Lives scenario - input'!$F103),\"\")","v":""},{"$f":"IFERROR(IF(OR(P118=\"\",'Lives scenario - input'!$F103=\"\"),\"\",P118/'Lives scenario - input'!$F103),\"\")","v":""},{"$f":"IFERROR(IF(OR(Q118=\"\",'Lives scenario - input'!$F103=\"\"),\"\",Q118/'Lives scenario - input'!$F103),\"\")","v":""},{"$f":"IFERROR(IF(OR(R118=\"\",'Lives scenario - input'!$F103=\"\"),\"\",R118/'Lives scenario - input'!$F103),\"\")","v":""},{"$f":"IFERROR(IF(OR(S118=\"\",'Lives scenario - input'!$F103=\"\"),\"\",S118/'Lives scenario - input'!$F103),\"\")","v":""},{"$f":"IFERROR(IF(OR(T118=\"\",'Lives scenario - input'!$F103=\"\"),\"\",T118/'Lives scenario - input'!$F103),\"\")","v":""},{"$f":"IFERROR(IF(OR(U118=\"\",'Lives scenario - input'!$F103=\"\"),\"\",U118/'Lives scenario - input'!$F103),\"\")","v":""},{"$f":"IFERROR(IF(OR(V118=\"\",'Lives scenario - input'!$F103=\"\"),\"\",V118/'Lives scenario - input'!$F103),\"\")","v":""},{"$f":"IFERROR(IF(OR(W118=\"\",'Lives scenario - input'!$F103=\"\"),\"\",W118/'Lives scenario - input'!$F103),\"\")","v":""}]
[{"$f":"IFERROR('Lives scenario - input'!A104,\"\")","v":""},{"$f":"IFERROR('Lives scenario - input'!B104,\"\")","v":""},{"$f":"IFERROR('Lives scenario - input'!C104,\"\")","v":""},{"$f":"IFERROR(repcalc('Lives scenario - input'!$CX104:$GJ104,'Lives scenario - input'!$I104,'Lives scenario - input'!$G104,'Lives scenario - input'!$H104,20,TRUE,TRUE),\"\")","v":""},"","","","","","","","","","","","","","","","","","","",{"$f":"IFERROR(IF(OR(D119=\"\",'Lives scenario - input'!$F104=\"\"),\"\",D119/'Lives scenario - input'!$F104),\"\")","v":""},{"$f":"IFERROR(IF(OR(E119=\"\",'Lives scenario - input'!$F104=\"\"),\"\",E119/'Lives scenario - input'!$F104),\"\")","v":""},{"$f":"IFERROR(IF(OR(F119=\"\",'Lives scenario - input'!$F104=\"\"),\"\",F119/'Lives scenario - input'!$F104),\"\")","v":""},{"$f":"IFERROR(IF(OR(G119=\"\",'Lives scenario - input'!$F104=\"\"),\"\",G119/'Lives scenario - input'!$F104),\"\")","v":""},{"$f":"IFERROR(IF(OR(H119=\"\",'Lives scenario - input'!$F104=\"\"),\"\",H119/'Lives scenario - input'!$F104),\"\")","v":""},{"$f":"IFERROR(IF(OR(I119=\"\",'Lives scenario - input'!$F104=\"\"),\"\",I119/'Lives scenario - input'!$F104),\"\")","v":""},{"$f":"IFERROR(IF(OR(J119=\"\",'Lives scenario - input'!$F104=\"\"),\"\",J119/'Lives scenario - input'!$F104),\"\")","v":""},{"$f":"IFERROR(IF(OR(K119=\"\",'Lives scenario - input'!$F104=\"\"),\"\",K119/'Lives scenario - input'!$F104),\"\")","v":""},{"$f":"IFERROR(IF(OR(L119=\"\",'Lives scenario - input'!$F104=\"\"),\"\",L119/'Lives scenario - input'!$F104),\"\")","v":""},{"$f":"IFERROR(IF(OR(M119=\"\",'Lives scenario - input'!$F104=\"\"),\"\",M119/'Lives scenario - input'!$F104),\"\")","v":""},{"$f":"IFERROR(IF(OR(N119=\"\",'Lives scenario - input'!$F104=\"\"),\"\",N119/'Lives scenario - input'!$F104),\"\")","v":""},{"$f":"IFERROR(IF(OR(O119=\"\",'Lives scenario - input'!$F104=\"\"),\"\",O119/'Lives scenario - input'!$F104),\"\")","v":""},{"$f":"IFERROR(IF(OR(P119=\"\",'Lives scenario - input'!$F104=\"\"),\"\",P119/'Lives scenario - input'!$F104),\"\")","v":""},{"$f":"IFERROR(IF(OR(Q119=\"\",'Lives scenario - input'!$F104=\"\"),\"\",Q119/'Lives scenario - input'!$F104),\"\")","v":""},{"$f":"IFERROR(IF(OR(R119=\"\",'Lives scenario - input'!$F104=\"\"),\"\",R119/'Lives scenario - input'!$F104),\"\")","v":""},{"$f":"IFERROR(IF(OR(S119=\"\",'Lives scenario - input'!$F104=\"\"),\"\",S119/'Lives scenario - input'!$F104),\"\")","v":""},{"$f":"IFERROR(IF(OR(T119=\"\",'Lives scenario - input'!$F104=\"\"),\"\",T119/'Lives scenario - input'!$F104),\"\")","v":""},{"$f":"IFERROR(IF(OR(U119=\"\",'Lives scenario - input'!$F104=\"\"),\"\",U119/'Lives scenario - input'!$F104),\"\")","v":""},{"$f":"IFERROR(IF(OR(V119=\"\",'Lives scenario - input'!$F104=\"\"),\"\",V119/'Lives scenario - input'!$F104),\"\")","v":""},{"$f":"IFERROR(IF(OR(W119=\"\",'Lives scenario - input'!$F104=\"\"),\"\",W119/'Lives scenario - input'!$F104),\"\")","v":""}]
[{"$f":"IFERROR('Lives scenario - input'!A105,\"\")","v":""},{"$f":"IFERROR('Lives scenario - input'!B105,\"\")","v":""},{"$f":"IFERROR('Lives scenario - input'!C105,\"\")","v":""},{"$f":"IFERROR(repcalc('Lives scenario - input'!$CX105:$GJ105,'Lives scenario - input'!$I105,'Lives scenario - input'!$G105,'Lives scenario - input'!$H105,20,TRUE,TRUE),\"\")","v":""},"","","","","","","","","","","","","","","","","","","",{"$f":"IFERROR(IF(OR(D120=\"\",'Lives scenario - input'!$F105=\"\"),\"\",D120/'Lives scenario - input'!$F105),\"\")","v":""},{"$f":"IFERROR(IF(OR(E120=\"\",'Lives scenario - input'!$F105=\"\"),\"\",E120/'Lives scenario - input'!$F105),\"\")","v":""},{"$f":"IFERROR(IF(OR(F120=\"\",'Lives scenario - input'!$F105=\"\"),\"\",F120/'Lives scenario - input'!$F105),\"\")","v":""},{"$f":"IFERROR(IF(OR(G120=\"\",'Lives scenario - input'!$F105=\"\"),\"\",G120/'Lives scenario - input'!$F105),\"\")","v":""},{"$f":"IFERROR(IF(OR(H120=\"\",'Lives scenario - input'!$F105=\"\"),\"\",H120/'Lives scenario - input'!$F105),\"\")","v":""},{"$f":"IFERROR(IF(OR(I120=\"\",'Lives scenario - input'!$F105=\"\"),\"\",I120/'Lives scenario - input'!$F105),\"\")","v":""},{"$f":"IFERROR(IF(OR(J120=\"\",'Lives scenario - input'!$F105=\"\"),\"\",J120/'Lives scenario - input'!$F105),\"\")","v":""},{"$f":"IFERROR(IF(OR(K120=\"\",'Lives scenario - input'!$F105=\"\"),\"\",K120/'Lives scenario - input'!$F105),\"\")","v":""},{"$f":"IFERROR(IF(OR(L120=\"\",'Lives scenario - input'!$F105=\"\"),\"\",L120/'Lives scenario - input'!$F105),\"\")","v":""},{"$f":"IFERROR(IF(OR(M120=\"\",'Lives scenario - input'!$F105=\"\"),\"\",M120/'Lives scenario - input'!$F105),\"\")","v":""},{"$f":"IFERROR(IF(OR(N120=\"\",'Lives scenario - input'!$F105=\"\"),\"\",N120/'Lives scenario - input'!$F105),\"\")","v":""},{"$f":"IFERROR(IF(OR(O120=\"\",'Lives scenario - input'!$F105=\"\"),\"\",O120/'Lives scenario - input'!$F105),\"\")","v":""},{"$f":"IFERROR(IF(OR(P120=\"\",'Lives scenario - input'!$F105=\"\"),\"\",P120/'Lives scenario - input'!$F105),\"\")","v":""},{"$f":"IFERROR(IF(OR(Q120=\"\",'Lives scenario - input'!$F105=\"\"),\"\",Q120/'Lives scenario - input'!$F105),\"\")","v":""},{"$f":"IFERROR(IF(OR(R120=\"\",'Lives scenario - input'!$F105=\"\"),\"\",R120/'Lives scenario - input'!$F105),\"\")","v":""},{"$f":"IFERROR(IF(OR(S120=\"\",'Lives scenario - input'!$F105=\"\"),\"\",S120/'Lives scenario - input'!$F105),\"\")","v":""},{"$f":"IFERROR(IF(OR(T120=\"\",'Lives scenario - input'!$F105=\"\"),\"\",T120/'Lives scenario - input'!$F105),\"\")","v":""},{"$f":"IFERROR(IF(OR(U120=\"\",'Lives scenario - input'!$F105=\"\"),\"\",U120/'Lives scenario - input'!$F105),\"\")","v":""},{"$f":"IFERROR(IF(OR(V120=\"\",'Lives scenario - input'!$F105=\"\"),\"\",V120/'Lives scenario - input'!$F105),\"\")","v":""},{"$f":"IFERROR(IF(OR(W120=\"\",'Lives scenario - input'!$F105=\"\"),\"\",W120/'Lives scenario - input'!$F105),\"\")","v":""}]
[{"$f":"IFERROR('Lives scenario - input'!A106,\"\")","v":""},{"$f":"IFERROR('Lives scenario - input'!B106,\"\")","v":""},{"$f":"IFERROR('Lives scenario - input'!C106,\"\")","v":""},{"$f":"IFERROR(repcalc('Lives scenario - input'!$CX106:$GJ106,'Lives scenario - input'!$I106,'Lives scenario - input'!$G106,'Lives scenario - input'!$H106,20,TRUE,TRUE),\"\")","v":""},"","","","","","","","","","","","","","","","","","","",{"$f":"IFERROR(IF(OR(D121=\"\",'Lives scenario - input'!$F106=\"\"),\"\",D121/'Lives scenario - input'!$F106),\"\")","v":""},{"$f":"IFERROR(IF(OR(E121=\"\",'Lives scenario - input'!$F106=\"\"),\"\",E121/'Lives scenario - input'!$F106),\"\")","v":""},{"$f":"IFERROR(IF(OR(F121=\"\",'Lives scenario - input'!$F106=\"\"),\"\",F121/'Lives scenario - input'!$F106),\"\")","v":""},{"$f":"IFERROR(IF(OR(G121=\"\",'Lives scenario - input'!$F106=\"\"),\"\",G121/'Lives scenario - input'!$F106),\"\")","v":""},{"$f":"IFERROR(IF(OR(H121=\"\",'Lives scenario - input'!$F106=\"\"),\"\",H121/'Lives scenario - input'!$F106),\"\")","v":""},{"$f":"IFERROR(IF(OR(I121=\"\",'Lives scenario - input'!$F106=\"\"),\"\",I121/'Lives scenario - input'!$F106),\"\")","v":""},{"$f":"IFERROR(IF(OR(J121=\"\",'Lives scenario - input'!$F106=\"\"),\"\",J121/'Lives scenario - input'!$F106),\"\")","v":""},{"$f":"IFERROR(IF(OR(K121=\"\",'Lives scenario - input'!$F106=\"\"),\"\",K121/'Lives scenario - input'!$F106),\"\")","v":""},{"$f":"IFERROR(IF(OR(L121=\"\",'Lives scenario - input'!$F106=\"\"),\"\",L121/'Lives scenario - input'!$F106),\"\")","v":""},{"$f":"IFERROR(IF(OR(M121=\"\",'Lives scenario - input'!$F106=\"\"),\"\",M121/'Lives scenario - input'!$F106),\"\")","v":""},{"$f":"IFERROR(IF(OR(N121=\"\",'Lives scenario - input'!$F106=\"\"),\"\",N121/'Lives scenario - input'!$F106),\"\")","v":""},{"$f":"IFERROR(IF(OR(O121=\"\",'Lives scenario - input'!$F106=\"\"),\"\",O121/'Lives scenario - input'!$F106),\"\")","v":""},{"$f":"IFERROR(IF(OR(P121=\"\",'Lives scenario - input'!$F106=\"\"),\"\",P121/'Lives scenario - input'!$F106),\"\")","v":""},{"$f":"IFERROR(IF(OR(Q121=\"\",'Lives scenario - input'!$F106=\"\"),\"\",Q121/'Lives scenario - input'!$F106),\"\")","v":""},{"$f":"IFERROR(IF(OR(R121=\"\",'Lives scenario - input'!$F106=\"\"),\"\",R121/'Lives scenario - input'!$F106),\"\")","v":""},{"$f":"IFERROR(IF(OR(S121=\"\",'Lives scenario - input'!$F106=\"\"),\"\",S121/'Lives scenario - input'!$F106),\"\")","v":""},{"$f":"IFERROR(IF(OR(T121=\"\",'Lives scenario - input'!$F106=\"\"),\"\",T121/'Lives scenario - input'!$F106),\"\")","v":""},{"$f":"IFERROR(IF(OR(U121=\"\",'Lives scenario - input'!$F106=\"\"),\"\",U121/'Lives scenario - input'!$F106),\"\")","v":""},{"$f":"IFERROR(IF(OR(V121=\"\",'Lives scenario - input'!$F106=\"\"),\"\",V121/'Lives scenario - input'!$F106),\"\")","v":""},{"$f":"IFERROR(IF(OR(W121=\"\",'Lives scenario - input'!$F106=\"\"),\"\",W121/'Lives scenario - input'!$F106),\"\")","v":""}]
[{"$f":"IFERROR('Lives scenario - input'!A107,\"\")","v":""},{"$f":"IFERROR('Lives scenario - input'!B107,\"\")","v":""},{"$f":"IFERROR('Lives scenario - input'!C107,\"\")","v":""},{"$f":"IFERROR(repcalc('Lives scenario - input'!$CX107:$GJ107,'Lives scenario - input'!$I107,'Lives scenario - input'!$G107,'Lives scenario - input'!$H107,20,TRUE,TRUE),\"\")","v":""},"","","","","","","","","","","","","","","","","","","",{"$f":"IFERROR(IF(OR(D122=\"\",'Lives scenario - input'!$F107=\"\"),\"\",D122/'Lives scenario - input'!$F107),\"\")","v":""},{"$f":"IFERROR(IF(OR(E122=\"\",'Lives scenario - input'!$F107=\"\"),\"\",E122/'Lives scenario - input'!$F107),\"\")","v":""},{"$f":"IFERROR(IF(OR(F122=\"\",'Lives scenario - input'!$F107=\"\"),\"\",F122/'Lives scenario - input'!$F107),\"\")","v":""},{"$f":"IFERROR(IF(OR(G122=\"\",'Lives scenario - input'!$F107=\"\"),\"\",G122/'Lives scenario - input'!$F107),\"\")","v":""},{"$f":"IFERROR(IF(OR(H122=\"\",'Lives scenario - input'!$F107=\"\"),\"\",H122/'Lives scenario - input'!$F107),\"\")","v":""},{"$f":"IFERROR(IF(OR(I122=\"\",'Lives scenario - input'!$F107=\"\"),\"\",I122/'Lives scenario - input'!$F107),\"\")","v":""},{"$f":"IFERROR(IF(OR(J122=\"\",'Lives scenario - input'!$F107=\"\"),\"\",J122/'Lives scenario - input'!$F107),\"\")","v":""},{"$f":"IFERROR(IF(OR(K122=\"\",'Lives scenario - input'!$F107=\"\"),\"\",K122/'Lives scenario - input'!$F107),\"\")","v":""},{"$f":"IFERROR(IF(OR(L122=\"\",'Lives scenario - input'!$F107=\"\"),\"\",L122/'Lives scenario - input'!$F107),\"\")","v":""},{"$f":"IFERROR(IF(OR(M122=\"\",'Lives scenario - input'!$F107=\"\"),\"\",M122/'Lives scenario - input'!$F107),\"\")","v":""},{"$f":"IFERROR(IF(OR(N122=\"\",'Lives scenario - input'!$F107=\"\"),\"\",N122/'Lives scenario - input'!$F107),\"\")","v":""},{"$f":"IFERROR(IF(OR(O122=\"\",'Lives scenario - input'!$F107=\"\"),\"\",O122/'Lives scenario - input'!$F107),\"\")","v":""},{"$f":"IFERROR(IF(OR(P122=\"\",'Lives scenario - input'!$F107=\"\"),\"\",P122/'Lives scenario - input'!$F107),\"\")","v":""},{"$f":"IFERROR(IF(OR(Q122=\"\",'Lives scenario - input'!$F107=\"\"),\"\",Q122/'Lives scenario - input'!$F107),\"\")","v":""},{"$f":"IFERROR(IF(OR(R122=\"\",'Lives scenario - input'!$F107=\"\"),\"\",R122/'Lives scenario - input'!$F107),\"\")","v":""},{"$f":"IFERROR(IF(OR(S122=\"\",'Lives scenario - input'!$F107=\"\"),\"\",S122/'Lives scenario - input'!$F107),\"\")","v":""},{"$f":"IFERROR(IF(OR(T122=\"\",'Lives scenario - input'!$F107=\"\"),\"\",T122/'Lives scenario - input'!$F107),\"\")","v":""},{"$f":"IFERROR(IF(OR(U122=\"\",'Lives scenario - input'!$F107=\"\"),\"\",U122/'Lives scenario - input'!$F107),\"\")","v":""},{"$f":"IFERROR(IF(OR(V122=\"\",'Lives scenario - input'!$F107=\"\"),\"\",V122/'Lives scenario - input'!$F107),\"\")","v":""},{"$f":"IFERROR(IF(OR(W122=\"\",'Lives scenario - input'!$F107=\"\"),\"\",W122/'Lives scenario - input'!$F107),\"\")","v":""}]
[{"$f":"IFERROR('Lives scenario - input'!A108,\"\")","v":""},{"$f":"IFERROR('Lives scenario - input'!B108,\"\")","v":""},{"$f":"IFERROR('Lives scenario - input'!C108,\"\")","v":""},{"$f":"IFERROR(repcalc('Lives scenario - input'!$CX108:$GJ108,'Lives scenario - input'!$I108,'Lives scenario - input'!$G108,'Lives scenario - input'!$H108,20,TRUE,TRUE),\"\")","v":""},"","","","","","","","","","","","","","","","","","","",{"$f":"IFERROR(IF(OR(D123=\"\",'Lives scenario - input'!$F108=\"\"),\"\",D123/'Lives scenario - input'!$F108),\"\")","v":""},{"$f":"IFERROR(IF(OR(E123=\"\",'Lives scenario - input'!$F108=\"\"),\"\",E123/'Lives scenario - input'!$F108),\"\")","v":""},{"$f":"IFERROR(IF(OR(F123=\"\",'Lives scenario - input'!$F108=\"\"),\"\",F123/'Lives scenario - input'!$F108),\"\")","v":""},{"$f":"IFERROR(IF(OR(G123=\"\",'Lives scenario - input'!$F108=\"\"),\"\",G123/'Lives scenario - input'!$F108),\"\")","v":""},{"$f":"IFERROR(IF(OR(H123=\"\",'Lives scenario - input'!$F108=\"\"),\"\",H123/'Lives scenario - input'!$F108),\"\")","v":""},{"$f":"IFERROR(IF(OR(I123=\"\",'Lives scenario - input'!$F108=\"\"),\"\",I123/'Lives scenario - input'!$F108),\"\")","v":""},{"$f":"IFERROR(IF(OR(J123=\"\",'Lives scenario - input'!$F108=\"\"),\"\",J123/'Lives scenario - input'!$F108),\"\")","v":""},{"$f":"IFERROR(IF(OR(K123=\"\",'Lives scenario - input'!$F108=\"\"),\"\",K123/'Lives scenario - input'!$F108),\"\")","v":""},{"$f":"IFERROR(IF(OR(L123=\"\",'Lives scenario - input'!$F108=\"\"),\"\",L123/'Lives scenario - input'!$F108),\"\")","v":""},{"$f":"IFERROR(IF(OR(M123=\"\",'Lives scenario - input'!$F108=\"\"),\"\",M123/'Lives scenario - input'!$F108),\"\")","v":""},{"$f":"IFERROR(IF(OR(N123=\"\",'Lives scenario - input'!$F108=\"\"),\"\",N123/'Lives scenario - input'!$F108),\"\")","v":""},{"$f":"IFERROR(IF(OR(O123=\"\",'Lives scenario - input'!$F108=\"\"),\"\",O123/'Lives scenario - input'!$F108),\"\")","v":""},{"$f":"IFERROR(IF(OR(P123=\"\",'Lives scenario - input'!$F108=\"\"),\"\",P123/'Lives scenario - input'!$F108),\"\")","v":""},{"$f":"IFERROR(IF(OR(Q123=\"\",'Lives scenario - input'!$F108=\"\"),\"\",Q123/'Lives scenario - input'!$F108),\"\")","v":""},{"$f":"IFERROR(IF(OR(R123=\"\",'Lives scenario - input'!$F108=\"\"),\"\",R123/'Lives scenario - input'!$F108),\"\")","v":""},{"$f":"IFERROR(IF(OR(S123=\"\",'Lives scenario - input'!$F108=\"\"),\"\",S123/'Lives scenario - input'!$F108),\"\")","v":""},{"$f":"IFERROR(IF(OR(T123=\"\",'Lives scenario - input'!$F108=\"\"),\"\",T123/'Lives scenario - input'!$F108),\"\")","v":""},{"$f":"IFERROR(IF(OR(U123=\"\",'Lives scenario - input'!$F108=\"\"),\"\",U123/'Lives scenario - input'!$F108),\"\")","v":""},{"$f":"IFERROR(IF(OR(V123=\"\",'Lives scenario - input'!$F108=\"\"),\"\",V123/'Lives scenario - input'!$F108),\"\")","v":""},{"$f":"IFERROR(IF(OR(W123=\"\",'Lives scenario - input'!$F108=\"\"),\"\",W123/'Lives scenario - input'!$F108),\"\")","v":""}]
[{"$f":"IFERROR('Lives scenario - input'!A109,\"\")","v":""},{"$f":"IFERROR('Lives scenario - input'!B109,\"\")","v":""},{"$f":"IFERROR('Lives scenario - input'!C109,\"\")","v":""},{"$f":"IFERROR(repcalc('Lives scenario - input'!$CX109:$GJ109,'Lives scenario - input'!$I109,'Lives scenario - input'!$G109,'Lives scenario - input'!$H109,20,TRUE,TRUE),\"\")","v":""},"","","","","","","","","","","","","","","","","","","",{"$f":"IFERROR(IF(OR(D124=\"\",'Lives scenario - input'!$F109=\"\"),\"\",D124/'Lives scenario - input'!$F109),\"\")","v":""},{"$f":"IFERROR(IF(OR(E124=\"\",'Lives scenario - input'!$F109=\"\"),\"\",E124/'Lives scenario - input'!$F109),\"\")","v":""},{"$f":"IFERROR(IF(OR(F124=\"\",'Lives scenario - input'!$F109=\"\"),\"\",F124/'Lives scenario - input'!$F109),\"\")","v":""},{"$f":"IFERROR(IF(OR(G124=\"\",'Lives scenario - input'!$F109=\"\"),\"\",G124/'Lives scenario - input'!$F109),\"\")","v":""},{"$f":"IFERROR(IF(OR(H124=\"\",'Lives scenario - input'!$F109=\"\"),\"\",H124/'Lives scenario - input'!$F109),\"\")","v":""},{"$f":"IFERROR(IF(OR(I124=\"\",'Lives scenario - input'!$F109=\"\"),\"\",I124/'Lives scenario - input'!$F109),\"\")","v":""},{"$f":"IFERROR(IF(OR(J124=\"\",'Lives scenario - input'!$F109=\"\"),\"\",J124/'Lives scenario - input'!$F109),\"\")","v":""},{"$f":"IFERROR(IF(OR(K124=\"\",'Lives scenario - input'!$F109=\"\"),\"\",K124/'Lives scenario - input'!$F109),\"\")","v":""},{"$f":"IFERROR(IF(OR(L124=\"\",'Lives scenario - input'!$F109=\"\"),\"\",L124/'Lives scenario - input'!$F109),\"\")","v":""},{"$f":"IFERROR(IF(OR(M124=\"\",'Lives scenario - input'!$F109=\"\"),\"\",M124/'Lives scenario - input'!$F109),\"\")","v":""},{"$f":"IFERROR(IF(OR(N124=\"\",'Lives scenario - input'!$F109=\"\"),\"\",N124/'Lives scenario - input'!$F109),\"\")","v":""},{"$f":"IFERROR(IF(OR(O124=\"\",'Lives scenario - input'!$F109=\"\"),\"\",O124/'Lives scenario - input'!$F109),\"\")","v":""},{"$f":"IFERROR(IF(OR(P124=\"\",'Lives scenario - input'!$F109=\"\"),\"\",P124/'Lives scenario - input'!$F109),\"\")","v":""},{"$f":"IFERROR(IF(OR(Q124=\"\",'Lives scenario - input'!$F109=\"\"),\"\",Q124/'Lives scenario - input'!$F109),\"\")","v":""},{"$f":"IFERROR(IF(OR(R124=\"\",'Lives scenario - input'!$F109=\"\"),\"\",R124/'Lives scenario - input'!$F109),\"\")","v":""},{"$f":"IFERROR(IF(OR(S124=\"\",'Lives scenario - input'!$F109=\"\"),\"\",S124/'Lives scenario - input'!$F109),\"\")","v":""},{"$f":"IFERROR(IF(OR(T124=\"\",'Lives scenario - input'!$F109=\"\"),\"\",T124/'Lives scenario - input'!$F109),\"\")","v":""},{"$f":"IFERROR(IF(OR(U124=\"\",'Lives scenario - input'!$F109=\"\"),\"\",U124/'Lives scenario - input'!$F109),\"\")","v":""},{"$f":"IFERROR(IF(OR(V124=\"\",'Lives scenario - input'!$F109=\"\"),\"\",V124/'Lives scenario - input'!$F109),\"\")","v":""},{"$f":"IFERROR(IF(OR(W124=\"\",'Lives scenario - input'!$F109=\"\"),\"\",W124/'Lives scenario - input'!$F109),\"\")","v":""}]
[{"$f":"IFERROR('Lives scenario - input'!A110,\"\")","v":""},{"$f":"IFERROR('Lives scenario - input'!B110,\"\")","v":""},{"$f":"IFERROR('Lives scenario - input'!C110,\"\")","v":""},{"$f":"IFERROR(repcalc('Lives scenario - input'!$CX110:$GJ110,'Lives scenario - input'!$I110,'Lives scenario - input'!$G110,'Lives scenario - input'!$H110,20,TRUE,TRUE),\"\")","v":""},"","","","","","","","","","","","","","","","","","","",{"$f":"IFERROR(IF(OR(D125=\"\",'Lives scenario - input'!$F110=\"\"),\"\",D125/'Lives scenario - input'!$F110),\"\")","v":""},{"$f":"IFERROR(IF(OR(E125=\"\",'Lives scenario - input'!$F110=\"\"),\"\",E125/'Lives scenario - input'!$F110),\"\")","v":""},{"$f":"IFERROR(IF(OR(F125=\"\",'Lives scenario - input'!$F110=\"\"),\"\",F125/'Lives scenario - input'!$F110),\"\")","v":""},{"$f":"IFERROR(IF(OR(G125=\"\",'Lives scenario - input'!$F110=\"\"),\"\",G125/'Lives scenario - input'!$F110),\"\")","v":""},{"$f":"IFERROR(IF(OR(H125=\"\",'Lives scenario - input'!$F110=\"\"),\"\",H125/'Lives scenario - input'!$F110),\"\")","v":""},{"$f":"IFERROR(IF(OR(I125=\"\",'Lives scenario - input'!$F110=\"\"),\"\",I125/'Lives scenario - input'!$F110),\"\")","v":""},{"$f":"IFERROR(IF(OR(J125=\"\",'Lives scenario - input'!$F110=\"\"),\"\",J125/'Lives scenario - input'!$F110),\"\")","v":""},{"$f":"IFERROR(IF(OR(K125=\"\",'Lives scenario - input'!$F110=\"\"),\"\",K125/'Lives scenario - input'!$F110),\"\")","v":""},{"$f":"IFERROR(IF(OR(L125=\"\",'Lives scenario - input'!$F110=\"\"),\"\",L125/'Lives scenario - input'!$F110),\"\")","v":""},{"$f":"IFERROR(IF(OR(M125=\"\",'Lives scenario - input'!$F110=\"\"),\"\",M125/'Lives scenario - input'!$F110),\"\")","v":""},{"$f":"IFERROR(IF(OR(N125=\"\",'Lives scenario - input'!$F110=\"\"),\"\",N125/'Lives scenario - input'!$F110),\"\")","v":""},{"$f":"IFERROR(IF(OR(O125=\"\",'Lives scenario - input'!$F110=\"\"),\"\",O125/'Lives scenario - input'!$F110),\"\")","v":""},{"$f":"IFERROR(IF(OR(P125=\"\",'Lives scenario - input'!$F110=\"\"),\"\",P125/'Lives scenario - input'!$F110),\"\")","v":""},{"$f":"IFERROR(IF(OR(Q125=\"\",'Lives scenario - input'!$F110=\"\"),\"\",Q125/'Lives scenario - input'!$F110),\"\")","v":""},{"$f":"IFERROR(IF(OR(R125=\"\",'Lives scenario - input'!$F110=\"\"),\"\",R125/'Lives scenario - input'!$F110),\"\")","v":""},{"$f":"IFERROR(IF(OR(S125=\"\",'Lives scenario - input'!$F110=\"\"),\"\",S125/'Lives scenario - input'!$F110),\"\")","v":""},{"$f":"IFERROR(IF(OR(T125=\"\",'Lives scenario - input'!$F110=\"\"),\"\",T125/'Lives scenario - input'!$F110),\"\")","v":""},{"$f":"IFERROR(IF(OR(U125=\"\",'Lives scenario - input'!$F110=\"\"),\"\",U125/'Lives scenario - input'!$F110),\"\")","v":""},{"$f":"IFERROR(IF(OR(V125=\"\",'Lives scenario - input'!$F110=\"\"),\"\",V125/'Lives scenario - input'!$F110),\"\")","v":""},{"$f":"IFERROR(IF(OR(W125=\"\",'Lives scenario - input'!$F110=\"\"),\"\",W125/'Lives scenario - input'!$F110),\"\")","v":""}]
[{"$f":"IFERROR('Lives scenario - input'!A111,\"\")","v":""},{"$f":"IFERROR('Lives scenario - input'!B111,\"\")","v":""},{"$f":"IFERROR('Lives scenario - input'!C111,\"\")","v":""},{"$f":"IFERROR(repcalc('Lives scenario - input'!$CX111:$GJ111,'Lives scenario - input'!$I111,'Lives scenario - input'!$G111,'Lives scenario - input'!$H111,20,TRUE,TRUE),\"\")","v":""},"","","","","","","","","","","","","","","","","","","",{"$f":"IFERROR(IF(OR(D126=\"\",'Lives scenario - input'!$F111=\"\"),\"\",D126/'Lives scenario - input'!$F111),\"\")","v":""},{"$f":"IFERROR(IF(OR(E126=\"\",'Lives scenario - input'!$F111=\"\"),\"\",E126/'Lives scenario - input'!$F111),\"\")","v":""},{"$f":"IFERROR(IF(OR(F126=\"\",'Lives scenario - input'!$F111=\"\"),\"\",F126/'Lives scenario - input'!$F111),\"\")","v":""},{"$f":"IFERROR(IF(OR(G126=\"\",'Lives scenario - input'!$F111=\"\"),\"\",G126/'Lives scenario - input'!$F111),\"\")","v":""},{"$f":"IFERROR(IF(OR(H126=\"\",'Lives scenario - input'!$F111=\"\"),\"\",H126/'Lives scenario - input'!$F111),\"\")","v":""},{"$f":"IFERROR(IF(OR(I126=\"\",'Lives scenario - input'!$F111=\"\"),\"\",I126/'Lives scenario - input'!$F111),\"\")","v":""},{"$f":"IFERROR(IF(OR(J126=\"\",'Lives scenario - input'!$F111=\"\"),\"\",J126/'Lives scenario - input'!$F111),\"\")","v":""},{"$f":"IFERROR(IF(OR(K126=\"\",'Lives scenario - input'!$F111=\"\"),\"\",K126/'Lives scenario - input'!$F111),\"\")","v":""},{"$f":"IFERROR(IF(OR(L126=\"\",'Lives scenario - input'!$F111=\"\"),\"\",L126/'Lives scenario - input'!$F111),\"\")","v":""},{"$f":"IFERROR(IF(OR(M126=\"\",'Lives scenario - input'!$F111=\"\"),\"\",M126/'Lives scenario - input'!$F111),\"\")","v":""},{"$f":"IFERROR(IF(OR(N126=\"\",'Lives scenario - input'!$F111=\"\"),\"\",N126/'Lives scenario - input'!$F111),\"\")","v":""},{"$f":"IFERROR(IF(OR(O126=\"\",'Lives scenario - input'!$F111=\"\"),\"\",O126/'Lives scenario - input'!$F111),\"\")","v":""},{"$f":"IFERROR(IF(OR(P126=\"\",'Lives scenario - input'!$F111=\"\"),\"\",P126/'Lives scenario - input'!$F111),\"\")","v":""},{"$f":"IFERROR(IF(OR(Q126=\"\",'Lives scenario - input'!$F111=\"\"),\"\",Q126/'Lives scenario - input'!$F111),\"\")","v":""},{"$f":"IFERROR(IF(OR(R126=\"\",'Lives scenario - input'!$F111=\"\"),\"\",R126/'Lives scenario - input'!$F111),\"\")","v":""},{"$f":"IFERROR(IF(OR(S126=\"\",'Lives scenario - input'!$F111=\"\"),\"\",S126/'Lives scenario - input'!$F111),\"\")","v":""},{"$f":"IFERROR(IF(OR(T126=\"\",'Lives scenario - input'!$F111=\"\"),\"\",T126/'Lives scenario - input'!$F111),\"\")","v":""},{"$f":"IFERROR(IF(OR(U126=\"\",'Lives scenario - input'!$F111=\"\"),\"\",U126/'Lives scenario - input'!$F111),\"\")","v":""},{"$f":"IFERROR(IF(OR(V126=\"\",'Lives scenario - input'!$F111=\"\"),\"\",V126/'Lives scenario - input'!$F111),\"\")","v":""},{"$f":"IFERROR(IF(OR(W126=\"\",'Lives scenario - input'!$F111=\"\"),\"\",W126/'Lives scenario - input'!$F111),\"\")","v":""}]
[{"$f":"IFERROR('Lives scenario - input'!A112,\"\")","v":""},{"$f":"IFERROR('Lives scenario - input'!B112,\"\")","v":""},{"$f":"IFERROR('Lives scenario - input'!C112,\"\")","v":""},{"$f":"IFERROR(repcalc('Lives scenario - input'!$CX112:$GJ112,'Lives scenario - input'!$I112,'Lives scenario - input'!$G112,'Lives scenario - input'!$H112,20,TRUE,TRUE),\"\")","v":""},"","","","","","","","","","","","","","","","","","","",{"$f":"IFERROR(IF(OR(D127=\"\",'Lives scenario - input'!$F112=\"\"),\"\",D127/'Lives scenario - input'!$F112),\"\")","v":""},{"$f":"IFERROR(IF(OR(E127=\"\",'Lives scenario - input'!$F112=\"\"),\"\",E127/'Lives scenario - input'!$F112),\"\")","v":""},{"$f":"IFERROR(IF(OR(F127=\"\",'Lives scenario - input'!$F112=\"\"),\"\",F127/'Lives scenario - input'!$F112),\"\")","v":""},{"$f":"IFERROR(IF(OR(G127=\"\",'Lives scenario - input'!$F112=\"\"),\"\",G127/'Lives scenario - input'!$F112),\"\")","v":""},{"$f":"IFERROR(IF(OR(H127=\"\",'Lives scenario - input'!$F112=\"\"),\"\",H127/'Lives scenario - input'!$F112),\"\")","v":""},{"$f":"IFERROR(IF(OR(I127=\"\",'Lives scenario - input'!$F112=\"\"),\"\",I127/'Lives scenario - input'!$F112),\"\")","v":""},{"$f":"IFERROR(IF(OR(J127=\"\",'Lives scenario - input'!$F112=\"\"),\"\",J127/'Lives scenario - input'!$F112),\"\")","v":""},{"$f":"IFERROR(IF(OR(K127=\"\",'Lives scenario - input'!$F112=\"\"),\"\",K127/'Lives scenario - input'!$F112),\"\")","v":""},{"$f":"IFERROR(IF(OR(L127=\"\",'Lives scenario - input'!$F112=\"\"),\"\",L127/'Lives scenario - input'!$F112),\"\")","v":""},{"$f":"IFERROR(IF(OR(M127=\"\",'Lives scenario - input'!$F112=\"\"),\"\",M127/'Lives scenario - input'!$F112),\"\")","v":""},{"$f":"IFERROR(IF(OR(N127=\"\",'Lives scenario - input'!$F112=\"\"),\"\",N127/'Lives scenario - input'!$F112),\"\")","v":""},{"$f":"IFERROR(IF(OR(O127=\"\",'Lives scenario - input'!$F112=\"\"),\"\",O127/'Lives scenario - input'!$F112),\"\")","v":""},{"$f":"IFERROR(IF(OR(P127=\"\",'Lives scenario - input'!$F112=\"\"),\"\",P127/'Lives scenario - input'!$F112),\"\")","v":""},{"$f":"IFERROR(IF(OR(Q127=\"\",'Lives scenario - input'!$F112=\"\"),\"\",Q127/'Lives scenario - input'!$F112),\"\")","v":""},{"$f":"IFERROR(IF(OR(R127=\"\",'Lives scenario - input'!$F112=\"\"),\"\",R127/'Lives scenario - input'!$F112),\"\")","v":""},{"$f":"IFERROR(IF(OR(S127=\"\",'Lives scenario - input'!$F112=\"\"),\"\",S127/'Lives scenario - input'!$F112),\"\")","v":""},{"$f":"IFERROR(IF(OR(T127=\"\",'Lives scenario - input'!$F112=\"\"),\"\",T127/'Lives scenario - input'!$F112),\"\")","v":""},{"$f":"IFERROR(IF(OR(U127=\"\",'Lives scenario - input'!$F112=\"\"),\"\",U127/'Lives scenario - input'!$F112),\"\")","v":""},{"$f":"IFERROR(IF(OR(V127=\"\",'Lives scenario - input'!$F112=\"\"),\"\",V127/'Lives scenario - input'!$F112),\"\")","v":""},{"$f":"IFERROR(IF(OR(W127=\"\",'Lives scenario - input'!$F112=\"\"),\"\",W127/'Lives scenario - input'!$F112),\"\")","v":""}]
[{"$f":"IFERROR('Lives scenario - input'!A113,\"\")","v":""},{"$f":"IFERROR('Lives scenario - input'!B113,\"\")","v":""},{"$f":"IFERROR('Lives scenario - input'!C113,\"\")","v":""},{"$f":"IFERROR(repcalc('Lives scenario - input'!$CX113:$GJ113,'Lives scenario - input'!$I113,'Lives scenario - input'!$G113,'Lives scenario - input'!$H113,20,TRUE,TRUE),\"\")","v":""},"","","","","","","","","","","","","","","","","","","",{"$f":"IFERROR(IF(OR(D128=\"\",'Lives scenario - input'!$F113=\"\"),\"\",D128/'Lives scenario - input'!$F113),\"\")","v":""},{"$f":"IFERROR(IF(OR(E128=\"\",'Lives scenario - input'!$F113=\"\"),\"\",E128/'Lives scenario - input'!$F113),\"\")","v":""},{"$f":"IFERROR(IF(OR(F128=\"\",'Lives scenario - input'!$F113=\"\"),\"\",F128/'Lives scenario - input'!$F113),\"\")","v":""},{"$f":"IFERROR(IF(OR(G128=\"\",'Lives scenario - input'!$F113=\"\"),\"\",G128/'Lives scenario - input'!$F113),\"\")","v":""},{"$f":"IFERROR(IF(OR(H128=\"\",'Lives scenario - input'!$F113=\"\"),\"\",H128/'Lives scenario - input'!$F113),\"\")","v":""},{"$f":"IFERROR(IF(OR(I128=\"\",'Lives scenario - input'!$F113=\"\"),\"\",I128/'Lives scenario - input'!$F113),\"\")","v":""},{"$f":"IFERROR(IF(OR(J128=\"\",'Lives scenario - input'!$F113=\"\"),\"\",J128/'Lives scenario - input'!$F113),\"\")","v":""},{"$f":"IFERROR(IF(OR(K128=\"\",'Lives scenario - input'!$F113=\"\"),\"\",K128/'Lives scenario - input'!$F113),\"\")","v":""},{"$f":"IFERROR(IF(OR(L128=\"\",'Lives scenario - input'!$F113=\"\"),\"\",L128/'Lives scenario - input'!$F113),\"\")","v":""},{"$f":"IFERROR(IF(OR(M128=\"\",'Lives scenario - input'!$F113=\"\"),\"\",M128/'Lives scenario - input'!$F113),\"\")","v":""},{"$f":"IFERROR(IF(OR(N128=\"\",'Lives scenario - input'!$F113=\"\"),\"\",N128/'Lives scenario - input'!$F113),\"\")","v":""},{"$f":"IFERROR(IF(OR(O128=\"\",'Lives scenario - input'!$F113=\"\"),\"\",O128/'Lives scenario - input'!$F113),\"\")","v":""},{"$f":"IFERROR(IF(OR(P128=\"\",'Lives scenario - input'!$F113=\"\"),\"\",P128/'Lives scenario - input'!$F113),\"\")","v":""},{"$f":"IFERROR(IF(OR(Q128=\"\",'Lives scenario - input'!$F113=\"\"),\"\",Q128/'Lives scenario - input'!$F113),\"\")","v":""},{"$f":"IFERROR(IF(OR(R128=\"\",'Lives scenario - input'!$F113=\"\"),\"\",R128/'Lives scenario - input'!$F113),\"\")","v":""},{"$f":"IFERROR(IF(OR(S128=\"\",'Lives scenario - input'!$F113=\"\"),\"\",S128/'Lives scenario - input'!$F113),\"\")","v":""},{"$f":"IFERROR(IF(OR(T128=\"\",'Lives scenario - input'!$F113=\"\"),\"\",T128/'Lives scenario - input'!$F113),\"\")","v":""},{"$f":"IFERROR(IF(OR(U128=\"\",'Lives scenario - input'!$F113=\"\"),\"\",U128/'Lives scenario - input'!$F113),\"\")","v":""},{"$f":"IFERROR(IF(OR(V128=\"\",'Lives scenario - input'!$F113=\"\"),\"\",V128/'Lives scenario - input'!$F113),\"\")","v":""},{"$f":"IFERROR(IF(OR(W128=\"\",'Lives scenario - input'!$F113=\"\"),\"\",W128/'Lives scenario - input'!$F113),\"\")","v":""}]
[{"$f":"IFERROR('Lives scenario - input'!A114,\"\")","v":""},{"$f":"IFERROR('Lives scenario - input'!B114,\"\")","v":""},{"$f":"IFERROR('Lives scenario - input'!C114,\"\")","v":""},{"$f":"IFERROR(repcalc('Lives scenario - input'!$CX114:$GJ114,'Lives scenario - input'!$I114,'Lives scenario - input'!$G114,'Lives scenario - input'!$H114,20,TRUE,TRUE),\"\")","v":""},"","","","","","","","","","","","","","","","","","","",{"$f":"IFERROR(IF(OR(D129=\"\",'Lives scenario - input'!$F114=\"\"),\"\",D129/'Lives scenario - input'!$F114),\"\")","v":""},{"$f":"IFERROR(IF(OR(E129=\"\",'Lives scenario - input'!$F114=\"\"),\"\",E129/'Lives scenario - input'!$F114),\"\")","v":""},{"$f":"IFERROR(IF(OR(F129=\"\",'Lives scenario - input'!$F114=\"\"),\"\",F129/'Lives scenario - input'!$F114),\"\")","v":""},{"$f":"IFERROR(IF(OR(G129=\"\",'Lives scenario - input'!$F114=\"\"),\"\",G129/'Lives scenario - input'!$F114),\"\")","v":""},{"$f":"IFERROR(IF(OR(H129=\"\",'Lives scenario - input'!$F114=\"\"),\"\",H129/'Lives scenario - input'!$F114),\"\")","v":""},{"$f":"IFERROR(IF(OR(I129=\"\",'Lives scenario - input'!$F114=\"\"),\"\",I129/'Lives scenario - input'!$F114),\"\")","v":""},{"$f":"IFERROR(IF(OR(J129=\"\",'Lives scenario - input'!$F114=\"\"),\"\",J129/'Lives scenario - input'!$F114),\"\")","v":""},{"$f":"IFERROR(IF(OR(K129=\"\",'Lives scenario - input'!$F114=\"\"),\"\",K129/'Lives scenario - input'!$F114),\"\")","v":""},{"$f":"IFERROR(IF(OR(L129=\"\",'Lives scenario - input'!$F114=\"\"),\"\",L129/'Lives scenario - input'!$F114),\"\")","v":""},{"$f":"IFERROR(IF(OR(M129=\"\",'Lives scenario - input'!$F114=\"\"),\"\",M129/'Lives scenario - input'!$F114),\"\")","v":""},{"$f":"IFERROR(IF(OR(N129=\"\",'Lives scenario - input'!$F114=\"\"),\"\",N129/'Lives scenario - input'!$F114),\"\")","v":""},{"$f":"IFERROR(IF(OR(O129=\"\",'Lives scenario - input'!$F114=\"\"),\"\",O129/'Lives scenario - input'!$F114),\"\")","v":""},{"$f":"IFERROR(IF(OR(P129=\"\",'Lives scenario - input'!$F114=\"\"),\"\",P129/'Lives scenario - input'!$F114),\"\")","v":""},{"$f":"IFERROR(IF(OR(Q129=\"\",'Lives scenario - input'!$F114=\"\"),\"\",Q129/'Lives scenario - input'!$F114),\"\")","v":""},{"$f":"IFERROR(IF(OR(R129=\"\",'Lives scenario - input'!$F114=\"\"),\"\",R129/'Lives scenario - input'!$F114),\"\")","v":""},{"$f":"IFERROR(IF(OR(S129=\"\",'Lives scenario - input'!$F114=\"\"),\"\",S129/'Lives scenario - input'!$F114),\"\")","v":""},{"$f":"IFERROR(IF(OR(T129=\"\",'Lives scenario - input'!$F114=\"\"),\"\",T129/'Lives scenario - input'!$F114),\"\")","v":""},{"$f":"IFERROR(IF(OR(U129=\"\",'Lives scenario - input'!$F114=\"\"),\"\",U129/'Lives scenario - input'!$F114),\"\")","v":""},{"$f":"IFERROR(IF(OR(V129=\"\",'Lives scenario - input'!$F114=\"\"),\"\",V129/'Lives scenario - input'!$F114),\"\")","v":""},{"$f":"IFERROR(IF(OR(W129=\"\",'Lives scenario - input'!$F114=\"\"),\"\",W129/'Lives scenario - input'!$F114),\"\")","v":""}]
[{"$f":"IFERROR('Lives scenario - input'!A115,\"\")","v":""},{"$f":"IFERROR('Lives scenario - input'!B115,\"\")","v":""},{"$f":"IFERROR('Lives scenario - input'!C115,\"\")","v":""},{"$f":"IFERROR(repcalc('Lives scenario - input'!$CX115:$GJ115,'Lives scenario - input'!$I115,'Lives scenario - input'!$G115,'Lives scenario - input'!$H115,20,TRUE,TRUE),\"\")","v":""},"","","","","","","","","","","","","","","","","","","",{"$f":"IFERROR(IF(OR(D130=\"\",'Lives scenario - input'!$F115=\"\"),\"\",D130/'Lives scenario - input'!$F115),\"\")","v":""},{"$f":"IFERROR(IF(OR(E130=\"\",'Lives scenario - input'!$F115=\"\"),\"\",E130/'Lives scenario - input'!$F115),\"\")","v":""},{"$f":"IFERROR(IF(OR(F130=\"\",'Lives scenario - input'!$F115=\"\"),\"\",F130/'Lives scenario - input'!$F115),\"\")","v":""},{"$f":"IFERROR(IF(OR(G130=\"\",'Lives scenario - input'!$F115=\"\"),\"\",G130/'Lives scenario - input'!$F115),\"\")","v":""},{"$f":"IFERROR(IF(OR(H130=\"\",'Lives scenario - input'!$F115=\"\"),\"\",H130/'Lives scenario - input'!$F115),\"\")","v":""},{"$f":"IFERROR(IF(OR(I130=\"\",'Lives scenario - input'!$F115=\"\"),\"\",I130/'Lives scenario - input'!$F115),\"\")","v":""},{"$f":"IFERROR(IF(OR(J130=\"\",'Lives scenario - input'!$F115=\"\"),\"\",J130/'Lives scenario - input'!$F115),\"\")","v":""},{"$f":"IFERROR(IF(OR(K130=\"\",'Lives scenario - input'!$F115=\"\"),\"\",K130/'Lives scenario - input'!$F115),\"\")","v":""},{"$f":"IFERROR(IF(OR(L130=\"\",'Lives scenario - input'!$F115=\"\"),\"\",L130/'Lives scenario - input'!$F115),\"\")","v":""},{"$f":"IFERROR(IF(OR(M130=\"\",'Lives scenario - input'!$F115=\"\"),\"\",M130/'Lives scenario - input'!$F115),\"\")","v":""},{"$f":"IFERROR(IF(OR(N130=\"\",'Lives scenario - input'!$F115=\"\"),\"\",N130/'Lives scenario - input'!$F115),\"\")","v":""},{"$f":"IFERROR(IF(OR(O130=\"\",'Lives scenario - input'!$F115=\"\"),\"\",O130/'Lives scenario - input'!$F115),\"\")","v":""},{"$f":"IFERROR(IF(OR(P130=\"\",'Lives scenario - input'!$F115=\"\"),\"\",P130/'Lives scenario - input'!$F115),\"\")","v":""},{"$f":"IFERROR(IF(OR(Q130=\"\",'Lives scenario - input'!$F115=\"\"),\"\",Q130/'Lives scenario - input'!$F115),\"\")","v":""},{"$f":"IFERROR(IF(OR(R130=\"\",'Lives scenario - input'!$F115=\"\"),\"\",R130/'Lives scenario - input'!$F115),\"\")","v":""},{"$f":"IFERROR(IF(OR(S130=\"\",'Lives scenario - input'!$F115=\"\"),\"\",S130/'Lives scenario - input'!$F115),\"\")","v":""},{"$f":"IFERROR(IF(OR(T130=\"\",'Lives scenario - input'!$F115=\"\"),\"\",T130/'Lives scenario - input'!$F115),\"\")","v":""},{"$f":"IFERROR(IF(OR(U130=\"\",'Lives scenario - input'!$F115=\"\"),\"\",U130/'Lives scenario - input'!$F115),\"\")","v":""},{"$f":"IFERROR(IF(OR(V130=\"\",'Lives scenario - input'!$F115=\"\"),\"\",V130/'Lives scenario - input'!$F115),\"\")","v":""},{"$f":"IFERROR(IF(OR(W130=\"\",'Lives scenario - input'!$F115=\"\"),\"\",W130/'Lives scenario - input'!$F115),\"\")","v":""}]
[{"$f":"IFERROR('Lives scenario - input'!A116,\"\")","v":""},{"$f":"IFERROR('Lives scenario - input'!B116,\"\")","v":""},{"$f":"IFERROR('Lives scenario - input'!C116,\"\")","v":""},{"$f":"IFERROR(repcalc('Lives scenario - input'!$CX116:$GJ116,'Lives scenario - input'!$I116,'Lives scenario - input'!$G116,'Lives scenario - input'!$H116,20,TRUE,TRUE),\"\")","v":""},"","","","","","","","","","","","","","","","","","","",{"$f":"IFERROR(IF(OR(D131=\"\",'Lives scenario - input'!$F116=\"\"),\"\",D131/'Lives scenario - input'!$F116),\"\")","v":""},{"$f":"IFERROR(IF(OR(E131=\"\",'Lives scenario - input'!$F116=\"\"),\"\",E131/'Lives scenario - input'!$F116),\"\")","v":""},{"$f":"IFERROR(IF(OR(F131=\"\",'Lives scenario - input'!$F116=\"\"),\"\",F131/'Lives scenario - input'!$F116),\"\")","v":""},{"$f":"IFERROR(IF(OR(G131=\"\",'Lives scenario - input'!$F116=\"\"),\"\",G131/'Lives scenario - input'!$F116),\"\")","v":""},{"$f":"IFERROR(IF(OR(H131=\"\",'Lives scenario - input'!$F116=\"\"),\"\",H131/'Lives scenario - input'!$F116),\"\")","v":""},{"$f":"IFERROR(IF(OR(I131=\"\",'Lives scenario - input'!$F116=\"\"),\"\",I131/'Lives scenario - input'!$F116),\"\")","v":""},{"$f":"IFERROR(IF(OR(J131=\"\",'Lives scenario - input'!$F116=\"\"),\"\",J131/'Lives scenario - input'!$F116),\"\")","v":""},{"$f":"IFERROR(IF(OR(K131=\"\",'Lives scenario - input'!$F116=\"\"),\"\",K131/'Lives scenario - input'!$F116),\"\")","v":""},{"$f":"IFERROR(IF(OR(L131=\"\",'Lives scenario - input'!$F116=\"\"),\"\",L131/'Lives scenario - input'!$F116),\"\")","v":""},{"$f":"IFERROR(IF(OR(M131=\"\",'Lives scenario - input'!$F116=\"\"),\"\",M131/'Lives scenario - input'!$F116),\"\")","v":""},{"$f":"IFERROR(IF(OR(N131=\"\",'Lives scenario - input'!$F116=\"\"),\"\",N131/'Lives scenario - input'!$F116),\"\")","v":""},{"$f":"IFERROR(IF(OR(O131=\"\",'Lives scenario - input'!$F116=\"\"),\"\",O131/'Lives scenario - input'!$F116),\"\")","v":""},{"$f":"IFERROR(IF(OR(P131=\"\",'Lives scenario - input'!$F116=\"\"),\"\",P131/'Lives scenario - input'!$F116),\"\")","v":""},{"$f":"IFERROR(IF(OR(Q131=\"\",'Lives scenario - input'!$F116=\"\"),\"\",Q131/'Lives scenario - input'!$F116),\"\")","v":""},{"$f":"IFERROR(IF(OR(R131=\"\",'Lives scenario - input'!$F116=\"\"),\"\",R131/'Lives scenario - input'!$F116),\"\")","v":""},{"$f":"IFERROR(IF(OR(S131=\"\",'Lives scenario - input'!$F116=\"\"),\"\",S131/'Lives scenario - input'!$F116),\"\")","v":""},{"$f":"IFERROR(IF(OR(T131=\"\",'Lives scenario - input'!$F116=\"\"),\"\",T131/'Lives scenario - input'!$F116),\"\")","v":""},{"$f":"IFERROR(IF(OR(U131=\"\",'Lives scenario - input'!$F116=\"\"),\"\",U131/'Lives scenario - input'!$F116),\"\")","v":""},{"$f":"IFERROR(IF(OR(V131=\"\",'Lives scenario - input'!$F116=\"\"),\"\",V131/'Lives scenario - input'!$F116),\"\")","v":""},{"$f":"IFERROR(IF(OR(W131=\"\",'Lives scenario - input'!$F116=\"\"),\"\",W131/'Lives scenario - input'!$F116),\"\")","v":""}]
[{"$f":"IFERROR('Lives scenario - input'!A117,\"\")","v":""},{"$f":"IFERROR('Lives scenario - input'!B117,\"\")","v":""},{"$f":"IFERROR('Lives scenario - input'!C117,\"\")","v":""},{"$f":"IFERROR(repcalc('Lives scenario - input'!$CX117:$GJ117,'Lives scenario - input'!$I117,'Lives scenario - input'!$G117,'Lives scenario - input'!$H117,20,TRUE,TRUE),\"\")","v":""},"","","","","","","","","","","","","","","","","","","",{"$f":"IFERROR(IF(OR(D132=\"\",'Lives scenario - input'!$F117=\"\"),\"\",D132/'Lives scenario - input'!$F117),\"\")","v":""},{"$f":"IFERROR(IF(OR(E132=\"\",'Lives scenario - input'!$F117=\"\"),\"\",E132/'Lives scenario - input'!$F117),\"\")","v":""},{"$f":"IFERROR(IF(OR(F132=\"\",'Lives scenario - input'!$F117=\"\"),\"\",F132/'Lives scenario - input'!$F117),\"\")","v":""},{"$f":"IFERROR(IF(OR(G132=\"\",'Lives scenario - input'!$F117=\"\"),\"\",G132/'Lives scenario - input'!$F117),\"\")","v":""},{"$f":"IFERROR(IF(OR(H132=\"\",'Lives scenario - input'!$F117=\"\"),\"\",H132/'Lives scenario - input'!$F117),\"\")","v":""},{"$f":"IFERROR(IF(OR(I132=\"\",'Lives scenario - input'!$F117=\"\"),\"\",I132/'Lives scenario - input'!$F117),\"\")","v":""},{"$f":"IFERROR(IF(OR(J132=\"\",'Lives scenario - input'!$F117=\"\"),\"\",J132/'Lives scenario - input'!$F117),\"\")","v":""},{"$f":"IFERROR(IF(OR(K132=\"\",'Lives scenario - input'!$F117=\"\"),\"\",K132/'Lives scenario - input'!$F117),\"\")","v":""},{"$f":"IFERROR(IF(OR(L132=\"\",'Lives scenario - input'!$F117=\"\"),\"\",L132/'Lives scenario - input'!$F117),\"\")","v":""},{"$f":"IFERROR(IF(OR(M132=\"\",'Lives scenario - input'!$F117=\"\"),\"\",M132/'Lives scenario - input'!$F117),\"\")","v":""},{"$f":"IFERROR(IF(OR(N132=\"\",'Lives scenario - input'!$F117=\"\"),\"\",N132/'Lives scenario - input'!$F117),\"\")","v":""},{"$f":"IFERROR(IF(OR(O132=\"\",'Lives scenario - input'!$F117=\"\"),\"\",O132/'Lives scenario - input'!$F117),\"\")","v":""},{"$f":"IFERROR(IF(OR(P132=\"\",'Lives scenario - input'!$F117=\"\"),\"\",P132/'Lives scenario - input'!$F117),\"\")","v":""},{"$f":"IFERROR(IF(OR(Q132=\"\",'Lives scenario - input'!$F117=\"\"),\"\",Q132/'Lives scenario - input'!$F117),\"\")","v":""},{"$f":"IFERROR(IF(OR(R132=\"\",'Lives scenario - input'!$F117=\"\"),\"\",R132/'Lives scenario - input'!$F117),\"\")","v":""},{"$f":"IFERROR(IF(OR(S132=\"\",'Lives scenario - input'!$F117=\"\"),\"\",S132/'Lives scenario - input'!$F117),\"\")","v":""},{"$f":"IFERROR(IF(OR(T132=\"\",'Lives scenario - input'!$F117=\"\"),\"\",T132/'Lives scenario - input'!$F117),\"\")","v":""},{"$f":"IFERROR(IF(OR(U132=\"\",'Lives scenario - input'!$F117=\"\"),\"\",U132/'Lives scenario - input'!$F117),\"\")","v":""},{"$f":"IFERROR(IF(OR(V132=\"\",'Lives scenario - input'!$F117=\"\"),\"\",V132/'Lives scenario - input'!$F117),\"\")","v":""},{"$f":"IFERROR(IF(OR(W132=\"\",'Lives scenario - input'!$F117=\"\"),\"\",W132/'Lives scenario - input'!$F117),\"\")","v":""}]
[{"$f":"IFERROR('Lives scenario - input'!A118,\"\")","v":""},{"$f":"IFERROR('Lives scenario - input'!B118,\"\")","v":""},{"$f":"IFERROR('Lives scenario - input'!C118,\"\")","v":""},{"$f":"IFERROR(repcalc('Lives scenario - input'!$CX118:$GJ118,'Lives scenario - input'!$I118,'Lives scenario - input'!$G118,'Lives scenario - input'!$H118,20,TRUE,TRUE),\"\")","v":""},"","","","","","","","","","","","","","","","","","","",{"$f":"IFERROR(IF(OR(D133=\"\",'Lives scenario - input'!$F118=\"\"),\"\",D133/'Lives scenario - input'!$F118),\"\")","v":""},{"$f":"IFERROR(IF(OR(E133=\"\",'Lives scenario - input'!$F118=\"\"),\"\",E133/'Lives scenario - input'!$F118),\"\")","v":""},{"$f":"IFERROR(IF(OR(F133=\"\",'Lives scenario - input'!$F118=\"\"),\"\",F133/'Lives scenario - input'!$F118),\"\")","v":""},{"$f":"IFERROR(IF(OR(G133=\"\",'Lives scenario - input'!$F118=\"\"),\"\",G133/'Lives scenario - input'!$F118),\"\")","v":""},{"$f":"IFERROR(IF(OR(H133=\"\",'Lives scenario - input'!$F118=\"\"),\"\",H133/'Lives scenario - input'!$F118),\"\")","v":""},{"$f":"IFERROR(IF(OR(I133=\"\",'Lives scenario - input'!$F118=\"\"),\"\",I133/'Lives scenario - input'!$F118),\"\")","v":""},{"$f":"IFERROR(IF(OR(J133=\"\",'Lives scenario - input'!$F118=\"\"),\"\",J133/'Lives scenario - input'!$F118),\"\")","v":""},{"$f":"IFERROR(IF(OR(K133=\"\",'Lives scenario - input'!$F118=\"\"),\"\",K133/'Lives scenario - input'!$F118),\"\")","v":""},{"$f":"IFERROR(IF(OR(L133=\"\",'Lives scenario - input'!$F118=\"\"),\"\",L133/'Lives scenario - input'!$F118),\"\")","v":""},{"$f":"IFERROR(IF(OR(M133=\"\",'Lives scenario - input'!$F118=\"\"),\"\",M133/'Lives scenario - input'!$F118),\"\")","v":""},{"$f":"IFERROR(IF(OR(N133=\"\",'Lives scenario - input'!$F118=\"\"),\"\",N133/'Lives scenario - input'!$F118),\"\")","v":""},{"$f":"IFERROR(IF(OR(O133=\"\",'Lives scenario - input'!$F118=\"\"),\"\",O133/'Lives scenario - input'!$F118),\"\")","v":""},{"$f":"IFERROR(IF(OR(P133=\"\",'Lives scenario - input'!$F118=\"\"),\"\",P133/'Lives scenario - input'!$F118),\"\")","v":""},{"$f":"IFERROR(IF(OR(Q133=\"\",'Lives scenario - input'!$F118=\"\"),\"\",Q133/'Lives scenario - input'!$F118),\"\")","v":""},{"$f":"IFERROR(IF(OR(R133=\"\",'Lives scenario - input'!$F118=\"\"),\"\",R133/'Lives scenario - input'!$F118),\"\")","v":""},{"$f":"IFERROR(IF(OR(S133=\"\",'Lives scenario - input'!$F118=\"\"),\"\",S133/'Lives scenario - input'!$F118),\"\")","v":""},{"$f":"IFERROR(IF(OR(T133=\"\",'Lives scenario - input'!$F118=\"\"),\"\",T133/'Lives scenario - input'!$F118),\"\")","v":""},{"$f":"IFERROR(IF(OR(U133=\"\",'Lives scenario - input'!$F118=\"\"),\"\",U133/'Lives scenario - input'!$F118),\"\")","v":""},{"$f":"IFERROR(IF(OR(V133=\"\",'Lives scenario - input'!$F118=\"\"),\"\",V133/'Lives scenario - input'!$F118),\"\")","v":""},{"$f":"IFERROR(IF(OR(W133=\"\",'Lives scenario - input'!$F118=\"\"),\"\",W133/'Lives scenario - input'!$F118),\"\")","v":""}]
[{"$f":"IFERROR('Lives scenario - input'!A119,\"\")","v":""},{"$f":"IFERROR('Lives scenario - input'!B119,\"\")","v":""},{"$f":"IFERROR('Lives scenario - input'!C119,\"\")","v":""},{"$f":"IFERROR(repcalc('Lives scenario - input'!$CX119:$GJ119,'Lives scenario - input'!$I119,'Lives scenario - input'!$G119,'Lives scenario - input'!$H119,20,TRUE,TRUE),\"\")","v":""},"","","","","","","","","","","","","","","","","","","",{"$f":"IFERROR(IF(OR(D134=\"\",'Lives scenario - input'!$F119=\"\"),\"\",D134/'Lives scenario - input'!$F119),\"\")","v":""},{"$f":"IFERROR(IF(OR(E134=\"\",'Lives scenario - input'!$F119=\"\"),\"\",E134/'Lives scenario - input'!$F119),\"\")","v":""},{"$f":"IFERROR(IF(OR(F134=\"\",'Lives scenario - input'!$F119=\"\"),\"\",F134/'Lives scenario - input'!$F119),\"\")","v":""},{"$f":"IFERROR(IF(OR(G134=\"\",'Lives scenario - input'!$F119=\"\"),\"\",G134/'Lives scenario - input'!$F119),\"\")","v":""},{"$f":"IFERROR(IF(OR(H134=\"\",'Lives scenario - input'!$F119=\"\"),\"\",H134/'Lives scenario - input'!$F119),\"\")","v":""},{"$f":"IFERROR(IF(OR(I134=\"\",'Lives scenario - input'!$F119=\"\"),\"\",I134/'Lives scenario - input'!$F119),\"\")","v":""},{"$f":"IFERROR(IF(OR(J134=\"\",'Lives scenario - input'!$F119=\"\"),\"\",J134/'Lives scenario - input'!$F119),\"\")","v":""},{"$f":"IFERROR(IF(OR(K134=\"\",'Lives scenario - input'!$F119=\"\"),\"\",K134/'Lives scenario - input'!$F119),\"\")","v":""},{"$f":"IFERROR(IF(OR(L134=\"\",'Lives scenario - input'!$F119=\"\"),\"\",L134/'Lives scenario - input'!$F119),\"\")","v":""},{"$f":"IFERROR(IF(OR(M134=\"\",'Lives scenario - input'!$F119=\"\"),\"\",M134/'Lives scenario - input'!$F119),\"\")","v":""},{"$f":"IFERROR(IF(OR(N134=\"\",'Lives scenario - input'!$F119=\"\"),\"\",N134/'Lives scenario - input'!$F119),\"\")","v":""},{"$f":"IFERROR(IF(OR(O134=\"\",'Lives scenario - input'!$F119=\"\"),\"\",O134/'Lives scenario - input'!$F119),\"\")","v":""},{"$f":"IFERROR(IF(OR(P134=\"\",'Lives scenario - input'!$F119=\"\"),\"\",P134/'Lives scenario - input'!$F119),\"\")","v":""},{"$f":"IFERROR(IF(OR(Q134=\"\",'Lives scenario - input'!$F119=\"\"),\"\",Q134/'Lives scenario - input'!$F119),\"\")","v":""},{"$f":"IFERROR(IF(OR(R134=\"\",'Lives scenario - input'!$F119=\"\"),\"\",R134/'Lives scenario - input'!$F119),\"\")","v":""},{"$f":"IFERROR(IF(OR(S134=\"\",'Lives scenario - input'!$F119=\"\"),\"\",S134/'Lives scenario - input'!$F119),\"\")","v":""},{"$f":"IFERROR(IF(OR(T134=\"\",'Lives scenario - input'!$F119=\"\"),\"\",T134/'Lives scenario - input'!$F119),\"\")","v":""},{"$f":"IFERROR(IF(OR(U134=\"\",'Lives scenario - input'!$F119=\"\"),\"\",U134/'Lives scenario - input'!$F119),\"\")","v":""},{"$f":"IFERROR(IF(OR(V134=\"\",'Lives scenario - input'!$F119=\"\"),\"\",V134/'Lives scenario - input'!$F119),\"\")","v":""},{"$f":"IFERROR(IF(OR(W134=\"\",'Lives scenario - input'!$F119=\"\"),\"\",W134/'Lives scenario - input'!$F119),\"\")","v":""}]
[{"$f":"IFERROR('Lives scenario - input'!A120,\"\")","v":""},{"$f":"IFERROR('Lives scenario - input'!B120,\"\")","v":""},{"$f":"IFERROR('Lives scenario - input'!C120,\"\")","v":""},{"$f":"IFERROR(repcalc('Lives scenario - input'!$CX120:$GJ120,'Lives scenario - input'!$I120,'Lives scenario - input'!$G120,'Lives scenario - input'!$H120,20,TRUE,TRUE),\"\")","v":""},"","","","","","","","","","","","","","","","","","","",{"$f":"IFERROR(IF(OR(D135=\"\",'Lives scenario - input'!$F120=\"\"),\"\",D135/'Lives scenario - input'!$F120),\"\")","v":""},{"$f":"IFERROR(IF(OR(E135=\"\",'Lives scenario - input'!$F120=\"\"),\"\",E135/'Lives scenario - input'!$F120),\"\")","v":""},{"$f":"IFERROR(IF(OR(F135=\"\",'Lives scenario - input'!$F120=\"\"),\"\",F135/'Lives scenario - input'!$F120),\"\")","v":""},{"$f":"IFERROR(IF(OR(G135=\"\",'Lives scenario - input'!$F120=\"\"),\"\",G135/'Lives scenario - input'!$F120),\"\")","v":""},{"$f":"IFERROR(IF(OR(H135=\"\",'Lives scenario - input'!$F120=\"\"),\"\",H135/'Lives scenario - input'!$F120),\"\")","v":""},{"$f":"IFERROR(IF(OR(I135=\"\",'Lives scenario - input'!$F120=\"\"),\"\",I135/'Lives scenario - input'!$F120),\"\")","v":""},{"$f":"IFERROR(IF(OR(J135=\"\",'Lives scenario - input'!$F120=\"\"),\"\",J135/'Lives scenario - input'!$F120),\"\")","v":""},{"$f":"IFERROR(IF(OR(K135=\"\",'Lives scenario - input'!$F120=\"\"),\"\",K135/'Lives scenario - input'!$F120),\"\")","v":""},{"$f":"IFERROR(IF(OR(L135=\"\",'Lives scenario - input'!$F120=\"\"),\"\",L135/'Lives scenario - input'!$F120),\"\")","v":""},{"$f":"IFERROR(IF(OR(M135=\"\",'Lives scenario - input'!$F120=\"\"),\"\",M135/'Lives scenario - input'!$F120),\"\")","v":""},{"$f":"IFERROR(IF(OR(N135=\"\",'Lives scenario - input'!$F120=\"\"),\"\",N135/'Lives scenario - input'!$F120),\"\")","v":""},{"$f":"IFERROR(IF(OR(O135=\"\",'Lives scenario - input'!$F120=\"\"),\"\",O135/'Lives scenario - input'!$F120),\"\")","v":""},{"$f":"IFERROR(IF(OR(P135=\"\",'Lives scenario - input'!$F120=\"\"),\"\",P135/'Lives scenario - input'!$F120),\"\")","v":""},{"$f":"IFERROR(IF(OR(Q135=\"\",'Lives scenario - input'!$F120=\"\"),\"\",Q135/'Lives scenario - input'!$F120),\"\")","v":""},{"$f":"IFERROR(IF(OR(R135=\"\",'Lives scenario - input'!$F120=\"\"),\"\",R135/'Lives scenario - input'!$F120),\"\")","v":""},{"$f":"IFERROR(IF(OR(S135=\"\",'Lives scenario - input'!$F120=\"\"),\"\",S135/'Lives scenario - input'!$F120),\"\")","v":""},{"$f":"IFERROR(IF(OR(T135=\"\",'Lives scenario - input'!$F120=\"\"),\"\",T135/'Lives scenario - input'!$F120),\"\")","v":""},{"$f":"IFERROR(IF(OR(U135=\"\",'Lives scenario - input'!$F120=\"\"),\"\",U135/'Lives scenario - input'!$F120),\"\")","v":""},{"$f":"IFERROR(IF(OR(V135=\"\",'Lives scenario - input'!$F120=\"\"),\"\",V135/'Lives scenario - input'!$F120),\"\")","v":""},{"$f":"IFERROR(IF(OR(W135=\"\",'Lives scenario - input'!$F120=\"\"),\"\",W135/'Lives scenario - input'!$F120),\"\")","v":""}]
[{"$f":"IFERROR('Lives scenario - input'!A121,\"\")","v":""},{"$f":"IFERROR('Lives scenario - input'!B121,\"\")","v":""},{"$f":"IFERROR('Lives scenario - input'!C121,\"\")","v":""},{"$f":"IFERROR(repcalc('Lives scenario - input'!$CX121:$GJ121,'Lives scenario - input'!$I121,'Lives scenario - input'!$G121,'Lives scenario - input'!$H121,20,TRUE,TRUE),\"\")","v":""},"","","","","","","","","","","","","","","","","","","",{"$f":"IFERROR(IF(OR(D136=\"\",'Lives scenario - input'!$F121=\"\"),\"\",D136/'Lives scenario - input'!$F121),\"\")","v":""},{"$f":"IFERROR(IF(OR(E136=\"\",'Lives scenario - input'!$F121=\"\"),\"\",E136/'Lives scenario - input'!$F121),\"\")","v":""},{"$f":"IFERROR(IF(OR(F136=\"\",'Lives scenario - input'!$F121=\"\"),\"\",F136/'Lives scenario - input'!$F121),\"\")","v":""},{"$f":"IFERROR(IF(OR(G136=\"\",'Lives scenario - input'!$F121=\"\"),\"\",G136/'Lives scenario - input'!$F121),\"\")","v":""},{"$f":"IFERROR(IF(OR(H136=\"\",'Lives scenario - input'!$F121=\"\"),\"\",H136/'Lives scenario - input'!$F121),\"\")","v":""},{"$f":"IFERROR(IF(OR(I136=\"\",'Lives scenario - input'!$F121=\"\"),\"\",I136/'Lives scenario - input'!$F121),\"\")","v":""},{"$f":"IFERROR(IF(OR(J136=\"\",'Lives scenario - input'!$F121=\"\"),\"\",J136/'Lives scenario - input'!$F121),\"\")","v":""},{"$f":"IFERROR(IF(OR(K136=\"\",'Lives scenario - input'!$F121=\"\"),\"\",K136/'Lives scenario - input'!$F121),\"\")","v":""},{"$f":"IFERROR(IF(OR(L136=\"\",'Lives scenario - input'!$F121=\"\"),\"\",L136/'Lives scenario - input'!$F121),\"\")","v":""},{"$f":"IFERROR(IF(OR(M136=\"\",'Lives scenario - input'!$F121=\"\"),\"\",M136/'Lives scenario - input'!$F121),\"\")","v":""},{"$f":"IFERROR(IF(OR(N136=\"\",'Lives scenario - input'!$F121=\"\"),\"\",N136/'Lives scenario - input'!$F121),\"\")","v":""},{"$f":"IFERROR(IF(OR(O136=\"\",'Lives scenario - input'!$F121=\"\"),\"\",O136/'Lives scenario - input'!$F121),\"\")","v":""},{"$f":"IFERROR(IF(OR(P136=\"\",'Lives scenario - input'!$F121=\"\"),\"\",P136/'Lives scenario - input'!$F121),\"\")","v":""},{"$f":"IFERROR(IF(OR(Q136=\"\",'Lives scenario - input'!$F121=\"\"),\"\",Q136/'Lives scenario - input'!$F121),\"\")","v":""},{"$f":"IFERROR(IF(OR(R136=\"\",'Lives scenario - input'!$F121=\"\"),\"\",R136/'Lives scenario - input'!$F121),\"\")","v":""},{"$f":"IFERROR(IF(OR(S136=\"\",'Lives scenario - input'!$F121=\"\"),\"\",S136/'Lives scenario - input'!$F121),\"\")","v":""},{"$f":"IFERROR(IF(OR(T136=\"\",'Lives scenario - input'!$F121=\"\"),\"\",T136/'Lives scenario - input'!$F121),\"\")","v":""},{"$f":"IFERROR(IF(OR(U136=\"\",'Lives scenario - input'!$F121=\"\"),\"\",U136/'Lives scenario - input'!$F121),\"\")","v":""},{"$f":"IFERROR(IF(OR(V136=\"\",'Lives scenario - input'!$F121=\"\"),\"\",V136/'Lives scenario - input'!$F121),\"\")","v":""},{"$f":"IFERROR(IF(OR(W136=\"\",'Lives scenario - input'!$F121=\"\"),\"\",W136/'Lives scenario - input'!$F121),\"\")","v":""}]
[{"$f":"IFERROR('Lives scenario - input'!A122,\"\")","v":""},{"$f":"IFERROR('Lives scenario - input'!B122,\"\")","v":""},{"$f":"IFERROR('Lives scenario - input'!C122,\"\")","v":""},{"$f":"IFERROR(repcalc('Lives scenario - input'!$CX122:$GJ122,'Lives scenario - input'!$I122,'Lives scenario - input'!$G122,'Lives scenario - input'!$H122,20,TRUE,TRUE),\"\")","v":""},"","","","","","","","","","","","","","","","","","","",{"$f":"IFERROR(IF(OR(D137=\"\",'Lives scenario - input'!$F122=\"\"),\"\",D137/'Lives scenario - input'!$F122),\"\")","v":""},{"$f":"IFERROR(IF(OR(E137=\"\",'Lives scenario - input'!$F122=\"\"),\"\",E137/'Lives scenario - input'!$F122),\"\")","v":""},{"$f":"IFERROR(IF(OR(F137=\"\",'Lives scenario - input'!$F122=\"\"),\"\",F137/'Lives scenario - input'!$F122),\"\")","v":""},{"$f":"IFERROR(IF(OR(G137=\"\",'Lives scenario - input'!$F122=\"\"),\"\",G137/'Lives scenario - input'!$F122),\"\")","v":""},{"$f":"IFERROR(IF(OR(H137=\"\",'Lives scenario - input'!$F122=\"\"),\"\",H137/'Lives scenario - input'!$F122),\"\")","v":""},{"$f":"IFERROR(IF(OR(I137=\"\",'Lives scenario - input'!$F122=\"\"),\"\",I137/'Lives scenario - input'!$F122),\"\")","v":""},{"$f":"IFERROR(IF(OR(J137=\"\",'Lives scenario - input'!$F122=\"\"),\"\",J137/'Lives scenario - input'!$F122),\"\")","v":""},{"$f":"IFERROR(IF(OR(K137=\"\",'Lives scenario - input'!$F122=\"\"),\"\",K137/'Lives scenario - input'!$F122),\"\")","v":""},{"$f":"IFERROR(IF(OR(L137=\"\",'Lives scenario - input'!$F122=\"\"),\"\",L137/'Lives scenario - input'!$F122),\"\")","v":""},{"$f":"IFERROR(IF(OR(M137=\"\",'Lives scenario - input'!$F122=\"\"),\"\",M137/'Lives scenario - input'!$F122),\"\")","v":""},{"$f":"IFERROR(IF(OR(N137=\"\",'Lives scenario - input'!$F122=\"\"),\"\",N137/'Lives scenario - input'!$F122),\"\")","v":""},{"$f":"IFERROR(IF(OR(O137=\"\",'Lives scenario - input'!$F122=\"\"),\"\",O137/'Lives scenario - input'!$F122),\"\")","v":""},{"$f":"IFERROR(IF(OR(P137=\"\",'Lives scenario - input'!$F122=\"\"),\"\",P137/'Lives scenario - input'!$F122),\"\")","v":""},{"$f":"IFERROR(IF(OR(Q137=\"\",'Lives scenario - input'!$F122=\"\"),\"\",Q137/'Lives scenario - input'!$F122),\"\")","v":""},{"$f":"IFERROR(IF(OR(R137=\"\",'Lives scenario - input'!$F122=\"\"),\"\",R137/'Lives scenario - input'!$F122),\"\")","v":""},{"$f":"IFERROR(IF(OR(S137=\"\",'Lives scenario - input'!$F122=\"\"),\"\",S137/'Lives scenario - input'!$F122),\"\")","v":""},{"$f":"IFERROR(IF(OR(T137=\"\",'Lives scenario - input'!$F122=\"\"),\"\",T137/'Lives scenario - input'!$F122),\"\")","v":""},{"$f":"IFERROR(IF(OR(U137=\"\",'Lives scenario - input'!$F122=\"\"),\"\",U137/'Lives scenario - input'!$F122),\"\")","v":""},{"$f":"IFERROR(IF(OR(V137=\"\",'Lives scenario - input'!$F122=\"\"),\"\",V137/'Lives scenario - input'!$F122),\"\")","v":""},{"$f":"IFERROR(IF(OR(W137=\"\",'Lives scenario - input'!$F122=\"\"),\"\",W137/'Lives scenario - input'!$F122),\"\")","v":""}]
[{"$f":"IFERROR('Lives scenario - input'!A123,\"\")","v":""},{"$f":"IFERROR('Lives scenario - input'!B123,\"\")","v":""},{"$f":"IFERROR('Lives scenario - input'!C123,\"\")","v":""},{"$f":"IFERROR(repcalc('Lives scenario - input'!$CX123:$GJ123,'Lives scenario - input'!$I123,'Lives scenario - input'!$G123,'Lives scenario - input'!$H123,20,TRUE,TRUE),\"\")","v":""},"","","","","","","","","","","","","","","","","","","",{"$f":"IFERROR(IF(OR(D138=\"\",'Lives scenario - input'!$F123=\"\"),\"\",D138/'Lives scenario - input'!$F123),\"\")","v":""},{"$f":"IFERROR(IF(OR(E138=\"\",'Lives scenario - input'!$F123=\"\"),\"\",E138/'Lives scenario - input'!$F123),\"\")","v":""},{"$f":"IFERROR(IF(OR(F138=\"\",'Lives scenario - input'!$F123=\"\"),\"\",F138/'Lives scenario - input'!$F123),\"\")","v":""},{"$f":"IFERROR(IF(OR(G138=\"\",'Lives scenario - input'!$F123=\"\"),\"\",G138/'Lives scenario - input'!$F123),\"\")","v":""},{"$f":"IFERROR(IF(OR(H138=\"\",'Lives scenario - input'!$F123=\"\"),\"\",H138/'Lives scenario - input'!$F123),\"\")","v":""},{"$f":"IFERROR(IF(OR(I138=\"\",'Lives scenario - input'!$F123=\"\"),\"\",I138/'Lives scenario - input'!$F123),\"\")","v":""},{"$f":"IFERROR(IF(OR(J138=\"\",'Lives scenario - input'!$F123=\"\"),\"\",J138/'Lives scenario - input'!$F123),\"\")","v":""},{"$f":"IFERROR(IF(OR(K138=\"\",'Lives scenario - input'!$F123=\"\"),\"\",K138/'Lives scenario - input'!$F123),\"\")","v":""},{"$f":"IFERROR(IF(OR(L138=\"\",'Lives scenario - input'!$F123=\"\"),\"\",L138/'Lives scenario - input'!$F123),\"\")","v":""},{"$f":"IFERROR(IF(OR(M138=\"\",'Lives scenario - input'!$F123=\"\"),\"\",M138/'Lives scenario - input'!$F123),\"\")","v":""},{"$f":"IFERROR(IF(OR(N138=\"\",'Lives scenario - input'!$F123=\"\"),\"\",N138/'Lives scenario - input'!$F123),\"\")","v":""},{"$f":"IFERROR(IF(OR(O138=\"\",'Lives scenario - input'!$F123=\"\"),\"\",O138/'Lives scenario - input'!$F123),\"\")","v":""},{"$f":"IFERROR(IF(OR(P138=\"\",'Lives scenario - input'!$F123=\"\"),\"\",P138/'Lives scenario - input'!$F123),\"\")","v":""},{"$f":"IFERROR(IF(OR(Q138=\"\",'Lives scenario - input'!$F123=\"\"),\"\",Q138/'Lives scenario - input'!$F123),\"\")","v":""},{"$f":"IFERROR(IF(OR(R138=\"\",'Lives scenario - input'!$F123=\"\"),\"\",R138/'Lives scenario - input'!$F123),\"\")","v":""},{"$f":"IFERROR(IF(OR(S138=\"\",'Lives scenario - input'!$F123=\"\"),\"\",S138/'Lives scenario - input'!$F123),\"\")","v":""},{"$f":"IFERROR(IF(OR(T138=\"\",'Lives scenario - input'!$F123=\"\"),\"\",T138/'Lives scenario - input'!$F123),\"\")","v":""},{"$f":"IFERROR(IF(OR(U138=\"\",'Lives scenario - input'!$F123=\"\"),\"\",U138/'Lives scenario - input'!$F123),\"\")","v":""},{"$f":"IFERROR(IF(OR(V138=\"\",'Lives scenario - input'!$F123=\"\"),\"\",V138/'Lives scenario - input'!$F123),\"\")","v":""},{"$f":"IFERROR(IF(OR(W138=\"\",'Lives scenario - input'!$F123=\"\"),\"\",W138/'Lives scenario - input'!$F123),\"\")","v":""}]
[{"$f":"IFERROR('Lives scenario - input'!A124,\"\")","v":""},{"$f":"IFERROR('Lives scenario - input'!B124,\"\")","v":""},{"$f":"IFERROR('Lives scenario - input'!C124,\"\")","v":""},{"$f":"IFERROR(repcalc('Lives scenario - input'!$CX124:$GJ124,'Lives scenario - input'!$I124,'Lives scenario - input'!$G124,'Lives scenario - input'!$H124,20,TRUE,TRUE),\"\")","v":""},"","","","","","","","","","","","","","","","","","","",{"$f":"IFERROR(IF(OR(D139=\"\",'Lives scenario - input'!$F124=\"\"),\"\",D139/'Lives scenario - input'!$F124),\"\")","v":""},{"$f":"IFERROR(IF(OR(E139=\"\",'Lives scenario - input'!$F124=\"\"),\"\",E139/'Lives scenario - input'!$F124),\"\")","v":""},{"$f":"IFERROR(IF(OR(F139=\"\",'Lives scenario - input'!$F124=\"\"),\"\",F139/'Lives scenario - input'!$F124),\"\")","v":""},{"$f":"IFERROR(IF(OR(G139=\"\",'Lives scenario - input'!$F124=\"\"),\"\",G139/'Lives scenario - input'!$F124),\"\")","v":""},{"$f":"IFERROR(IF(OR(H139=\"\",'Lives scenario - input'!$F124=\"\"),\"\",H139/'Lives scenario - input'!$F124),\"\")","v":""},{"$f":"IFERROR(IF(OR(I139=\"\",'Lives scenario - input'!$F124=\"\"),\"\",I139/'Lives scenario - input'!$F124),\"\")","v":""},{"$f":"IFERROR(IF(OR(J139=\"\",'Lives scenario - input'!$F124=\"\"),\"\",J139/'Lives scenario - input'!$F124),\"\")","v":""},{"$f":"IFERROR(IF(OR(K139=\"\",'Lives scenario - input'!$F124=\"\"),\"\",K139/'Lives scenario - input'!$F124),\"\")","v":""},{"$f":"IFERROR(IF(OR(L139=\"\",'Lives scenario - input'!$F124=\"\"),\"\",L139/'Lives scenario - input'!$F124),\"\")","v":""},{"$f":"IFERROR(IF(OR(M139=\"\",'Lives scenario - input'!$F124=\"\"),\"\",M139/'Lives scenario - input'!$F124),\"\")","v":""},{"$f":"IFERROR(IF(OR(N139=\"\",'Lives scenario - input'!$F124=\"\"),\"\",N139/'Lives scenario - input'!$F124),\"\")","v":""},{"$f":"IFERROR(IF(OR(O139=\"\",'Lives scenario - input'!$F124=\"\"),\"\",O139/'Lives scenario - input'!$F124),\"\")","v":""},{"$f":"IFERROR(IF(OR(P139=\"\",'Lives scenario - input'!$F124=\"\"),\"\",P139/'Lives scenario - input'!$F124),\"\")","v":""},{"$f":"IFERROR(IF(OR(Q139=\"\",'Lives scenario - input'!$F124=\"\"),\"\",Q139/'Lives scenario - input'!$F124),\"\")","v":""},{"$f":"IFERROR(IF(OR(R139=\"\",'Lives scenario - input'!$F124=\"\"),\"\",R139/'Lives scenario - input'!$F124),\"\")","v":""},{"$f":"IFERROR(IF(OR(S139=\"\",'Lives scenario - input'!$F124=\"\"),\"\",S139/'Lives scenario - input'!$F124),\"\")","v":""},{"$f":"IFERROR(IF(OR(T139=\"\",'Lives scenario - input'!$F124=\"\"),\"\",T139/'Lives scenario - input'!$F124),\"\")","v":""},{"$f":"IFERROR(IF(OR(U139=\"\",'Lives scenario - input'!$F124=\"\"),\"\",U139/'Lives scenario - input'!$F124),\"\")","v":""},{"$f":"IFERROR(IF(OR(V139=\"\",'Lives scenario - input'!$F124=\"\"),\"\",V139/'Lives scenario - input'!$F124),\"\")","v":""},{"$f":"IFERROR(IF(OR(W139=\"\",'Lives scenario - input'!$F124=\"\"),\"\",W139/'Lives scenario - input'!$F124),\"\")","v":""}]
[{"$f":"IFERROR('Lives scenario - input'!A125,\"\")","v":""},{"$f":"IFERROR('Lives scenario - input'!B125,\"\")","v":""},{"$f":"IFERROR('Lives scenario - input'!C125,\"\")","v":""},{"$f":"IFERROR(repcalc('Lives scenario - input'!$CX125:$GJ125,'Lives scenario - input'!$I125,'Lives scenario - input'!$G125,'Lives scenario - input'!$H125,20,TRUE,TRUE),\"\")","v":""},"","","","","","","","","","","","","","","","","","","",{"$f":"IFERROR(IF(OR(D140=\"\",'Lives scenario - input'!$F125=\"\"),\"\",D140/'Lives scenario - input'!$F125),\"\")","v":""},{"$f":"IFERROR(IF(OR(E140=\"\",'Lives scenario - input'!$F125=\"\"),\"\",E140/'Lives scenario - input'!$F125),\"\")","v":""},{"$f":"IFERROR(IF(OR(F140=\"\",'Lives scenario - input'!$F125=\"\"),\"\",F140/'Lives scenario - input'!$F125),\"\")","v":""},{"$f":"IFERROR(IF(OR(G140=\"\",'Lives scenario - input'!$F125=\"\"),\"\",G140/'Lives scenario - input'!$F125),\"\")","v":""},{"$f":"IFERROR(IF(OR(H140=\"\",'Lives scenario - input'!$F125=\"\"),\"\",H140/'Lives scenario - input'!$F125),\"\")","v":""},{"$f":"IFERROR(IF(OR(I140=\"\",'Lives scenario - input'!$F125=\"\"),\"\",I140/'Lives scenario - input'!$F125),\"\")","v":""},{"$f":"IFERROR(IF(OR(J140=\"\",'Lives scenario - input'!$F125=\"\"),\"\",J140/'Lives scenario - input'!$F125),\"\")","v":""},{"$f":"IFERROR(IF(OR(K140=\"\",'Lives scenario - input'!$F125=\"\"),\"\",K140/'Lives scenario - input'!$F125),\"\")","v":""},{"$f":"IFERROR(IF(OR(L140=\"\",'Lives scenario - input'!$F125=\"\"),\"\",L140/'Lives scenario - input'!$F125),\"\")","v":""},{"$f":"IFERROR(IF(OR(M140=\"\",'Lives scenario - input'!$F125=\"\"),\"\",M140/'Lives scenario - input'!$F125),\"\")","v":""},{"$f":"IFERROR(IF(OR(N140=\"\",'Lives scenario - input'!$F125=\"\"),\"\",N140/'Lives scenario - input'!$F125),\"\")","v":""},{"$f":"IFERROR(IF(OR(O140=\"\",'Lives scenario - input'!$F125=\"\"),\"\",O140/'Lives scenario - input'!$F125),\"\")","v":""},{"$f":"IFERROR(IF(OR(P140=\"\",'Lives scenario - input'!$F125=\"\"),\"\",P140/'Lives scenario - input'!$F125),\"\")","v":""},{"$f":"IFERROR(IF(OR(Q140=\"\",'Lives scenario - input'!$F125=\"\"),\"\",Q140/'Lives scenario - input'!$F125),\"\")","v":""},{"$f":"IFERROR(IF(OR(R140=\"\",'Lives scenario - input'!$F125=\"\"),\"\",R140/'Lives scenario - input'!$F125),\"\")","v":""},{"$f":"IFERROR(IF(OR(S140=\"\",'Lives scenario - input'!$F125=\"\"),\"\",S140/'Lives scenario - input'!$F125),\"\")","v":""},{"$f":"IFERROR(IF(OR(T140=\"\",'Lives scenario - input'!$F125=\"\"),\"\",T140/'Lives scenario - input'!$F125),\"\")","v":""},{"$f":"IFERROR(IF(OR(U140=\"\",'Lives scenario - input'!$F125=\"\"),\"\",U140/'Lives scenario - input'!$F125),\"\")","v":""},{"$f":"IFERROR(IF(OR(V140=\"\",'Lives scenario - input'!$F125=\"\"),\"\",V140/'Lives scenario - input'!$F125),\"\")","v":""},{"$f":"IFERROR(IF(OR(W140=\"\",'Lives scenario - input'!$F125=\"\"),\"\",W140/'Lives scenario - input'!$F125),\"\")","v":""}]
[{"$f":"IFERROR('Lives scenario - input'!A126,\"\")","v":""},{"$f":"IFERROR('Lives scenario - input'!B126,\"\")","v":""},{"$f":"IFERROR('Lives scenario - input'!C126,\"\")","v":""},{"$f":"IFERROR(repcalc('Lives scenario - input'!$CX126:$GJ126,'Lives scenario - input'!$I126,'Lives scenario - input'!$G126,'Lives scenario - input'!$H126,20,TRUE,TRUE),\"\")","v":""},"","","","","","","","","","","","","","","","","","","",{"$f":"IFERROR(IF(OR(D141=\"\",'Lives scenario - input'!$F126=\"\"),\"\",D141/'Lives scenario - input'!$F126),\"\")","v":""},{"$f":"IFERROR(IF(OR(E141=\"\",'Lives scenario - input'!$F126=\"\"),\"\",E141/'Lives scenario - input'!$F126),\"\")","v":""},{"$f":"IFERROR(IF(OR(F141=\"\",'Lives scenario - input'!$F126=\"\"),\"\",F141/'Lives scenario - input'!$F126),\"\")","v":""},{"$f":"IFERROR(IF(OR(G141=\"\",'Lives scenario - input'!$F126=\"\"),\"\",G141/'Lives scenario - input'!$F126),\"\")","v":""},{"$f":"IFERROR(IF(OR(H141=\"\",'Lives scenario - input'!$F126=\"\"),\"\",H141/'Lives scenario - input'!$F126),\"\")","v":""},{"$f":"IFERROR(IF(OR(I141=\"\",'Lives scenario - input'!$F126=\"\"),\"\",I141/'Lives scenario - input'!$F126),\"\")","v":""},{"$f":"IFERROR(IF(OR(J141=\"\",'Lives scenario - input'!$F126=\"\"),\"\",J141/'Lives scenario - input'!$F126),\"\")","v":""},{"$f":"IFERROR(IF(OR(K141=\"\",'Lives scenario - input'!$F126=\"\"),\"\",K141/'Lives scenario - input'!$F126),\"\")","v":""},{"$f":"IFERROR(IF(OR(L141=\"\",'Lives scenario - input'!$F126=\"\"),\"\",L141/'Lives scenario - input'!$F126),\"\")","v":""},{"$f":"IFERROR(IF(OR(M141=\"\",'Lives scenario - input'!$F126=\"\"),\"\",M141/'Lives scenario - input'!$F126),\"\")","v":""},{"$f":"IFERROR(IF(OR(N141=\"\",'Lives scenario - input'!$F126=\"\"),\"\",N141/'Lives scenario - input'!$F126),\"\")","v":""},{"$f":"IFERROR(IF(OR(O141=\"\",'Lives scenario - input'!$F126=\"\"),\"\",O141/'Lives scenario - input'!$F126),\"\")","v":""},{"$f":"IFERROR(IF(OR(P141=\"\",'Lives scenario - input'!$F126=\"\"),\"\",P141/'Lives scenario - input'!$F126),\"\")","v":""},{"$f":"IFERROR(IF(OR(Q141=\"\",'Lives scenario - input'!$F126=\"\"),\"\",Q141/'Lives scenario - input'!$F126),\"\")","v":""},{"$f":"IFERROR(IF(OR(R141=\"\",'Lives scenario - input'!$F126=\"\"),\"\",R141/'Lives scenario - input'!$F126),\"\")","v":""},{"$f":"IFERROR(IF(OR(S141=\"\",'Lives scenario - input'!$F126=\"\"),\"\",S141/'Lives scenario - input'!$F126),\"\")","v":""},{"$f":"IFERROR(IF(OR(T141=\"\",'Lives scenario - input'!$F126=\"\"),\"\",T141/'Lives scenario - input'!$F126),\"\")","v":""},{"$f":"IFERROR(IF(OR(U141=\"\",'Lives scenario - input'!$F126=\"\"),\"\",U141/'Lives scenario - input'!$F126),\"\")","v":""},{"$f":"IFERROR(IF(OR(V141=\"\",'Lives scenario - input'!$F126=\"\"),\"\",V141/'Lives scenario - input'!$F126),\"\")","v":""},{"$f":"IFERROR(IF(OR(W141=\"\",'Lives scenario - input'!$F126=\"\"),\"\",W141/'Lives scenario - input'!$F126),\"\")","v":""}]
[{"$f":"IFERROR('Lives scenario - input'!A127,\"\")","v":""},{"$f":"IFERROR('Lives scenario - input'!B127,\"\")","v":""},{"$f":"IFERROR('Lives scenario - input'!C127,\"\")","v":""},{"$f":"IFERROR(repcalc('Lives scenario - input'!$CX127:$GJ127,'Lives scenario - input'!$I127,'Lives scenario - input'!$G127,'Lives scenario - input'!$H127,20,TRUE,TRUE),\"\")","v":""},"","","","","","","","","","","","","","","","","","","",{"$f":"IFERROR(IF(OR(D142=\"\",'Lives scenario - input'!$F127=\"\"),\"\",D142/'Lives scenario - input'!$F127),\"\")","v":""},{"$f":"IFERROR(IF(OR(E142=\"\",'Lives scenario - input'!$F127=\"\"),\"\",E142/'Lives scenario - input'!$F127),\"\")","v":""},{"$f":"IFERROR(IF(OR(F142=\"\",'Lives scenario - input'!$F127=\"\"),\"\",F142/'Lives scenario - input'!$F127),\"\")","v":""},{"$f":"IFERROR(IF(OR(G142=\"\",'Lives scenario - input'!$F127=\"\"),\"\",G142/'Lives scenario - input'!$F127),\"\")","v":""},{"$f":"IFERROR(IF(OR(H142=\"\",'Lives scenario - input'!$F127=\"\"),\"\",H142/'Lives scenario - input'!$F127),\"\")","v":""},{"$f":"IFERROR(IF(OR(I142=\"\",'Lives scenario - input'!$F127=\"\"),\"\",I142/'Lives scenario - input'!$F127),\"\")","v":""},{"$f":"IFERROR(IF(OR(J142=\"\",'Lives scenario - input'!$F127=\"\"),\"\",J142/'Lives scenario - input'!$F127),\"\")","v":""},{"$f":"IFERROR(IF(OR(K142=\"\",'Lives scenario - input'!$F127=\"\"),\"\",K142/'Lives scenario - input'!$F127),\"\")","v":""},{"$f":"IFERROR(IF(OR(L142=\"\",'Lives scenario - input'!$F127=\"\"),\"\",L142/'Lives scenario - input'!$F127),\"\")","v":""},{"$f":"IFERROR(IF(OR(M142=\"\",'Lives scenario - input'!$F127=\"\"),\"\",M142/'Lives scenario - input'!$F127),\"\")","v":""},{"$f":"IFERROR(IF(OR(N142=\"\",'Lives scenario - input'!$F127=\"\"),\"\",N142/'Lives scenario - input'!$F127),\"\")","v":""},{"$f":"IFERROR(IF(OR(O142=\"\",'Lives scenario - input'!$F127=\"\"),\"\",O142/'Lives scenario - input'!$F127),\"\")","v":""},{"$f":"IFERROR(IF(OR(P142=\"\",'Lives scenario - input'!$F127=\"\"),\"\",P142/'Lives scenario - input'!$F127),\"\")","v":""},{"$f":"IFERROR(IF(OR(Q142=\"\",'Lives scenario - input'!$F127=\"\"),\"\",Q142/'Lives scenario - input'!$F127),\"\")","v":""},{"$f":"IFERROR(IF(OR(R142=\"\",'Lives scenario - input'!$F127=\"\"),\"\",R142/'Lives scenario - input'!$F127),\"\")","v":""},{"$f":"IFERROR(IF(OR(S142=\"\",'Lives scenario - input'!$F127=\"\"),\"\",S142/'Lives scenario - input'!$F127),\"\")","v":""},{"$f":"IFERROR(IF(OR(T142=\"\",'Lives scenario - input'!$F127=\"\"),\"\",T142/'Lives scenario - input'!$F127),\"\")","v":""},{"$f":"IFERROR(IF(OR(U142=\"\",'Lives scenario - input'!$F127=\"\"),\"\",U142/'Lives scenario - input'!$F127),\"\")","v":""},{"$f":"IFERROR(IF(OR(V142=\"\",'Lives scenario - input'!$F127=\"\"),\"\",V142/'Lives scenario - input'!$F127),\"\")","v":""},{"$f":"IFERROR(IF(OR(W142=\"\",'Lives scenario - input'!$F127=\"\"),\"\",W142/'Lives scenario - input'!$F127),\"\")","v":""}]
[{"$f":"IFERROR('Lives scenario - input'!A128,\"\")","v":""},{"$f":"IFERROR('Lives scenario - input'!B128,\"\")","v":""},{"$f":"IFERROR('Lives scenario - input'!C128,\"\")","v":""},{"$f":"IFERROR(repcalc('Lives scenario - input'!$CX128:$GJ128,'Lives scenario - input'!$I128,'Lives scenario - input'!$G128,'Lives scenario - input'!$H128,20,TRUE,TRUE),\"\")","v":""},"","","","","","","","","","","","","","","","","","","",{"$f":"IFERROR(IF(OR(D143=\"\",'Lives scenario - input'!$F128=\"\"),\"\",D143/'Lives scenario - input'!$F128),\"\")","v":""},{"$f":"IFERROR(IF(OR(E143=\"\",'Lives scenario - input'!$F128=\"\"),\"\",E143/'Lives scenario - input'!$F128),\"\")","v":""},{"$f":"IFERROR(IF(OR(F143=\"\",'Lives scenario - input'!$F128=\"\"),\"\",F143/'Lives scenario - input'!$F128),\"\")","v":""},{"$f":"IFERROR(IF(OR(G143=\"\",'Lives scenario - input'!$F128=\"\"),\"\",G143/'Lives scenario - input'!$F128),\"\")","v":""},{"$f":"IFERROR(IF(OR(H143=\"\",'Lives scenario - input'!$F128=\"\"),\"\",H143/'Lives scenario - input'!$F128),\"\")","v":""},{"$f":"IFERROR(IF(OR(I143=\"\",'Lives scenario - input'!$F128=\"\"),\"\",I143/'Lives scenario - input'!$F128),\"\")","v":""},{"$f":"IFERROR(IF(OR(J143=\"\",'Lives scenario - input'!$F128=\"\"),\"\",J143/'Lives scenario - input'!$F128),\"\")","v":""},{"$f":"IFERROR(IF(OR(K143=\"\",'Lives scenario - input'!$F128=\"\"),\"\",K143/'Lives scenario - input'!$F128),\"\")","v":""},{"$f":"IFERROR(IF(OR(L143=\"\",'Lives scenario - input'!$F128=\"\"),\"\",L143/'Lives scenario - input'!$F128),\"\")","v":""},{"$f":"IFERROR(IF(OR(M143=\"\",'Lives scenario - input'!$F128=\"\"),\"\",M143/'Lives scenario - input'!$F128),\"\")","v":""},{"$f":"IFERROR(IF(OR(N143=\"\",'Lives scenario - input'!$F128=\"\"),\"\",N143/'Lives scenario - input'!$F128),\"\")","v":""},{"$f":"IFERROR(IF(OR(O143=\"\",'Lives scenario - input'!$F128=\"\"),\"\",O143/'Lives scenario - input'!$F128),\"\")","v":""},{"$f":"IFERROR(IF(OR(P143=\"\",'Lives scenario - input'!$F128=\"\"),\"\",P143/'Lives scenario - input'!$F128),\"\")","v":""},{"$f":"IFERROR(IF(OR(Q143=\"\",'Lives scenario - input'!$F128=\"\"),\"\",Q143/'Lives scenario - input'!$F128),\"\")","v":""},{"$f":"IFERROR(IF(OR(R143=\"\",'Lives scenario - input'!$F128=\"\"),\"\",R143/'Lives scenario - input'!$F128),\"\")","v":""},{"$f":"IFERROR(IF(OR(S143=\"\",'Lives scenario - input'!$F128=\"\"),\"\",S143/'Lives scenario - input'!$F128),\"\")","v":""},{"$f":"IFERROR(IF(OR(T143=\"\",'Lives scenario - input'!$F128=\"\"),\"\",T143/'Lives scenario - input'!$F128),\"\")","v":""},{"$f":"IFERROR(IF(OR(U143=\"\",'Lives scenario - input'!$F128=\"\"),\"\",U143/'Lives scenario - input'!$F128),\"\")","v":""},{"$f":"IFERROR(IF(OR(V143=\"\",'Lives scenario - input'!$F128=\"\"),\"\",V143/'Lives scenario - input'!$F128),\"\")","v":""},{"$f":"IFERROR(IF(OR(W143=\"\",'Lives scenario - input'!$F128=\"\"),\"\",W143/'Lives scenario - input'!$F128),\"\")","v":""}]
[{"$f":"IFERROR('Lives scenario - input'!A129,\"\")","v":""},{"$f":"IFERROR('Lives scenario - input'!B129,\"\")","v":""},{"$f":"IFERROR('Lives scenario - input'!C129,\"\")","v":""},{"$f":"IFERROR(repcalc('Lives scenario - input'!$CX129:$GJ129,'Lives scenario - input'!$I129,'Lives scenario - input'!$G129,'Lives scenario - input'!$H129,20,TRUE,TRUE),\"\")","v":""},"","","","","","","","","","","","","","","","","","","",{"$f":"IFERROR(IF(OR(D144=\"\",'Lives scenario - input'!$F129=\"\"),\"\",D144/'Lives scenario - input'!$F129),\"\")","v":""},{"$f":"IFERROR(IF(OR(E144=\"\",'Lives scenario - input'!$F129=\"\"),\"\",E144/'Lives scenario - input'!$F129),\"\")","v":""},{"$f":"IFERROR(IF(OR(F144=\"\",'Lives scenario - input'!$F129=\"\"),\"\",F144/'Lives scenario - input'!$F129),\"\")","v":""},{"$f":"IFERROR(IF(OR(G144=\"\",'Lives scenario - input'!$F129=\"\"),\"\",G144/'Lives scenario - input'!$F129),\"\")","v":""},{"$f":"IFERROR(IF(OR(H144=\"\",'Lives scenario - input'!$F129=\"\"),\"\",H144/'Lives scenario - input'!$F129),\"\")","v":""},{"$f":"IFERROR(IF(OR(I144=\"\",'Lives scenario - input'!$F129=\"\"),\"\",I144/'Lives scenario - input'!$F129),\"\")","v":""},{"$f":"IFERROR(IF(OR(J144=\"\",'Lives scenario - input'!$F129=\"\"),\"\",J144/'Lives scenario - input'!$F129),\"\")","v":""},{"$f":"IFERROR(IF(OR(K144=\"\",'Lives scenario - input'!$F129=\"\"),\"\",K144/'Lives scenario - input'!$F129),\"\")","v":""},{"$f":"IFERROR(IF(OR(L144=\"\",'Lives scenario - input'!$F129=\"\"),\"\",L144/'Lives scenario - input'!$F129),\"\")","v":""},{"$f":"IFERROR(IF(OR(M144=\"\",'Lives scenario - input'!$F129=\"\"),\"\",M144/'Lives scenario - input'!$F129),\"\")","v":""},{"$f":"IFERROR(IF(OR(N144=\"\",'Lives scenario - input'!$F129=\"\"),\"\",N144/'Lives scenario - input'!$F129),\"\")","v":""},{"$f":"IFERROR(IF(OR(O144=\"\",'Lives scenario - input'!$F129=\"\"),\"\",O144/'Lives scenario - input'!$F129),\"\")","v":""},{"$f":"IFERROR(IF(OR(P144=\"\",'Lives scenario - input'!$F129=\"\"),\"\",P144/'Lives scenario - input'!$F129),\"\")","v":""},{"$f":"IFERROR(IF(OR(Q144=\"\",'Lives scenario - input'!$F129=\"\"),\"\",Q144/'Lives scenario - input'!$F129),\"\")","v":""},{"$f":"IFERROR(IF(OR(R144=\"\",'Lives scenario - input'!$F129=\"\"),\"\",R144/'Lives scenario - input'!$F129),\"\")","v":""},{"$f":"IFERROR(IF(OR(S144=\"\",'Lives scenario - input'!$F129=\"\"),\"\",S144/'Lives scenario - input'!$F129),\"\")","v":""},{"$f":"IFERROR(IF(OR(T144=\"\",'Lives scenario - input'!$F129=\"\"),\"\",T144/'Lives scenario - input'!$F129),\"\")","v":""},{"$f":"IFERROR(IF(OR(U144=\"\",'Lives scenario - input'!$F129=\"\"),\"\",U144/'Lives scenario - input'!$F129),\"\")","v":""},{"$f":"IFERROR(IF(OR(V144=\"\",'Lives scenario - input'!$F129=\"\"),\"\",V144/'Lives scenario - input'!$F129),\"\")","v":""},{"$f":"IFERROR(IF(OR(W144=\"\",'Lives scenario - input'!$F129=\"\"),\"\",W144/'Lives scenario - input'!$F129),\"\")","v":""}]
[{"$f":"IFERROR('Lives scenario - input'!A130,\"\")","v":""},{"$f":"IFERROR('Lives scenario - input'!B130,\"\")","v":""},{"$f":"IFERROR('Lives scenario - input'!C130,\"\")","v":""},{"$f":"IFERROR(repcalc('Lives scenario - input'!$CX130:$GJ130,'Lives scenario - input'!$I130,'Lives scenario - input'!$G130,'Lives scenario - input'!$H130,20,TRUE,TRUE),\"\")","v":""},"","","","","","","","","","","","","","","","","","","",{"$f":"IFERROR(IF(OR(D145=\"\",'Lives scenario - input'!$F130=\"\"),\"\",D145/'Lives scenario - input'!$F130),\"\")","v":""},{"$f":"IFERROR(IF(OR(E145=\"\",'Lives scenario - input'!$F130=\"\"),\"\",E145/'Lives scenario - input'!$F130),\"\")","v":""},{"$f":"IFERROR(IF(OR(F145=\"\",'Lives scenario - input'!$F130=\"\"),\"\",F145/'Lives scenario - input'!$F130),\"\")","v":""},{"$f":"IFERROR(IF(OR(G145=\"\",'Lives scenario - input'!$F130=\"\"),\"\",G145/'Lives scenario - input'!$F130),\"\")","v":""},{"$f":"IFERROR(IF(OR(H145=\"\",'Lives scenario - input'!$F130=\"\"),\"\",H145/'Lives scenario - input'!$F130),\"\")","v":""},{"$f":"IFERROR(IF(OR(I145=\"\",'Lives scenario - input'!$F130=\"\"),\"\",I145/'Lives scenario - input'!$F130),\"\")","v":""},{"$f":"IFERROR(IF(OR(J145=\"\",'Lives scenario - input'!$F130=\"\"),\"\",J145/'Lives scenario - input'!$F130),\"\")","v":""},{"$f":"IFERROR(IF(OR(K145=\"\",'Lives scenario - input'!$F130=\"\"),\"\",K145/'Lives scenario - input'!$F130),\"\")","v":""},{"$f":"IFERROR(IF(OR(L145=\"\",'Lives scenario - input'!$F130=\"\"),\"\",L145/'Lives scenario - input'!$F130),\"\")","v":""},{"$f":"IFERROR(IF(OR(M145=\"\",'Lives scenario - input'!$F130=\"\"),\"\",M145/'Lives scenario - input'!$F130),\"\")","v":""},{"$f":"IFERROR(IF(OR(N145=\"\",'Lives scenario - input'!$F130=\"\"),\"\",N145/'Lives scenario - input'!$F130),\"\")","v":""},{"$f":"IFERROR(IF(OR(O145=\"\",'Lives scenario - input'!$F130=\"\"),\"\",O145/'Lives scenario - input'!$F130),\"\")","v":""},{"$f":"IFERROR(IF(OR(P145=\"\",'Lives scenario - input'!$F130=\"\"),\"\",P145/'Lives scenario - input'!$F130),\"\")","v":""},{"$f":"IFERROR(IF(OR(Q145=\"\",'Lives scenario - input'!$F130=\"\"),\"\",Q145/'Lives scenario - input'!$F130),\"\")","v":""},{"$f":"IFERROR(IF(OR(R145=\"\",'Lives scenario - input'!$F130=\"\"),\"\",R145/'Lives scenario - input'!$F130),\"\")","v":""},{"$f":"IFERROR(IF(OR(S145=\"\",'Lives scenario - input'!$F130=\"\"),\"\",S145/'Lives scenario - input'!$F130),\"\")","v":""},{"$f":"IFERROR(IF(OR(T145=\"\",'Lives scenario - input'!$F130=\"\"),\"\",T145/'Lives scenario - input'!$F130),\"\")","v":""},{"$f":"IFERROR(IF(OR(U145=\"\",'Lives scenario - input'!$F130=\"\"),\"\",U145/'Lives scenario - input'!$F130),\"\")","v":""},{"$f":"IFERROR(IF(OR(V145=\"\",'Lives scenario - input'!$F130=\"\"),\"\",V145/'Lives scenario - input'!$F130),\"\")","v":""},{"$f":"IFERROR(IF(OR(W145=\"\",'Lives scenario - input'!$F130=\"\"),\"\",W145/'Lives scenario - input'!$F130),\"\")","v":""}]
[{"$f":"IFERROR('Lives scenario - input'!A131,\"\")","v":""},{"$f":"IFERROR('Lives scenario - input'!B131,\"\")","v":""},{"$f":"IFERROR('Lives scenario - input'!C131,\"\")","v":""},{"$f":"IFERROR(repcalc('Lives scenario - input'!$CX131:$GJ131,'Lives scenario - input'!$I131,'Lives scenario - input'!$G131,'Lives scenario - input'!$H131,20,TRUE,TRUE),\"\")","v":""},"","","","","","","","","","","","","","","","","","","",{"$f":"IFERROR(IF(OR(D146=\"\",'Lives scenario - input'!$F131=\"\"),\"\",D146/'Lives scenario - input'!$F131),\"\")","v":""},{"$f":"IFERROR(IF(OR(E146=\"\",'Lives scenario - input'!$F131=\"\"),\"\",E146/'Lives scenario - input'!$F131),\"\")","v":""},{"$f":"IFERROR(IF(OR(F146=\"\",'Lives scenario - input'!$F131=\"\"),\"\",F146/'Lives scenario - input'!$F131),\"\")","v":""},{"$f":"IFERROR(IF(OR(G146=\"\",'Lives scenario - input'!$F131=\"\"),\"\",G146/'Lives scenario - input'!$F131),\"\")","v":""},{"$f":"IFERROR(IF(OR(H146=\"\",'Lives scenario - input'!$F131=\"\"),\"\",H146/'Lives scenario - input'!$F131),\"\")","v":""},{"$f":"IFERROR(IF(OR(I146=\"\",'Lives scenario - input'!$F131=\"\"),\"\",I146/'Lives scenario - input'!$F131),\"\")","v":""},{"$f":"IFERROR(IF(OR(J146=\"\",'Lives scenario - input'!$F131=\"\"),\"\",J146/'Lives scenario - input'!$F131),\"\")","v":""},{"$f":"IFERROR(IF(OR(K146=\"\",'Lives scenario - input'!$F131=\"\"),\"\",K146/'Lives scenario - input'!$F131),\"\")","v":""},{"$f":"IFERROR(IF(OR(L146=\"\",'Lives scenario - input'!$F131=\"\"),\"\",L146/'Lives scenario - input'!$F131),\"\")","v":""},{"$f":"IFERROR(IF(OR(M146=\"\",'Lives scenario - input'!$F131=\"\"),\"\",M146/'Lives scenario - input'!$F131),\"\")","v":""},{"$f":"IFERROR(IF(OR(N146=\"\",'Lives scenario - input'!$F131=\"\"),\"\",N146/'Lives scenario - input'!$F131),\"\")","v":""},{"$f":"IFERROR(IF(OR(O146=\"\",'Lives scenario - input'!$F131=\"\"),\"\",O146/'Lives scenario - input'!$F131),\"\")","v":""},{"$f":"IFERROR(IF(OR(P146=\"\",'Lives scenario - input'!$F131=\"\"),\"\",P146/'Lives scenario - input'!$F131),\"\")","v":""},{"$f":"IFERROR(IF(OR(Q146=\"\",'Lives scenario - input'!$F131=\"\"),\"\",Q146/'Lives scenario - input'!$F131),\"\")","v":""},{"$f":"IFERROR(IF(OR(R146=\"\",'Lives scenario - input'!$F131=\"\"),\"\",R146/'Lives scenario - input'!$F131),\"\")","v":""},{"$f":"IFERROR(IF(OR(S146=\"\",'Lives scenario - input'!$F131=\"\"),\"\",S146/'Lives scenario - input'!$F131),\"\")","v":""},{"$f":"IFERROR(IF(OR(T146=\"\",'Lives scenario - input'!$F131=\"\"),\"\",T146/'Lives scenario - input'!$F131),\"\")","v":""},{"$f":"IFERROR(IF(OR(U146=\"\",'Lives scenario - input'!$F131=\"\"),\"\",U146/'Lives scenario - input'!$F131),\"\")","v":""},{"$f":"IFERROR(IF(OR(V146=\"\",'Lives scenario - input'!$F131=\"\"),\"\",V146/'Lives scenario - input'!$F131),\"\")","v":""},{"$f":"IFERROR(IF(OR(W146=\"\",'Lives scenario - input'!$F131=\"\"),\"\",W146/'Lives scenario - input'!$F131),\"\")","v":""}]
[{"$f":"IFERROR('Lives scenario - input'!A132,\"\")","v":""},{"$f":"IFERROR('Lives scenario - input'!B132,\"\")","v":""},{"$f":"IFERROR('Lives scenario - input'!C132,\"\")","v":""},{"$f":"IFERROR(repcalc('Lives scenario - input'!$CX132:$GJ132,'Lives scenario - input'!$I132,'Lives scenario - input'!$G132,'Lives scenario - input'!$H132,20,TRUE,TRUE),\"\")","v":""},"","","","","","","","","","","","","","","","","","","",{"$f":"IFERROR(IF(OR(D147=\"\",'Lives scenario - input'!$F132=\"\"),\"\",D147/'Lives scenario - input'!$F132),\"\")","v":""},{"$f":"IFERROR(IF(OR(E147=\"\",'Lives scenario - input'!$F132=\"\"),\"\",E147/'Lives scenario - input'!$F132),\"\")","v":""},{"$f":"IFERROR(IF(OR(F147=\"\",'Lives scenario - input'!$F132=\"\"),\"\",F147/'Lives scenario - input'!$F132),\"\")","v":""},{"$f":"IFERROR(IF(OR(G147=\"\",'Lives scenario - input'!$F132=\"\"),\"\",G147/'Lives scenario - input'!$F132),\"\")","v":""},{"$f":"IFERROR(IF(OR(H147=\"\",'Lives scenario - input'!$F132=\"\"),\"\",H147/'Lives scenario - input'!$F132),\"\")","v":""},{"$f":"IFERROR(IF(OR(I147=\"\",'Lives scenario - input'!$F132=\"\"),\"\",I147/'Lives scenario - input'!$F132),\"\")","v":""},{"$f":"IFERROR(IF(OR(J147=\"\",'Lives scenario - input'!$F132=\"\"),\"\",J147/'Lives scenario - input'!$F132),\"\")","v":""},{"$f":"IFERROR(IF(OR(K147=\"\",'Lives scenario - input'!$F132=\"\"),\"\",K147/'Lives scenario - input'!$F132),\"\")","v":""},{"$f":"IFERROR(IF(OR(L147=\"\",'Lives scenario - input'!$F132=\"\"),\"\",L147/'Lives scenario - input'!$F132),\"\")","v":""},{"$f":"IFERROR(IF(OR(M147=\"\",'Lives scenario - input'!$F132=\"\"),\"\",M147/'Lives scenario - input'!$F132),\"\")","v":""},{"$f":"IFERROR(IF(OR(N147=\"\",'Lives scenario - input'!$F132=\"\"),\"\",N147/'Lives scenario - input'!$F132),\"\")","v":""},{"$f":"IFERROR(IF(OR(O147=\"\",'Lives scenario - input'!$F132=\"\"),\"\",O147/'Lives scenario - input'!$F132),\"\")","v":""},{"$f":"IFERROR(IF(OR(P147=\"\",'Lives scenario - input'!$F132=\"\"),\"\",P147/'Lives scenario - input'!$F132),\"\")","v":""},{"$f":"IFERROR(IF(OR(Q147=\"\",'Lives scenario - input'!$F132=\"\"),\"\",Q147/'Lives scenario - input'!$F132),\"\")","v":""},{"$f":"IFERROR(IF(OR(R147=\"\",'Lives scenario - input'!$F132=\"\"),\"\",R147/'Lives scenario - input'!$F132),\"\")","v":""},{"$f":"IFERROR(IF(OR(S147=\"\",'Lives scenario - input'!$F132=\"\"),\"\",S147/'Lives scenario - input'!$F132),\"\")","v":""},{"$f":"IFERROR(IF(OR(T147=\"\",'Lives scenario - input'!$F132=\"\"),\"\",T147/'Lives scenario - input'!$F132),\"\")","v":""},{"$f":"IFERROR(IF(OR(U147=\"\",'Lives scenario - input'!$F132=\"\"),\"\",U147/'Lives scenario - input'!$F132),\"\")","v":""},{"$f":"IFERROR(IF(OR(V147=\"\",'Lives scenario - input'!$F132=\"\"),\"\",V147/'Lives scenario - input'!$F132),\"\")","v":""},{"$f":"IFERROR(IF(OR(W147=\"\",'Lives scenario - input'!$F132=\"\"),\"\",W147/'Lives scenario - input'!$F132),\"\")","v":""}]
[{"$f":"IFERROR('Lives scenario - input'!A133,\"\")","v":""},{"$f":"IFERROR('Lives scenario - input'!B133,\"\")","v":""},{"$f":"IFERROR('Lives scenario - input'!C133,\"\")","v":""},{"$f":"IFERROR(repcalc('Lives scenario - input'!$CX133:$GJ133,'Lives scenario - input'!$I133,'Lives scenario - input'!$G133,'Lives scenario - input'!$H133,20,TRUE,TRUE),\"\")","v":""},"","","","","","","","","","","","","","","","","","","",{"$f":"IFERROR(IF(OR(D148=\"\",'Lives scenario - input'!$F133=\"\"),\"\",D148/'Lives scenario - input'!$F133),\"\")","v":""},{"$f":"IFERROR(IF(OR(E148=\"\",'Lives scenario - input'!$F133=\"\"),\"\",E148/'Lives scenario - input'!$F133),\"\")","v":""},{"$f":"IFERROR(IF(OR(F148=\"\",'Lives scenario - input'!$F133=\"\"),\"\",F148/'Lives scenario - input'!$F133),\"\")","v":""},{"$f":"IFERROR(IF(OR(G148=\"\",'Lives scenario - input'!$F133=\"\"),\"\",G148/'Lives scenario - input'!$F133),\"\")","v":""},{"$f":"IFERROR(IF(OR(H148=\"\",'Lives scenario - input'!$F133=\"\"),\"\",H148/'Lives scenario - input'!$F133),\"\")","v":""},{"$f":"IFERROR(IF(OR(I148=\"\",'Lives scenario - input'!$F133=\"\"),\"\",I148/'Lives scenario - input'!$F133),\"\")","v":""},{"$f":"IFERROR(IF(OR(J148=\"\",'Lives scenario - input'!$F133=\"\"),\"\",J148/'Lives scenario - input'!$F133),\"\")","v":""},{"$f":"IFERROR(IF(OR(K148=\"\",'Lives scenario - input'!$F133=\"\"),\"\",K148/'Lives scenario - input'!$F133),\"\")","v":""},{"$f":"IFERROR(IF(OR(L148=\"\",'Lives scenario - input'!$F133=\"\"),\"\",L148/'Lives scenario - input'!$F133),\"\")","v":""},{"$f":"IFERROR(IF(OR(M148=\"\",'Lives scenario - input'!$F133=\"\"),\"\",M148/'Lives scenario - input'!$F133),\"\")","v":""},{"$f":"IFERROR(IF(OR(N148=\"\",'Lives scenario - input'!$F133=\"\"),\"\",N148/'Lives scenario - input'!$F133),\"\")","v":""},{"$f":"IFERROR(IF(OR(O148=\"\",'Lives scenario - input'!$F133=\"\"),\"\",O148/'Lives scenario - input'!$F133),\"\")","v":""},{"$f":"IFERROR(IF(OR(P148=\"\",'Lives scenario - input'!$F133=\"\"),\"\",P148/'Lives scenario - input'!$F133),\"\")","v":""},{"$f":"IFERROR(IF(OR(Q148=\"\",'Lives scenario - input'!$F133=\"\"),\"\",Q148/'Lives scenario - input'!$F133),\"\")","v":""},{"$f":"IFERROR(IF(OR(R148=\"\",'Lives scenario - input'!$F133=\"\"),\"\",R148/'Lives scenario - input'!$F133),\"\")","v":""},{"$f":"IFERROR(IF(OR(S148=\"\",'Lives scenario - input'!$F133=\"\"),\"\",S148/'Lives scenario - input'!$F133),\"\")","v":""},{"$f":"IFERROR(IF(OR(T148=\"\",'Lives scenario - input'!$F133=\"\"),\"\",T148/'Lives scenario - input'!$F133),\"\")","v":""},{"$f":"IFERROR(IF(OR(U148=\"\",'Lives scenario - input'!$F133=\"\"),\"\",U148/'Lives scenario - input'!$F133),\"\")","v":""},{"$f":"IFERROR(IF(OR(V148=\"\",'Lives scenario - input'!$F133=\"\"),\"\",V148/'Lives scenario - input'!$F133),\"\")","v":""},{"$f":"IFERROR(IF(OR(W148=\"\",'Lives scenario - input'!$F133=\"\"),\"\",W148/'Lives scenario - input'!$F133),\"\")","v":""}]
[{"$f":"IFERROR('Lives scenario - input'!A134,\"\")","v":""},{"$f":"IFERROR('Lives scenario - input'!B134,\"\")","v":""},{"$f":"IFERROR('Lives scenario - input'!C134,\"\")","v":""},{"$f":"IFERROR(repcalc('Lives scenario - input'!$CX134:$GJ134,'Lives scenario - input'!$I134,'Lives scenario - input'!$G134,'Lives scenario - input'!$H134,20,TRUE,TRUE),\"\")","v":""},"","","","","","","","","","","","","","","","","","","",{"$f":"IFERROR(IF(OR(D149=\"\",'Lives scenario - input'!$F134=\"\"),\"\",D149/'Lives scenario - input'!$F134),\"\")","v":""},{"$f":"IFERROR(IF(OR(E149=\"\",'Lives scenario - input'!$F134=\"\"),\"\",E149/'Lives scenario - input'!$F134),\"\")","v":""},{"$f":"IFERROR(IF(OR(F149=\"\",'Lives scenario - input'!$F134=\"\"),\"\",F149/'Lives scenario - input'!$F134),\"\")","v":""},{"$f":"IFERROR(IF(OR(G149=\"\",'Lives scenario - input'!$F134=\"\"),\"\",G149/'Lives scenario - input'!$F134),\"\")","v":""},{"$f":"IFERROR(IF(OR(H149=\"\",'Lives scenario - input'!$F134=\"\"),\"\",H149/'Lives scenario - input'!$F134),\"\")","v":""},{"$f":"IFERROR(IF(OR(I149=\"\",'Lives scenario - input'!$F134=\"\"),\"\",I149/'Lives scenario - input'!$F134),\"\")","v":""},{"$f":"IFERROR(IF(OR(J149=\"\",'Lives scenario - input'!$F134=\"\"),\"\",J149/'Lives scenario - input'!$F134),\"\")","v":""},{"$f":"IFERROR(IF(OR(K149=\"\",'Lives scenario - input'!$F134=\"\"),\"\",K149/'Lives scenario - input'!$F134),\"\")","v":""},{"$f":"IFERROR(IF(OR(L149=\"\",'Lives scenario - input'!$F134=\"\"),\"\",L149/'Lives scenario - input'!$F134),\"\")","v":""},{"$f":"IFERROR(IF(OR(M149=\"\",'Lives scenario - input'!$F134=\"\"),\"\",M149/'Lives scenario - input'!$F134),\"\")","v":""},{"$f":"IFERROR(IF(OR(N149=\"\",'Lives scenario - input'!$F134=\"\"),\"\",N149/'Lives scenario - input'!$F134),\"\")","v":""},{"$f":"IFERROR(IF(OR(O149=\"\",'Lives scenario - input'!$F134=\"\"),\"\",O149/'Lives scenario - input'!$F134),\"\")","v":""},{"$f":"IFERROR(IF(OR(P149=\"\",'Lives scenario - input'!$F134=\"\"),\"\",P149/'Lives scenario - input'!$F134),\"\")","v":""},{"$f":"IFERROR(IF(OR(Q149=\"\",'Lives scenario - input'!$F134=\"\"),\"\",Q149/'Lives scenario - input'!$F134),\"\")","v":""},{"$f":"IFERROR(IF(OR(R149=\"\",'Lives scenario - input'!$F134=\"\"),\"\",R149/'Lives scenario - input'!$F134),\"\")","v":""},{"$f":"IFERROR(IF(OR(S149=\"\",'Lives scenario - input'!$F134=\"\"),\"\",S149/'Lives scenario - input'!$F134),\"\")","v":""},{"$f":"IFERROR(IF(OR(T149=\"\",'Lives scenario - input'!$F134=\"\"),\"\",T149/'Lives scenario - input'!$F134),\"\")","v":""},{"$f":"IFERROR(IF(OR(U149=\"\",'Lives scenario - input'!$F134=\"\"),\"\",U149/'Lives scenario - input'!$F134),\"\")","v":""},{"$f":"IFERROR(IF(OR(V149=\"\",'Lives scenario - input'!$F134=\"\"),\"\",V149/'Lives scenario - input'!$F134),\"\")","v":""},{"$f":"IFERROR(IF(OR(W149=\"\",'Lives scenario - input'!$F134=\"\"),\"\",W149/'Lives scenario - input'!$F134),\"\")","v":""}]
[{"$f":"IFERROR('Lives scenario - input'!A135,\"\")","v":""},{"$f":"IFERROR('Lives scenario - input'!B135,\"\")","v":""},{"$f":"IFERROR('Lives scenario - input'!C135,\"\")","v":""},{"$f":"IFERROR(repcalc('Lives scenario - input'!$CX135:$GJ135,'Lives scenario - input'!$I135,'Lives scenario - input'!$G135,'Lives scenario - input'!$H135,20,TRUE,TRUE),\"\")","v":""},"","","","","","","","","","","","","","","","","","","",{"$f":"IFERROR(IF(OR(D150=\"\",'Lives scenario - input'!$F135=\"\"),\"\",D150/'Lives scenario - input'!$F135),\"\")","v":""},{"$f":"IFERROR(IF(OR(E150=\"\",'Lives scenario - input'!$F135=\"\"),\"\",E150/'Lives scenario - input'!$F135),\"\")","v":""},{"$f":"IFERROR(IF(OR(F150=\"\",'Lives scenario - input'!$F135=\"\"),\"\",F150/'Lives scenario - input'!$F135),\"\")","v":""},{"$f":"IFERROR(IF(OR(G150=\"\",'Lives scenario - input'!$F135=\"\"),\"\",G150/'Lives scenario - input'!$F135),\"\")","v":""},{"$f":"IFERROR(IF(OR(H150=\"\",'Lives scenario - input'!$F135=\"\"),\"\",H150/'Lives scenario - input'!$F135),\"\")","v":""},{"$f":"IFERROR(IF(OR(I150=\"\",'Lives scenario - input'!$F135=\"\"),\"\",I150/'Lives scenario - input'!$F135),\"\")","v":""},{"$f":"IFERROR(IF(OR(J150=\"\",'Lives scenario - input'!$F135=\"\"),\"\",J150/'Lives scenario - input'!$F135),\"\")","v":""},{"$f":"IFERROR(IF(OR(K150=\"\",'Lives scenario - input'!$F135=\"\"),\"\",K150/'Lives scenario - input'!$F135),\"\")","v":""},{"$f":"IFERROR(IF(OR(L150=\"\",'Lives scenario - input'!$F135=\"\"),\"\",L150/'Lives scenario - input'!$F135),\"\")","v":""},{"$f":"IFERROR(IF(OR(M150=\"\",'Lives scenario - input'!$F135=\"\"),\"\",M150/'Lives scenario - input'!$F135),\"\")","v":""},{"$f":"IFERROR(IF(OR(N150=\"\",'Lives scenario - input'!$F135=\"\"),\"\",N150/'Lives scenario - input'!$F135),\"\")","v":""},{"$f":"IFERROR(IF(OR(O150=\"\",'Lives scenario - input'!$F135=\"\"),\"\",O150/'Lives scenario - input'!$F135),\"\")","v":""},{"$f":"IFERROR(IF(OR(P150=\"\",'Lives scenario - input'!$F135=\"\"),\"\",P150/'Lives scenario - input'!$F135),\"\")","v":""},{"$f":"IFERROR(IF(OR(Q150=\"\",'Lives scenario - input'!$F135=\"\"),\"\",Q150/'Lives scenario - input'!$F135),\"\")","v":""},{"$f":"IFERROR(IF(OR(R150=\"\",'Lives scenario - input'!$F135=\"\"),\"\",R150/'Lives scenario - input'!$F135),\"\")","v":""},{"$f":"IFERROR(IF(OR(S150=\"\",'Lives scenario - input'!$F135=\"\"),\"\",S150/'Lives scenario - input'!$F135),\"\")","v":""},{"$f":"IFERROR(IF(OR(T150=\"\",'Lives scenario - input'!$F135=\"\"),\"\",T150/'Lives scenario - input'!$F135),\"\")","v":""},{"$f":"IFERROR(IF(OR(U150=\"\",'Lives scenario - input'!$F135=\"\"),\"\",U150/'Lives scenario - input'!$F135),\"\")","v":""},{"$f":"IFERROR(IF(OR(V150=\"\",'Lives scenario - input'!$F135=\"\"),\"\",V150/'Lives scenario - input'!$F135),\"\")","v":""},{"$f":"IFERROR(IF(OR(W150=\"\",'Lives scenario - input'!$F135=\"\"),\"\",W150/'Lives scenario - input'!$F135),\"\")","v":""}]
[{"$f":"IFERROR('Lives scenario - input'!A136,\"\")","v":""},{"$f":"IFERROR('Lives scenario - input'!B136,\"\")","v":""},{"$f":"IFERROR('Lives scenario - input'!C136,\"\")","v":""},{"$f":"IFERROR(repcalc('Lives scenario - input'!$CX136:$GJ136,'Lives scenario - input'!$I136,'Lives scenario - input'!$G136,'Lives scenario - input'!$H136,20,TRUE,TRUE),\"\")","v":""},"","","","","","","","","","","","","","","","","","","",{"$f":"IFERROR(IF(OR(D151=\"\",'Lives scenario - input'!$F136=\"\"),\"\",D151/'Lives scenario - input'!$F136),\"\")","v":""},{"$f":"IFERROR(IF(OR(E151=\"\",'Lives scenario - input'!$F136=\"\"),\"\",E151/'Lives scenario - input'!$F136),\"\")","v":""},{"$f":"IFERROR(IF(OR(F151=\"\",'Lives scenario - input'!$F136=\"\"),\"\",F151/'Lives scenario - input'!$F136),\"\")","v":""},{"$f":"IFERROR(IF(OR(G151=\"\",'Lives scenario - input'!$F136=\"\"),\"\",G151/'Lives scenario - input'!$F136),\"\")","v":""},{"$f":"IFERROR(IF(OR(H151=\"\",'Lives scenario - input'!$F136=\"\"),\"\",H151/'Lives scenario - input'!$F136),\"\")","v":""},{"$f":"IFERROR(IF(OR(I151=\"\",'Lives scenario - input'!$F136=\"\"),\"\",I151/'Lives scenario - input'!$F136),\"\")","v":""},{"$f":"IFERROR(IF(OR(J151=\"\",'Lives scenario - input'!$F136=\"\"),\"\",J151/'Lives scenario - input'!$F136),\"\")","v":""},{"$f":"IFERROR(IF(OR(K151=\"\",'Lives scenario - input'!$F136=\"\"),\"\",K151/'Lives scenario - input'!$F136),\"\")","v":""},{"$f":"IFERROR(IF(OR(L151=\"\",'Lives scenario - input'!$F136=\"\"),\"\",L151/'Lives scenario - input'!$F136),\"\")","v":""},{"$f":"IFERROR(IF(OR(M151=\"\",'Lives scenario - input'!$F136=\"\"),\"\",M151/'Lives scenario - input'!$F136),\"\")","v":""},{"$f":"IFERROR(IF(OR(N151=\"\",'Lives scenario - input'!$F136=\"\"),\"\",N151/'Lives scenario - input'!$F136),\"\")","v":""},{"$f":"IFERROR(IF(OR(O151=\"\",'Lives scenario - input'!$F136=\"\"),\"\",O151/'Lives scenario - input'!$F136),\"\")","v":""},{"$f":"IFERROR(IF(OR(P151=\"\",'Lives scenario - input'!$F136=\"\"),\"\",P151/'Lives scenario - input'!$F136),\"\")","v":""},{"$f":"IFERROR(IF(OR(Q151=\"\",'Lives scenario - input'!$F136=\"\"),\"\",Q151/'Lives scenario - input'!$F136),\"\")","v":""},{"$f":"IFERROR(IF(OR(R151=\"\",'Lives scenario - input'!$F136=\"\"),\"\",R151/'Lives scenario - input'!$F136),\"\")","v":""},{"$f":"IFERROR(IF(OR(S151=\"\",'Lives scenario - input'!$F136=\"\"),\"\",S151/'Lives scenario - input'!$F136),\"\")","v":""},{"$f":"IFERROR(IF(OR(T151=\"\",'Lives scenario - input'!$F136=\"\"),\"\",T151/'Lives scenario - input'!$F136),\"\")","v":""},{"$f":"IFERROR(IF(OR(U151=\"\",'Lives scenario - input'!$F136=\"\"),\"\",U151/'Lives scenario - input'!$F136),\"\")","v":""},{"$f":"IFERROR(IF(OR(V151=\"\",'Lives scenario - input'!$F136=\"\"),\"\",V151/'Lives scenario - input'!$F136),\"\")","v":""},{"$f":"IFERROR(IF(OR(W151=\"\",'Lives scenario - input'!$F136=\"\"),\"\",W151/'Lives scenario - input'!$F136),\"\")","v":""}]
[{"$f":"IFERROR('Lives scenario - input'!A137,\"\")","v":""},{"$f":"IFERROR('Lives scenario - input'!B137,\"\")","v":""},{"$f":"IFERROR('Lives scenario - input'!C137,\"\")","v":""},{"$f":"IFERROR(repcalc('Lives scenario - input'!$CX137:$GJ137,'Lives scenario - input'!$I137,'Lives scenario - input'!$G137,'Lives scenario - input'!$H137,20,TRUE,TRUE),\"\")","v":""},"","","","","","","","","","","","","","","","","","","",{"$f":"IFERROR(IF(OR(D152=\"\",'Lives scenario - input'!$F137=\"\"),\"\",D152/'Lives scenario - input'!$F137),\"\")","v":""},{"$f":"IFERROR(IF(OR(E152=\"\",'Lives scenario - input'!$F137=\"\"),\"\",E152/'Lives scenario - input'!$F137),\"\")","v":""},{"$f":"IFERROR(IF(OR(F152=\"\",'Lives scenario - input'!$F137=\"\"),\"\",F152/'Lives scenario - input'!$F137),\"\")","v":""},{"$f":"IFERROR(IF(OR(G152=\"\",'Lives scenario - input'!$F137=\"\"),\"\",G152/'Lives scenario - input'!$F137),\"\")","v":""},{"$f":"IFERROR(IF(OR(H152=\"\",'Lives scenario - input'!$F137=\"\"),\"\",H152/'Lives scenario - input'!$F137),\"\")","v":""},{"$f":"IFERROR(IF(OR(I152=\"\",'Lives scenario - input'!$F137=\"\"),\"\",I152/'Lives scenario - input'!$F137),\"\")","v":""},{"$f":"IFERROR(IF(OR(J152=\"\",'Lives scenario - input'!$F137=\"\"),\"\",J152/'Lives scenario - input'!$F137),\"\")","v":""},{"$f":"IFERROR(IF(OR(K152=\"\",'Lives scenario - input'!$F137=\"\"),\"\",K152/'Lives scenario - input'!$F137),\"\")","v":""},{"$f":"IFERROR(IF(OR(L152=\"\",'Lives scenario - input'!$F137=\"\"),\"\",L152/'Lives scenario - input'!$F137),\"\")","v":""},{"$f":"IFERROR(IF(OR(M152=\"\",'Lives scenario - input'!$F137=\"\"),\"\",M152/'Lives scenario - input'!$F137),\"\")","v":""},{"$f":"IFERROR(IF(OR(N152=\"\",'Lives scenario - input'!$F137=\"\"),\"\",N152/'Lives scenario - input'!$F137),\"\")","v":""},{"$f":"IFERROR(IF(OR(O152=\"\",'Lives scenario - input'!$F137=\"\"),\"\",O152/'Lives scenario - input'!$F137),\"\")","v":""},{"$f":"IFERROR(IF(OR(P152=\"\",'Lives scenario - input'!$F137=\"\"),\"\",P152/'Lives scenario - input'!$F137),\"\")","v":""},{"$f":"IFERROR(IF(OR(Q152=\"\",'Lives scenario - input'!$F137=\"\"),\"\",Q152/'Lives scenario - input'!$F137),\"\")","v":""},{"$f":"IFERROR(IF(OR(R152=\"\",'Lives scenario - input'!$F137=\"\"),\"\",R152/'Lives scenario - input'!$F137),\"\")","v":""},{"$f":"IFERROR(IF(OR(S152=\"\",'Lives scenario - input'!$F137=\"\"),\"\",S152/'Lives scenario - input'!$F137),\"\")","v":""},{"$f":"IFERROR(IF(OR(T152=\"\",'Lives scenario - input'!$F137=\"\"),\"\",T152/'Lives scenario - input'!$F137),\"\")","v":""},{"$f":"IFERROR(IF(OR(U152=\"\",'Lives scenario - input'!$F137=\"\"),\"\",U152/'Lives scenario - input'!$F137),\"\")","v":""},{"$f":"IFERROR(IF(OR(V152=\"\",'Lives scenario - input'!$F137=\"\"),\"\",V152/'Lives scenario - input'!$F137),\"\")","v":""},{"$f":"IFERROR(IF(OR(W152=\"\",'Lives scenario - input'!$F137=\"\"),\"\",W152/'Lives scenario - input'!$F137),\"\")","v":""}]
[{"$f":"IFERROR('Lives scenario - input'!A138,\"\")","v":""},{"$f":"IFERROR('Lives scenario - input'!B138,\"\")","v":""},{"$f":"IFERROR('Lives scenario - input'!C138,\"\")","v":""},{"$f":"IFERROR(repcalc('Lives scenario - input'!$CX138:$GJ138,'Lives scenario - input'!$I138,'Lives scenario - input'!$G138,'Lives scenario - input'!$H138,20,TRUE,TRUE),\"\")","v":""},"","","","","","","","","","","","","","","","","","","",{"$f":"IFERROR(IF(OR(D153=\"\",'Lives scenario - input'!$F138=\"\"),\"\",D153/'Lives scenario - input'!$F138),\"\")","v":""},{"$f":"IFERROR(IF(OR(E153=\"\",'Lives scenario - input'!$F138=\"\"),\"\",E153/'Lives scenario - input'!$F138),\"\")","v":""},{"$f":"IFERROR(IF(OR(F153=\"\",'Lives scenario - input'!$F138=\"\"),\"\",F153/'Lives scenario - input'!$F138),\"\")","v":""},{"$f":"IFERROR(IF(OR(G153=\"\",'Lives scenario - input'!$F138=\"\"),\"\",G153/'Lives scenario - input'!$F138),\"\")","v":""},{"$f":"IFERROR(IF(OR(H153=\"\",'Lives scenario - input'!$F138=\"\"),\"\",H153/'Lives scenario - input'!$F138),\"\")","v":""},{"$f":"IFERROR(IF(OR(I153=\"\",'Lives scenario - input'!$F138=\"\"),\"\",I153/'Lives scenario - input'!$F138),\"\")","v":""},{"$f":"IFERROR(IF(OR(J153=\"\",'Lives scenario - input'!$F138=\"\"),\"\",J153/'Lives scenario - input'!$F138),\"\")","v":""},{"$f":"IFERROR(IF(OR(K153=\"\",'Lives scenario - input'!$F138=\"\"),\"\",K153/'Lives scenario - input'!$F138),\"\")","v":""},{"$f":"IFERROR(IF(OR(L153=\"\",'Lives scenario - input'!$F138=\"\"),\"\",L153/'Lives scenario - input'!$F138),\"\")","v":""},{"$f":"IFERROR(IF(OR(M153=\"\",'Lives scenario - input'!$F138=\"\"),\"\",M153/'Lives scenario - input'!$F138),\"\")","v":""},{"$f":"IFERROR(IF(OR(N153=\"\",'Lives scenario - input'!$F138=\"\"),\"\",N153/'Lives scenario - input'!$F138),\"\")","v":""},{"$f":"IFERROR(IF(OR(O153=\"\",'Lives scenario - input'!$F138=\"\"),\"\",O153/'Lives scenario - input'!$F138),\"\")","v":""},{"$f":"IFERROR(IF(OR(P153=\"\",'Lives scenario - input'!$F138=\"\"),\"\",P153/'Lives scenario - input'!$F138),\"\")","v":""},{"$f":"IFERROR(IF(OR(Q153=\"\",'Lives scenario - input'!$F138=\"\"),\"\",Q153/'Lives scenario - input'!$F138),\"\")","v":""},{"$f":"IFERROR(IF(OR(R153=\"\",'Lives scenario - input'!$F138=\"\"),\"\",R153/'Lives scenario - input'!$F138),\"\")","v":""},{"$f":"IFERROR(IF(OR(S153=\"\",'Lives scenario - input'!$F138=\"\"),\"\",S153/'Lives scenario - input'!$F138),\"\")","v":""},{"$f":"IFERROR(IF(OR(T153=\"\",'Lives scenario - input'!$F138=\"\"),\"\",T153/'Lives scenario - input'!$F138),\"\")","v":""},{"$f":"IFERROR(IF(OR(U153=\"\",'Lives scenario - input'!$F138=\"\"),\"\",U153/'Lives scenario - input'!$F138),\"\")","v":""},{"$f":"IFERROR(IF(OR(V153=\"\",'Lives scenario - input'!$F138=\"\"),\"\",V153/'Lives scenario - input'!$F138),\"\")","v":""},{"$f":"IFERROR(IF(OR(W153=\"\",'Lives scenario - input'!$F138=\"\"),\"\",W153/'Lives scenario - input'!$F138),\"\")","v":""}]
[{"$f":"IFERROR('Lives scenario - input'!A139,\"\")","v":""},{"$f":"IFERROR('Lives scenario - input'!B139,\"\")","v":""},{"$f":"IFERROR('Lives scenario - input'!C139,\"\")","v":""},{"$f":"IFERROR(repcalc('Lives scenario - input'!$CX139:$GJ139,'Lives scenario - input'!$I139,'Lives scenario - input'!$G139,'Lives scenario - input'!$H139,20,TRUE,TRUE),\"\")","v":""},"","","","","","","","","","","","","","","","","","","",{"$f":"IFERROR(IF(OR(D154=\"\",'Lives scenario - input'!$F139=\"\"),\"\",D154/'Lives scenario - input'!$F139),\"\")","v":""},{"$f":"IFERROR(IF(OR(E154=\"\",'Lives scenario - input'!$F139=\"\"),\"\",E154/'Lives scenario - input'!$F139),\"\")","v":""},{"$f":"IFERROR(IF(OR(F154=\"\",'Lives scenario - input'!$F139=\"\"),\"\",F154/'Lives scenario - input'!$F139),\"\")","v":""},{"$f":"IFERROR(IF(OR(G154=\"\",'Lives scenario - input'!$F139=\"\"),\"\",G154/'Lives scenario - input'!$F139),\"\")","v":""},{"$f":"IFERROR(IF(OR(H154=\"\",'Lives scenario - input'!$F139=\"\"),\"\",H154/'Lives scenario - input'!$F139),\"\")","v":""},{"$f":"IFERROR(IF(OR(I154=\"\",'Lives scenario - input'!$F139=\"\"),\"\",I154/'Lives scenario - input'!$F139),\"\")","v":""},{"$f":"IFERROR(IF(OR(J154=\"\",'Lives scenario - input'!$F139=\"\"),\"\",J154/'Lives scenario - input'!$F139),\"\")","v":""},{"$f":"IFERROR(IF(OR(K154=\"\",'Lives scenario - input'!$F139=\"\"),\"\",K154/'Lives scenario - input'!$F139),\"\")","v":""},{"$f":"IFERROR(IF(OR(L154=\"\",'Lives scenario - input'!$F139=\"\"),\"\",L154/'Lives scenario - input'!$F139),\"\")","v":""},{"$f":"IFERROR(IF(OR(M154=\"\",'Lives scenario - input'!$F139=\"\"),\"\",M154/'Lives scenario - input'!$F139),\"\")","v":""},{"$f":"IFERROR(IF(OR(N154=\"\",'Lives scenario - input'!$F139=\"\"),\"\",N154/'Lives scenario - input'!$F139),\"\")","v":""},{"$f":"IFERROR(IF(OR(O154=\"\",'Lives scenario - input'!$F139=\"\"),\"\",O154/'Lives scenario - input'!$F139),\"\")","v":""},{"$f":"IFERROR(IF(OR(P154=\"\",'Lives scenario - input'!$F139=\"\"),\"\",P154/'Lives scenario - input'!$F139),\"\")","v":""},{"$f":"IFERROR(IF(OR(Q154=\"\",'Lives scenario - input'!$F139=\"\"),\"\",Q154/'Lives scenario - input'!$F139),\"\")","v":""},{"$f":"IFERROR(IF(OR(R154=\"\",'Lives scenario - input'!$F139=\"\"),\"\",R154/'Lives scenario - input'!$F139),\"\")","v":""},{"$f":"IFERROR(IF(OR(S154=\"\",'Lives scenario - input'!$F139=\"\"),\"\",S154/'Lives scenario - input'!$F139),\"\")","v":""},{"$f":"IFERROR(IF(OR(T154=\"\",'Lives scenario - input'!$F139=\"\"),\"\",T154/'Lives scenario - input'!$F139),\"\")","v":""},{"$f":"IFERROR(IF(OR(U154=\"\",'Lives scenario - input'!$F139=\"\"),\"\",U154/'Lives scenario - input'!$F139),\"\")","v":""},{"$f":"IFERROR(IF(OR(V154=\"\",'Lives scenario - input'!$F139=\"\"),\"\",V154/'Lives scenario - input'!$F139),\"\")","v":""},{"$f":"IFERROR(IF(OR(W154=\"\",'Lives scenario - input'!$F139=\"\"),\"\",W154/'Lives scenario - input'!$F139),\"\")","v":""}]
[{"$f":"IFERROR('Lives scenario - input'!A140,\"\")","v":""},{"$f":"IFERROR('Lives scenario - input'!B140,\"\")","v":""},{"$f":"IFERROR('Lives scenario - input'!C140,\"\")","v":""},{"$f":"IFERROR(repcalc('Lives scenario - input'!$CX140:$GJ140,'Lives scenario - input'!$I140,'Lives scenario - input'!$G140,'Lives scenario - input'!$H140,20,TRUE,TRUE),\"\")","v":""},"","","","","","","","","","","","","","","","","","","",{"$f":"IFERROR(IF(OR(D155=\"\",'Lives scenario - input'!$F140=\"\"),\"\",D155/'Lives scenario - input'!$F140),\"\")","v":""},{"$f":"IFERROR(IF(OR(E155=\"\",'Lives scenario - input'!$F140=\"\"),\"\",E155/'Lives scenario - input'!$F140),\"\")","v":""},{"$f":"IFERROR(IF(OR(F155=\"\",'Lives scenario - input'!$F140=\"\"),\"\",F155/'Lives scenario - input'!$F140),\"\")","v":""},{"$f":"IFERROR(IF(OR(G155=\"\",'Lives scenario - input'!$F140=\"\"),\"\",G155/'Lives scenario - input'!$F140),\"\")","v":""},{"$f":"IFERROR(IF(OR(H155=\"\",'Lives scenario - input'!$F140=\"\"),\"\",H155/'Lives scenario - input'!$F140),\"\")","v":""},{"$f":"IFERROR(IF(OR(I155=\"\",'Lives scenario - input'!$F140=\"\"),\"\",I155/'Lives scenario - input'!$F140),\"\")","v":""},{"$f":"IFERROR(IF(OR(J155=\"\",'Lives scenario - input'!$F140=\"\"),\"\",J155/'Lives scenario - input'!$F140),\"\")","v":""},{"$f":"IFERROR(IF(OR(K155=\"\",'Lives scenario - input'!$F140=\"\"),\"\",K155/'Lives scenario - input'!$F140),\"\")","v":""},{"$f":"IFERROR(IF(OR(L155=\"\",'Lives scenario - input'!$F140=\"\"),\"\",L155/'Lives scenario - input'!$F140),\"\")","v":""},{"$f":"IFERROR(IF(OR(M155=\"\",'Lives scenario - input'!$F140=\"\"),\"\",M155/'Lives scenario - input'!$F140),\"\")","v":""},{"$f":"IFERROR(IF(OR(N155=\"\",'Lives scenario - input'!$F140=\"\"),\"\",N155/'Lives scenario - input'!$F140),\"\")","v":""},{"$f":"IFERROR(IF(OR(O155=\"\",'Lives scenario - input'!$F140=\"\"),\"\",O155/'Lives scenario - input'!$F140),\"\")","v":""},{"$f":"IFERROR(IF(OR(P155=\"\",'Lives scenario - input'!$F140=\"\"),\"\",P155/'Lives scenario - input'!$F140),\"\")","v":""},{"$f":"IFERROR(IF(OR(Q155=\"\",'Lives scenario - input'!$F140=\"\"),\"\",Q155/'Lives scenario - input'!$F140),\"\")","v":""},{"$f":"IFERROR(IF(OR(R155=\"\",'Lives scenario - input'!$F140=\"\"),\"\",R155/'Lives scenario - input'!$F140),\"\")","v":""},{"$f":"IFERROR(IF(OR(S155=\"\",'Lives scenario - input'!$F140=\"\"),\"\",S155/'Lives scenario - input'!$F140),\"\")","v":""},{"$f":"IFERROR(IF(OR(T155=\"\",'Lives scenario - input'!$F140=\"\"),\"\",T155/'Lives scenario - input'!$F140),\"\")","v":""},{"$f":"IFERROR(IF(OR(U155=\"\",'Lives scenario - input'!$F140=\"\"),\"\",U155/'Lives scenario - input'!$F140),\"\")","v":""},{"$f":"IFERROR(IF(OR(V155=\"\",'Lives scenario - input'!$F140=\"\"),\"\",V155/'Lives scenario - input'!$F140),\"\")","v":""},{"$f":"IFERROR(IF(OR(W155=\"\",'Lives scenario - input'!$F140=\"\"),\"\",W155/'Lives scenario - input'!$F140),\"\")","v":""}]
[{"$f":"IFERROR('Lives scenario - input'!A141,\"\")","v":""},{"$f":"IFERROR('Lives scenario - input'!B141,\"\")","v":""},{"$f":"IFERROR('Lives scenario - input'!C141,\"\")","v":""},{"$f":"IFERROR(repcalc('Lives scenario - input'!$CX141:$GJ141,'Lives scenario - input'!$I141,'Lives scenario - input'!$G141,'Lives scenario - input'!$H141,20,TRUE,TRUE),\"\")","v":""},"","","","","","","","","","","","","","","","","","","",{"$f":"IFERROR(IF(OR(D156=\"\",'Lives scenario - input'!$F141=\"\"),\"\",D156/'Lives scenario - input'!$F141),\"\")","v":""},{"$f":"IFERROR(IF(OR(E156=\"\",'Lives scenario - input'!$F141=\"\"),\"\",E156/'Lives scenario - input'!$F141),\"\")","v":""},{"$f":"IFERROR(IF(OR(F156=\"\",'Lives scenario - input'!$F141=\"\"),\"\",F156/'Lives scenario - input'!$F141),\"\")","v":""},{"$f":"IFERROR(IF(OR(G156=\"\",'Lives scenario - input'!$F141=\"\"),\"\",G156/'Lives scenario - input'!$F141),\"\")","v":""},{"$f":"IFERROR(IF(OR(H156=\"\",'Lives scenario - input'!$F141=\"\"),\"\",H156/'Lives scenario - input'!$F141),\"\")","v":""},{"$f":"IFERROR(IF(OR(I156=\"\",'Lives scenario - input'!$F141=\"\"),\"\",I156/'Lives scenario - input'!$F141),\"\")","v":""},{"$f":"IFERROR(IF(OR(J156=\"\",'Lives scenario - input'!$F141=\"\"),\"\",J156/'Lives scenario - input'!$F141),\"\")","v":""},{"$f":"IFERROR(IF(OR(K156=\"\",'Lives scenario - input'!$F141=\"\"),\"\",K156/'Lives scenario - input'!$F141),\"\")","v":""},{"$f":"IFERROR(IF(OR(L156=\"\",'Lives scenario - input'!$F141=\"\"),\"\",L156/'Lives scenario - input'!$F141),\"\")","v":""},{"$f":"IFERROR(IF(OR(M156=\"\",'Lives scenario - input'!$F141=\"\"),\"\",M156/'Lives scenario - input'!$F141),\"\")","v":""},{"$f":"IFERROR(IF(OR(N156=\"\",'Lives scenario - input'!$F141=\"\"),\"\",N156/'Lives scenario - input'!$F141),\"\")","v":""},{"$f":"IFERROR(IF(OR(O156=\"\",'Lives scenario - input'!$F141=\"\"),\"\",O156/'Lives scenario - input'!$F141),\"\")","v":""},{"$f":"IFERROR(IF(OR(P156=\"\",'Lives scenario - input'!$F141=\"\"),\"\",P156/'Lives scenario - input'!$F141),\"\")","v":""},{"$f":"IFERROR(IF(OR(Q156=\"\",'Lives scenario - input'!$F141=\"\"),\"\",Q156/'Lives scenario - input'!$F141),\"\")","v":""},{"$f":"IFERROR(IF(OR(R156=\"\",'Lives scenario - input'!$F141=\"\"),\"\",R156/'Lives scenario - input'!$F141),\"\")","v":""},{"$f":"IFERROR(IF(OR(S156=\"\",'Lives scenario - input'!$F141=\"\"),\"\",S156/'Lives scenario - input'!$F141),\"\")","v":""},{"$f":"IFERROR(IF(OR(T156=\"\",'Lives scenario - input'!$F141=\"\"),\"\",T156/'Lives scenario - input'!$F141),\"\")","v":""},{"$f":"IFERROR(IF(OR(U156=\"\",'Lives scenario - input'!$F141=\"\"),\"\",U156/'Lives scenario - input'!$F141),\"\")","v":""},{"$f":"IFERROR(IF(OR(V156=\"\",'Lives scenario - input'!$F141=\"\"),\"\",V156/'Lives scenario - input'!$F141),\"\")","v":""},{"$f":"IFERROR(IF(OR(W156=\"\",'Lives scenario - input'!$F141=\"\"),\"\",W156/'Lives scenario - input'!$F141),\"\")","v":""}]
[{"$f":"IFERROR('Lives scenario - input'!A142,\"\")","v":""},{"$f":"IFERROR('Lives scenario - input'!B142,\"\")","v":""},{"$f":"IFERROR('Lives scenario - input'!C142,\"\")","v":""},{"$f":"IFERROR(repcalc('Lives scenario - input'!$CX142:$GJ142,'Lives scenario - input'!$I142,'Lives scenario - input'!$G142,'Lives scenario - input'!$H142,20,TRUE,TRUE),\"\")","v":""},"","","","","","","","","","","","","","","","","","","",{"$f":"IFERROR(IF(OR(D157=\"\",'Lives scenario - input'!$F142=\"\"),\"\",D157/'Lives scenario - input'!$F142),\"\")","v":""},{"$f":"IFERROR(IF(OR(E157=\"\",'Lives scenario - input'!$F142=\"\"),\"\",E157/'Lives scenario - input'!$F142),\"\")","v":""},{"$f":"IFERROR(IF(OR(F157=\"\",'Lives scenario - input'!$F142=\"\"),\"\",F157/'Lives scenario - input'!$F142),\"\")","v":""},{"$f":"IFERROR(IF(OR(G157=\"\",'Lives scenario - input'!$F142=\"\"),\"\",G157/'Lives scenario - input'!$F142),\"\")","v":""},{"$f":"IFERROR(IF(OR(H157=\"\",'Lives scenario - input'!$F142=\"\"),\"\",H157/'Lives scenario - input'!$F142),\"\")","v":""},{"$f":"IFERROR(IF(OR(I157=\"\",'Lives scenario - input'!$F142=\"\"),\"\",I157/'Lives scenario - input'!$F142),\"\")","v":""},{"$f":"IFERROR(IF(OR(J157=\"\",'Lives scenario - input'!$F142=\"\"),\"\",J157/'Lives scenario - input'!$F142),\"\")","v":""},{"$f":"IFERROR(IF(OR(K157=\"\",'Lives scenario - input'!$F142=\"\"),\"\",K157/'Lives scenario - input'!$F142),\"\")","v":""},{"$f":"IFERROR(IF(OR(L157=\"\",'Lives scenario - input'!$F142=\"\"),\"\",L157/'Lives scenario - input'!$F142),\"\")","v":""},{"$f":"IFERROR(IF(OR(M157=\"\",'Lives scenario - input'!$F142=\"\"),\"\",M157/'Lives scenario - input'!$F142),\"\")","v":""},{"$f":"IFERROR(IF(OR(N157=\"\",'Lives scenario - input'!$F142=\"\"),\"\",N157/'Lives scenario - input'!$F142),\"\")","v":""},{"$f":"IFERROR(IF(OR(O157=\"\",'Lives scenario - input'!$F142=\"\"),\"\",O157/'Lives scenario - input'!$F142),\"\")","v":""},{"$f":"IFERROR(IF(OR(P157=\"\",'Lives scenario - input'!$F142=\"\"),\"\",P157/'Lives scenario - input'!$F142),\"\")","v":""},{"$f":"IFERROR(IF(OR(Q157=\"\",'Lives scenario - input'!$F142=\"\"),\"\",Q157/'Lives scenario - input'!$F142),\"\")","v":""},{"$f":"IFERROR(IF(OR(R157=\"\",'Lives scenario - input'!$F142=\"\"),\"\",R157/'Lives scenario - input'!$F142),\"\")","v":""},{"$f":"IFERROR(IF(OR(S157=\"\",'Lives scenario - input'!$F142=\"\"),\"\",S157/'Lives scenario - input'!$F142),\"\")","v":""},{"$f":"IFERROR(IF(OR(T157=\"\",'Lives scenario - input'!$F142=\"\"),\"\",T157/'Lives scenario - input'!$F142),\"\")","v":""},{"$f":"IFERROR(IF(OR(U157=\"\",'Lives scenario - input'!$F142=\"\"),\"\",U157/'Lives scenario - input'!$F142),\"\")","v":""},{"$f":"IFERROR(IF(OR(V157=\"\",'Lives scenario - input'!$F142=\"\"),\"\",V157/'Lives scenario - input'!$F142),\"\")","v":""},{"$f":"IFERROR(IF(OR(W157=\"\",'Lives scenario - input'!$F142=\"\"),\"\",W157/'Lives scenario - input'!$F142),\"\")","v":""}]
[{"$f":"IFERROR('Lives scenario - input'!A143,\"\")","v":""},{"$f":"IFERROR('Lives scenario - input'!B143,\"\")","v":""},{"$f":"IFERROR('Lives scenario - input'!C143,\"\")","v":""},{"$f":"IFERROR(repcalc('Lives scenario - input'!$CX143:$GJ143,'Lives scenario - input'!$I143,'Lives scenario - input'!$G143,'Lives scenario - input'!$H143,20,TRUE,TRUE),\"\")","v":""},"","","","","","","","","","","","","","","","","","","",{"$f":"IFERROR(IF(OR(D158=\"\",'Lives scenario - input'!$F143=\"\"),\"\",D158/'Lives scenario - input'!$F143),\"\")","v":""},{"$f":"IFERROR(IF(OR(E158=\"\",'Lives scenario - input'!$F143=\"\"),\"\",E158/'Lives scenario - input'!$F143),\"\")","v":""},{"$f":"IFERROR(IF(OR(F158=\"\",'Lives scenario - input'!$F143=\"\"),\"\",F158/'Lives scenario - input'!$F143),\"\")","v":""},{"$f":"IFERROR(IF(OR(G158=\"\",'Lives scenario - input'!$F143=\"\"),\"\",G158/'Lives scenario - input'!$F143),\"\")","v":""},{"$f":"IFERROR(IF(OR(H158=\"\",'Lives scenario - input'!$F143=\"\"),\"\",H158/'Lives scenario - input'!$F143),\"\")","v":""},{"$f":"IFERROR(IF(OR(I158=\"\",'Lives scenario - input'!$F143=\"\"),\"\",I158/'Lives scenario - input'!$F143),\"\")","v":""},{"$f":"IFERROR(IF(OR(J158=\"\",'Lives scenario - input'!$F143=\"\"),\"\",J158/'Lives scenario - input'!$F143),\"\")","v":""},{"$f":"IFERROR(IF(OR(K158=\"\",'Lives scenario - input'!$F143=\"\"),\"\",K158/'Lives scenario - input'!$F143),\"\")","v":""},{"$f":"IFERROR(IF(OR(L158=\"\",'Lives scenario - input'!$F143=\"\"),\"\",L158/'Lives scenario - input'!$F143),\"\")","v":""},{"$f":"IFERROR(IF(OR(M158=\"\",'Lives scenario - input'!$F143=\"\"),\"\",M158/'Lives scenario - input'!$F143),\"\")","v":""},{"$f":"IFERROR(IF(OR(N158=\"\",'Lives scenario - input'!$F143=\"\"),\"\",N158/'Lives scenario - input'!$F143),\"\")","v":""},{"$f":"IFERROR(IF(OR(O158=\"\",'Lives scenario - input'!$F143=\"\"),\"\",O158/'Lives scenario - input'!$F143),\"\")","v":""},{"$f":"IFERROR(IF(OR(P158=\"\",'Lives scenario - input'!$F143=\"\"),\"\",P158/'Lives scenario - input'!$F143),\"\")","v":""},{"$f":"IFERROR(IF(OR(Q158=\"\",'Lives scenario - input'!$F143=\"\"),\"\",Q158/'Lives scenario - input'!$F143),\"\")","v":""},{"$f":"IFERROR(IF(OR(R158=\"\",'Lives scenario - input'!$F143=\"\"),\"\",R158/'Lives scenario - input'!$F143),\"\")","v":""},{"$f":"IFERROR(IF(OR(S158=\"\",'Lives scenario - input'!$F143=\"\"),\"\",S158/'Lives scenario - input'!$F143),\"\")","v":""},{"$f":"IFERROR(IF(OR(T158=\"\",'Lives scenario - input'!$F143=\"\"),\"\",T158/'Lives scenario - input'!$F143),\"\")","v":""},{"$f":"IFERROR(IF(OR(U158=\"\",'Lives scenario - input'!$F143=\"\"),\"\",U158/'Lives scenario - input'!$F143),\"\")","v":""},{"$f":"IFERROR(IF(OR(V158=\"\",'Lives scenario - input'!$F143=\"\"),\"\",V158/'Lives scenario - input'!$F143),\"\")","v":""},{"$f":"IFERROR(IF(OR(W158=\"\",'Lives scenario - input'!$F143=\"\"),\"\",W158/'Lives scenario - input'!$F143),\"\")","v":""}]
[{"$f":"IFERROR('Lives scenario - input'!A144,\"\")","v":""},{"$f":"IFERROR('Lives scenario - input'!B144,\"\")","v":""},{"$f":"IFERROR('Lives scenario - input'!C144,\"\")","v":""},{"$f":"IFERROR(repcalc('Lives scenario - input'!$CX144:$GJ144,'Lives scenario - input'!$I144,'Lives scenario - input'!$G144,'Lives scenario - input'!$H144,20,TRUE,TRUE),\"\")","v":""},"","","","","","","","","","","","","","","","","","","",{"$f":"IFERROR(IF(OR(D159=\"\",'Lives scenario - input'!$F144=\"\"),\"\",D159/'Lives scenario - input'!$F144),\"\")","v":""},{"$f":"IFERROR(IF(OR(E159=\"\",'Lives scenario - input'!$F144=\"\"),\"\",E159/'Lives scenario - input'!$F144),\"\")","v":""},{"$f":"IFERROR(IF(OR(F159=\"\",'Lives scenario - input'!$F144=\"\"),\"\",F159/'Lives scenario - input'!$F144),\"\")","v":""},{"$f":"IFERROR(IF(OR(G159=\"\",'Lives scenario - input'!$F144=\"\"),\"\",G159/'Lives scenario - input'!$F144),\"\")","v":""},{"$f":"IFERROR(IF(OR(H159=\"\",'Lives scenario - input'!$F144=\"\"),\"\",H159/'Lives scenario - input'!$F144),\"\")","v":""},{"$f":"IFERROR(IF(OR(I159=\"\",'Lives scenario - input'!$F144=\"\"),\"\",I159/'Lives scenario - input'!$F144),\"\")","v":""},{"$f":"IFERROR(IF(OR(J159=\"\",'Lives scenario - input'!$F144=\"\"),\"\",J159/'Lives scenario - input'!$F144),\"\")","v":""},{"$f":"IFERROR(IF(OR(K159=\"\",'Lives scenario - input'!$F144=\"\"),\"\",K159/'Lives scenario - input'!$F144),\"\")","v":""},{"$f":"IFERROR(IF(OR(L159=\"\",'Lives scenario - input'!$F144=\"\"),\"\",L159/'Lives scenario - input'!$F144),\"\")","v":""},{"$f":"IFERROR(IF(OR(M159=\"\",'Lives scenario - input'!$F144=\"\"),\"\",M159/'Lives scenario - input'!$F144),\"\")","v":""},{"$f":"IFERROR(IF(OR(N159=\"\",'Lives scenario - input'!$F144=\"\"),\"\",N159/'Lives scenario - input'!$F144),\"\")","v":""},{"$f":"IFERROR(IF(OR(O159=\"\",'Lives scenario - input'!$F144=\"\"),\"\",O159/'Lives scenario - input'!$F144),\"\")","v":""},{"$f":"IFERROR(IF(OR(P159=\"\",'Lives scenario - input'!$F144=\"\"),\"\",P159/'Lives scenario - input'!$F144),\"\")","v":""},{"$f":"IFERROR(IF(OR(Q159=\"\",'Lives scenario - input'!$F144=\"\"),\"\",Q159/'Lives scenario - input'!$F144),\"\")","v":""},{"$f":"IFERROR(IF(OR(R159=\"\",'Lives scenario - input'!$F144=\"\"),\"\",R159/'Lives scenario - input'!$F144),\"\")","v":""},{"$f":"IFERROR(IF(OR(S159=\"\",'Lives scenario - input'!$F144=\"\"),\"\",S159/'Lives scenario - input'!$F144),\"\")","v":""},{"$f":"IFERROR(IF(OR(T159=\"\",'Lives scenario - input'!$F144=\"\"),\"\",T159/'Lives scenario - input'!$F144),\"\")","v":""},{"$f":"IFERROR(IF(OR(U159=\"\",'Lives scenario - input'!$F144=\"\"),\"\",U159/'Lives scenario - input'!$F144),\"\")","v":""},{"$f":"IFERROR(IF(OR(V159=\"\",'Lives scenario - input'!$F144=\"\"),\"\",V159/'Lives scenario - input'!$F144),\"\")","v":""},{"$f":"IFERROR(IF(OR(W159=\"\",'Lives scenario - input'!$F144=\"\"),\"\",W159/'Lives scenario - input'!$F144),\"\")","v":""}]
[{"$f":"IFERROR('Lives scenario - input'!A145,\"\")","v":""},{"$f":"IFERROR('Lives scenario - input'!B145,\"\")","v":""},{"$f":"IFERROR('Lives scenario - input'!C145,\"\")","v":""},{"$f":"IFERROR(repcalc('Lives scenario - input'!$CX145:$GJ145,'Lives scenario - input'!$I145,'Lives scenario - input'!$G145,'Lives scenario - input'!$H145,20,TRUE,TRUE),\"\")","v":""},"","","","","","","","","","","","","","","","","","","",{"$f":"IFERROR(IF(OR(D160=\"\",'Lives scenario - input'!$F145=\"\"),\"\",D160/'Lives scenario - input'!$F145),\"\")","v":""},{"$f":"IFERROR(IF(OR(E160=\"\",'Lives scenario - input'!$F145=\"\"),\"\",E160/'Lives scenario - input'!$F145),\"\")","v":""},{"$f":"IFERROR(IF(OR(F160=\"\",'Lives scenario - input'!$F145=\"\"),\"\",F160/'Lives scenario - input'!$F145),\"\")","v":""},{"$f":"IFERROR(IF(OR(G160=\"\",'Lives scenario - input'!$F145=\"\"),\"\",G160/'Lives scenario - input'!$F145),\"\")","v":""},{"$f":"IFERROR(IF(OR(H160=\"\",'Lives scenario - input'!$F145=\"\"),\"\",H160/'Lives scenario - input'!$F145),\"\")","v":""},{"$f":"IFERROR(IF(OR(I160=\"\",'Lives scenario - input'!$F145=\"\"),\"\",I160/'Lives scenario - input'!$F145),\"\")","v":""},{"$f":"IFERROR(IF(OR(J160=\"\",'Lives scenario - input'!$F145=\"\"),\"\",J160/'Lives scenario - input'!$F145),\"\")","v":""},{"$f":"IFERROR(IF(OR(K160=\"\",'Lives scenario - input'!$F145=\"\"),\"\",K160/'Lives scenario - input'!$F145),\"\")","v":""},{"$f":"IFERROR(IF(OR(L160=\"\",'Lives scenario - input'!$F145=\"\"),\"\",L160/'Lives scenario - input'!$F145),\"\")","v":""},{"$f":"IFERROR(IF(OR(M160=\"\",'Lives scenario - input'!$F145=\"\"),\"\",M160/'Lives scenario - input'!$F145),\"\")","v":""},{"$f":"IFERROR(IF(OR(N160=\"\",'Lives scenario - input'!$F145=\"\"),\"\",N160/'Lives scenario - input'!$F145),\"\")","v":""},{"$f":"IFERROR(IF(OR(O160=\"\",'Lives scenario - input'!$F145=\"\"),\"\",O160/'Lives scenario - input'!$F145),\"\")","v":""},{"$f":"IFERROR(IF(OR(P160=\"\",'Lives scenario - input'!$F145=\"\"),\"\",P160/'Lives scenario - input'!$F145),\"\")","v":""},{"$f":"IFERROR(IF(OR(Q160=\"\",'Lives scenario - input'!$F145=\"\"),\"\",Q160/'Lives scenario - input'!$F145),\"\")","v":""},{"$f":"IFERROR(IF(OR(R160=\"\",'Lives scenario - input'!$F145=\"\"),\"\",R160/'Lives scenario - input'!$F145),\"\")","v":""},{"$f":"IFERROR(IF(OR(S160=\"\",'Lives scenario - input'!$F145=\"\"),\"\",S160/'Lives scenario - input'!$F145),\"\")","v":""},{"$f":"IFERROR(IF(OR(T160=\"\",'Lives scenario - input'!$F145=\"\"),\"\",T160/'Lives scenario - input'!$F145),\"\")","v":""},{"$f":"IFERROR(IF(OR(U160=\"\",'Lives scenario - input'!$F145=\"\"),\"\",U160/'Lives scenario - input'!$F145),\"\")","v":""},{"$f":"IFERROR(IF(OR(V160=\"\",'Lives scenario - input'!$F145=\"\"),\"\",V160/'Lives scenario - input'!$F145),\"\")","v":""},{"$f":"IFERROR(IF(OR(W160=\"\",'Lives scenario - input'!$F145=\"\"),\"\",W160/'Lives scenario - input'!$F145),\"\")","v":""}]
[{"$f":"IFERROR('Lives scenario - input'!A146,\"\")","v":""},{"$f":"IFERROR('Lives scenario - input'!B146,\"\")","v":""},{"$f":"IFERROR('Lives scenario - input'!C146,\"\")","v":""},{"$f":"IFERROR(repcalc('Lives scenario - input'!$CX146:$GJ146,'Lives scenario - input'!$I146,'Lives scenario - input'!$G146,'Lives scenario - input'!$H146,20,TRUE,TRUE),\"\")","v":""},"","","","","","","","","","","","","","","","","","","",{"$f":"IFERROR(IF(OR(D161=\"\",'Lives scenario - input'!$F146=\"\"),\"\",D161/'Lives scenario - input'!$F146),\"\")","v":""},{"$f":"IFERROR(IF(OR(E161=\"\",'Lives scenario - input'!$F146=\"\"),\"\",E161/'Lives scenario - input'!$F146),\"\")","v":""},{"$f":"IFERROR(IF(OR(F161=\"\",'Lives scenario - input'!$F146=\"\"),\"\",F161/'Lives scenario - input'!$F146),\"\")","v":""},{"$f":"IFERROR(IF(OR(G161=\"\",'Lives scenario - input'!$F146=\"\"),\"\",G161/'Lives scenario - input'!$F146),\"\")","v":""},{"$f":"IFERROR(IF(OR(H161=\"\",'Lives scenario - input'!$F146=\"\"),\"\",H161/'Lives scenario - input'!$F146),\"\")","v":""},{"$f":"IFERROR(IF(OR(I161=\"\",'Lives scenario - input'!$F146=\"\"),\"\",I161/'Lives scenario - input'!$F146),\"\")","v":""},{"$f":"IFERROR(IF(OR(J161=\"\",'Lives scenario - input'!$F146=\"\"),\"\",J161/'Lives scenario - input'!$F146),\"\")","v":""},{"$f":"IFERROR(IF(OR(K161=\"\",'Lives scenario - input'!$F146=\"\"),\"\",K161/'Lives scenario - input'!$F146),\"\")","v":""},{"$f":"IFERROR(IF(OR(L161=\"\",'Lives scenario - input'!$F146=\"\"),\"\",L161/'Lives scenario - input'!$F146),\"\")","v":""},{"$f":"IFERROR(IF(OR(M161=\"\",'Lives scenario - input'!$F146=\"\"),\"\",M161/'Lives scenario - input'!$F146),\"\")","v":""},{"$f":"IFERROR(IF(OR(N161=\"\",'Lives scenario - input'!$F146=\"\"),\"\",N161/'Lives scenario - input'!$F146),\"\")","v":""},{"$f":"IFERROR(IF(OR(O161=\"\",'Lives scenario - input'!$F146=\"\"),\"\",O161/'Lives scenario - input'!$F146),\"\")","v":""},{"$f":"IFERROR(IF(OR(P161=\"\",'Lives scenario - input'!$F146=\"\"),\"\",P161/'Lives scenario - input'!$F146),\"\")","v":""},{"$f":"IFERROR(IF(OR(Q161=\"\",'Lives scenario - input'!$F146=\"\"),\"\",Q161/'Lives scenario - input'!$F146),\"\")","v":""},{"$f":"IFERROR(IF(OR(R161=\"\",'Lives scenario - input'!$F146=\"\"),\"\",R161/'Lives scenario - input'!$F146),\"\")","v":""},{"$f":"IFERROR(IF(OR(S161=\"\",'Lives scenario - input'!$F146=\"\"),\"\",S161/'Lives scenario - input'!$F146),\"\")","v":""},{"$f":"IFERROR(IF(OR(T161=\"\",'Lives scenario - input'!$F146=\"\"),\"\",T161/'Lives scenario - input'!$F146),\"\")","v":""},{"$f":"IFERROR(IF(OR(U161=\"\",'Lives scenario - input'!$F146=\"\"),\"\",U161/'Lives scenario - input'!$F146),\"\")","v":""},{"$f":"IFERROR(IF(OR(V161=\"\",'Lives scenario - input'!$F146=\"\"),\"\",V161/'Lives scenario - input'!$F146),\"\")","v":""},{"$f":"IFERROR(IF(OR(W161=\"\",'Lives scenario - input'!$F146=\"\"),\"\",W161/'Lives scenario - input'!$F146),\"\")","v":""}]
[{"$f":"IFERROR('Lives scenario - input'!A147,\"\")","v":""},{"$f":"IFERROR('Lives scenario - input'!B147,\"\")","v":""},{"$f":"IFERROR('Lives scenario - input'!C147,\"\")","v":""},{"$f":"IFERROR(repcalc('Lives scenario - input'!$CX147:$GJ147,'Lives scenario - input'!$I147,'Lives scenario - input'!$G147,'Lives scenario - input'!$H147,20,TRUE,TRUE),\"\")","v":""},"","","","","","","","","","","","","","","","","","","",{"$f":"IFERROR(IF(OR(D162=\"\",'Lives scenario - input'!$F147=\"\"),\"\",D162/'Lives scenario - input'!$F147),\"\")","v":""},{"$f":"IFERROR(IF(OR(E162=\"\",'Lives scenario - input'!$F147=\"\"),\"\",E162/'Lives scenario - input'!$F147),\"\")","v":""},{"$f":"IFERROR(IF(OR(F162=\"\",'Lives scenario - input'!$F147=\"\"),\"\",F162/'Lives scenario - input'!$F147),\"\")","v":""},{"$f":"IFERROR(IF(OR(G162=\"\",'Lives scenario - input'!$F147=\"\"),\"\",G162/'Lives scenario - input'!$F147),\"\")","v":""},{"$f":"IFERROR(IF(OR(H162=\"\",'Lives scenario - input'!$F147=\"\"),\"\",H162/'Lives scenario - input'!$F147),\"\")","v":""},{"$f":"IFERROR(IF(OR(I162=\"\",'Lives scenario - input'!$F147=\"\"),\"\",I162/'Lives scenario - input'!$F147),\"\")","v":""},{"$f":"IFERROR(IF(OR(J162=\"\",'Lives scenario - input'!$F147=\"\"),\"\",J162/'Lives scenario - input'!$F147),\"\")","v":""},{"$f":"IFERROR(IF(OR(K162=\"\",'Lives scenario - input'!$F147=\"\"),\"\",K162/'Lives scenario - input'!$F147),\"\")","v":""},{"$f":"IFERROR(IF(OR(L162=\"\",'Lives scenario - input'!$F147=\"\"),\"\",L162/'Lives scenario - input'!$F147),\"\")","v":""},{"$f":"IFERROR(IF(OR(M162=\"\",'Lives scenario - input'!$F147=\"\"),\"\",M162/'Lives scenario - input'!$F147),\"\")","v":""},{"$f":"IFERROR(IF(OR(N162=\"\",'Lives scenario - input'!$F147=\"\"),\"\",N162/'Lives scenario - input'!$F147),\"\")","v":""},{"$f":"IFERROR(IF(OR(O162=\"\",'Lives scenario - input'!$F147=\"\"),\"\",O162/'Lives scenario - input'!$F147),\"\")","v":""},{"$f":"IFERROR(IF(OR(P162=\"\",'Lives scenario - input'!$F147=\"\"),\"\",P162/'Lives scenario - input'!$F147),\"\")","v":""},{"$f":"IFERROR(IF(OR(Q162=\"\",'Lives scenario - input'!$F147=\"\"),\"\",Q162/'Lives scenario - input'!$F147),\"\")","v":""},{"$f":"IFERROR(IF(OR(R162=\"\",'Lives scenario - input'!$F147=\"\"),\"\",R162/'Lives scenario - input'!$F147),\"\")","v":""},{"$f":"IFERROR(IF(OR(S162=\"\",'Lives scenario - input'!$F147=\"\"),\"\",S162/'Lives scenario - input'!$F147),\"\")","v":""},{"$f":"IFERROR(IF(OR(T162=\"\",'Lives scenario - input'!$F147=\"\"),\"\",T162/'Lives scenario - input'!$F147),\"\")","v":""},{"$f":"IFERROR(IF(OR(U162=\"\",'Lives scenario - input'!$F147=\"\"),\"\",U162/'Lives scenario - input'!$F147),\"\")","v":""},{"$f":"IFERROR(IF(OR(V162=\"\",'Lives scenario - input'!$F147=\"\"),\"\",V162/'Lives scenario - input'!$F147),\"\")","v":""},{"$f":"IFERROR(IF(OR(W162=\"\",'Lives scenario - input'!$F147=\"\"),\"\",W162/'Lives scenario - input'!$F147),\"\")","v":""}]
[{"$f":"IFERROR('Lives scenario - input'!A148,\"\")","v":""},{"$f":"IFERROR('Lives scenario - input'!B148,\"\")","v":""},{"$f":"IFERROR('Lives scenario - input'!C148,\"\")","v":""},{"$f":"IFERROR(repcalc('Lives scenario - input'!$CX148:$GJ148,'Lives scenario - input'!$I148,'Lives scenario - input'!$G148,'Lives scenario - input'!$H148,20,TRUE,TRUE),\"\")","v":""},"","","","","","","","","","","","","","","","","","","",{"$f":"IFERROR(IF(OR(D163=\"\",'Lives scenario - input'!$F148=\"\"),\"\",D163/'Lives scenario - input'!$F148),\"\")","v":""},{"$f":"IFERROR(IF(OR(E163=\"\",'Lives scenario - input'!$F148=\"\"),\"\",E163/'Lives scenario - input'!$F148),\"\")","v":""},{"$f":"IFERROR(IF(OR(F163=\"\",'Lives scenario - input'!$F148=\"\"),\"\",F163/'Lives scenario - input'!$F148),\"\")","v":""},{"$f":"IFERROR(IF(OR(G163=\"\",'Lives scenario - input'!$F148=\"\"),\"\",G163/'Lives scenario - input'!$F148),\"\")","v":""},{"$f":"IFERROR(IF(OR(H163=\"\",'Lives scenario - input'!$F148=\"\"),\"\",H163/'Lives scenario - input'!$F148),\"\")","v":""},{"$f":"IFERROR(IF(OR(I163=\"\",'Lives scenario - input'!$F148=\"\"),\"\",I163/'Lives scenario - input'!$F148),\"\")","v":""},{"$f":"IFERROR(IF(OR(J163=\"\",'Lives scenario - input'!$F148=\"\"),\"\",J163/'Lives scenario - input'!$F148),\"\")","v":""},{"$f":"IFERROR(IF(OR(K163=\"\",'Lives scenario - input'!$F148=\"\"),\"\",K163/'Lives scenario - input'!$F148),\"\")","v":""},{"$f":"IFERROR(IF(OR(L163=\"\",'Lives scenario - input'!$F148=\"\"),\"\",L163/'Lives scenario - input'!$F148),\"\")","v":""},{"$f":"IFERROR(IF(OR(M163=\"\",'Lives scenario - input'!$F148=\"\"),\"\",M163/'Lives scenario - input'!$F148),\"\")","v":""},{"$f":"IFERROR(IF(OR(N163=\"\",'Lives scenario - input'!$F148=\"\"),\"\",N163/'Lives scenario - input'!$F148),\"\")","v":""},{"$f":"IFERROR(IF(OR(O163=\"\",'Lives scenario - input'!$F148=\"\"),\"\",O163/'Lives scenario - input'!$F148),\"\")","v":""},{"$f":"IFERROR(IF(OR(P163=\"\",'Lives scenario - input'!$F148=\"\"),\"\",P163/'Lives scenario - input'!$F148),\"\")","v":""},{"$f":"IFERROR(IF(OR(Q163=\"\",'Lives scenario - input'!$F148=\"\"),\"\",Q163/'Lives scenario - input'!$F148),\"\")","v":""},{"$f":"IFERROR(IF(OR(R163=\"\",'Lives scenario - input'!$F148=\"\"),\"\",R163/'Lives scenario - input'!$F148),\"\")","v":""},{"$f":"IFERROR(IF(OR(S163=\"\",'Lives scenario - input'!$F148=\"\"),\"\",S163/'Lives scenario - input'!$F148),\"\")","v":""},{"$f":"IFERROR(IF(OR(T163=\"\",'Lives scenario - input'!$F148=\"\"),\"\",T163/'Lives scenario - input'!$F148),\"\")","v":""},{"$f":"IFERROR(IF(OR(U163=\"\",'Lives scenario - input'!$F148=\"\"),\"\",U163/'Lives scenario - input'!$F148),\"\")","v":""},{"$f":"IFERROR(IF(OR(V163=\"\",'Lives scenario - input'!$F148=\"\"),\"\",V163/'Lives scenario - input'!$F148),\"\")","v":""},{"$f":"IFERROR(IF(OR(W163=\"\",'Lives scenario - input'!$F148=\"\"),\"\",W163/'Lives scenario - input'!$F148),\"\")","v":""}]
[{"$f":"IFERROR('Lives scenario - input'!A149,\"\")","v":""},{"$f":"IFERROR('Lives scenario - input'!B149,\"\")","v":""},{"$f":"IFERROR('Lives scenario - input'!C149,\"\")","v":""},{"$f":"IFERROR(repcalc('Lives scenario - input'!$CX149:$GJ149,'Lives scenario - input'!$I149,'Lives scenario - input'!$G149,'Lives scenario - input'!$H149,20,TRUE,TRUE),\"\")","v":""},"","","","","","","","","","","","","","","","","","","",{"$f":"IFERROR(IF(OR(D164=\"\",'Lives scenario - input'!$F149=\"\"),\"\",D164/'Lives scenario - input'!$F149),\"\")","v":""},{"$f":"IFERROR(IF(OR(E164=\"\",'Lives scenario - input'!$F149=\"\"),\"\",E164/'Lives scenario - input'!$F149),\"\")","v":""},{"$f":"IFERROR(IF(OR(F164=\"\",'Lives scenario - input'!$F149=\"\"),\"\",F164/'Lives scenario - input'!$F149),\"\")","v":""},{"$f":"IFERROR(IF(OR(G164=\"\",'Lives scenario - input'!$F149=\"\"),\"\",G164/'Lives scenario - input'!$F149),\"\")","v":""},{"$f":"IFERROR(IF(OR(H164=\"\",'Lives scenario - input'!$F149=\"\"),\"\",H164/'Lives scenario - input'!$F149),\"\")","v":""},{"$f":"IFERROR(IF(OR(I164=\"\",'Lives scenario - input'!$F149=\"\"),\"\",I164/'Lives scenario - input'!$F149),\"\")","v":""},{"$f":"IFERROR(IF(OR(J164=\"\",'Lives scenario - input'!$F149=\"\"),\"\",J164/'Lives scenario - input'!$F149),\"\")","v":""},{"$f":"IFERROR(IF(OR(K164=\"\",'Lives scenario - input'!$F149=\"\"),\"\",K164/'Lives scenario - input'!$F149),\"\")","v":""},{"$f":"IFERROR(IF(OR(L164=\"\",'Lives scenario - input'!$F149=\"\"),\"\",L164/'Lives scenario - input'!$F149),\"\")","v":""},{"$f":"IFERROR(IF(OR(M164=\"\",'Lives scenario - input'!$F149=\"\"),\"\",M164/'Lives scenario - input'!$F149),\"\")","v":""},{"$f":"IFERROR(IF(OR(N164=\"\",'Lives scenario - input'!$F149=\"\"),\"\",N164/'Lives scenario - input'!$F149),\"\")","v":""},{"$f":"IFERROR(IF(OR(O164=\"\",'Lives scenario - input'!$F149=\"\"),\"\",O164/'Lives scenario - input'!$F149),\"\")","v":""},{"$f":"IFERROR(IF(OR(P164=\"\",'Lives scenario - input'!$F149=\"\"),\"\",P164/'Lives scenario - input'!$F149),\"\")","v":""},{"$f":"IFERROR(IF(OR(Q164=\"\",'Lives scenario - input'!$F149=\"\"),\"\",Q164/'Lives scenario - input'!$F149),\"\")","v":""},{"$f":"IFERROR(IF(OR(R164=\"\",'Lives scenario - input'!$F149=\"\"),\"\",R164/'Lives scenario - input'!$F149),\"\")","v":""},{"$f":"IFERROR(IF(OR(S164=\"\",'Lives scenario - input'!$F149=\"\"),\"\",S164/'Lives scenario - input'!$F149),\"\")","v":""},{"$f":"IFERROR(IF(OR(T164=\"\",'Lives scenario - input'!$F149=\"\"),\"\",T164/'Lives scenario - input'!$F149),\"\")","v":""},{"$f":"IFERROR(IF(OR(U164=\"\",'Lives scenario - input'!$F149=\"\"),\"\",U164/'Lives scenario - input'!$F149),\"\")","v":""},{"$f":"IFERROR(IF(OR(V164=\"\",'Lives scenario - input'!$F149=\"\"),\"\",V164/'Lives scenario - input'!$F149),\"\")","v":""},{"$f":"IFERROR(IF(OR(W164=\"\",'Lives scenario - input'!$F149=\"\"),\"\",W164/'Lives scenario - input'!$F149),\"\")","v":""}]
[{"$f":"IFERROR('Lives scenario - input'!A150,\"\")","v":""},{"$f":"IFERROR('Lives scenario - input'!B150,\"\")","v":""},{"$f":"IFERROR('Lives scenario - input'!C150,\"\")","v":""},{"$f":"IFERROR(repcalc('Lives scenario - input'!$CX150:$GJ150,'Lives scenario - input'!$I150,'Lives scenario - input'!$G150,'Lives scenario - input'!$H150,20,TRUE,TRUE),\"\")","v":""},"","","","","","","","","","","","","","","","","","","",{"$f":"IFERROR(IF(OR(D165=\"\",'Lives scenario - input'!$F150=\"\"),\"\",D165/'Lives scenario - input'!$F150),\"\")","v":""},{"$f":"IFERROR(IF(OR(E165=\"\",'Lives scenario - input'!$F150=\"\"),\"\",E165/'Lives scenario - input'!$F150),\"\")","v":""},{"$f":"IFERROR(IF(OR(F165=\"\",'Lives scenario - input'!$F150=\"\"),\"\",F165/'Lives scenario - input'!$F150),\"\")","v":""},{"$f":"IFERROR(IF(OR(G165=\"\",'Lives scenario - input'!$F150=\"\"),\"\",G165/'Lives scenario - input'!$F150),\"\")","v":""},{"$f":"IFERROR(IF(OR(H165=\"\",'Lives scenario - input'!$F150=\"\"),\"\",H165/'Lives scenario - input'!$F150),\"\")","v":""},{"$f":"IFERROR(IF(OR(I165=\"\",'Lives scenario - input'!$F150=\"\"),\"\",I165/'Lives scenario - input'!$F150),\"\")","v":""},{"$f":"IFERROR(IF(OR(J165=\"\",'Lives scenario - input'!$F150=\"\"),\"\",J165/'Lives scenario - input'!$F150),\"\")","v":""},{"$f":"IFERROR(IF(OR(K165=\"\",'Lives scenario - input'!$F150=\"\"),\"\",K165/'Lives scenario - input'!$F150),\"\")","v":""},{"$f":"IFERROR(IF(OR(L165=\"\",'Lives scenario - input'!$F150=\"\"),\"\",L165/'Lives scenario - input'!$F150),\"\")","v":""},{"$f":"IFERROR(IF(OR(M165=\"\",'Lives scenario - input'!$F150=\"\"),\"\",M165/'Lives scenario - input'!$F150),\"\")","v":""},{"$f":"IFERROR(IF(OR(N165=\"\",'Lives scenario - input'!$F150=\"\"),\"\",N165/'Lives scenario - input'!$F150),\"\")","v":""},{"$f":"IFERROR(IF(OR(O165=\"\",'Lives scenario - input'!$F150=\"\"),\"\",O165/'Lives scenario - input'!$F150),\"\")","v":""},{"$f":"IFERROR(IF(OR(P165=\"\",'Lives scenario - input'!$F150=\"\"),\"\",P165/'Lives scenario - input'!$F150),\"\")","v":""},{"$f":"IFERROR(IF(OR(Q165=\"\",'Lives scenario - input'!$F150=\"\"),\"\",Q165/'Lives scenario - input'!$F150),\"\")","v":""},{"$f":"IFERROR(IF(OR(R165=\"\",'Lives scenario - input'!$F150=\"\"),\"\",R165/'Lives scenario - input'!$F150),\"\")","v":""},{"$f":"IFERROR(IF(OR(S165=\"\",'Lives scenario - input'!$F150=\"\"),\"\",S165/'Lives scenario - input'!$F150),\"\")","v":""},{"$f":"IFERROR(IF(OR(T165=\"\",'Lives scenario - input'!$F150=\"\"),\"\",T165/'Lives scenario - input'!$F150),\"\")","v":""},{"$f":"IFERROR(IF(OR(U165=\"\",'Lives scenario - input'!$F150=\"\"),\"\",U165/'Lives scenario - input'!$F150),\"\")","v":""},{"$f":"IFERROR(IF(OR(V165=\"\",'Lives scenario - input'!$F150=\"\"),\"\",V165/'Lives scenario - input'!$F150),\"\")","v":""},{"$f":"IFERROR(IF(OR(W165=\"\",'Lives scenario - input'!$F150=\"\"),\"\",W165/'Lives scenario - input'!$F150),\"\")","v":""}]
[{"$f":"IFERROR('Lives scenario - input'!A151,\"\")","v":""},{"$f":"IFERROR('Lives scenario - input'!B151,\"\")","v":""},{"$f":"IFERROR('Lives scenario - input'!C151,\"\")","v":""},{"$f":"IFERROR(repcalc('Lives scenario - input'!$CX151:$GJ151,'Lives scenario - input'!$I151,'Lives scenario - input'!$G151,'Lives scenario - input'!$H151,20,TRUE,TRUE),\"\")","v":""},"","","","","","","","","","","","","","","","","","","",{"$f":"IFERROR(IF(OR(D166=\"\",'Lives scenario - input'!$F151=\"\"),\"\",D166/'Lives scenario - input'!$F151),\"\")","v":""},{"$f":"IFERROR(IF(OR(E166=\"\",'Lives scenario - input'!$F151=\"\"),\"\",E166/'Lives scenario - input'!$F151),\"\")","v":""},{"$f":"IFERROR(IF(OR(F166=\"\",'Lives scenario - input'!$F151=\"\"),\"\",F166/'Lives scenario - input'!$F151),\"\")","v":""},{"$f":"IFERROR(IF(OR(G166=\"\",'Lives scenario - input'!$F151=\"\"),\"\",G166/'Lives scenario - input'!$F151),\"\")","v":""},{"$f":"IFERROR(IF(OR(H166=\"\",'Lives scenario - input'!$F151=\"\"),\"\",H166/'Lives scenario - input'!$F151),\"\")","v":""},{"$f":"IFERROR(IF(OR(I166=\"\",'Lives scenario - input'!$F151=\"\"),\"\",I166/'Lives scenario - input'!$F151),\"\")","v":""},{"$f":"IFERROR(IF(OR(J166=\"\",'Lives scenario - input'!$F151=\"\"),\"\",J166/'Lives scenario - input'!$F151),\"\")","v":""},{"$f":"IFERROR(IF(OR(K166=\"\",'Lives scenario - input'!$F151=\"\"),\"\",K166/'Lives scenario - input'!$F151),\"\")","v":""},{"$f":"IFERROR(IF(OR(L166=\"\",'Lives scenario - input'!$F151=\"\"),\"\",L166/'Lives scenario - input'!$F151),\"\")","v":""},{"$f":"IFERROR(IF(OR(M166=\"\",'Lives scenario - input'!$F151=\"\"),\"\",M166/'Lives scenario - input'!$F151),\"\")","v":""},{"$f":"IFERROR(IF(OR(N166=\"\",'Lives scenario - input'!$F151=\"\"),\"\",N166/'Lives scenario - input'!$F151),\"\")","v":""},{"$f":"IFERROR(IF(OR(O166=\"\",'Lives scenario - input'!$F151=\"\"),\"\",O166/'Lives scenario - input'!$F151),\"\")","v":""},{"$f":"IFERROR(IF(OR(P166=\"\",'Lives scenario - input'!$F151=\"\"),\"\",P166/'Lives scenario - input'!$F151),\"\")","v":""},{"$f":"IFERROR(IF(OR(Q166=\"\",'Lives scenario - input'!$F151=\"\"),\"\",Q166/'Lives scenario - input'!$F151),\"\")","v":""},{"$f":"IFERROR(IF(OR(R166=\"\",'Lives scenario - input'!$F151=\"\"),\"\",R166/'Lives scenario - input'!$F151),\"\")","v":""},{"$f":"IFERROR(IF(OR(S166=\"\",'Lives scenario - input'!$F151=\"\"),\"\",S166/'Lives scenario - input'!$F151),\"\")","v":""},{"$f":"IFERROR(IF(OR(T166=\"\",'Lives scenario - input'!$F151=\"\"),\"\",T166/'Lives scenario - input'!$F151),\"\")","v":""},{"$f":"IFERROR(IF(OR(U166=\"\",'Lives scenario - input'!$F151=\"\"),\"\",U166/'Lives scenario - input'!$F151),\"\")","v":""},{"$f":"IFERROR(IF(OR(V166=\"\",'Lives scenario - input'!$F151=\"\"),\"\",V166/'Lives scenario - input'!$F151),\"\")","v":""},{"$f":"IFERROR(IF(OR(W166=\"\",'Lives scenario - input'!$F151=\"\"),\"\",W166/'Lives scenario - input'!$F151),\"\")","v":""}]
[{"$f":"IFERROR('Lives scenario - input'!A152,\"\")","v":""},{"$f":"IFERROR('Lives scenario - input'!B152,\"\")","v":""},{"$f":"IFERROR('Lives scenario - input'!C152,\"\")","v":""},{"$f":"IFERROR(repcalc('Lives scenario - input'!$CX152:$GJ152,'Lives scenario - input'!$I152,'Lives scenario - input'!$G152,'Lives scenario - input'!$H152,20,TRUE,TRUE),\"\")","v":""},"","","","","","","","","","","","","","","","","","","",{"$f":"IFERROR(IF(OR(D167=\"\",'Lives scenario - input'!$F152=\"\"),\"\",D167/'Lives scenario - input'!$F152),\"\")","v":""},{"$f":"IFERROR(IF(OR(E167=\"\",'Lives scenario - input'!$F152=\"\"),\"\",E167/'Lives scenario - input'!$F152),\"\")","v":""},{"$f":"IFERROR(IF(OR(F167=\"\",'Lives scenario - input'!$F152=\"\"),\"\",F167/'Lives scenario - input'!$F152),\"\")","v":""},{"$f":"IFERROR(IF(OR(G167=\"\",'Lives scenario - input'!$F152=\"\"),\"\",G167/'Lives scenario - input'!$F152),\"\")","v":""},{"$f":"IFERROR(IF(OR(H167=\"\",'Lives scenario - input'!$F152=\"\"),\"\",H167/'Lives scenario - input'!$F152),\"\")","v":""},{"$f":"IFERROR(IF(OR(I167=\"\",'Lives scenario - input'!$F152=\"\"),\"\",I167/'Lives scenario - input'!$F152),\"\")","v":""},{"$f":"IFERROR(IF(OR(J167=\"\",'Lives scenario - input'!$F152=\"\"),\"\",J167/'Lives scenario - input'!$F152),\"\")","v":""},{"$f":"IFERROR(IF(OR(K167=\"\",'Lives scenario - input'!$F152=\"\"),\"\",K167/'Lives scenario - input'!$F152),\"\")","v":""},{"$f":"IFERROR(IF(OR(L167=\"\",'Lives scenario - input'!$F152=\"\"),\"\",L167/'Lives scenario - input'!$F152),\"\")","v":""},{"$f":"IFERROR(IF(OR(M167=\"\",'Lives scenario - input'!$F152=\"\"),\"\",M167/'Lives scenario - input'!$F152),\"\")","v":""},{"$f":"IFERROR(IF(OR(N167=\"\",'Lives scenario - input'!$F152=\"\"),\"\",N167/'Lives scenario - input'!$F152),\"\")","v":""},{"$f":"IFERROR(IF(OR(O167=\"\",'Lives scenario - input'!$F152=\"\"),\"\",O167/'Lives scenario - input'!$F152),\"\")","v":""},{"$f":"IFERROR(IF(OR(P167=\"\",'Lives scenario - input'!$F152=\"\"),\"\",P167/'Lives scenario - input'!$F152),\"\")","v":""},{"$f":"IFERROR(IF(OR(Q167=\"\",'Lives scenario - input'!$F152=\"\"),\"\",Q167/'Lives scenario - input'!$F152),\"\")","v":""},{"$f":"IFERROR(IF(OR(R167=\"\",'Lives scenario - input'!$F152=\"\"),\"\",R167/'Lives scenario - input'!$F152),\"\")","v":""},{"$f":"IFERROR(IF(OR(S167=\"\",'Lives scenario - input'!$F152=\"\"),\"\",S167/'Lives scenario - input'!$F152),\"\")","v":""},{"$f":"IFERROR(IF(OR(T167=\"\",'Lives scenario - input'!$F152=\"\"),\"\",T167/'Lives scenario - input'!$F152),\"\")","v":""},{"$f":"IFERROR(IF(OR(U167=\"\",'Lives scenario - input'!$F152=\"\"),\"\",U167/'Lives scenario - input'!$F152),\"\")","v":""},{"$f":"IFERROR(IF(OR(V167=\"\",'Lives scenario - input'!$F152=\"\"),\"\",V167/'Lives scenario - input'!$F152),\"\")","v":""},{"$f":"IFERROR(IF(OR(W167=\"\",'Lives scenario - input'!$F152=\"\"),\"\",W167/'Lives scenario - input'!$F152),\"\")","v":""}]
[{"$f":"IFERROR('Lives scenario - input'!A153,\"\")","v":""},{"$f":"IFERROR('Lives scenario - input'!B153,\"\")","v":""},{"$f":"IFERROR('Lives scenario - input'!C153,\"\")","v":""},{"$f":"IFERROR(repcalc('Lives scenario - input'!$CX153:$GJ153,'Lives scenario - input'!$I153,'Lives scenario - input'!$G153,'Lives scenario - input'!$H153,20,TRUE,TRUE),\"\")","v":""},"","","","","","","","","","","","","","","","","","","",{"$f":"IFERROR(IF(OR(D168=\"\",'Lives scenario - input'!$F153=\"\"),\"\",D168/'Lives scenario - input'!$F153),\"\")","v":""},{"$f":"IFERROR(IF(OR(E168=\"\",'Lives scenario - input'!$F153=\"\"),\"\",E168/'Lives scenario - input'!$F153),\"\")","v":""},{"$f":"IFERROR(IF(OR(F168=\"\",'Lives scenario - input'!$F153=\"\"),\"\",F168/'Lives scenario - input'!$F153),\"\")","v":""},{"$f":"IFERROR(IF(OR(G168=\"\",'Lives scenario - input'!$F153=\"\"),\"\",G168/'Lives scenario - input'!$F153),\"\")","v":""},{"$f":"IFERROR(IF(OR(H168=\"\",'Lives scenario - input'!$F153=\"\"),\"\",H168/'Lives scenario - input'!$F153),\"\")","v":""},{"$f":"IFERROR(IF(OR(I168=\"\",'Lives scenario - input'!$F153=\"\"),\"\",I168/'Lives scenario - input'!$F153),\"\")","v":""},{"$f":"IFERROR(IF(OR(J168=\"\",'Lives scenario - input'!$F153=\"\"),\"\",J168/'Lives scenario - input'!$F153),\"\")","v":""},{"$f":"IFERROR(IF(OR(K168=\"\",'Lives scenario - input'!$F153=\"\"),\"\",K168/'Lives scenario - input'!$F153),\"\")","v":""},{"$f":"IFERROR(IF(OR(L168=\"\",'Lives scenario - input'!$F153=\"\"),\"\",L168/'Lives scenario - input'!$F153),\"\")","v":""},{"$f":"IFERROR(IF(OR(M168=\"\",'Lives scenario - input'!$F153=\"\"),\"\",M168/'Lives scenario - input'!$F153),\"\")","v":""},{"$f":"IFERROR(IF(OR(N168=\"\",'Lives scenario - input'!$F153=\"\"),\"\",N168/'Lives scenario - input'!$F153),\"\")","v":""},{"$f":"IFERROR(IF(OR(O168=\"\",'Lives scenario - input'!$F153=\"\"),\"\",O168/'Lives scenario - input'!$F153),\"\")","v":""},{"$f":"IFERROR(IF(OR(P168=\"\",'Lives scenario - input'!$F153=\"\"),\"\",P168/'Lives scenario - input'!$F153),\"\")","v":""},{"$f":"IFERROR(IF(OR(Q168=\"\",'Lives scenario - input'!$F153=\"\"),\"\",Q168/'Lives scenario - input'!$F153),\"\")","v":""},{"$f":"IFERROR(IF(OR(R168=\"\",'Lives scenario - input'!$F153=\"\"),\"\",R168/'Lives scenario - input'!$F153),\"\")","v":""},{"$f":"IFERROR(IF(OR(S168=\"\",'Lives scenario - input'!$F153=\"\"),\"\",S168/'Lives scenario - input'!$F153),\"\")","v":""},{"$f":"IFERROR(IF(OR(T168=\"\",'Lives scenario - input'!$F153=\"\"),\"\",T168/'Lives scenario - input'!$F153),\"\")","v":""},{"$f":"IFERROR(IF(OR(U168=\"\",'Lives scenario - input'!$F153=\"\"),\"\",U168/'Lives scenario - input'!$F153),\"\")","v":""},{"$f":"IFERROR(IF(OR(V168=\"\",'Lives scenario - input'!$F153=\"\"),\"\",V168/'Lives scenario - input'!$F153),\"\")","v":""},{"$f":"IFERROR(IF(OR(W168=\"\",'Lives scenario - input'!$F153=\"\"),\"\",W168/'Lives scenario - input'!$F153),\"\")","v":""}]
[{"$f":"IFERROR('Lives scenario - input'!A154,\"\")","v":""},{"$f":"IFERROR('Lives scenario - input'!B154,\"\")","v":""},{"$f":"IFERROR('Lives scenario - input'!C154,\"\")","v":""},{"$f":"IFERROR(repcalc('Lives scenario - input'!$CX154:$GJ154,'Lives scenario - input'!$I154,'Lives scenario - input'!$G154,'Lives scenario - input'!$H154,20,TRUE,TRUE),\"\")","v":""},"","","","","","","","","","","","","","","","","","","",{"$f":"IFERROR(IF(OR(D169=\"\",'Lives scenario - input'!$F154=\"\"),\"\",D169/'Lives scenario - input'!$F154),\"\")","v":""},{"$f":"IFERROR(IF(OR(E169=\"\",'Lives scenario - input'!$F154=\"\"),\"\",E169/'Lives scenario - input'!$F154),\"\")","v":""},{"$f":"IFERROR(IF(OR(F169=\"\",'Lives scenario - input'!$F154=\"\"),\"\",F169/'Lives scenario - input'!$F154),\"\")","v":""},{"$f":"IFERROR(IF(OR(G169=\"\",'Lives scenario - input'!$F154=\"\"),\"\",G169/'Lives scenario - input'!$F154),\"\")","v":""},{"$f":"IFERROR(IF(OR(H169=\"\",'Lives scenario - input'!$F154=\"\"),\"\",H169/'Lives scenario - input'!$F154),\"\")","v":""},{"$f":"IFERROR(IF(OR(I169=\"\",'Lives scenario - input'!$F154=\"\"),\"\",I169/'Lives scenario - input'!$F154),\"\")","v":""},{"$f":"IFERROR(IF(OR(J169=\"\",'Lives scenario - input'!$F154=\"\"),\"\",J169/'Lives scenario - input'!$F154),\"\")","v":""},{"$f":"IFERROR(IF(OR(K169=\"\",'Lives scenario - input'!$F154=\"\"),\"\",K169/'Lives scenario - input'!$F154),\"\")","v":""},{"$f":"IFERROR(IF(OR(L169=\"\",'Lives scenario - input'!$F154=\"\"),\"\",L169/'Lives scenario - input'!$F154),\"\")","v":""},{"$f":"IFERROR(IF(OR(M169=\"\",'Lives scenario - input'!$F154=\"\"),\"\",M169/'Lives scenario - input'!$F154),\"\")","v":""},{"$f":"IFERROR(IF(OR(N169=\"\",'Lives scenario - input'!$F154=\"\"),\"\",N169/'Lives scenario - input'!$F154),\"\")","v":""},{"$f":"IFERROR(IF(OR(O169=\"\",'Lives scenario - input'!$F154=\"\"),\"\",O169/'Lives scenario - input'!$F154),\"\")","v":""},{"$f":"IFERROR(IF(OR(P169=\"\",'Lives scenario - input'!$F154=\"\"),\"\",P169/'Lives scenario - input'!$F154),\"\")","v":""},{"$f":"IFERROR(IF(OR(Q169=\"\",'Lives scenario - input'!$F154=\"\"),\"\",Q169/'Lives scenario - input'!$F154),\"\")","v":""},{"$f":"IFERROR(IF(OR(R169=\"\",'Lives scenario - input'!$F154=\"\"),\"\",R169/'Lives scenario - input'!$F154),\"\")","v":""},{"$f":"IFERROR(IF(OR(S169=\"\",'Lives scenario - input'!$F154=\"\"),\"\",S169/'Lives scenario - input'!$F154),\"\")","v":""},{"$f":"IFERROR(IF(OR(T169=\"\",'Lives scenario - input'!$F154=\"\"),\"\",T169/'Lives scenario - input'!$F154),\"\")","v":""},{"$f":"IFERROR(IF(OR(U169=\"\",'Lives scenario - input'!$F154=\"\"),\"\",U169/'Lives scenario - input'!$F154),\"\")","v":""},{"$f":"IFERROR(IF(OR(V169=\"\",'Lives scenario - input'!$F154=\"\"),\"\",V169/'Lives scenario - input'!$F154),\"\")","v":""},{"$f":"IFERROR(IF(OR(W169=\"\",'Lives scenario - input'!$F154=\"\"),\"\",W169/'Lives scenario - input'!$F154),\"\")","v":""}]
[{"$f":"IFERROR('Lives scenario - input'!A155,\"\")","v":""},{"$f":"IFERROR('Lives scenario - input'!B155,\"\")","v":""},{"$f":"IFERROR('Lives scenario - input'!C155,\"\")","v":""},{"$f":"IFERROR(repcalc('Lives scenario - input'!$CX155:$GJ155,'Lives scenario - input'!$I155,'Lives scenario - input'!$G155,'Lives scenario - input'!$H155,20,TRUE,TRUE),\"\")","v":""},"","","","","","","","","","","","","","","","","","","",{"$f":"IFERROR(IF(OR(D170=\"\",'Lives scenario - input'!$F155=\"\"),\"\",D170/'Lives scenario - input'!$F155),\"\")","v":""},{"$f":"IFERROR(IF(OR(E170=\"\",'Lives scenario - input'!$F155=\"\"),\"\",E170/'Lives scenario - input'!$F155),\"\")","v":""},{"$f":"IFERROR(IF(OR(F170=\"\",'Lives scenario - input'!$F155=\"\"),\"\",F170/'Lives scenario - input'!$F155),\"\")","v":""},{"$f":"IFERROR(IF(OR(G170=\"\",'Lives scenario - input'!$F155=\"\"),\"\",G170/'Lives scenario - input'!$F155),\"\")","v":""},{"$f":"IFERROR(IF(OR(H170=\"\",'Lives scenario - input'!$F155=\"\"),\"\",H170/'Lives scenario - input'!$F155),\"\")","v":""},{"$f":"IFERROR(IF(OR(I170=\"\",'Lives scenario - input'!$F155=\"\"),\"\",I170/'Lives scenario - input'!$F155),\"\")","v":""},{"$f":"IFERROR(IF(OR(J170=\"\",'Lives scenario - input'!$F155=\"\"),\"\",J170/'Lives scenario - input'!$F155),\"\")","v":""},{"$f":"IFERROR(IF(OR(K170=\"\",'Lives scenario - input'!$F155=\"\"),\"\",K170/'Lives scenario - input'!$F155),\"\")","v":""},{"$f":"IFERROR(IF(OR(L170=\"\",'Lives scenario - input'!$F155=\"\"),\"\",L170/'Lives scenario - input'!$F155),\"\")","v":""},{"$f":"IFERROR(IF(OR(M170=\"\",'Lives scenario - input'!$F155=\"\"),\"\",M170/'Lives scenario - input'!$F155),\"\")","v":""},{"$f":"IFERROR(IF(OR(N170=\"\",'Lives scenario - input'!$F155=\"\"),\"\",N170/'Lives scenario - input'!$F155),\"\")","v":""},{"$f":"IFERROR(IF(OR(O170=\"\",'Lives scenario - input'!$F155=\"\"),\"\",O170/'Lives scenario - input'!$F155),\"\")","v":""},{"$f":"IFERROR(IF(OR(P170=\"\",'Lives scenario - input'!$F155=\"\"),\"\",P170/'Lives scenario - input'!$F155),\"\")","v":""},{"$f":"IFERROR(IF(OR(Q170=\"\",'Lives scenario - input'!$F155=\"\"),\"\",Q170/'Lives scenario - input'!$F155),\"\")","v":""},{"$f":"IFERROR(IF(OR(R170=\"\",'Lives scenario - input'!$F155=\"\"),\"\",R170/'Lives scenario - input'!$F155),\"\")","v":""},{"$f":"IFERROR(IF(OR(S170=\"\",'Lives scenario - input'!$F155=\"\"),\"\",S170/'Lives scenario - input'!$F155),\"\")","v":""},{"$f":"IFERROR(IF(OR(T170=\"\",'Lives scenario - input'!$F155=\"\"),\"\",T170/'Lives scenario - input'!$F155),\"\")","v":""},{"$f":"IFERROR(IF(OR(U170=\"\",'Lives scenario - input'!$F155=\"\"),\"\",U170/'Lives scenario - input'!$F155),\"\")","v":""},{"$f":"IFERROR(IF(OR(V170=\"\",'Lives scenario - input'!$F155=\"\"),\"\",V170/'Lives scenario - input'!$F155),\"\")","v":""},{"$f":"IFERROR(IF(OR(W170=\"\",'Lives scenario - input'!$F155=\"\"),\"\",W170/'Lives scenario - input'!$F155),\"\")","v":""}]
[{"$f":"IFERROR('Lives scenario - input'!A156,\"\")","v":""},{"$f":"IFERROR('Lives scenario - input'!B156,\"\")","v":""},{"$f":"IFERROR('Lives scenario - input'!C156,\"\")","v":""},{"$f":"IFERROR(repcalc('Lives scenario - input'!$CX156:$GJ156,'Lives scenario - input'!$I156,'Lives scenario - input'!$G156,'Lives scenario - input'!$H156,20,TRUE,TRUE),\"\")","v":""},"","","","","","","","","","","","","","","","","","","",{"$f":"IFERROR(IF(OR(D171=\"\",'Lives scenario - input'!$F156=\"\"),\"\",D171/'Lives scenario - input'!$F156),\"\")","v":""},{"$f":"IFERROR(IF(OR(E171=\"\",'Lives scenario - input'!$F156=\"\"),\"\",E171/'Lives scenario - input'!$F156),\"\")","v":""},{"$f":"IFERROR(IF(OR(F171=\"\",'Lives scenario - input'!$F156=\"\"),\"\",F171/'Lives scenario - input'!$F156),\"\")","v":""},{"$f":"IFERROR(IF(OR(G171=\"\",'Lives scenario - input'!$F156=\"\"),\"\",G171/'Lives scenario - input'!$F156),\"\")","v":""},{"$f":"IFERROR(IF(OR(H171=\"\",'Lives scenario - input'!$F156=\"\"),\"\",H171/'Lives scenario - input'!$F156),\"\")","v":""},{"$f":"IFERROR(IF(OR(I171=\"\",'Lives scenario - input'!$F156=\"\"),\"\",I171/'Lives scenario - input'!$F156),\"\")","v":""},{"$f":"IFERROR(IF(OR(J171=\"\",'Lives scenario - input'!$F156=\"\"),\"\",J171/'Lives scenario - input'!$F156),\"\")","v":""},{"$f":"IFERROR(IF(OR(K171=\"\",'Lives scenario - input'!$F156=\"\"),\"\",K171/'Lives scenario - input'!$F156),\"\")","v":""},{"$f":"IFERROR(IF(OR(L171=\"\",'Lives scenario - input'!$F156=\"\"),\"\",L171/'Lives scenario - input'!$F156),\"\")","v":""},{"$f":"IFERROR(IF(OR(M171=\"\",'Lives scenario - input'!$F156=\"\"),\"\",M171/'Lives scenario - input'!$F156),\"\")","v":""},{"$f":"IFERROR(IF(OR(N171=\"\",'Lives scenario - input'!$F156=\"\"),\"\",N171/'Lives scenario - input'!$F156),\"\")","v":""},{"$f":"IFERROR(IF(OR(O171=\"\",'Lives scenario - input'!$F156=\"\"),\"\",O171/'Lives scenario - input'!$F156),\"\")","v":""},{"$f":"IFERROR(IF(OR(P171=\"\",'Lives scenario - input'!$F156=\"\"),\"\",P171/'Lives scenario - input'!$F156),\"\")","v":""},{"$f":"IFERROR(IF(OR(Q171=\"\",'Lives scenario - input'!$F156=\"\"),\"\",Q171/'Lives scenario - input'!$F156),\"\")","v":""},{"$f":"IFERROR(IF(OR(R171=\"\",'Lives scenario - input'!$F156=\"\"),\"\",R171/'Lives scenario - input'!$F156),\"\")","v":""},{"$f":"IFERROR(IF(OR(S171=\"\",'Lives scenario - input'!$F156=\"\"),\"\",S171/'Lives scenario - input'!$F156),\"\")","v":""},{"$f":"IFERROR(IF(OR(T171=\"\",'Lives scenario - input'!$F156=\"\"),\"\",T171/'Lives scenario - input'!$F156),\"\")","v":""},{"$f":"IFERROR(IF(OR(U171=\"\",'Lives scenario - input'!$F156=\"\"),\"\",U171/'Lives scenario - input'!$F156),\"\")","v":""},{"$f":"IFERROR(IF(OR(V171=\"\",'Lives scenario - input'!$F156=\"\"),\"\",V171/'Lives scenario - input'!$F156),\"\")","v":""},{"$f":"IFERROR(IF(OR(W171=\"\",'Lives scenario - input'!$F156=\"\"),\"\",W171/'Lives scenario - input'!$F156),\"\")","v":""}]
[{"$f":"IFERROR('Lives scenario - input'!A157,\"\")","v":""},{"$f":"IFERROR('Lives scenario - input'!B157,\"\")","v":""},{"$f":"IFERROR('Lives scenario - input'!C157,\"\")","v":""},{"$f":"IFERROR(repcalc('Lives scenario - input'!$CX157:$GJ157,'Lives scenario - input'!$I157,'Lives scenario - input'!$G157,'Lives scenario - input'!$H157,20,TRUE,TRUE),\"\")","v":""},"","","","","","","","","","","","","","","","","","","",{"$f":"IFERROR(IF(OR(D172=\"\",'Lives scenario - input'!$F157=\"\"),\"\",D172/'Lives scenario - input'!$F157),\"\")","v":""},{"$f":"IFERROR(IF(OR(E172=\"\",'Lives scenario - input'!$F157=\"\"),\"\",E172/'Lives scenario - input'!$F157),\"\")","v":""},{"$f":"IFERROR(IF(OR(F172=\"\",'Lives scenario - input'!$F157=\"\"),\"\",F172/'Lives scenario - input'!$F157),\"\")","v":""},{"$f":"IFERROR(IF(OR(G172=\"\",'Lives scenario - input'!$F157=\"\"),\"\",G172/'Lives scenario - input'!$F157),\"\")","v":""},{"$f":"IFERROR(IF(OR(H172=\"\",'Lives scenario - input'!$F157=\"\"),\"\",H172/'Lives scenario - input'!$F157),\"\")","v":""},{"$f":"IFERROR(IF(OR(I172=\"\",'Lives scenario - input'!$F157=\"\"),\"\",I172/'Lives scenario - input'!$F157),\"\")","v":""},{"$f":"IFERROR(IF(OR(J172=\"\",'Lives scenario - input'!$F157=\"\"),\"\",J172/'Lives scenario - input'!$F157),\"\")","v":""},{"$f":"IFERROR(IF(OR(K172=\"\",'Lives scenario - input'!$F157=\"\"),\"\",K172/'Lives scenario - input'!$F157),\"\")","v":""},{"$f":"IFERROR(IF(OR(L172=\"\",'Lives scenario - input'!$F157=\"\"),\"\",L172/'Lives scenario - input'!$F157),\"\")","v":""},{"$f":"IFERROR(IF(OR(M172=\"\",'Lives scenario - input'!$F157=\"\"),\"\",M172/'Lives scenario - input'!$F157),\"\")","v":""},{"$f":"IFERROR(IF(OR(N172=\"\",'Lives scenario - input'!$F157=\"\"),\"\",N172/'Lives scenario - input'!$F157),\"\")","v":""},{"$f":"IFERROR(IF(OR(O172=\"\",'Lives scenario - input'!$F157=\"\"),\"\",O172/'Lives scenario - input'!$F157),\"\")","v":""},{"$f":"IFERROR(IF(OR(P172=\"\",'Lives scenario - input'!$F157=\"\"),\"\",P172/'Lives scenario - input'!$F157),\"\")","v":""},{"$f":"IFERROR(IF(OR(Q172=\"\",'Lives scenario - input'!$F157=\"\"),\"\",Q172/'Lives scenario - input'!$F157),\"\")","v":""},{"$f":"IFERROR(IF(OR(R172=\"\",'Lives scenario - input'!$F157=\"\"),\"\",R172/'Lives scenario - input'!$F157),\"\")","v":""},{"$f":"IFERROR(IF(OR(S172=\"\",'Lives scenario - input'!$F157=\"\"),\"\",S172/'Lives scenario - input'!$F157),\"\")","v":""},{"$f":"IFERROR(IF(OR(T172=\"\",'Lives scenario - input'!$F157=\"\"),\"\",T172/'Lives scenario - input'!$F157),\"\")","v":""},{"$f":"IFERROR(IF(OR(U172=\"\",'Lives scenario - input'!$F157=\"\"),\"\",U172/'Lives scenario - input'!$F157),\"\")","v":""},{"$f":"IFERROR(IF(OR(V172=\"\",'Lives scenario - input'!$F157=\"\"),\"\",V172/'Lives scenario - input'!$F157),\"\")","v":""},{"$f":"IFERROR(IF(OR(W172=\"\",'Lives scenario - input'!$F157=\"\"),\"\",W172/'Lives scenario - input'!$F157),\"\")","v":""}]
[{"$f":"IFERROR('Lives scenario - input'!A158,\"\")","v":""},{"$f":"IFERROR('Lives scenario - input'!B158,\"\")","v":""},{"$f":"IFERROR('Lives scenario - input'!C158,\"\")","v":""},{"$f":"IFERROR(repcalc('Lives scenario - input'!$CX158:$GJ158,'Lives scenario - input'!$I158,'Lives scenario - input'!$G158,'Lives scenario - input'!$H158,20,TRUE,TRUE),\"\")","v":""},"","","","","","","","","","","","","","","","","","","",{"$f":"IFERROR(IF(OR(D173=\"\",'Lives scenario - input'!$F158=\"\"),\"\",D173/'Lives scenario - input'!$F158),\"\")","v":""},{"$f":"IFERROR(IF(OR(E173=\"\",'Lives scenario - input'!$F158=\"\"),\"\",E173/'Lives scenario - input'!$F158),\"\")","v":""},{"$f":"IFERROR(IF(OR(F173=\"\",'Lives scenario - input'!$F158=\"\"),\"\",F173/'Lives scenario - input'!$F158),\"\")","v":""},{"$f":"IFERROR(IF(OR(G173=\"\",'Lives scenario - input'!$F158=\"\"),\"\",G173/'Lives scenario - input'!$F158),\"\")","v":""},{"$f":"IFERROR(IF(OR(H173=\"\",'Lives scenario - input'!$F158=\"\"),\"\",H173/'Lives scenario - input'!$F158),\"\")","v":""},{"$f":"IFERROR(IF(OR(I173=\"\",'Lives scenario - input'!$F158=\"\"),\"\",I173/'Lives scenario - input'!$F158),\"\")","v":""},{"$f":"IFERROR(IF(OR(J173=\"\",'Lives scenario - input'!$F158=\"\"),\"\",J173/'Lives scenario - input'!$F158),\"\")","v":""},{"$f":"IFERROR(IF(OR(K173=\"\",'Lives scenario - input'!$F158=\"\"),\"\",K173/'Lives scenario - input'!$F158),\"\")","v":""},{"$f":"IFERROR(IF(OR(L173=\"\",'Lives scenario - input'!$F158=\"\"),\"\",L173/'Lives scenario - input'!$F158),\"\")","v":""},{"$f":"IFERROR(IF(OR(M173=\"\",'Lives scenario - input'!$F158=\"\"),\"\",M173/'Lives scenario - input'!$F158),\"\")","v":""},{"$f":"IFERROR(IF(OR(N173=\"\",'Lives scenario - input'!$F158=\"\"),\"\",N173/'Lives scenario - input'!$F158),\"\")","v":""},{"$f":"IFERROR(IF(OR(O173=\"\",'Lives scenario - input'!$F158=\"\"),\"\",O173/'Lives scenario - input'!$F158),\"\")","v":""},{"$f":"IFERROR(IF(OR(P173=\"\",'Lives scenario - input'!$F158=\"\"),\"\",P173/'Lives scenario - input'!$F158),\"\")","v":""},{"$f":"IFERROR(IF(OR(Q173=\"\",'Lives scenario - input'!$F158=\"\"),\"\",Q173/'Lives scenario - input'!$F158),\"\")","v":""},{"$f":"IFERROR(IF(OR(R173=\"\",'Lives scenario - input'!$F158=\"\"),\"\",R173/'Lives scenario - input'!$F158),\"\")","v":""},{"$f":"IFERROR(IF(OR(S173=\"\",'Lives scenario - input'!$F158=\"\"),\"\",S173/'Lives scenario - input'!$F158),\"\")","v":""},{"$f":"IFERROR(IF(OR(T173=\"\",'Lives scenario - input'!$F158=\"\"),\"\",T173/'Lives scenario - input'!$F158),\"\")","v":""},{"$f":"IFERROR(IF(OR(U173=\"\",'Lives scenario - input'!$F158=\"\"),\"\",U173/'Lives scenario - input'!$F158),\"\")","v":""},{"$f":"IFERROR(IF(OR(V173=\"\",'Lives scenario - input'!$F158=\"\"),\"\",V173/'Lives scenario - input'!$F158),\"\")","v":""},{"$f":"IFERROR(IF(OR(W173=\"\",'Lives scenario - input'!$F158=\"\"),\"\",W173/'Lives scenario - input'!$F158),\"\")","v":""}]
[{"$f":"IFERROR('Lives scenario - input'!A159,\"\")","v":""},{"$f":"IFERROR('Lives scenario - input'!B159,\"\")","v":""},{"$f":"IFERROR('Lives scenario - input'!C159,\"\")","v":""},{"$f":"IFERROR(repcalc('Lives scenario - input'!$CX159:$GJ159,'Lives scenario - input'!$I159,'Lives scenario - input'!$G159,'Lives scenario - input'!$H159,20,TRUE,TRUE),\"\")","v":""},"","","","","","","","","","","","","","","","","","","",{"$f":"IFERROR(IF(OR(D174=\"\",'Lives scenario - input'!$F159=\"\"),\"\",D174/'Lives scenario - input'!$F159),\"\")","v":""},{"$f":"IFERROR(IF(OR(E174=\"\",'Lives scenario - input'!$F159=\"\"),\"\",E174/'Lives scenario - input'!$F159),\"\")","v":""},{"$f":"IFERROR(IF(OR(F174=\"\",'Lives scenario - input'!$F159=\"\"),\"\",F174/'Lives scenario - input'!$F159),\"\")","v":""},{"$f":"IFERROR(IF(OR(G174=\"\",'Lives scenario - input'!$F159=\"\"),\"\",G174/'Lives scenario - input'!$F159),\"\")","v":""},{"$f":"IFERROR(IF(OR(H174=\"\",'Lives scenario - input'!$F159=\"\"),\"\",H174/'Lives scenario - input'!$F159),\"\")","v":""},{"$f":"IFERROR(IF(OR(I174=\"\",'Lives scenario - input'!$F159=\"\"),\"\",I174/'Lives scenario - input'!$F159),\"\")","v":""},{"$f":"IFERROR(IF(OR(J174=\"\",'Lives scenario - input'!$F159=\"\"),\"\",J174/'Lives scenario - input'!$F159),\"\")","v":""},{"$f":"IFERROR(IF(OR(K174=\"\",'Lives scenario - input'!$F159=\"\"),\"\",K174/'Lives scenario - input'!$F159),\"\")","v":""},{"$f":"IFERROR(IF(OR(L174=\"\",'Lives scenario - input'!$F159=\"\"),\"\",L174/'Lives scenario - input'!$F159),\"\")","v":""},{"$f":"IFERROR(IF(OR(M174=\"\",'Lives scenario - input'!$F159=\"\"),\"\",M174/'Lives scenario - input'!$F159),\"\")","v":""},{"$f":"IFERROR(IF(OR(N174=\"\",'Lives scenario - input'!$F159=\"\"),\"\",N174/'Lives scenario - input'!$F159),\"\")","v":""},{"$f":"IFERROR(IF(OR(O174=\"\",'Lives scenario - input'!$F159=\"\"),\"\",O174/'Lives scenario - input'!$F159),\"\")","v":""},{"$f":"IFERROR(IF(OR(P174=\"\",'Lives scenario - input'!$F159=\"\"),\"\",P174/'Lives scenario - input'!$F159),\"\")","v":""},{"$f":"IFERROR(IF(OR(Q174=\"\",'Lives scenario - input'!$F159=\"\"),\"\",Q174/'Lives scenario - input'!$F159),\"\")","v":""},{"$f":"IFERROR(IF(OR(R174=\"\",'Lives scenario - input'!$F159=\"\"),\"\",R174/'Lives scenario - input'!$F159),\"\")","v":""},{"$f":"IFERROR(IF(OR(S174=\"\",'Lives scenario - input'!$F159=\"\"),\"\",S174/'Lives scenario - input'!$F159),\"\")","v":""},{"$f":"IFERROR(IF(OR(T174=\"\",'Lives scenario - input'!$F159=\"\"),\"\",T174/'Lives scenario - input'!$F159),\"\")","v":""},{"$f":"IFERROR(IF(OR(U174=\"\",'Lives scenario - input'!$F159=\"\"),\"\",U174/'Lives scenario - input'!$F159),\"\")","v":""},{"$f":"IFERROR(IF(OR(V174=\"\",'Lives scenario - input'!$F159=\"\"),\"\",V174/'Lives scenario - input'!$F159),\"\")","v":""},{"$f":"IFERROR(IF(OR(W174=\"\",'Lives scenario - input'!$F159=\"\"),\"\",W174/'Lives scenario - input'!$F159),\"\")","v":""}]
[{"$f":"IFERROR('Lives scenario - input'!A160,\"\")","v":""},{"$f":"IFERROR('Lives scenario - input'!B160,\"\")","v":""},{"$f":"IFERROR('Lives scenario - input'!C160,\"\")","v":""},{"$f":"IFERROR(repcalc('Lives scenario - input'!$CX160:$GJ160,'Lives scenario - input'!$I160,'Lives scenario - input'!$G160,'Lives scenario - input'!$H160,20,TRUE,TRUE),\"\")","v":""},"","","","","","","","","","","","","","","","","","","",{"$f":"IFERROR(IF(OR(D175=\"\",'Lives scenario - input'!$F160=\"\"),\"\",D175/'Lives scenario - input'!$F160),\"\")","v":""},{"$f":"IFERROR(IF(OR(E175=\"\",'Lives scenario - input'!$F160=\"\"),\"\",E175/'Lives scenario - input'!$F160),\"\")","v":""},{"$f":"IFERROR(IF(OR(F175=\"\",'Lives scenario - input'!$F160=\"\"),\"\",F175/'Lives scenario - input'!$F160),\"\")","v":""},{"$f":"IFERROR(IF(OR(G175=\"\",'Lives scenario - input'!$F160=\"\"),\"\",G175/'Lives scenario - input'!$F160),\"\")","v":""},{"$f":"IFERROR(IF(OR(H175=\"\",'Lives scenario - input'!$F160=\"\"),\"\",H175/'Lives scenario - input'!$F160),\"\")","v":""},{"$f":"IFERROR(IF(OR(I175=\"\",'Lives scenario - input'!$F160=\"\"),\"\",I175/'Lives scenario - input'!$F160),\"\")","v":""},{"$f":"IFERROR(IF(OR(J175=\"\",'Lives scenario - input'!$F160=\"\"),\"\",J175/'Lives scenario - input'!$F160),\"\")","v":""},{"$f":"IFERROR(IF(OR(K175=\"\",'Lives scenario - input'!$F160=\"\"),\"\",K175/'Lives scenario - input'!$F160),\"\")","v":""},{"$f":"IFERROR(IF(OR(L175=\"\",'Lives scenario - input'!$F160=\"\"),\"\",L175/'Lives scenario - input'!$F160),\"\")","v":""},{"$f":"IFERROR(IF(OR(M175=\"\",'Lives scenario - input'!$F160=\"\"),\"\",M175/'Lives scenario - input'!$F160),\"\")","v":""},{"$f":"IFERROR(IF(OR(N175=\"\",'Lives scenario - input'!$F160=\"\"),\"\",N175/'Lives scenario - input'!$F160),\"\")","v":""},{"$f":"IFERROR(IF(OR(O175=\"\",'Lives scenario - input'!$F160=\"\"),\"\",O175/'Lives scenario - input'!$F160),\"\")","v":""},{"$f":"IFERROR(IF(OR(P175=\"\",'Lives scenario - input'!$F160=\"\"),\"\",P175/'Lives scenario - input'!$F160),\"\")","v":""},{"$f":"IFERROR(IF(OR(Q175=\"\",'Lives scenario - input'!$F160=\"\"),\"\",Q175/'Lives scenario - input'!$F160),\"\")","v":""},{"$f":"IFERROR(IF(OR(R175=\"\",'Lives scenario - input'!$F160=\"\"),\"\",R175/'Lives scenario - input'!$F160),\"\")","v":""},{"$f":"IFERROR(IF(OR(S175=\"\",'Lives scenario - input'!$F160=\"\"),\"\",S175/'Lives scenario - input'!$F160),\"\")","v":""},{"$f":"IFERROR(IF(OR(T175=\"\",'Lives scenario - input'!$F160=\"\"),\"\",T175/'Lives scenario - input'!$F160),\"\")","v":""},{"$f":"IFERROR(IF(OR(U175=\"\",'Lives scenario - input'!$F160=\"\"),\"\",U175/'Lives scenario - input'!$F160),\"\")","v":""},{"$f":"IFERROR(IF(OR(V175=\"\",'Lives scenario - input'!$F160=\"\"),\"\",V175/'Lives scenario - input'!$F160),\"\")","v":""},{"$f":"IFERROR(IF(OR(W175=\"\",'Lives scenario - input'!$F160=\"\"),\"\",W175/'Lives scenario - input'!$F160),\"\")","v":""}]

{"sheet":"Combined scenario - input","index":6,"n_rows":190,"n_cols":190,"rows_kept":190,"cut":false,"hidden":false,"merged":[[2,3,3,3],[2,4,3,5],[2,6,3,6]]}
[null,"Unit cost - comparative"]
[null,"Replacement lives - comparative"]
[null,null,null,"Unit cost","Replacement \nlife",null,"Method","Volume",null,null,null,null,null,null,null,null,null,null,null,null,null,null,null,null,null,null,null,null,null,null,null,null,null,null,null,null,null,null,null,null,null,null,null,null,null,null,null,null,null,null,null,null,null,null,null,null,null,null,null,null,null,null,null,null,null,null,null,null,null,null,null,null,null,null,null,null,null,null,null,null,null,null,null,null,null,null,null,null,null,null,null,null,null,null,null,null,null,null,null,"Replacement Cost (NOT depreciated)"]
[null,null,null,null,null,null,null,"Installation date",null,null,null,null,null,null,null,null,null,null,null,null,null,null,null,null,null,null,null,null,null,null,null,null,null,null,null,null,null,null,null,null,null,null,null,null,null,null,null,null,null,null,null,null,null,null,null,null,null,null,null,null,null,null,null,null,null,null,null,null,null,null,null,null,null,null,null,null,null,null,null,null,null,null,null,null,null,null,null,null,null,null,null,null,null,null,null,null,null,null,null,"Installation date"]
["ID","Asset group","Asset category","$ ('000)","μ","σ","#",2019,2018,2017,2016,2015,2014,2013,2012,2011,2010,2009,2008,2007,2006,2005,2004,2003,2002,2001,2000,1999,1998,1997,1996,1995,1994,1993,1992,1991,1990,1989,1988,1987,1986,1985,1984,1983,1982,1981,1980,1979,1978,1977,1976,1975,1974,1973,1972,1971,1970,1969,1968,1967,1966,1965,1964,1963,1962,1961,1960,1959,1958,1957,1956,1955,1954,1953,1952,1951,1950,1949,1948,1947,1946,1945,1944,1943,1942,1941,1940,1939,1938,1937,1936,1935,1934,1933,1932,1931,1930,1929,null,2019,2018,2017,2016,2015,2014,2013,2012,2011,2010,2009,2008,2007,2006,2005,2004,2003,2002,2001,2000,1999,1998,1997,1996,1995,1994,1993,1992,1991,1990,1989,1988,1987,1986,1985,1984,1983,1982,1981,1980,1979,1978,1977,1976,1975,1974,1973,1972,1971,1970,1969,1968,1967,1966,1965,1964,1963,1962,1961,1960,1959,1958,1957,1956,1955,1954,1953,1952,1951,1950,1949,1948,1947,1946,1945,1944,1943,1942,1941,1940,1939,1938,1937,1936,1935,1934,1933,1932,1931,1930,1929]
[1,"OVERHEAD CONDUCTORS","˂ = 1 kv",81.710362468035612,107.82376162986255,10.383822110854103,2,9.1999999999999993,5.5,9.5,11.4,12,14.4,25.4,11,12,12.2,14.9,13.2,6.6,8.3000000000000007,13,7.3,12.7,15.4,9,9.1999999999999993,9.5,6.9,3,6.4,13.5,9,16.600000000000001,14.4,6.9,16.3,28.5,45.9,20.5,38.5,31.5,23.2,15.8,37.799999999999997,31.3,26.7,34.5,30,18.8,19.100000000000001,16.8,15.8,32.9,61,63.3,44,52.4,69.3,62.1,48,35.9,39.1,31,33.200000000000003,35.799999999999997,27.1,19.2,18.2,5.2,8.5,4.8,4.2,6.2,2.1,0.9,4.5,0.6,1.5,2.4,1.9,1,1,2.5,6.7,9.9,20.3,16.7,14,11.7,14.8,18.399999999999999,17.5,11,5.8,0.7,0.6,0,null,751.73533470592758,449.40699357419589,776.24844344633834,931.49813213560606,980.52434961642734,1176.6292195397129,2075.4432066881045,898.81398714839179,980.52434961642734,996.86642211003436,1217.4844007737306,1078.5767845780699,539.28839228903496,678.19600848469565,1062.2347120844629,596.48564601665998,1037.7216033440523,1258.3395820077485,735.39326221232045,751.73533470592758,776.24844344633834,563.80150102944572,245.13108740410684,522.94631979542794,1103.0898933184808,735.39326221232045,1356.3920169693913,1176.6292195397129,563.80150102944572,1331.8789082289804,2328.7453303390148,3750.5056372828344,1675.0624305947301,3145.8489550193713,2573.8764177431217,1895.6804092584262,1291.0237269949628,3088.6517012917461,2557.5343452495149,2181.6666778965509,2819.0075051472286,2451.3108740410685,1536.1548143990697,1560.6679231394803,1372.7340894629983,1291.0237269949628,2688.2709251983715,4984.3321105501727,5172.265944226654,3595.2559485935672,4281.6229933250661,5662.5281190348678,5074.2135092650115,3922.0973984657094,2933.4020126024784,3194.8751725001925,2533.0212365091038,2712.7840339387826,2925.2309763556746,2214.350822883765,1568.8389593862837,1487.1285969182481,424.89388483378519,694.53808097830267,392.20973984657093,343.18352236574958,506.60424730182081,171.59176118287479,73.539326221232059,367.69663110616023,49.026217480821366,122.56554370205342,196.10486992328546,155.24968868926766,81.710362468035612,81.710362468035612,204.27590617008903,547.45942853583858,808.93258843355261,1658.7203581011229,1364.5630532161947,1143.9450745524987,956.01124087601659,1209.3133645269272,1503.4706694118552,1429.9313431906232,898.81398714839179,473.92010231460654,57.197253727624926,49.026217480821366,0]
[1,"OVERHEAD CONDUCTORS","˃ 11 kv & < = 22 kv ; multiple-phase",75.916238097539804,107.82376162986255,10.383822110854103,2,0,0,0,0,0,0,0,0,0,0,0.1,0.1,0,0.1,0.1,0.1,0.1,0.1,0.1,0.1,0.1,0.1,0,0.1,0,0.1,0.1,0,0.1,0.1,0.1,0.2,0.1,0.3,0.3,0.2,0.1,0.2,0.1,0.2,0.2,0.2,0.1,0.1,0.1,0.1,0.1,0.1,0.1,0.1,0.2,0.2,0.3,0.1,0.2,0.1,0.1,0.1,0.1,0.1,0.1,0.1,0,0,0,0,0,0,0,0,0,0,0,0,0,0,0,0,0,0.1,0.1,0,0,0.1,0,0.1,0.1,0,0,0,0,null,0,0,0,0,0,0,0,0,0,0,7.5916238097539805,7.5916238097539805,0,7.5916238097539805,7.5916238097539805,7.5916238097539805,7.5916238097539805,7.5916238097539805,7.5916238097539805,7.5916238097539805,7.5916238097539805,7.5916238097539805,0,7.5916238097539805,0,7.5916238097539805,7.5916238097539805,0,7.5916238097539805,7.5916238097539805,7.5916238097539805,15.183247619507961,7.5916238097539805,22.774871429261939,22.774871429261939,15.183247619507961,7.5916238097539805,15.183247619507961,7.5916238097539805,15.183247619507961,15.183247619507961,15.183247619507961,7.5916238097539805,7.5916238097539805,7.5916238097539805,7.5916238097539805,7.5916238097539805,7.5916238097539805,7.5916238097539805,7.5916238097539805,15.183247619507961,15.183247619507961,22.774871429261939,7.5916238097539805,15.183247619507961,7.5916238097539805,7.5916238097539805,7.5916238097539805,7.5916238097539805,7.5916238097539805,7.5916238097539805,7.5916238097539805,0,0,0,0,0,0,0,0,0,0,0,0,0,0,0,0,0,7.5916238097539805,7.5916238097539805,0,0,7.5916238097539805,0,7.5916238097539805,7.5916238097539805,0,0,0,0]
[1,"OVERHEAD CONDUCTORS","> 1 kv & < = 11 kv",58.930852846750383,107.82376162986255,10.383822110854103,2,2.1,0.5,1,0.6,0.9,0.7,3,1.2,2.1,1,5.5,4.5,2.7,5.8,4.0999999999999996,4.5999999999999996,4.7,5,8,10.3,7.1,4.0999999999999996,2.2999999999999998,4.2,2.2999999999999998,4.7,3.6,1,4.9000000000000004,8,7.5,10.3,7.9,15.5,12.8,13.7,9.8000000000000007,12.5,8,11.7,14.6,12.5,3.7,6.1,4.5,4.0999999999999996,6,10.3,5.7,6.7,11.9,14.2,21.5,13.7,20.3,9.6,10.6,10.6,8.1,6,4.9000000000000004,3.7,2.2000000000000002,0.9,1.1000000000000001,1.6,1,1,0.2,0.9,0.7,0.2,0.4,0.2,0.2,0.2,0.4,1.3,2.5,4.4000000000000004,3.7,2,1.6,3.2,2.2999999999999998,3.2,3.8,1.1000000000000001,0.3,0.8,0,null,123.75479097817581,29.465426423375192,58.930852846750383,35.35851170805023,53.037767562075345,41.251596992725268,176.79255854025115,70.71702341610046,123.75479097817581,58.930852846750383,324.11969065712708,265.18883781037675,159.11330268622604,341.79894651115222,241.61649667167654,271.08192309505176,276.97500837972683,294.65426423375192,471.44682277400307,606.98778432152903,418.40905521192769,241.61649667167654,135.54096154752588,247.50958195635161,135.54096154752588,276.97500837972683,212.15107024830138,58.930852846750383,288.76117894907691,471.44682277400307,441.98139635062785,606.98778432152903,465.55373748932806,913.42821912463091,754.31491643840491,807.35268400048017,577.52235789815381,736.63566058437982,471.44682277400307,689.4909783069794,860.39045156255554,736.63566058437982,218.04415553297642,359.47820236517731,265.18883781037675,241.61649667167654,353.5851170805023,606.98778432152903,335.90586122647721,394.8367140732276,701.27714887632953,836.81811042385539,1267.0133362051333,807.35268400048017,1196.2963127890328,565.73618732880368,624.66704017555401,624.66704017555401,477.33990805867808,353.5851170805023,288.76117894907691,218.04415553297642,129.64787626285084,53.037767562075345,64.823938131425422,94.289364554800613,58.930852846750383,58.930852846750383,11.786170569350077,53.037767562075345,41.251596992725268,11.786170569350077,23.572341138700153,11.786170569350077,11.786170569350077,11.786170569350077,23.572341138700153,76.610108700775498,147.32713211687596,259.29575252570169,218.04415553297642,117.86170569350077,94.289364554800613,188.57872910960123,135.54096154752588,188.57872910960123,223.93724081765146,64.823938131425422,17.679255854025115,47.144682277400307,0]
[1,"OVERHEAD CONDUCTORS","> 22 kv & < = 66 kv",110.33479468323898,107.82376162986255,10.383822110854103,2,0.7,0.2,0,0.1,0.2,0.2,0,0,0,0,0.9,0.6,0.9,1.6,0.6,0.8,1.6,0.4,0.5,0.4,2.7,0.4,2.6,3,1.6,1.8,3.2,0.5,2.9,3.8,3.6,1.7,0.9,4,4.8,6.2,1.5,2.9,2.2999999999999998,2.1,3.4,1,0.8,1.1000000000000001,0.3,0.7,0.6,0.7,3.4,2.9,2.2000000000000002,4.7,12.1,7.9,14.7,6.4,3.4,3.5,1.3,0.4,0.1,0.9,1.4,0.5,0.3,0.3,0.1,0.6,0.2,0.4,0,0,0,0,0,0,0.1,0.8,0.6,0.1,0.4,1.9,0,0,0.4,0,0.2,0,0,0,0,null,77.234356278267285,22.066958936647797,0,11.033479468323899,22.066958936647797,22.066958936647797,0,0,0,0,99.301315214915093,66.200876809943381,99.301315214915093,176.53567149318238,66.200876809943381,88.267835746591189,176.53567149318238,44.133917873295594,55.167397341619491,44.133917873295594,297.90394564474525,44.133917873295594,286.87046617642136,331.00438404971692,176.53567149318238,198.60263042983019,353.07134298636475,55.167397341619491,319.97090458139303,419.27221979630809,397.20526085966037,187.56915096150627,99.301315214915093,441.33917873295593,529.60701447954705,684.07572703608173,165.50219202485846,319.97090458139303,253.77002777144963,231.70306883480188,375.13830192301253,110.33479468323898,88.267835746591189,121.36827415156289,33.10043840497169,77.234356278267285,66.200876809943381,77.234356278267285,375.13830192301253,319.97090458139303,242.73654830312577,518.57353501122327,1335.0510156671917,871.64487799758797,1621.921481843613,706.14268597272951,375.13830192301253,386.17178139133642,143.43523308821068,44.133917873295594,11.033479468323899,99.301315214915093,154.46871255653457,55.167397341619491,33.10043840497169,33.10043840497169,11.033479468323899,66.200876809943381,22.066958936647797,44.133917873295594,0,0,0,0,0,0,11.033479468323899,88.267835746591189,66.200876809943381,11.033479468323899,44.133917873295594,209.63610989815405,0,0,44.133917873295594,0,22.066958936647797,0,0,0,0]
[2,"POLES","˂ = 1 kv ; concrete",11.128099823622188,61.926635298888883,7.8693478318656673,2,3,2,7,7,7,0,3,5,3,11,2,11,8,5,15,37,45,97,72,49,102,85,63,105,131,120,245,172,55,110,290,458,126,109,128,35,33,14,22,17,0,16,10,5,1,4,261,84,1,0,0,0,0,0,0,0,0,0,0,0,0,0,0,0,0,0,0,0,0,0,0,0,0,0,0,0,0,0,0,0,0,0,0,0,0,0,0,0,0,0,0,null,33.384299470866566,22.256199647244376,77.89669876535531,77.89669876535531,77.89669876535531,0,33.384299470866566,55.640499118110938,33.384299470866566,122.40909805984407,22.256199647244376,122.40909805984407,89.024798588977504,55.640499118110938,166.92149735433281,411.73969347402095,500.76449206299844,1079.4256828913522,801.22318730079758,545.27689135748722,1135.0661820094631,945.88848500788595,701.07028888819787,1168.4504814803297,1457.7810768945067,1335.3719788346625,2726.3844567874362,1914.0331696630162,612.04549029922032,1224.0909805984406,3227.1489488504344,5096.6697192189622,1402.1405777763957,1212.9628807748186,1424.3967774236401,389.48349382677657,367.22729417953218,155.79339753071062,244.81819611968814,189.1776970015772,0,178.04959717795501,111.28099823622188,55.640499118110938,11.128099823622188,44.512399294488752,2904.4340539653913,934.76038518426378,11.128099823622188,0,0,0,0,0,0,0,0,0,0,0,0,0,0,0,0,0,0,0,0,0,0,0,0,0,0,0,0,0,0,0,0,0,0,0,0,0,0,0,0,0,0]
[2,"POLES","˂ = 1 kv ; steel",9.0684548732328469,79.210185563780342,8.9000104249253749,2,4,12,13,6,24,25,36,50,50,65,23,161,109,87,65,44,55,47,55,50,115,72,50,57,75,48,76,81,51,67,68,64,86,63,77,47,108,54,70,76,100,90,81,66,84,45,66,67,84,139,131,67,57,98,37,17,25,15,9,27,9,4,2,3,0,0,0,0,0,2,0,0,0,0,0,0,0,0,2,0,2,0,0,2,2,0,0,0,0,0,0,null,36.273819492931388,108.82145847879417,117.88991335202701,54.410729239397085,217.64291695758834,226.71137183082118,326.46437543638251,453.42274366164236,453.42274366164236,589.4495667601351,208.57446208435547,1460.0212345904883,988.46158118238031,788.95557397125765,589.4495667601351,399.01201442224527,498.7650180278066,426.21737904194379,498.7650180278066,453.42274366164236,1042.8723104217775,652.92875087276502,453.42274366164236,516.90192777427228,680.13411549246348,435.28583391517668,689.20257036569637,734.54484473186062,462.4911985348752,607.58647650660077,616.65493137983356,580.3811118869022,779.88711909802487,571.31265701366931,698.27102523892927,426.21737904194379,979.39312630914742,489.69656315457371,634.79184112629923,689.20257036569637,906.84548732328471,816.16093859095622,734.54484473186062,598.51802163336788,761.75020935155919,408.08046929547811,598.51802163336788,607.58647650660077,761.75020935155919,1260.5152273793658,1187.9675883935029,607.58647650660077,516.90192777427228,888.70857757681904,335.53283030961535,154.16373284495839,226.71137183082118,136.02682309849271,81.616093859095628,244.84828157728685,81.616093859095628,36.273819492931388,18.136909746465694,27.205364619698543,0,0,0,0,0,18.136909746465694,0,0,0,0,0,0,0,0,18.136909746465694,0,18.136909746465694,0,0,18.136909746465694,18.136909746465694,0,0,0,0,0,0]
[2,"POLES","˂ = 1 kv ; wood",4.3897798836331567,87.457262560935604,9.351858775715959,2,43,79,176,192,164,158,189,199,135,116,166,132,75,88,124,43,91,121,40,22,79,12,7,13,39,21,12,77,59,140,226,303,201,517,332,363,240,545,458,368,542,462,294,310,224,222,248,844,925,599,750,980,919,677,587,668,514,540,577,418,361,329,120,153,113,107,135,79,64,93,51,65,85,53,40,60,98,126,180,331,275,211,191,236,280,285,169,76,10,12,0,null,188.76053499622574,346.7926108070194,772.60125951943564,842.83773765756609,719.92390091583775,693.5852216140388,829.66839800666662,873.56619684299824,592.62028429047621,509.21446650144617,728.70346068310403,579.45094463957673,329.23349127248673,386.30062975971782,544.33270557051139,188.76053499622574,399.46996941061724,531.16336591961192,175.59119534532627,96.575157439929455,346.7926108070194,52.677358603597881,30.728459185432097,57.067138487231034,171.2014154616931,92.185377556296288,52.677358603597881,338.01305103975307,258.99701313435622,614.56918370864196,992.09025370109339,1330.1033047408464,882.34575661026452,2269.5161998383419,1457.4069213662081,1593.4900977588359,1053.5471720719577,2392.4300365800705,2010.5191867039857,1615.4389971770017,2379.260696929171,2028.0783062385185,1290.595285788148,1360.8317639262787,983.31069393382711,974.53113416656083,1088.6654111410228,3704.9742217863841,4060.5463923606699,2629.478150296261,3292.3349127248675,4301.9842859604933,4034.2077130588709,2971.8809812196473,2576.8007916926631,2932.3729622669489,2256.3468601874424,2370.4811371619048,2532.9029928563314,1834.9279913586595,1584.7105379915695,1444.2375817153086,526.77358603597884,671.63632219587294,496.04512685054669,469.70644754874775,592.62028429047621,346.7926108070194,280.94591255252203,408.24952917788357,223.878774065291,285.33569243615517,373.13129010881835,232.6583338325573,175.59119534532627,263.38679301798942,430.19842859604938,553.11226533777779,790.1603790539682,1453.017141482575,1207.1894679991181,926.24355544659602,838.4479577739329,1035.9880525374249,1229.1383674172839,1251.0872668354498,741.8728003340035,333.62327115611993,43.897798836331567,52.677358603597881,0]
[2,"POLES","˃ 11 kv & < = 22 kv ; concrete",12.34058880412428,61.926635298888883,7.8693478318656673,2,0,0,0,0,0,0,0,0,0,0,0,0,0,0,0,0,0,0,0,0,0,3,0,3,0,0,2,0,3,0,0,0,0,0,0,0,0,0,0,0,0,0,0,0,0,0,0,0,0,2,0,0,0,0,0,0,0,0,0,0,0,0,0,0,0,0,0,0,0,0,0,0,0,0,0,0,0,0,0,0,0,0,0,0,0,0,0,0,0,0,0,null,0,0,0,0,0,0,0,0,0,0,0,0,0,0,0,0,0,0,0,0,0,37.021766412372841,0,37.021766412372841,0,0,24.681177608248561,0,37.021766412372841,0,0,0,0,0,0,0,0,0,0,0,0,0,0,0,0,0,0,0,0,24.681177608248561,0,0,0,0,0,0,0,0,0,0,0,0,0,0,0,0,0,0,0,0,0,0,0,0,0,0,0,0,0,0,0,0,0,0,0,0,0,0,0,0,0]
[2,"POLES","˃ 11 kv & < = 22 kv ; steel",10.15045560150087,79.210185563780342,8.9000104249253749,2,0,0,0,0,0,0,0,0,0,0,0,0,0,0,0,0,0,0,0,2,0,2,0,0,0,0,0,0,0,0,0,0,0,0,0,0,0,0,0,1,0,0,0,0,0,0,0,0,0,0,0,0,0,0,0,0,0,0,0,0,0,0,0,0,0,0,0,0,0,0,0,0,0,0,0,0,0,0,0,0,0,0,0,0,0,0,0,0,0,0,0,null,0,0,0,0,0,0,0,0,0,0,0,0,0,0,0,0,0,0,0,20.300911203001739,0,20.300911203001739,0,0,0,0,0,0,0,0,0,0,0,0,0,0,0,0,0,10.15045560150087,0,0,0,0,0,0,0,0,0,0,0,0,0,0,0,0,0,0,0,0,0,0,0,0,0,0,0,0,0,0,0,0,0,0,0,0,0,0,0,0,0,0,0,0,0,0,0,0,0,0,0]
[2,"POLES","˃ 11 kv & < = 22 kv ; wood",7.031845558797154,91.570076584103958,9.5692254955196852,2,6,11,8,10,18,9,21,8,12,6,3,6,4,2,9,7,15,9,7,2,11,3,14,15,25,2,9,3,14,12,37,8,10,12,10,15,9,27,12,11,10,9,21,13,5,5,18,7,5,11,17,7,13,9,19,24,11,42,7,7,4,9,11,6,5,2,2,5,3,2,3,1,2,0,2,0,4,9,7,7,5,3,2,6,2,7,3,2,0,0,0,null,42.191073352782922,77.3503011467687,56.254764470377232,70.318455587971542,126.57322005834877,63.286610029174383,147.66875673474024,56.254764470377232,84.382146705565845,42.191073352782922,21.095536676391461,42.191073352782922,28.127382235188616,14.063691117594308,63.286610029174383,49.222918911580081,105.47768338195731,63.286610029174383,49.222918911580081,14.063691117594308,77.3503011467687,21.095536676391461,98.445837823160161,105.47768338195731,175.79613896992885,14.063691117594308,63.286610029174383,21.095536676391461,98.445837823160161,84.382146705565845,260.17828567549469,56.254764470377232,70.318455587971542,84.382146705565845,70.318455587971542,105.47768338195731,63.286610029174383,189.85983008752316,84.382146705565845,77.3503011467687,70.318455587971542,63.286610029174383,147.66875673474024,91.413992264363003,35.159227793985771,35.159227793985771,126.57322005834877,49.222918911580081,35.159227793985771,77.3503011467687,119.54137449955162,49.222918911580081,91.413992264363003,63.286610029174383,133.60506561714593,168.76429341113169,77.3503011467687,295.33751346948048,49.222918911580081,49.222918911580081,28.127382235188616,63.286610029174383,77.3503011467687,42.191073352782922,35.159227793985771,14.063691117594308,14.063691117594308,35.159227793985771,21.095536676391461,14.063691117594308,21.095536676391461,7.031845558797154,14.063691117594308,0,14.063691117594308,0,28.127382235188616,63.286610029174383,49.222918911580081,49.222918911580081,35.159227793985771,21.095536676391461,14.063691117594308,42.191073352782922,14.063691117594308,49.222918911580081,21.095536676391461,14.063691117594308,0,0,0]
[2,"POLES","> 1 kv & < = 11 kv ; concrete",11.101511926289906,58.956536901399524,7.6783160198965188,2,10,18,10,17,16,16,18,13,3,24,6,20,14,23,9,3,5,10,13,22,31,14,5,10,8,24,32,7,32,65,12,83,21,16,37,76,35,10,16,16,0,18,0,0,0,0,0,3,0,0,2,2,0,0,0,0,0,0,0,0,0,0,0,0,0,0,0,0,0,0,0,0,0,0,0,0,0,0,0,0,0,0,0,0,0,0,0,0,0,0,0,null,111.01511926289905,199.82721467321829,111.01511926289905,188.72570274692839,177.62419082063849,177.62419082063849,199.82721467321829,144.31965504176878,33.30453577886972,266.43628623095776,66.609071557739441,222.0302385257981,155.42116696805869,255.33477430466783,99.913607336609147,33.30453577886972,55.507559631449524,111.01511926289905,144.31965504176878,244.23326237837793,344.14686971498708,155.42116696805869,55.507559631449524,111.01511926289905,88.812095410319245,266.43628623095776,355.24838164127698,77.710583484029343,355.24838164127698,721.59827520884392,133.21814311547888,921.42548988206215,233.13175045208803,177.62419082063849,410.75594127272649,843.71490639803278,388.55291742014668,111.01511926289905,177.62419082063849,177.62419082063849,0,199.82721467321829,0,0,0,0,0,33.30453577886972,0,0,22.203023852579811,22.203023852579811,0,0,0,0,0,0,0,0,0,0,0,0,0,0,0,0,0,0,0,0,0,0,0,0,0,0,0,0,0,0,0,0,0,0,0,0,0,0,0]
[2,"POLES","> 1 kv & < = 11 kv ; steel",8.1426411680844826,79.210185563780342,8.9000104249253749,2,1,0,0,0,0,1,0,0,0,0,0,0,0,1,0,0,0,0,0,1,2,1,0,0,0,2,0,0,0,0,0,0,0,0,1,3,0,0,0,1,0,0,1,0,0,0,1,0,0,0,0,1,0,0,0,0,0,0,0,0,0,0,0,0,0,0,0,0,0,0,0,0,0,0,0,0,0,0,0,0,0,0,0,0,0,0,0,0,0,0,0,null,8.1426411680844826,0,0,0,0,8.1426411680844826,0,0,0,0,0,0,0,8.1426411680844826,0,0,0,0,0,8.1426411680844826,16.285282336168965,8.1426411680844826,0,0,0,16.285282336168965,0,0,0,0,0,0,0,0,8.1426411680844826,24.427923504253449,0,0,0,8.1426411680844826,0,0,8.1426411680844826,0,0,0,8.1426411680844826,0,0,0,0,8.1426411680844826,0,0,0,0,0,0,0,0,0,0,0,0,0,0,0,0,0,0,0,0,0,0,0,0,0,0,0,0,0,0,0,0,0,0,0,0,0,0,0]
[2,"POLES","> 1 kv & < = 11 kv ; wood",6.1248073868550463,83.477916733688843,9.1366250187741009,2,33,50,92,89,99,101,133,78,98,74,60,79,39,66,66,33,55,69,90,25,67,30,27,46,17,41,54,17,79,112,143,145,148,315,243,221,198,251,150,250,319,270,92,116,85,106,133,252,116,146,239,314,492,316,438,199,234,206,201,141,113,90,48,30,49,48,52,45,31,39,37,22,23,20,21,18,24,41,72,90,77,47,30,72,63,76,88,37,6,14,0,null,202.11864376621654,306.24036934275233,563.48227959066423,545.1078574300991,606.35593129864958,618.60554607235963,814.59938245172111,477.7349761746936,600.2311239117945,453.23574662727344,367.48844321130275,483.85978356154868,238.8674880873468,404.23728753243307,404.23728753243307,202.11864376621654,336.86440627702757,422.6117096929982,551.23266481695418,153.12018467137617,410.3620949192881,183.74422160565138,165.36979944508624,281.74113979533212,104.12172557653579,251.11710286105691,330.73959889017249,104.12172557653579,483.85978356154868,685.97842732776519,875.84745632027159,888.09707109398175,906.47149325454689,1929.3143268593396,1488.3281950057763,1353.5824324949651,1212.7118625972992,1537.3266541006167,918.72110802825694,1531.2018467137616,1953.8135564067597,1653.6979944508626,563.48227959066423,710.4776568751854,520.60862788267889,649.22958300663493,814.59938245172111,1543.4514614874718,710.4776568751854,894.22187848083672,1463.8289654583562,1923.1895194724846,3013.405234332683,1935.4391342461947,2682.6656354425104,1218.8366699841542,1433.2049285240807,1261.7103216921396,1231.0862847578644,863.59784154656154,692.10323471462027,551.23266481695418,293.99075456904222,183.74422160565138,300.11556195589725,293.99075456904222,318.48998411646244,275.61633240847709,189.86902899250643,238.8674880873468,226.61787331363672,134.74576251081101,140.87056989766606,122.49614773710093,128.62095512395598,110.24653296339083,146.99537728452111,251.11710286105691,440.98613185356334,551.23266481695418,471.61016878783857,287.8659471821872,183.74422160565138,440.98613185356334,385.86286537186794,465.48536140098349,538.98305004324402,226.61787331363672,36.748844321130278,85.747303415970649,0]
[2,"POLES","> 22 kv & < = 66 kv ; concrete",19.73151047820069,58.956536901399524,7.6783160198965188,2,1,0,2,0,2,0,1,0,0,4,0,0,1,5,1,2,2,0,1,1,0,2,1,10,0,2,3,2,1,0,1,0,1,1,12,25,1,0,9,3,0,1,0,0,0,0,0,0,0,1,0,0,0,0,0,0,0,0,0,0,0,0,0,0,0,0,0,0,0,0,0,0,0,0,0,0,0,0,0,0,0,0,0,0,0,0,0,0,0,0,0,null,19.73151047820069,0,39.46302095640138,0,39.46302095640138,0,19.73151047820069,0,0,78.926041912802759,0,0,19.73151047820069,98.657552391003449,19.73151047820069,39.46302095640138,39.46302095640138,0,19.73151047820069,19.73151047820069,0,39.46302095640138,19.73151047820069,197.3151047820069,0,39.46302095640138,59.194531434602069,39.46302095640138,19.73151047820069,0,19.73151047820069,0,19.73151047820069,19.73151047820069,236.77812573840828,493.28776195501723,19.73151047820069,0,177.58359430380619,59.194531434602069,0,19.73151047820069,0,0,0,0,0,0,0,19.73151047820069,0,0,0,0,0,0,0,0,0,0,0,0,0,0,0,0,0,0,0,0,0,0,0,0,0,0,0,0,0,0,0,0,0,0,0,0,0,0,0,0,0]
[2,"POLES","> 22 kv & < = 66 kv ; steel",16.405626526266136,79.210185563780342,8.9000104249253749,2,0,0,0,0,0,2,0,2,1,0,0,0,0,1,0,0,0,2,2,0,16,1,1,0,0,0,2,1,0,1,0,0,0,0,0,4,0,0,3,0,3,1,0,0,2,0,0,0,0,0,0,0,0,0,0,0,0,0,0,0,0,0,0,0,0,0,0,0,0,0,0,0,0,0,0,0,0,0,0,0,0,0,0,0,0,0,0,0,0,0,0,null,0,0,0,0,0,32.811253052532273,0,32.811253052532273,16.405626526266136,0,0,0,0,16.405626526266136,0,0,0,32.811253052532273,32.811253052532273,0,262.49002442025818,16.405626526266136,16.405626526266136,0,0,0,32.811253052532273,16.405626526266136,0,16.405626526266136,0,0,0,0,0,65.622506105064545,0,0,49.216879578798412,0,49.216879578798412,16.405626526266136,0,0,32.811253052532273,0,0,0,0,0,0,0,0,0,0,0,0,0,0,0,0,0,0,0,0,0,0,0,0,0,0,0,0,0,0,0,0,0,0,0,0,0,0,0,0,0,0,0,0,0,0]
[2,"POLES","> 22 kv & < = 66 kv ; wood",7.9189796428310428,75.403155012326906,8.6834990074466472,2,24,11,14,16,79,57,27,28,10,14,10,21,15,22,5,10,21,6,9,2,7,3,15,29,20,28,39,8,44,135,28,27,10,54,65,68,19,29,27,20,50,13,9,6,9,8,12,11,52,51,33,78,196,141,239,84,46,24,18,7,4,14,10,11,8,9,3,7,4,9,0,3,0,2,2,5,0,7,7,0,5,18,2,0,7,0,4,0,0,0,0,null,190.05551142794502,87.108776071141477,110.8657149996346,126.70367428529669,625.59939178365244,451.38183964136942,213.81245035643815,221.73142999926921,79.18979642831043,110.8657149996346,79.18979642831043,166.29857249945189,118.78469464246564,174.21755214228295,39.594898214155215,79.18979642831043,166.29857249945189,47.513877856986255,71.270816785479383,15.837959285662086,55.432857499817302,23.756938928493128,118.78469464246564,229.65040964210024,158.37959285662086,221.73142999926921,308.84020607041066,63.351837142648343,348.43510428456591,1069.0622517821907,221.73142999926921,213.81245035643815,79.18979642831043,427.6249007128763,514.7336767840178,538.49061571251093,150.46061321378983,229.65040964210024,213.81245035643815,158.37959285662086,395.94898214155216,102.94673535680356,71.270816785479383,47.513877856986255,71.270816785479383,63.351837142648343,95.02775571397251,87.108776071141477,411.78694142721423,403.86796178438317,261.3263282134244,617.68041214082132,1552.1200099948844,1116.576129639177,1892.6361346366193,665.19428999780757,364.27306357022798,190.05551142794502,142.54163357095877,55.432857499817302,31.675918571324171,110.8657149996346,79.18979642831043,87.108776071141477,63.351837142648343,71.270816785479383,23.756938928493128,55.432857499817302,31.675918571324171,71.270816785479383,0,23.756938928493128,0,15.837959285662086,15.837959285662086,39.594898214155215,0,55.432857499817302,55.432857499817302,0,39.594898214155215,142.54163357095877,15.837959285662086,0,55.432857499817302,0,31.675918571324171,0,0,0,0]
[2,"POLES","staking of a wooden pole",9.8296272019812889,33.36082006346826,5.7758826220300099,2,15,64,203,231,239,602,477,378,268,290,298,254,139,94,236,164,172,241,103,116,143,114,131,255,85,16,22,12,96,68,0,0,0,0,0,0,0,0,0,0,0,0,0,0,0,0,0,0,0,0,0,0,0,0,0,0,0,0,0,0,0,0,0,0,0,0,0,0,0,0,0,0,0,0,0,0,0,0,0,0,0,0,0,0,0,0,0,0,0,0,0,null,147.44440802971934,629.09614092680249,1995.4143220022017,2270.6438836576776,2349.2809012735279,5917.4355755927363,4688.7321753450751,3715.5990823489274,2634.3400901309856,2850.5918885745737,2929.2289061904239,2496.7253093032473,1366.3181810753993,923.98495698624117,2319.7920196675841,1612.0588611249314,1690.6958787407816,2368.9401556774906,1012.4516018040728,1140.2367554298296,1405.6366898833244,1120.5775010258669,1287.6811634595488,2506.5549365052289,835.51831216840958,157.27403523170062,216.25179844358837,117.95552642377547,943.64421139020374,668.41464973472762,0,0,0,0,0,0,0,0,0,0,0,0,0,0,0,0,0,0,0,0,0,0,0,0,0,0,0,0,0,0,0,0,0,0,0,0,0,0,0,0,0,0,0,0,0,0,0,0,0,0,0,0,0,0,0,0,0,0,0,0,0]
[4,"SWITCHGEAR","˂ = 11 kv ; circuit breaker",104.8156265294694,97.029687374685167,9.8503648345980146,2,0,3,3,3,0,7,24,1,2,24,35,0,5,26,7,0,29,15,0,0,0,0,0,0,0,0,0,0,0,0,6,47,0,0,0,0,0,20,4,0,0,0,0,61,0,0,0,1,64,3,102,78,72,0,94,36,103,21,20,0,0,4,0,0,0,36,2,49,0,0,0,0,0,0,0,0,0,0,0,17,0,14,1,0,0,0,0,0,0,0,0,null,0,314.44687958840819,314.44687958840819,314.44687958840819,0,733.70938570628573,2515.5750367072656,104.8156265294694,209.6312530589388,2515.5750367072656,3668.5469285314289,0,524.07813264734705,2725.2062897662045,733.70938570628573,0,3039.6531693546126,1572.2343979420409,0,0,0,0,0,0,0,0,0,0,0,0,628.89375917681639,4926.3344468850619,0,0,0,0,0,2096.3125305893882,419.26250611787759,0,0,0,0,6393.7532182976329,0,0,0,104.8156265294694,6708.2000978860415,314.44687958840819,10691.193906005879,8175.6188692986134,7546.7251101217971,0,9852.6688937701238,3773.3625550608986,10796.009532535349,2201.1281571188574,2096.3125305893882,0,0,419.26250611787759,0,0,0,3773.3625550608986,209.6312530589388,5135.9656999440003,0,0,0,0,0,0,0,0,0,0,0,1781.8656510009798,0,1467.4187714125715,104.8156265294694,0,0,0,0,0,0,0,0]
[4,"SWITCHGEAR","˂ = 11 kv ; switch",13.522586701221076,85.629875471494842,9.2536412007109305,2,299,241,193,252,261,252,311,217,257,220,186,358,289,258,196,3,9,30,33,63,10,16,8,8,8,13,8,8,8,8,392,8,8,8,8,8,8,160,288,8,8,8,8,464,8,8,8,8,472,248,744,608,584,8,696,280,784,160,176,8,8,8,8,8,8,376,32,312,8,8,8,8,8,8,8,8,8,8,8,128,8,112,8,8,8,8,8,8,8,8,136,null,4043.2534236651018,3258.9433949942795,2609.8592333356678,3407.6918487077114,3529.395129018701,3407.6918487077114,4205.5244640797546,2934.4013141649734,3475.3047822138165,2974.9690742686366,2515.20112642712,4841.0860390371454,3908.0275566528912,3488.8273689150378,2650.426993439331,40.567760103663232,121.70328031098968,405.67760103663227,446.24536114029553,851.92296217692785,135.22586701221076,216.36138721953722,108.18069360976861,108.18069360976861,108.18069360976861,175.79362711587399,108.18069360976861,108.18069360976861,108.18069360976861,108.18069360976861,5300.853986878662,108.18069360976861,108.18069360976861,108.18069360976861,108.18069360976861,108.18069360976861,108.18069360976861,2163.6138721953721,3894.5049699516699,108.18069360976861,108.18069360976861,108.18069360976861,108.18069360976861,6274.4802293665798,108.18069360976861,108.18069360976861,108.18069360976861,108.18069360976861,6382.660922976348,3353.6015019028268,10060.80450570848,8221.7327143424136,7897.1906335131089,108.18069360976861,9411.7203440498688,3786.3242763419012,10601.707973757324,2163.6138721953721,2379.9752594149095,108.18069360976861,108.18069360976861,108.18069360976861,108.18069360976861,108.18069360976861,108.18069360976861,5084.4925996591246,432.72277443907444,4219.047050780976,108.18069360976861,108.18069360976861,108.18069360976861,108.18069360976861,108.18069360976861,108.18069360976861,108.18069360976861,108.18069360976861,108.18069360976861,108.18069360976861,108.18069360976861,1730.8910977562978,108.18069360976861,1514.5297105367606,108.18069360976861,108.18069360976861,108.18069360976861,108.18069360976861,108.18069360976861,108.18069360976861,108.18069360976861,108.18069360976861,1839.0717913660665]
[4,"SWITCHGEAR","> 11 kv & < = 22 kv ; circuit breaker",79.028576136292443,58.486706746349988,7.6476602138399157,2,0,0,1,0,0,0,0,0,1,1,0,0,0,0,0,0,0,0,0,0,0,0,0,0,0,0,0,0,0,0,0,0,0,0,0,0,0,0,0,0,0,0,0,0,0,0,0,0,0,0,4,0,0,0,0,0,0,0,0,0,0,0,0,0,0,23,2,2,0,0,0,0,0,0,0,0,0,0,0,0,0,0,0,0,0,0,0,0,0,0,0,null,0,0,79.028576136292443,0,0,0,0,0,79.028576136292443,79.028576136292443,0,0,0,0,0,0,0,0,0,0,0,0,0,0,0,0,0,0,0,0,0,0,0,0,0,0,0,0,0,0,0,0,0,0,0,0,0,0,0,0,316.11430454516977,0,0,0,0,0,0,0,0,0,0,0,0,0,0,1817.6572511347263,158.05715227258489,158.05715227258489,0,0,0,0,0,0,0,0,0,0,0,0,0,0,0,0,0,0,0,0,0,0,0]
[4,"SWITCHGEAR","> 11 kv & < = 22 kv ; switch",14.624868252382221,53.841963028112808,7.3377082953816588,2,0,0,7,0,0,0,0,0,0,0,0,31,18,0,0,0,0,0,0,0,0,0,0,0,0,0,0,0,0,0,0,0,0,0,0,0,0,0,0,0,0,0,0,0,0,0,0,0,0,0,0,0,0,0,0,0,1,0,0,0,0,0,0,0,0,0,0,0,0,0,0,0,0,0,0,0,0,0,0,0,0,0,0,0,0,0,0,0,0,0,0,null,0,0,102.37407776667555,0,0,0,0,0,0,0,0,453.37091582384886,263.24762854287997,0,0,0,0,0,0,0,0,0,0,0,0,0,0,0,0,0,0,0,0,0,0,0,0,0,0,0,0,0,0,0,0,0,0,0,0,0,0,0,0,0,0,0,14.624868252382221,0,0,0,0,0,0,0,0,0,0,0,0,0,0,0,0,0,0,0,0,0,0,0,0,0,0,0,0,0,0,0,0,0,0]
[4,"SWITCHGEAR","> 33 kv & < = 66 kv ; circuit breaker",143.0427791319039,58.486706746349988,7.6476602138399157,2,0,0,1,1,0,1,1,1,0,31,8,0,1,1,0,2,1,2,0,0,0,0,0,0,0,0,0,0,0,0,0,2,0,0,0,0,0,0,0,0,0,0,0,0,0,0,0,0,0,0,4,7,2,1,2,0,1,1,0,1,0,1,0,0,0,0,0,0,0,0,0,0,0,0,0,0,0,0,0,0,0,0,0,0,0,0,0,0,0,0,0,null,0,0,143.0427791319039,143.0427791319039,0,143.0427791319039,143.0427791319039,143.0427791319039,0,4434.3261530890213,1144.3422330552312,0,143.0427791319039,143.0427791319039,0,286.0855582638078,143.0427791319039,286.0855582638078,0,0,0,0,0,0,0,0,0,0,0,0,0,286.0855582638078,0,0,0,0,0,0,0,0,0,0,0,0,0,0,0,0,0,0,572.1711165276156,1001.2994539233273,286.0855582638078,143.0427791319039,286.0855582638078,0,143.0427791319039,143.0427791319039,0,143.0427791319039,0,143.0427791319039,0,0,0,0,0,0,0,0,0,0,0,0,0,0,0,0,0,0,0,0,0,0,0,0,0,0,0,0,0]
[4,"SWITCHGEAR","> 33 kv & < = 66 kv ; switch",31.237252248625989,85.629875471494842,9.2536412007109305,2,0,2,11,0,0,4,1,5,0,0,0,0,1,0,0,5,0,0,0,0,0,0,0,0,0,0,0,0,0,0,0,0,0,0,0,0,0,1,0,0,0,0,0,0,0,0,0,0,0,0,0,0,0,0,0,1,0,0,0,0,0,0,0,0,0,0,0,0,0,0,0,0,0,0,0,0,0,0,0,0,0,0,0,0,0,0,0,0,0,0,0,null,0,62.474504497251978,343.60977473488589,0,0,124.94900899450396,31.237252248625989,156.18626124312993,0,0,0,0,31.237252248625989,0,0,156.18626124312993,0,0,0,0,0,0,0,0,0,0,0,0,0,0,0,0,0,0,0,0,0,31.237252248625989,0,0,0,0,0,0,0,0,0,0,0,0,0,0,0,0,0,31.237252248625989,0,0,0,0,0,0,0,0,0,0,0,0,0,0,0,0,0,0,0,0,0,0,0,0,0,0,0,0,0,0,0,0,0,0,0]
["","TRANSFORMERS","ground outdoor / indoor chamber mounted ; ˂ 22 kv ; < = 60 kva ; multiple phase","","","",2,0,0,0,0,0,0,0,0,0,0,0,0,0,0,0,0,0,0,0,0,0,0,0,0,0,0,0,0,0,0,0,0,0,0,0,0,0,0,0,1,0,0,0,0,0,0,0,0,0,1,0,0,0,1,0,0,0,0,0,0,0,0,0,0,0,0,0,0,0,0,0,0,0,0,0,0,0,0,0,0,0,0,0,0,0,0,0,0,0,0,0,null,"","","","","","","","","","","","","","","","","","","","","","","","","","","","","","","","","","","","","","","","","","","","","","","","","","","","","","","","","","","","","","","","","","","","","","","","","","","","","","","","","","","","","","","","","","",""]
[5,"TRANSFORMERS","ground outdoor / indoor chamber mounted ; ˂ 22 kv ; > 60 kva and < = 600 kva ; multiple phase",66.276533223747407,80.319482137318403,8.9621137092383734,2,22,22,23,26,28,23,26,24,39,33,36,38,38,37,37,31,30,26,21,27,17,10,9,10,18,16,6,23,12,9,9,7,17,9,28,6,6,1,13,59,31,14,4,6,14,6,22,26,6,50,20,33,41,45,42,22,5,3,1,1,0,1,0,0,0,0,0,0,0,1,0,0,0,0,1,0,0,0,0,0,0,0,0,0,1,0,0,0,0,0,0,null,1458.083730922443,1458.083730922443,1524.3602641461903,1723.1898638174325,1855.7429302649275,1524.3602641461903,1723.1898638174325,1590.6367973699378,2584.7847957261488,2187.1255963836643,2385.9551960549065,2518.5082625024015,2518.5082625024015,2452.2317292786543,2452.2317292786543,2054.5725299361698,1988.2959967124223,1723.1898638174325,1391.8071976986955,1789.46639704118,1126.701064803706,662.76533223747401,596.48879901372663,662.76533223747401,1192.9775980274533,1060.4245315799585,397.65919934248444,1524.3602641461903,795.31839868496888,596.48879901372663,596.48879901372663,463.93573256623188,1126.701064803706,596.48879901372663,1855.7429302649275,397.65919934248444,397.65919934248444,66.276533223747407,861.59493190871626,3910.3154602010968,2054.5725299361698,927.87146513246375,265.10613289498963,397.65919934248444,927.87146513246375,397.65919934248444,1458.083730922443,1723.1898638174325,397.65919934248444,3313.8266611873705,1325.530664474948,2187.1255963836643,2717.3378621736438,2982.4439950686333,2783.614395397391,1458.083730922443,331.38266611873701,198.82959967124222,66.276533223747407,66.276533223747407,0,66.276533223747407,0,0,0,0,0,0,0,66.276533223747407,0,0,0,0,66.276533223747407,0,0,0,0,0,0,0,0,0,66.276533223747407,0,0,0,0,0,0]
[5,"TRANSFORMERS","ground outdoor / indoor chamber mounted ; ˂ 22 kv ; > 600 kva ; multiple phase",57.214336353620737,71.646755394200397,8.4644406427241492,2,63,41,42,49,52,43,49,44,73,61,67,71,70,69,69,58,55,49,40,51,32,18,16,19,33,29,11,42,22,17,17,14,32,17,51,11,11,2,23,110,58,26,8,10,26,10,42,48,11,92,37,61,77,83,78,42,9,5,1,1,0,2,0,0,0,0,0,0,0,1,0,0,0,0,1,0,0,0,0,0,0,0,0,0,1,0,0,0,0,0,0,null,3604.5031902781066,2345.7877904984502,2403.0021268520709,2803.5024813274163,2975.1454903882782,2460.2164632056915,2803.5024813274163,2517.4307995593126,4176.6465538143138,3490.0745175708648,3833.3605356925896,4062.2178811070726,4005.0035447534515,3947.7892083998308,3947.7892083998308,3318.4315085100029,3146.7884994491405,2803.5024813274163,2288.5734541448296,2917.9311540346575,1830.8587633158636,1029.8580543651733,915.4293816579318,1087.0723907187939,1888.0730996694842,1659.2157542550015,629.35769988982815,2403.0021268520709,1258.7153997796563,972.64371801155255,972.64371801155255,801.0007089506903,1830.8587633158636,972.64371801155255,2917.9311540346575,629.35769988982815,629.35769988982815,114.42867270724147,1315.9297361332769,6293.5769988982811,3318.4315085100029,1487.5727451941391,457.7146908289659,572.1433635362074,1487.5727451941391,572.1433635362074,2403.0021268520709,2746.2881449737952,629.35769988982815,5263.7189445331078,2116.9304450839672,3490.0745175708648,4405.5038992287964,4748.7899173505211,4462.7182355824179,2403.0021268520709,514.92902718258665,286.0716817681037,57.214336353620737,57.214336353620737,0,114.42867270724147,0,0,0,0,0,0,0,57.214336353620737,0,0,0,0,57.214336353620737,0,0,0,0,0,0,0,0,0,57.214336353620737,0,0,0,0,0,0]
[5,"TRANSFORMERS","ground outdoor / indoor chamber mounted ; > = 22 kv & < = 33 kv ; < = 15 mva",468.75795655995421,71.646755394200397,8.4644406427241492,2,0,0,0,0,0,0,0,0,1,0,0,1,0,0,0,0,0,0,0,0,0,0,0,0,0,0,0,0,0,0,0,0,0,0,0,0,0,0,0,1,0,0,0,0,1,0,0,0,1,0,1,1,0,0,1,0,1,1,1,2,0,0,1,0,0,2,0,3,1,2,0,0,0,0,0,0,0,0,0,1,0,2,0,0,0,0,0,0,0,0,0,null,0,0,0,0,0,0,0,0,468.75795655995421,0,0,468.75795655995421,0,0,0,0,0,0,0,0,0,0,0,0,0,0,0,0,0,0,0,0,0,0,0,0,0,0,0,468.75795655995421,0,0,0,0,468.75795655995421,0,0,0,468.75795655995421,0,468.75795655995421,468.75795655995421,0,0,468.75795655995421,0,468.75795655995421,468.75795655995421,468.75795655995421,937.51591311990842,0,0,468.75795655995421,0,0,937.51591311990842,0,1406.2738696798626,468.75795655995421,937.51591311990842,0,0,0,0,0,0,0,0,0,468.75795655995421,0,937.51591311990842,0,0,0,0,0,0,0,0,0]
[5,"TRANSFORMERS","ground outdoor / indoor chamber mounted ; > 33 kv & < = 66 kv ; < = 15 mva",596.85601937961042,71.646755394200397,8.4644406427241492,2,0,0,0,0,0,0,0,0,0,0,0,0,0,0,0,0,0,0,0,0,0,0,0,0,0,0,0,0,0,0,0,0,0,0,0,0,0,0,0,0,0,0,0,0,0,0,0,0,0,0,0,0,0,0,0,0,0,0,1,2,0,0,0,0,0,0,0,0,0,0,0,0,0,0,0,0,0,0,0,0,0,0,0,0,0,0,0,0,0,0,0,null,0,0,0,0,0,0,0,0,0,0,0,0,0,0,0,0,0,0,0,0,0,0,0,0,0,0,0,0,0,0,0,0,0,0,0,0,0,0,0,0,0,0,0,0,0,0,0,0,0,0,0,0,0,0,0,0,0,0,596.85601937961042,1193.7120387592208,0,0,0,0,0,0,0,0,0,0,0,0,0,0,0,0,0,0,0,0,0,0,0,0,0,0,0,0,0,0,0]
[5,"TRANSFORMERS","ground outdoor / indoor chamber mounted ; > 33 kv & < = 66 kv ; > 15 mva and < = 40 mva",726.47902955521761,71.646755394200397,8.4644406427241492,2,0,0,0,0,0,1,0,0,0,0,0,0,1,1,0,0,4,0,0,1,0,0,0,0,0,0,0,0,1,0,0,1,0,0,0,0,0,0,1,1,0,0,0,1,0,0,3,0,0,2,4,10,4,4,5,2,6,1,0,0,0,2,0,0,0,0,0,0,0,0,0,0,0,0,0,0,0,0,0,0,0,0,0,0,0,0,0,0,0,0,0,null,0,0,0,0,0,726.47902955521761,0,0,0,0,0,0,726.47902955521761,726.47902955521761,0,0,2905.9161182208704,0,0,726.47902955521761,0,0,0,0,0,0,0,0,726.47902955521761,0,0,726.47902955521761,0,0,0,0,0,0,726.47902955521761,726.47902955521761,0,0,0,726.47902955521761,0,0,2179.4370886656529,0,0,1452.9580591104352,2905.9161182208704,7264.7902955521758,2905.9161182208704,2905.9161182208704,3632.3951477760879,1452.9580591104352,4358.8741773313059,726.47902955521761,0,0,0,1452.9580591104352,0,0,0,0,0,0,0,0,0,0,0,0,0,0,0,0,0,0,0,0,0,0,0,0,0,0,0,0,0]
["","TRANSFORMERS","ground outdoor / indoor chamber mounted ; > 33 kv & < = 66 kv ; > 40 mva","","","",2,0,0,0,0,0,0,0,1,1,0,2,0,0,0,1,0,0,0,0,0,0,0,0,0,0,1,0,0,0,0,0,2,0,0,0,0,0,0,0,0,0,2,1,0,0,0,0,0,2,0,0,0,0,0,0,0,0,0,0,0,0,0,0,0,0,0,0,0,0,0,0,0,0,0,0,0,0,0,0,0,0,0,0,0,0,0,0,0,0,0,0,null,"","","","","","","","","","","","","","","","","","","","","","","","","","","","","","","","","","","","","","","","","","","","","","","","","","","","","","","","","","","","","","","","","","","","","","","","","","","","","","","","","","","","","","","","","","",""]
["","TRANSFORMERS","kiosk mounted ; < = 22 kv ; < = 60 kva ; multiple phase","","","",2,0,0,0,0,0,0,0,0,0,0,0,0,0,0,0,0,0,0,0,0,0,0,0,0,0,0,0,0,0,0,0,0,0,0,0,0,0,0,0,1,0,0,0,0,0,0,0,0,0,0,0,0,0,0,0,0,0,0,0,0,0,0,0,0,0,0,0,0,0,0,0,0,0,0,0,0,0,0,0,0,0,0,0,0,0,0,0,0,0,0,0,null,"","","","","","","","","","","","","","","","","","","","","","","","","","","","","","","","","","","","","","","","","","","","","","","","","","","","","","","","","","","","","","","","","","","","","","","","","","","","","","","","","","","","","","","","","","",""]
[5,"TRANSFORMERS","kiosk mounted ; < = 22 kv ; > 60 kva and < = 600 kva ; multiple phase",56.129816879888324,62.581399140267244,7.9108406089534657,2,4,4,4,5,5,4,5,4,7,6,7,7,6,7,7,6,5,5,4,5,3,2,2,2,3,3,1,4,2,2,2,1,3,2,5,1,1,0,2,11,6,3,1,1,3,1,4,5,1,9,4,6,8,8,8,4,1,1,0,0,0,0,0,0,0,0,0,0,0,0,0,0,0,0,0,0,0,0,0,0,0,0,0,0,0,0,0,0,0,0,0,null,224.5192675195533,224.5192675195533,224.5192675195533,280.64908439944162,280.64908439944162,224.5192675195533,280.64908439944162,224.5192675195533,392.90871815921827,336.77890127932994,392.90871815921827,392.90871815921827,336.77890127932994,392.90871815921827,392.90871815921827,336.77890127932994,280.64908439944162,280.64908439944162,224.5192675195533,280.64908439944162,168.38945063966497,112.25963375977665,112.25963375977665,112.25963375977665,168.38945063966497,168.38945063966497,56.129816879888324,224.5192675195533,112.25963375977665,112.25963375977665,112.25963375977665,56.129816879888324,168.38945063966497,112.25963375977665,280.64908439944162,56.129816879888324,56.129816879888324,0,112.25963375977665,617.42798567877162,336.77890127932994,168.38945063966497,56.129816879888324,56.129816879888324,168.38945063966497,56.129816879888324,224.5192675195533,280.64908439944162,56.129816879888324,505.16835191899492,224.5192675195533,336.77890127932994,449.03853503910659,449.03853503910659,449.03853503910659,224.5192675195533,56.129816879888324,56.129816879888324,0,0,0,0,0,0,0,0,0,0,0,0,0,0,0,0,0,0,0,0,0,0,0,0,0,0,0,0,0,0,0,0,0]
[5,"TRANSFORMERS","kiosk mounted ; < = 22 kv ; > 600 kva ; multiple phase",65.304312651794547,62.581399140267244,7.9108406089534657,2,8,4,4,4,4,4,4,4,6,5,6,6,6,6,6,5,5,4,3,4,3,2,1,2,3,3,1,4,2,1,1,1,3,1,4,1,1,0,2,10,5,2,1,1,2,1,4,4,1,8,3,5,7,7,7,4,1,0,0,0,0,0,0,0,0,0,0,0,0,0,0,0,0,0,0,0,0,0,0,0,0,0,0,0,0,0,0,0,0,0,0,null,522.43450121435637,261.21725060717819,261.21725060717819,261.21725060717819,261.21725060717819,261.21725060717819,261.21725060717819,261.21725060717819,391.82587591076731,326.52156325897272,391.82587591076731,391.82587591076731,391.82587591076731,391.82587591076731,391.82587591076731,326.52156325897272,326.52156325897272,261.21725060717819,195.91293795538365,261.21725060717819,195.91293795538365,130.60862530358909,65.304312651794547,130.60862530358909,195.91293795538365,195.91293795538365,65.304312651794547,261.21725060717819,130.60862530358909,65.304312651794547,65.304312651794547,65.304312651794547,195.91293795538365,65.304312651794547,261.21725060717819,65.304312651794547,65.304312651794547,0,130.60862530358909,653.04312651794544,326.52156325897272,130.60862530358909,65.304312651794547,65.304312651794547,130.60862530358909,65.304312651794547,261.21725060717819,261.21725060717819,65.304312651794547,522.43450121435637,195.91293795538365,326.52156325897272,457.13018856256184,457.13018856256184,457.13018856256184,261.21725060717819,65.304312651794547,0,0,0,0,0,0,0,0,0,0,0,0,0,0,0,0,0,0,0,0,0,0,0,0,0,0,0,0,0,0,0,0,0,0]
[5,"TRANSFORMERS","pole mounted ; < = 22 kv ; < = 60 kva ; multiple phase",13.2623178896464,62.414085426572825,7.900258567070626,2,0,0,0,0,0,0,0,0,0,0,0,0,0,0,0,0,0,0,0,0,0,0,0,0,0,0,0,0,0,0,0,0,0,0,0,0,0,0,0,1,0,0,0,0,0,0,0,0,0,1,0,0,0,0,0,0,0,0,0,0,0,0,0,0,0,0,0,0,0,0,0,0,0,0,0,0,0,0,0,0,0,0,0,0,0,0,0,0,0,0,0,null,0,0,0,0,0,0,0,0,0,0,0,0,0,0,0,0,0,0,0,0,0,0,0,0,0,0,0,0,0,0,0,0,0,0,0,0,0,0,0,13.2623178896464,0,0,0,0,0,0,0,0,0,13.2623178896464,0,0,0,0,0,0,0,0,0,0,0,0,0,0,0,0,0,0,0,0,0,0,0,0,0,0,0,0,0,0,0,0,0,0,0,0,0,0,0,0,0]
[5,"TRANSFORMERS","pole mounted ; < = 22 kv ; > 60 kva and < = 600 kva ; multiple phase",20.805681904135078,62.414085426572825,7.900258567070626,2,30,14,15,17,18,16,18,16,26,21,23,24,25,24,23,21,20,16,13,17,11,6,5,6,11,10,4,14,7,6,6,5,11,6,17,4,4,1,8,37,20,9,3,4,9,4,14,16,4,32,12,21,26,28,26,14,3,2,0,0,0,1,0,0,0,0,0,0,0,0,0,0,0,0,0,0,0,0,0,0,0,0,0,0,0,0,0,0,0,0,0,null,624.17045712405229,291.2795466578911,312.08522856202615,353.69659237029634,374.50227427443139,332.89091046616124,374.50227427443139,332.89091046616124,540.94772950751201,436.91931998683663,478.53068379510677,499.33636569924187,520.14204760337691,499.33636569924187,478.53068379510677,436.91931998683663,416.11363808270153,332.89091046616124,270.473864753756,353.69659237029634,228.86250094548586,124.83409142481047,104.02840952067538,124.83409142481047,228.86250094548586,208.05681904135076,83.222727616540311,291.2795466578911,145.63977332894555,124.83409142481047,124.83409142481047,104.02840952067538,228.86250094548586,124.83409142481047,353.69659237029634,83.222727616540311,83.222727616540311,20.805681904135078,166.44545523308062,769.81023045299787,416.11363808270153,187.25113713721569,62.417045712405233,83.222727616540311,187.25113713721569,83.222727616540311,291.2795466578911,332.89091046616124,83.222727616540311,665.78182093232249,249.66818284962093,436.91931998683663,540.94772950751201,582.55909331578221,540.94772950751201,291.2795466578911,62.417045712405233,41.611363808270156,0,0,0,20.805681904135078,0,0,0,0,0,0,0,0,0,0,0,0,0,0,0,0,0,0,0,0,0,0,0,0,0,0,0,0,0]
[6,"UNDERGROUND CABLES","˂ = 1 kv",90.942110081700392,94.701218118982624,9.7314550874462054,2,7.08,5.8,5.7,5.4,6.3,7.3,11.2,4.2,7.2,8.3000000000000007,2.8,0.9,1,0.8,1.8,2.9,1.9,3.3,3.8,5.4,2,2.1,2.2000000000000002,1.9,2.9,1.2,2.2000000000000002,3.1,0.7,5,6.9,10.1,10.3,10.3,21.2,16.100000000000001,15.5,12.9,18.100000000000001,11.1,18.100000000000001,21.7,17.8,7.2,10.3,6.4,6.8,9.1,19.2,7.6,9.8000000000000007,16.2,19.399999999999999,33.5,19.7,30.3,13,14.4,14.5,12.4,9.3000000000000007,7.3,5.6,3.3,2.2999999999999998,2,3,1.8,2.2000000000000002,0.4,1.3,1.1000000000000001,0.3,0.7,0.6,0.6,0.3,0.5,2,4.0999999999999996,7.3,6,4,3.4,6.5,5.7,6,7.3,3.1,0.4,5.3000000000000007,null,643.87013937843881,527.46423847386222,518.37002746569226,491.08739444118214,572.9352935147125,663.87740359641282,1018.5516329150444,381.95686234314167,654.78319258824285,754.81951367811337,254.63790822876109,81.847899073530357,90.942110081700392,72.753688065360322,163.69579814706071,263.73211923693111,172.79000915523073,300.10896326961125,345.58001831046147,491.08739444118214,181.88422016340078,190.97843117157083,200.07264217974088,172.79000915523073,263.73211923693111,109.13053209804046,200.07264217974088,281.92054125327121,63.659477057190273,454.71055040850194,627.50055956373274,918.51531182517397,936.70373384151412,936.70373384151412,1927.9727337320483,1464.1679723153763,1409.6027062663561,1173.153220053935,1646.0521924787772,1009.4574219068743,1646.0521924787772,1973.4437887728984,1618.769559454267,654.78319258824285,936.70373384151412,582.02950452288258,618.40634855556266,827.57320174347353,1746.0885135686474,691.16003662092294,891.23267880066385,1473.2621833235462,1764.2769355849875,3046.5606877369632,1791.5595686094975,2755.5459354755221,1182.2474310621051,1309.5663851764857,1318.6605961846558,1127.6821650130848,845.76162375981369,663.87740359641282,509.27581645752218,300.10896326961125,209.16685318791087,181.88422016340078,272.82633024510119,163.69579814706071,200.07264217974088,36.376844032680161,118.22474310621051,100.03632108987044,27.282633024510115,63.659477057190273,54.565266049020231,54.565266049020231,27.282633024510115,45.471055040850196,181.88422016340078,372.86265133497159,663.87740359641282,545.65266049020238,363.76844032680157,309.20317427778133,591.12371553105254,518.37002746569226,545.65266049020238,663.87740359641282,281.92054125327121,36.376844032680161,481.99318343301212]
[6,"UNDERGROUND CABLES","> 1 kv & < = 11 kv",248.68554023300098,93.398891588579986,9.6643101972453263,2,26.54,23.6,18.3,20.2,24.9,24.4,28.1,3.9,6.5,5.4,6.2,1.8,2.1,1.7,3.8,6.1,4.0999999999999996,6.8,7.9,11.3,4.2,4.4000000000000004,4.5,4,6,2.6,4.5999999999999996,6.4,1.4,10.6,14.4,21.1,21.6,21.6,44.5,34.1,32.700000000000003,27.2,38.1,23.3,38.1,45.6,37.5,15.1,21.7,13.5,14.2,19.100000000000001,40.4,15.9,20.6,34.200000000000003,40.9,70.5,41.4,63.7,27.4,30.4,30.6,26.3,19.399999999999999,15.4,11.8,6.8,4.7,4.3,6.3,3.8,4.5999999999999996,0.9,2.8,2.2999999999999998,0.6,1.4,1.3,1.3,0.6,1,4.2,8.6999999999999993,15.3,12.6,8.4,7,13.6,12.1,12.7,15.3,6.4,0.9,10.4,null,6600.114237783846,5868.9787494988232,4550.9453862639184,5023.4479127066197,6192.2699518017243,6067.9271816852233,6988.0636805473277,969.87360690870378,1616.4560115145064,1342.9019172582055,1541.8503494446061,447.63397241940174,522.23963448930203,422.76541839610167,945.00505288540364,1516.9817954213058,1019.6107149553039,1691.0616735844067,1964.6157678407078,2810.146604632911,1044.4792689786041,1094.2163770252043,1119.0849310485044,994.74216093200391,1492.1132413980058,646.58240460580259,1143.9534850718044,1591.5874574912064,348.15975632620138,2636.0667264698104,3581.0717793552139,5247.2648989163208,5371.6076690328218,5371.6076690328218,11066.506540368544,8480.1769219453345,8132.0171656191324,6764.2466943376266,9474.9190828773371,5794.3730874289231,9474.9190828773371,11340.060634624844,9325.707758737537,3755.1516575183146,5396.4762230561209,3357.2547931455133,3531.3346713086139,4749.8938184503195,10046.895825413239,3954.1000897047156,5122.9221287998207,8505.0454759686345,10171.23859552974,17532.330586426568,10295.58136564624,15841.268912842163,6813.9838023842267,7560.0404230832291,7609.7775311298301,6540.4297081279256,4824.4994805202186,3829.7573195882151,2934.4893747494116,1691.0616735844067,1168.8220390951046,1069.3478230019041,1566.7189034679061,945.00505288540364,1143.9534850718044,223.81698620970087,696.31951265240275,571.97674253590219,149.21132413980058,348.15975632620138,323.2912023029013,323.2912023029013,149.21132413980058,248.68554023300098,1044.4792689786041,2163.5642000271082,3804.888765564915,3133.4378069358122,2088.9585379572081,1740.7987816310069,3382.1233471688133,3009.0950368193116,3158.3063609591122,3804.888765564915,1591.5874574912064,223.81698620970087,2586.3296184232104]
[6,"UNDERGROUND CABLES","> 11 kv & < = 22 kv",33.089262910074581,89.171690568094562,9.4430763296763924,2,0.16,2.2000000000000002,1.1000000000000001,0,0.8,0.1,0.8,4.8,9.1999999999999993,6.6,11.2,12.1,0,0,0,0,0,0,0,6.4,0,0,5.8,0,0,0,0,0,0,0,0,0,0,0,0,0,0,0,0,0,0,0,0,0,0,2,0,0,0,0,0,8.9,0,0,0,0,0,0,0,0,0,0,0,0,0,0,0,0,0,0,0,6.3,0,0,13.6,0,0,0,0,15.9,0,3.4,0,0,20,0,0,0,0,0,3.1,null,5.2942820656119327,72.796378402164081,36.39818920108204,0,26.471410328059665,3.3089262910074582,26.471410328059665,158.82846196835797,304.42121877268613,218.38913520649223,370.59974459283529,400.38008121190239,0,0,0,0,0,0,0,211.77128262447732,0,0,191.91772487843255,0,0,0,0,0,0,0,0,0,0,0,0,0,0,0,0,0,0,0,0,0,0,66.178525820149162,0,0,0,0,0,294.4944398996638,0,0,0,0,0,0,0,0,0,0,0,0,0,0,0,0,0,0,0,208.46235633346984,0,0,450.01397557701426,0,0,0,0,526.11928027018587,0,112.50349389425357,0,0,661.78525820149162,0,0,0,0,0,102.57671502123121]
[6,"UNDERGROUND CABLES","> 33 kv & < = 66 kv",33.089262910074581,61.964667672126609,7.87176394921282,2,0,1.4,0,6.4,1.4,2.5,1.3,2.7,5.4,3.8,0,0,0,0,2.9,0,0,0,0.3,0,0,0,0,0,0.9,0,0.3,0,0,3.3,0,0,0,0,1,0,0,0,0,0,0,0,0,0,22,0,0,0,0,14.6,0,0,0,0,0,0,0,0,0,0,0,0,0,0,0,0,0,0,0,0,0,0,0,0,0,0,0,0,0,0,0,0,0,0,0,0,0,0,0,0,0,null,0,46.324968074104412,0,211.77128262447732,46.324968074104412,82.723157275186452,43.016041783096959,89.341009857201371,178.68201971440274,125.7391990582834,0,0,0,0,95.958862439216276,0,0,0,9.9267788730223732,0,0,0,0,0,29.780336619067125,0,9.9267788730223732,0,0,109.19456760324611,0,0,0,0,33.089262910074581,0,0,0,0,0,0,0,0,0,727.96378402164078,0,0,0,0,483.10323848708884,0,0,0,0,0,0,0,0,0,0,0,0,0,0,0,0,0,0,0,0,0,0,0,0,0,0,0,0,0,0,0,0,0,0,0,0,0,0,0,0,0]
[3,"SERVICE LINES","˂ = 11 kv ; residential ; simple type",0.92261857371230815,79.794907710502386,8.9327995449636273,2,2612,2584,2132,2243,4223,3158,4216,4831,4610,2517,1123,543,671,1023,638,1084,1247,832,598,1028,691,366,622,1138,831,1126,1032,505,1109,2273,3567,1779,3118,2611,2460,1698,3211,2613,2484,2774,2735,2057,1907,1165,1104,2227,4322,4591,3584,3788,5128,4849,3864,3554,3204,3040,2507,2766,2114,1552,1344,314,467,256,192,335,173,113,243,25,83,91,53,63,57,97,127,241,556,569,650,530,549,561,669,518,258,311,129,18,218,null,2409.8797145365488,2384.0463944726043,1967.022799154641,2069.4334608367071,3896.2182367870773,2913.629455783469,3889.7599067710912,4457.1703296041605,4253.2716248137403,2322.2309500338797,1036.1006582789221,500.98188552578335,619.07706296095876,943.83880090769128,588.63065002845258,1000.1185339041421,1150.5053614192482,767.61865332864033,551.72590707996028,948.45189377625275,637.52943443520496,337.67839797870477,573.86875284905568,1049.9399368846066,766.69603475492806,1038.8685140000589,952.14236807110206,465.9223797247156,1023.1839982469497,2097.1120180480766,3290.9804524318033,1641.3384426341961,2876.7247128349768,2408.9570959628368,2269.6416913322782,1566.6063381634992,2962.5282401902214,2410.8023331102613,2291.7845371013736,2559.343923477943,2523.3617991031629,1897.8264061262178,1759.4336200693717,1074.850638374839,1018.5709053783881,2054.6715636573103,3987.557475584596,4235.7418719132065,3306.6649681849126,3494.8791572222235,4731.188045996716,4473.7774639309819,3564.9981688243588,3278.9864109735431,2956.0699101742352,2804.760464085417,2313.0047642967565,2551.9629748882444,1950.4156648278195,1431.9040264015023,1239.9993630693421,289.70223214566477,430.8628739236479,236.19035487035089,177.14276615276316,309.07722219362324,159.61301325222931,104.25589882949082,224.19631341209089,23.065464342807704,76.577341618121579,83.958290207820042,48.898784406752334,58.124970143875416,52.589258701601565,89.494001650093892,117.17255886146313,222.35107626466626,512.97592698404333,524.9699684423033,599.70207291300028,488.98784406752333,506.51759696805715,517.58901985260491,617.2318258135341,477.91642118297563,238.03559201777551,286.93437642452784,119.01779600888776,16.607134326821548,201.13084906928319]
["","","","","","","","","","","","","","","","","","","","","","","","","","","","","","","","","","","","","","","","","","","","","","","","","","","","","","","","","","","","","","","","","","","","","","","","","","","","","","","","","","","","","","","","","","","","","","","","","","",null,"","","","","","","","","","","","","","","","","","","","","","","","","","","","","","","","","","","","","","","","","","","","","","","","","","","","","","","","","","","","","","","","","","","","","","","","","","","","","","","","","","","","","","","","","","",""]
["","","","","","","","","","","","","","","","","","","","","","","","","","","","","","","","","","","","","","","","","","","","","","","","","","","","","","","","","","","","","","","","","","","","","","","","","","","","","","","","","","","","","","","","","","","","","","","","","","",null,"","","","","","","","","","","","","","","","","","","","","","","","","","","","","","","","","","","","","","","","","","","","","","","","","","","","","","","","","","","","","","","","","","","","","","","","","","","","","","","","","","","","","","","","","","",""]
["","","","","","","","","","","","","","","","","","","","","","","","","","","","","","","","","","","","","","","","","","","","","","","","","","","","","","","","","","","","","","","","","","","","","","","","","","","","","","","","","","","","","","","","","","","","","","","","","","",null,"","","","","","","","","","","","","","","","","","","","","","","","","","","","","","","","","","","","","","","","","","","","","","","","","","","","","","","","","","","","","","","","","","","","","","","","","","","","","","","","","","","","","","","","","","",""]
["","","","","","","","","","","","","","","","","","","","","","","","","","","","","","","","","","","","","","","","","","","","","","","","","","","","","","","","","","","","","","","","","","","","","","","","","","","","","","","","","","","","","","","","","","","","","","","","","","",null,"","","","","","","","","","","","","","","","","","","","","","","","","","","","","","","","","","","","","","","","","","","","","","","","","","","","","","","","","","","","","","","","","","","","","","","","","","","","","","","","","","","","","","","","","","",""]
["","","","","","","","","","","","","","","","","","","","","","","","","","","","","","","","","","","","","","","","","","","","","","","","","","","","","","","","","","","","","","","","","","","","","","","","","","","","","","","","","","","","","","","","","","","","","","","","","","",null,"","","","","","","","","","","","","","","","","","","","","","","","","","","","","","","","","","","","","","","","","","","","","","","","","","","","","","","","","","","","","","","","","","","","","","","","","","","","","","","","","","","","","","","","","","",""]
["","","","","","","","","","","","","","","","","","","","","","","","","","","","","","","","","","","","","","","","","","","","","","","","","","","","","","","","","","","","","","","","","","","","","","","","","","","","","","","","","","","","","","","","","","","","","","","","","","",null,"","","","","","","","","","","","","","","","","","","","","","","","","","","","","","","","","","","","","","","","","","","","","","","","","","","","","","","","","","","","","","","","","","","","","","","","","","","","","","","","","","","","","","","","","","",""]
["","","","","","","","","","","","","","","","","","","","","","","","","","","","","","","","","","","","","","","","","","","","","","","","","","","","","","","","","","","","","","","","","","","","","","","","","","","","","","","","","","","","","","","","","","","","","","","","","","",null,"","","","","","","","","","","","","","","","","","","","","","","","","","","","","","","","","","","","","","","","","","","","","","","","","","","","","","","","","","","","","","","","","","","","","","","","","","","","","","","","","","","","","","","","","","",""]
["","","","","","","","","","","","","","","","","","","","","","","","","","","","","","","","","","","","","","","","","","","","","","","","","","","","","","","","","","","","","","","","","","","","","","","","","","","","","","","","","","","","","","","","","","","","","","","","","","",null,"","","","","","","","","","","","","","","","","","","","","","","","","","","","","","","","","","","","","","","","","","","","","","","","","","","","","","","","","","","","","","","","","","","","","","","","","","","","","","","","","","","","","","","","","","",""]
["","","","","","","","","","","","","","","","","","","","","","","","","","","","","","","","","","","","","","","","","","","","","","","","","","","","","","","","","","","","","","","","","","","","","","","","","","","","","","","","","","","","","","","","","","","","","","","","","","",null,"","","","","","","","","","","","","","","","","","","","","","","","","","","","","","","","","","","","","","","","","","","","","","","","","","","","","","","","","","","","","","","","","","","","","","","","","","","","","","","","","","","","","","","","","","",""]
["","","","","","","","","","","","","","","","","","","","","","","","","","","","","","","","","","","","","","","","","","","","","","","","","","","","","","","","","","","","","","","","","","","","","","","","","","","","","","","","","","","","","","","","","","","","","","","","","","",null,"","","","","","","","","","","","","","","","","","","","","","","","","","","","","","","","","","","","","","","","","","","","","","","","","","","","","","","","","","","","","","","","","","","","","","","","","","","","","","","","","","","","","","","","","","",""]
["","","","","","","","","","","","","","","","","","","","","","","","","","","","","","","","","","","","","","","","","","","","","","","","","","","","","","","","","","","","","","","","","","","","","","","","","","","","","","","","","","","","","","","","","","","","","","","","","","",null,"","","","","","","","","","","","","","","","","","","","","","","","","","","","","","","","","","","","","","","","","","","","","","","","","","","","","","","","","","","","","","","","","","","","","","","","","","","","","","","","","","","","","","","","","","",""]
["","","","","","","","","","","","","","","","","","","","","","","","","","","","","","","","","","","","","","","","","","","","","","","","","","","","","","","","","","","","","","","","","","","","","","","","","","","","","","","","","","","","","","","","","","","","","","","","","","",null,"","","","","","","","","","","","","","","","","","","","","","","","","","","","","","","","","","","","","","","","","","","","","","","","","","","","","","","","","","","","","","","","","","","","","","","","","","","","","","","","","","","","","","","","","","",""]
["","","","","","","","","","","","","","","","","","","","","","","","","","","","","","","","","","","","","","","","","","","","","","","","","","","","","","","","","","","","","","","","","","","","","","","","","","","","","","","","","","","","","","","","","","","","","","","","","","",null,"","","","","","","","","","","","","","","","","","","","","","","","","","","","","","","","","","","","","","","","","","","","","","","","","","","","","","","","","","","","","","","","","","","","","","","","","","","","","","","","","","","","","","","","","","",""]
["","","","","","","","","","","","","","","","","","","","","","","","","","","","","","","","","","","","","","","","","","","","","","","","","","","","","","","","","","","","","","","","","","","","","","","","","","","","","","","","","","","","","","","","","","","","","","","","","","",null,"","","","","","","","","","","","","","","","","","","","","","","","","","","","","","","","","","","","","","","","","","","","","","","","","","","","","","","","","","","","","","","","","","","","","","","","","","","","","","","","","","","","","","","","","","",""]
["","","","","","","","","","","","","","","","","","","","","","","","","","","","","","","","","","","","","","","","","","","","","","","","","","","","","","","","","","","","","","","","","","","","","","","","","","","","","","","","","","","","","","","","","","","","","","","","","","",null,"","","","","","","","","","","","","","","","","","","","","","","","","","","","","","","","","","","","","","","","","","","","","","","","","","","","","","","","","","","","","","","","","","","","","","","","","","","","","","","","","","","","","","","","","","",""]
["","","","","","","","","","","","","","","","","","","","","","","","","","","","","","","","","","","","","","","","","","","","","","","","","","","","","","","","","","","","","","","","","","","","","","","","","","","","","","","","","","","","","","","","","","","","","","","","","","",null,"","","","","","","","","","","","","","","","","","","","","","","","","","","","","","","","","","","","","","","","","","","","","","","","","","","","","","","","","","","","","","","","","","","","","","","","","","","","","","","","","","","","","","","","","","",""]
["","","","","","","","","","","","","","","","","","","","","","","","","","","","","","","","","","","","","","","","","","","","","","","","","","","","","","","","","","","","","","","","","","","","","","","","","","","","","","","","","","","","","","","","","","","","","","","","","","",null,"","","","","","","","","","","","","","","","","","","","","","","","","","","","","","","","","","","","","","","","","","","","","","","","","","","","","","","","","","","","","","","","","","","","","","","","","","","","","","","","","","","","","","","","","","",""]
["","","","","","","","","","","","","","","","","","","","","","","","","","","","","","","","","","","","","","","","","","","","","","","","","","","","","","","","","","","","","","","","","","","","","","","","","","","","","","","","","","","","","","","","","","","","","","","","","","",null,"","","","","","","","","","","","","","","","","","","","","","","","","","","","","","","","","","","","","","","","","","","","","","","","","","","","","","","","","","","","","","","","","","","","","","","","","","","","","","","","","","","","","","","","","","",""]
["","","","","","","","","","","","","","","","","","","","","","","","","","","","","","","","","","","","","","","","","","","","","","","","","","","","","","","","","","","","","","","","","","","","","","","","","","","","","","","","","","","","","","","","","","","","","","","","","","",null,"","","","","","","","","","","","","","","","","","","","","","","","","","","","","","","","","","","","","","","","","","","","","","","","","","","","","","","","","","","","","","","","","","","","","","","","","","","","","","","","","","","","","","","","","","",""]
["","","","","","","","","","","","","","","","","","","","","","","","","","","","","","","","","","","","","","","","","","","","","","","","","","","","","","","","","","","","","","","","","","","","","","","","","","","","","","","","","","","","","","","","","","","","","","","","","","",null,"","","","","","","","","","","","","","","","","","","","","","","","","","","","","","","","","","","","","","","","","","","","","","","","","","","","","","","","","","","","","","","","","","","","","","","","","","","","","","","","","","","","","","","","","","",""]
["","","","","","","","","","","","","","","","","","","","","","","","","","","","","","","","","","","","","","","","","","","","","","","","","","","","","","","","","","","","","","","","","","","","","","","","","","","","","","","","","","","","","","","","","","","","","","","","","","",null,"","","","","","","","","","","","","","","","","","","","","","","","","","","","","","","","","","","","","","","","","","","","","","","","","","","","","","","","","","","","","","","","","","","","","","","","","","","","","","","","","","","","","","","","","","",""]
["","","","","","","","","","","","","","","","","","","","","","","","","","","","","","","","","","","","","","","","","","","","","","","","","","","","","","","","","","","","","","","","","","","","","","","","","","","","","","","","","","","","","","","","","","","","","","","","","","",null,"","","","","","","","","","","","","","","","","","","","","","","","","","","","","","","","","","","","","","","","","","","","","","","","","","","","","","","","","","","","","","","","","","","","","","","","","","","","","","","","","","","","","","","","","","",""]
["","","","","","","","","","","","","","","","","","","","","","","","","","","","","","","","","","","","","","","","","","","","","","","","","","","","","","","","","","","","","","","","","","","","","","","","","","","","","","","","","","","","","","","","","","","","","","","","","","",null,"","","","","","","","","","","","","","","","","","","","","","","","","","","","","","","","","","","","","","","","","","","","","","","","","","","","","","","","","","","","","","","","","","","","","","","","","","","","","","","","","","","","","","","","","","",""]
["","","","","","","","","","","","","","","","","","","","","","","","","","","","","","","","","","","","","","","","","","","","","","","","","","","","","","","","","","","","","","","","","","","","","","","","","","","","","","","","","","","","","","","","","","","","","","","","","","",null,"","","","","","","","","","","","","","","","","","","","","","","","","","","","","","","","","","","","","","","","","","","","","","","","","","","","","","","","","","","","","","","","","","","","","","","","","","","","","","","","","","","","","","","","","","",""]
["","","","","","","","","","","","","","","","","","","","","","","","","","","","","","","","","","","","","","","","","","","","","","","","","","","","","","","","","","","","","","","","","","","","","","","","","","","","","","","","","","","","","","","","","","","","","","","","","","",null,"","","","","","","","","","","","","","","","","","","","","","","","","","","","","","","","","","","","","","","","","","","","","","","","","","","","","","","","","","","","","","","","","","","","","","","","","","","","","","","","","","","","","","","","","","",""]
["","","","","","","","","","","","","","","","","","","","","","","","","","","","","","","","","","","","","","","","","","","","","","","","","","","","","","","","","","","","","","","","","","","","","","","","","","","","","","","","","","","","","","","","","","","","","","","","","","",null,"","","","","","","","","","","","","","","","","","","","","","","","","","","","","","","","","","","","","","","","","","","","","","","","","","","","","","","","","","","","","","","","","","","","","","","","","","","","","","","","","","","","","","","","","","",""]
["","","","","","","","","","","","","","","","","","","","","","","","","","","","","","","","","","","","","","","","","","","","","","","","","","","","","","","","","","","","","","","","","","","","","","","","","","","","","","","","","","","","","","","","","","","","","","","","","","",null,"","","","","","","","","","","","","","","","","","","","","","","","","","","","","","","","","","","","","","","","","","","","","","","","","","","","","","","","","","","","","","","","","","","","","","","","","","","","","","","","","","","","","","","","","","",""]
["","","","","","","","","","","","","","","","","","","","","","","","","","","","","","","","","","","","","","","","","","","","","","","","","","","","","","","","","","","","","","","","","","","","","","","","","","","","","","","","","","","","","","","","","","","","","","","","","","",null,"","","","","","","","","","","","","","","","","","","","","","","","","","","","","","","","","","","","","","","","","","","","","","","","","","","","","","","","","","","","","","","","","","","","","","","","","","","","","","","","","","","","","","","","","","",""]
["","","","","","","","","","","","","","","","","","","","","","","","","","","","","","","","","","","","","","","","","","","","","","","","","","","","","","","","","","","","","","","","","","","","","","","","","","","","","","","","","","","","","","","","","","","","","","","","","","",null,"","","","","","","","","","","","","","","","","","","","","","","","","","","","","","","","","","","","","","","","","","","","","","","","","","","","","","","","","","","","","","","","","","","","","","","","","","","","","","","","","","","","","","","","","","",""]
["","","","","","","","","","","","","","","","","","","","","","","","","","","","","","","","","","","","","","","","","","","","","","","","","","","","","","","","","","","","","","","","","","","","","","","","","","","","","","","","","","","","","","","","","","","","","","","","","","",null,"","","","","","","","","","","","","","","","","","","","","","","","","","","","","","","","","","","","","","","","","","","","","","","","","","","","","","","","","","","","","","","","","","","","","","","","","","","","","","","","","","","","","","","","","","",""]
["","","","","","","","","","","","","","","","","","","","","","","","","","","","","","","","","","","","","","","","","","","","","","","","","","","","","","","","","","","","","","","","","","","","","","","","","","","","","","","","","","","","","","","","","","","","","","","","","","",null,"","","","","","","","","","","","","","","","","","","","","","","","","","","","","","","","","","","","","","","","","","","","","","","","","","","","","","","","","","","","","","","","","","","","","","","","","","","","","","","","","","","","","","","","","","",""]
["","","","","","","","","","","","","","","","","","","","","","","","","","","","","","","","","","","","","","","","","","","","","","","","","","","","","","","","","","","","","","","","","","","","","","","","","","","","","","","","","","","","","","","","","","","","","","","","","","",null,"","","","","","","","","","","","","","","","","","","","","","","","","","","","","","","","","","","","","","","","","","","","","","","","","","","","","","","","","","","","","","","","","","","","","","","","","","","","","","","","","","","","","","","","","","",""]
["","","","","","","","","","","","","","","","","","","","","","","","","","","","","","","","","","","","","","","","","","","","","","","","","","","","","","","","","","","","","","","","","","","","","","","","","","","","","","","","","","","","","","","","","","","","","","","","","","",null,"","","","","","","","","","","","","","","","","","","","","","","","","","","","","","","","","","","","","","","","","","","","","","","","","","","","","","","","","","","","","","","","","","","","","","","","","","","","","","","","","","","","","","","","","","",""]
["","","","","","","","","","","","","","","","","","","","","","","","","","","","","","","","","","","","","","","","","","","","","","","","","","","","","","","","","","","","","","","","","","","","","","","","","","","","","","","","","","","","","","","","","","","","","","","","","","",null,"","","","","","","","","","","","","","","","","","","","","","","","","","","","","","","","","","","","","","","","","","","","","","","","","","","","","","","","","","","","","","","","","","","","","","","","","","","","","","","","","","","","","","","","","","",""]
["","","","","","","","","","","","","","","","","","","","","","","","","","","","","","","","","","","","","","","","","","","","","","","","","","","","","","","","","","","","","","","","","","","","","","","","","","","","","","","","","","","","","","","","","","","","","","","","","","",null,"","","","","","","","","","","","","","","","","","","","","","","","","","","","","","","","","","","","","","","","","","","","","","","","","","","","","","","","","","","","","","","","","","","","","","","","","","","","","","","","","","","","","","","","","","",""]
["","","","","","","","","","","","","","","","","","","","","","","","","","","","","","","","","","","","","","","","","","","","","","","","","","","","","","","","","","","","","","","","","","","","","","","","","","","","","","","","","","","","","","","","","","","","","","","","","","",null,"","","","","","","","","","","","","","","","","","","","","","","","","","","","","","","","","","","","","","","","","","","","","","","","","","","","","","","","","","","","","","","","","","","","","","","","","","","","","","","","","","","","","","","","","","",""]
["","","","","","","","","","","","","","","","","","","","","","","","","","","","","","","","","","","","","","","","","","","","","","","","","","","","","","","","","","","","","","","","","","","","","","","","","","","","","","","","","","","","","","","","","","","","","","","","","","",null,"","","","","","","","","","","","","","","","","","","","","","","","","","","","","","","","","","","","","","","","","","","","","","","","","","","","","","","","","","","","","","","","","","","","","","","","","","","","","","","","","","","","","","","","","","",""]
["","","","","","","","","","","","","","","","","","","","","","","","","","","","","","","","","","","","","","","","","","","","","","","","","","","","","","","","","","","","","","","","","","","","","","","","","","","","","","","","","","","","","","","","","","","","","","","","","","",null,"","","","","","","","","","","","","","","","","","","","","","","","","","","","","","","","","","","","","","","","","","","","","","","","","","","","","","","","","","","","","","","","","","","","","","","","","","","","","","","","","","","","","","","","","","",""]
["","","","","","","","","","","","","","","","","","","","","","","","","","","","","","","","","","","","","","","","","","","","","","","","","","","","","","","","","","","","","","","","","","","","","","","","","","","","","","","","","","","","","","","","","","","","","","","","","","",null,"","","","","","","","","","","","","","","","","","","","","","","","","","","","","","","","","","","","","","","","","","","","","","","","","","","","","","","","","","","","","","","","","","","","","","","","","","","","","","","","","","","","","","","","","","",""]
["","","","","","","","","","","","","","","","","","","","","","","","","","","","","","","","","","","","","","","","","","","","","","","","","","","","","","","","","","","","","","","","","","","","","","","","","","","","","","","","","","","","","","","","","","","","","","","","","","",null,"","","","","","","","","","","","","","","","","","","","","","","","","","","","","","","","","","","","","","","","","","","","","","","","","","","","","","","","","","","","","","","","","","","","","","","","","","","","","","","","","","","","","","","","","","",""]
["","","","","","","","","","","","","","","","","","","","","","","","","","","","","","","","","","","","","","","","","","","","","","","","","","","","","","","","","","","","","","","","","","","","","","","","","","","","","","","","","","","","","","","","","","","","","","","","","","",null,"","","","","","","","","","","","","","","","","","","","","","","","","","","","","","","","","","","","","","","","","","","","","","","","","","","","","","","","","","","","","","","","","","","","","","","","","","","","","","","","","","","","","","","","","","",""]
["","","","","","","","","","","","","","","","","","","","","","","","","","","","","","","","","","","","","","","","","","","","","","","","","","","","","","","","","","","","","","","","","","","","","","","","","","","","","","","","","","","","","","","","","","","","","","","","","","",null,"","","","","","","","","","","","","","","","","","","","","","","","","","","","","","","","","","","","","","","","","","","","","","","","","","","","","","","","","","","","","","","","","","","","","","","","","","","","","","","","","","","","","","","","","","",""]
["","","","","","","","","","","","","","","","","","","","","","","","","","","","","","","","","","","","","","","","","","","","","","","","","","","","","","","","","","","","","","","","","","","","","","","","","","","","","","","","","","","","","","","","","","","","","","","","","","",null,"","","","","","","","","","","","","","","","","","","","","","","","","","","","","","","","","","","","","","","","","","","","","","","","","","","","","","","","","","","","","","","","","","","","","","","","","","","","","","","","","","","","","","","","","","",""]
["","","","","","","","","","","","","","","","","","","","","","","","","","","","","","","","","","","","","","","","","","","","","","","","","","","","","","","","","","","","","","","","","","","","","","","","","","","","","","","","","","","","","","","","","","","","","","","","","","",null,"","","","","","","","","","","","","","","","","","","","","","","","","","","","","","","","","","","","","","","","","","","","","","","","","","","","","","","","","","","","","","","","","","","","","","","","","","","","","","","","","","","","","","","","","","",""]
["","","","","","","","","","","","","","","","","","","","","","","","","","","","","","","","","","","","","","","","","","","","","","","","","","","","","","","","","","","","","","","","","","","","","","","","","","","","","","","","","","","","","","","","","","","","","","","","","","",null,"","","","","","","","","","","","","","","","","","","","","","","","","","","","","","","","","","","","","","","","","","","","","","","","","","","","","","","","","","","","","","","","","","","","","","","","","","","","","","","","","","","","","","","","","","",""]
["","","","","","","","","","","","","","","","","","","","","","","","","","","","","","","","","","","","","","","","","","","","","","","","","","","","","","","","","","","","","","","","","","","","","","","","","","","","","","","","","","","","","","","","","","","","","","","","","","",null,"","","","","","","","","","","","","","","","","","","","","","","","","","","","","","","","","","","","","","","","","","","","","","","","","","","","","","","","","","","","","","","","","","","","","","","","","","","","","","","","","","","","","","","","","","",""]
["","","","","","","","","","","","","","","","","","","","","","","","","","","","","","","","","","","","","","","","","","","","","","","","","","","","","","","","","","","","","","","","","","","","","","","","","","","","","","","","","","","","","","","","","","","","","","","","","","",null,"","","","","","","","","","","","","","","","","","","","","","","","","","","","","","","","","","","","","","","","","","","","","","","","","","","","","","","","","","","","","","","","","","","","","","","","","","","","","","","","","","","","","","","","","","",""]
["","","","","","","","","","","","","","","","","","","","","","","","","","","","","","","","","","","","","","","","","","","","","","","","","","","","","","","","","","","","","","","","","","","","","","","","","","","","","","","","","","","","","","","","","","","","","","","","","","",null,"","","","","","","","","","","","","","","","","","","","","","","","","","","","","","","","","","","","","","","","","","","","","","","","","","","","","","","","","","","","","","","","","","","","","","","","","","","","","","","","","","","","","","","","","","",""]
["","","","","","","","","","","","","","","","","","","","","","","","","","","","","","","","","","","","","","","","","","","","","","","","","","","","","","","","","","","","","","","","","","","","","","","","","","","","","","","","","","","","","","","","","","","","","","","","","","",null,"","","","","","","","","","","","","","","","","","","","","","","","","","","","","","","","","","","","","","","","","","","","","","","","","","","","","","","","","","","","","","","","","","","","","","","","","","","","","","","","","","","","","","","","","","",""]
["","","","","","","","","","","","","","","","","","","","","","","","","","","","","","","","","","","","","","","","","","","","","","","","","","","","","","","","","","","","","","","","","","","","","","","","","","","","","","","","","","","","","","","","","","","","","","","","","","",null,"","","","","","","","","","","","","","","","","","","","","","","","","","","","","","","","","","","","","","","","","","","","","","","","","","","","","","","","","","","","","","","","","","","","","","","","","","","","","","","","","","","","","","","","","","",""]
["","","","","","","","","","","","","","","","","","","","","","","","","","","","","","","","","","","","","","","","","","","","","","","","","","","","","","","","","","","","","","","","","","","","","","","","","","","","","","","","","","","","","","","","","","","","","","","","","","",null,"","","","","","","","","","","","","","","","","","","","","","","","","","","","","","","","","","","","","","","","","","","","","","","","","","","","","","","","","","","","","","","","","","","","","","","","","","","","","","","","","","","","","","","","","","",""]
["","","","","","","","","","","","","","","","","","","","","","","","","","","","","","","","","","","","","","","","","","","","","","","","","","","","","","","","","","","","","","","","","","","","","","","","","","","","","","","","","","","","","","","","","","","","","","","","","","",null,"","","","","","","","","","","","","","","","","","","","","","","","","","","","","","","","","","","","","","","","","","","","","","","","","","","","","","","","","","","","","","","","","","","","","","","","","","","","","","","","","","","","","","","","","","",""]
["","","","","","","","","","","","","","","","","","","","","","","","","","","","","","","","","","","","","","","","","","","","","","","","","","","","","","","","","","","","","","","","","","","","","","","","","","","","","","","","","","","","","","","","","","","","","","","","","","",null,"","","","","","","","","","","","","","","","","","","","","","","","","","","","","","","","","","","","","","","","","","","","","","","","","","","","","","","","","","","","","","","","","","","","","","","","","","","","","","","","","","","","","","","","","","",""]
["","","","","","","","","","","","","","","","","","","","","","","","","","","","","","","","","","","","","","","","","","","","","","","","","","","","","","","","","","","","","","","","","","","","","","","","","","","","","","","","","","","","","","","","","","","","","","","","","","",null,"","","","","","","","","","","","","","","","","","","","","","","","","","","","","","","","","","","","","","","","","","","","","","","","","","","","","","","","","","","","","","","","","","","","","","","","","","","","","","","","","","","","","","","","","","",""]
["","","","","","","","","","","","","","","","","","","","","","","","","","","","","","","","","","","","","","","","","","","","","","","","","","","","","","","","","","","","","","","","","","","","","","","","","","","","","","","","","","","","","","","","","","","","","","","","","","",null,"","","","","","","","","","","","","","","","","","","","","","","","","","","","","","","","","","","","","","","","","","","","","","","","","","","","","","","","","","","","","","","","","","","","","","","","","","","","","","","","","","","","","","","","","","",""]
["","","","","","","","","","","","","","","","","","","","","","","","","","","","","","","","","","","","","","","","","","","","","","","","","","","","","","","","","","","","","","","","","","","","","","","","","","","","","","","","","","","","","","","","","","","","","","","","","","",null,"","","","","","","","","","","","","","","","","","","","","","","","","","","","","","","","","","","","","","","","","","","","","","","","","","","","","","","","","","","","","","","","","","","","","","","","","","","","","","","","","","","","","","","","","","",""]
["","","","","","","","","","","","","","","","","","","","","","","","","","","","","","","","","","","","","","","","","","","","","","","","","","","","","","","","","","","","","","","","","","","","","","","","","","","","","","","","","","","","","","","","","","","","","","","","","","",null,"","","","","","","","","","","","","","","","","","","","","","","","","","","","","","","","","","","","","","","","","","","","","","","","","","","","","","","","","","","","","","","","","","","","","","","","","","","","","","","","","","","","","","","","","","",""]
["","","","","","","","","","","","","","","","","","","","","","","","","","","","","","","","","","","","","","","","","","","","","","","","","","","","","","","","","","","","","","","","","","","","","","","","","","","","","","","","","","","","","","","","","","","","","","","","","","",null,"","","","","","","","","","","","","","","","","","","","","","","","","","","","","","","","","","","","","","","","","","","","","","","","","","","","","","","","","","","","","","","","","","","","","","","","","","","","","","","","","","","","","","","","","","",""]
["","","","","","","","","","","","","","","","","","","","","","","","","","","","","","","","","","","","","","","","","","","","","","","","","","","","","","","","","","","","","","","","","","","","","","","","","","","","","","","","","","","","","","","","","","","","","","","","","","",null,"","","","","","","","","","","","","","","","","","","","","","","","","","","","","","","","","","","","","","","","","","","","","","","","","","","","","","","","","","","","","","","","","","","","","","","","","","","","","","","","","","","","","","","","","","",""]
["","","","","","","","","","","","","","","","","","","","","","","","","","","","","","","","","","","","","","","","","","","","","","","","","","","","","","","","","","","","","","","","","","","","","","","","","","","","","","","","","","","","","","","","","","","","","","","","","","",null,"","","","","","","","","","","","","","","","","","","","","","","","","","","","","","","","","","","","","","","","","","","","","","","","","","","","","","","","","","","","","","","","","","","","","","","","","","","","","","","","","","","","","","","","","","",""]
["","","","","","","","","","","","","","","","","","","","","","","","","","","","","","","","","","","","","","","","","","","","","","","","","","","","","","","","","","","","","","","","","","","","","","","","","","","","","","","","","","","","","","","","","","","","","","","","","","",null,"","","","","","","","","","","","","","","","","","","","","","","","","","","","","","","","","","","","","","","","","","","","","","","","","","","","","","","","","","","","","","","","","","","","","","","","","","","","","","","","","","","","","","","","","","",""]
["","","","","","","","","","","","","","","","","","","","","","","","","","","","","","","","","","","","","","","","","","","","","","","","","","","","","","","","","","","","","","","","","","","","","","","","","","","","","","","","","","","","","","","","","","","","","","","","","","",null,"","","","","","","","","","","","","","","","","","","","","","","","","","","","","","","","","","","","","","","","","","","","","","","","","","","","","","","","","","","","","","","","","","","","","","","","","","","","","","","","","","","","","","","","","","",""]
["","","","","","","","","","","","","","","","","","","","","","","","","","","","","","","","","","","","","","","","","","","","","","","","","","","","","","","","","","","","","","","","","","","","","","","","","","","","","","","","","","","","","","","","","","","","","","","","","","",null,"","","","","","","","","","","","","","","","","","","","","","","","","","","","","","","","","","","","","","","","","","","","","","","","","","","","","","","","","","","","","","","","","","","","","","","","","","","","","","","","","","","","","","","","","","",""]
["","","","","","","","","","","","","","","","","","","","","","","","","","","","","","","","","","","","","","","","","","","","","","","","","","","","","","","","","","","","","","","","","","","","","","","","","","","","","","","","","","","","","","","","","","","","","","","","","","",null,"","","","","","","","","","","","","","","","","","","","","","","","","","","","","","","","","","","","","","","","","","","","","","","","","","","","","","","","","","","","","","","","","","","","","","","","","","","","","","","","","","","","","","","","","","",""]
["","","","","","","","","","","","","","","","","","","","","","","","","","","","","","","","","","","","","","","","","","","","","","","","","","","","","","","","","","","","","","","","","","","","","","","","","","","","","","","","","","","","","","","","","","","","","","","","","","",null,"","","","","","","","","","","","","","","","","","","","","","","","","","","","","","","","","","","","","","","","","","","","","","","","","","","","","","","","","","","","","","","","","","","","","","","","","","","","","","","","","","","","","","","","","","",""]
["","","","","","","","","","","","","","","","","","","","","","","","","","","","","","","","","","","","","","","","","","","","","","","","","","","","","","","","","","","","","","","","","","","","","","","","","","","","","","","","","","","","","","","","","","","","","","","","","","",null,"","","","","","","","","","","","","","","","","","","","","","","","","","","","","","","","","","","","","","","","","","","","","","","","","","","","","","","","","","","","","","","","","","","","","","","","","","","","","","","","","","","","","","","","","","",""]
["","","","","","","","","","","","","","","","","","","","","","","","","","","","","","","","","","","","","","","","","","","","","","","","","","","","","","","","","","","","","","","","","","","","","","","","","","","","","","","","","","","","","","","","","","","","","","","","","","",null,"","","","","","","","","","","","","","","","","","","","","","","","","","","","","","","","","","","","","","","","","","","","","","","","","","","","","","","","","","","","","","","","","","","","","","","","","","","","","","","","","","","","","","","","","","",""]
["","","","","","","","","","","","","","","","","","","","","","","","","","","","","","","","","","","","","","","","","","","","","","","","","","","","","","","","","","","","","","","","","","","","","","","","","","","","","","","","","","","","","","","","","","","","","","","","","","",null,"","","","","","","","","","","","","","","","","","","","","","","","","","","","","","","","","","","","","","","","","","","","","","","","","","","","","","","","","","","","","","","","","","","","","","","","","","","","","","","","","","","","","","","","","","",""]
["","","","","","","","","","","","","","","","","","","","","","","","","","","","","","","","","","","","","","","","","","","","","","","","","","","","","","","","","","","","","","","","","","","","","","","","","","","","","","","","","","","","","","","","","","","","","","","","","","",null,"","","","","","","","","","","","","","","","","","","","","","","","","","","","","","","","","","","","","","","","","","","","","","","","","","","","","","","","","","","","","","","","","","","","","","","","","","","","","","","","","","","","","","","","","","",""]
["","","","","","","","","","","","","","","","","","","","","","","","","","","","","","","","","","","","","","","","","","","","","","","","","","","","","","","","","","","","","","","","","","","","","","","","","","","","","","","","","","","","","","","","","","","","","","","","","","",null,"","","","","","","","","","","","","","","","","","","","","","","","","","","","","","","","","","","","","","","","","","","","","","","","","","","","","","","","","","","","","","","","","","","","","","","","","","","","","","","","","","","","","","","","","","",""]
["","","","","","","","","","","","","","","","","","","","","","","","","","","","","","","","","","","","","","","","","","","","","","","","","","","","","","","","","","","","","","","","","","","","","","","","","","","","","","","","","","","","","","","","","","","","","","","","","","",null,"","","","","","","","","","","","","","","","","","","","","","","","","","","","","","","","","","","","","","","","","","","","","","","","","","","","","","","","","","","","","","","","","","","","","","","","","","","","","","","","","","","","","","","","","","",""]
["","","","","","","","","","","","","","","","","","","","","","","","","","","","","","","","","","","","","","","","","","","","","","","","","","","","","","","","","","","","","","","","","","","","","","","","","","","","","","","","","","","","","","","","","","","","","","","","","","",null,"","","","","","","","","","","","","","","","","","","","","","","","","","","","","","","","","","","","","","","","","","","","","","","","","","","","","","","","","","","","","","","","","","","","","","","","","","","","","","","","","","","","","","","","","","",""]
["","","","","","","","","","","","","","","","","","","","","","","","","","","","","","","","","","","","","","","","","","","","","","","","","","","","","","","","","","","","","","","","","","","","","","","","","","","","","","","","","","","","","","","","","","","","","","","","","","",null,"","","","","","","","","","","","","","","","","","","","","","","","","","","","","","","","","","","","","","","","","","","","","","","","","","","","","","","","","","","","","","","","","","","","","","","","","","","","","","","","","","","","","","","","","","",""]
["","","","","","","","","","","","","","","","","","","","","","","","","","","","","","","","","","","","","","","","","","","","","","","","","","","","","","","","","","","","","","","","","","","","","","","","","","","","","","","","","","","","","","","","","","","","","","","","","","",null,"","","","","","","","","","","","","","","","","","","","","","","","","","","","","","","","","","","","","","","","","","","","","","","","","","","","","","","","","","","","","","","","","","","","","","","","","","","","","","","","","","","","","","","","","","",""]
["","","","","","","","","","","","","","","","","","","","","","","","","","","","","","","","","","","","","","","","","","","","","","","","","","","","","","","","","","","","","","","","","","","","","","","","","","","","","","","","","","","","","","","","","","","","","","","","","","",null,"","","","","","","","","","","","","","","","","","","","","","","","","","","","","","","","","","","","","","","","","","","","","","","","","","","","","","","","","","","","","","","","","","","","","","","","","","","","","","","","","","","","","","","","","","",""]
["","","","","","","","","","","","","","","","","","","","","","","","","","","","","","","","","","","","","","","","","","","","","","","","","","","","","","","","","","","","","","","","","","","","","","","","","","","","","","","","","","","","","","","","","","","","","","","","","","",null,"","","","","","","","","","","","","","","","","","","","","","","","","","","","","","","","","","","","","","","","","","","","","","","","","","","","","","","","","","","","","","","","","","","","","","","","","","","","","","","","","","","","","","","","","","",""]
["","","","","","","","","","","","","","","","","","","","","","","","","","","","","","","","","","","","","","","","","","","","","","","","","","","","","","","","","","","","","","","","","","","","","","","","","","","","","","","","","","","","","","","","","","","","","","","","","","",null,"","","","","","","","","","","","","","","","","","","","","","","","","","","","","","","","","","","","","","","","","","","","","","","","","","","","","","","","","","","","","","","","","","","","","","","","","","","","","","","","","","","","","","","","","","",""]
["","","","","","","","","","","","","","","","","","","","","","","","","","","","","","","","","","","","","","","","","","","","","","","","","","","","","","","","","","","","","","","","","","","","","","","","","","","","","","","","","","","","","","","","","","","","","","","","","","",null,"","","","","","","","","","","","","","","","","","","","","","","","","","","","","","","","","","","","","","","","","","","","","","","","","","","","","","","","","","","","","","","","","","","","","","","","","","","","","","","","","","","","","","","","","","",""]
["","","","","","","","","","","","","","","","","","","","","","","","","","","","","","","","","","","","","","","","","","","","","","","","","","","","","","","","","","","","","","","","","","","","","","","","","","","","","","","","","","","","","","","","","","","","","","","","","","",null,"","","","","","","","","","","","","","","","","","","","","","","","","","","","","","","","","","","","","","","","","","","","","","","","","","","","","","","","","","","","","","","","","","","","","","","","","","","","","","","","","","","","","","","","","","",""]
["","","","","","","","","","","","","","","","","","","","","","","","","","","","","","","","","","","","","","","","","","","","","","","","","","","","","","","","","","","","","","","","","","","","","","","","","","","","","","","","","","","","","","","","","","","","","","","","","","",null,"","","","","","","","","","","","","","","","","","","","","","","","","","","","","","","","","","","","","","","","","","","","","","","","","","","","","","","","","","","","","","","","","","","","","","","","","","","","","","","","","","","","","","","","","","",""]
["","","","","","","","","","","","","","","","","","","","","","","","","","","","","","","","","","","","","","","","","","","","","","","","","","","","","","","","","","","","","","","","","","","","","","","","","","","","","","","","","","","","","","","","","","","","","","","","","","",null,"","","","","","","","","","","","","","","","","","","","","","","","","","","","","","","","","","","","","","","","","","","","","","","","","","","","","","","","","","","","","","","","","","","","","","","","","","","","","","","","","","","","","","","","","","",""]
["","","","","","","","","","","","","","","","","","","","","","","","","","","","","","","","","","","","","","","","","","","","","","","","","","","","","","","","","","","","","","","","","","","","","","","","","","","","","","","","","","","","","","","","","","","","","","","","","","",null,"","","","","","","","","","","","","","","","","","","","","","","","","","","","","","","","","","","","","","","","","","","","","","","","","","","","","","","","","","","","","","","","","","","","","","","","","","","","","","","","","","","","","","","","","","",""]
["","","","","","","","","","","","","","","","","","","","","","","","","","","","","","","","","","","","","","","","","","","","","","","","","","","","","","","","","","","","","","","","","","","","","","","","","","","","","","","","","","","","","","","","","","","","","","","","","","",null,"","","","","","","","","","","","","","","","","","","","","","","","","","","","","","","","","","","","","","","","","","","","","","","","","","","","","","","","","","","","","","","","","","","","","","","","","","","","","","","","","","","","","","","","","","",""]
["","","","","","","","","","","","","","","","","","","","","","","","","","","","","","","","","","","","","","","","","","","","","","","","","","","","","","","","","","","","","","","","","","","","","","","","","","","","","","","","","","","","","","","","","","","","","","","","","","",null,"","","","","","","","","","","","","","","","","","","","","","","","","","","","","","","","","","","","","","","","","","","","","","","","","","","","","","","","","","","","","","","","","","","","","","","","","","","","","","","","","","","","","","","","","","",""]
["","","","","","","","","","","","","","","","","","","","","","","","","","","","","","","","","","","","","","","","","","","","","","","","","","","","","","","","","","","","","","","","","","","","","","","","","","","","","","","","","","","","","","","","","","","","","","","","","","",null,"","","","","","","","","","","","","","","","","","","","","","","","","","","","","","","","","","","","","","","","","","","","","","","","","","","","","","","","","","","","","","","","","","","","","","","","","","","","","","","","","","","","","","","","","","",""]
["","","","","","","","","","","","","","","","","","","","","","","","","","","","","","","","","","","","","","","","","","","","","","","","","","","","","","","","","","","","","","","","","","","","","","","","","","","","","","","","","","","","","","","","","","","","","","","","","","",null,"","","","","","","","","","","","","","","","","","","","","","","","","","","","","","","","","","","","","","","","","","","","","","","","","","","","","","","","","","","","","","","","","","","","","","","","","","","","","","","","","","","","","","","","","","",""]
["","","","","","","","","","","","","","","","","","","","","","","","","","","","","","","","","","","","","","","","","","","","","","","","","","","","","","","","","","","","","","","","","","","","","","","","","","","","","","","","","","","","","","","","","","","","","","","","","","",null,"","","","","","","","","","","","","","","","","","","","","","","","","","","","","","","","","","","","","","","","","","","","","","","","","","","","","","","","","","","","","","","","","","","","","","","","","","","","","","","","","","","","","","","","","","",""]
["","","","","","","","","","","","","","","","","","","","","","","","","","","","","","","","","","","","","","","","","","","","","","","","","","","","","","","","","","","","","","","","","","","","","","","","","","","","","","","","","","","","","","","","","","","","","","","","","","",null,"","","","","","","","","","","","","","","","","","","","","","","","","","","","","","","","","","","","","","","","","","","","","","","","","","","","","","","","","","","","","","","","","","","","","","","","","","","","","","","","","","","","","","","","","","",""]
["","","","","","","","","","","","","","","","","","","","","","","","","","","","","","","","","","","","","","","","","","","","","","","","","","","","","","","","","","","","","","","","","","","","","","","","","","","","","","","","","","","","","","","","","","","","","","","","","","",null,"","","","","","","","","","","","","","","","","","","","","","","","","","","","","","","","","","","","","","","","","","","","","","","","","","","","","","","","","","","","","","","","","","","","","","","","","","","","","","","","","","","","","","","","","","",""]
["","","","","","","","","","","","","","","","","","","","","","","","","","","","","","","","","","","","","","","","","","","","","","","","","","","","","","","","","","","","","","","","","","","","","","","","","","","","","","","","","","","","","","","","","","","","","","","","","","",null,"","","","","","","","","","","","","","","","","","","","","","","","","","","","","","","","","","","","","","","","","","","","","","","","","","","","","","","","","","","","","","","","","","","","","","","","","","","","","","","","","","","","","","","","","","",""]
["","","","","","","","","","","","","","","","","","","","","","","","","","","","","","","","","","","","","","","","","","","","","","","","","","","","","","","","","","","","","","","","","","","","","","","","","","","","","","","","","","","","","","","","","","","","","","","","","","",null,"","","","","","","","","","","","","","","","","","","","","","","","","","","","","","","","","","","","","","","","","","","","","","","","","","","","","","","","","","","","","","","","","","","","","","","","","","","","","","","","","","","","","","","","","","",""]
["","","","","","","","","","","","","","","","","","","","","","","","","","","","","","","","","","","","","","","","","","","","","","","","","","","","","","","","","","","","","","","","","","","","","","","","","","","","","","","","","","","","","","","","","","","","","","","","","","",null,"","","","","","","","","","","","","","","","","","","","","","","","","","","","","","","","","","","","","","","","","","","","","","","","","","","","","","","","","","","","","","","","","","","","","","","","","","","","","","","","","","","","","","","","","","",""]
["","","","","","","","","","","","","","","","","","","","","","","","","","","","","","","","","","","","","","","","","","","","","","","","","","","","","","","","","","","","","","","","","","","","","","","","","","","","","","","","","","","","","","","","","","","","","","","","","","",null,"","","","","","","","","","","","","","","","","","","","","","","","","","","","","","","","","","","","","","","","","","","","","","","","","","","","","","","","","","","","","","","","","","","","","","","","","","","","","","","","","","","","","","","","","","",""]
["","","","","","","","","","","","","","","","","","","","","","","","","","","","","","","","","","","","","","","","","","","","","","","","","","","","","","","","","","","","","","","","","","","","","","","","","","","","","","","","","","","","","","","","","","","","","","","","","","",null,"","","","","","","","","","","","","","","","","","","","","","","","","","","","","","","","","","","","","","","","","","","","","","","","","","","","","","","","","","","","","","","","","","","","","","","","","","","","","","","","","","","","","","","","","","",""]
["","","","","","","","","","","","","","","","","","","","","","","","","","","","","","","","","","","","","","","","","","","","","","","","","","","","","","","","","","","","","","","","","","","","","","","","","","","","","","","","","","","","","","","","","","","","","","","","","","",null,"","","","","","","","","","","","","","","","","","","","","","","","","","","","","","","","","","","","","","","","","","","","","","","","","","","","","","","","","","","","","","","","","","","","","","","","","","","","","","","","","","","","","","","","","","",""]
["","","","","","","","","","","","","","","","","","","","","","","","","","","","","","","","","","","","","","","","","","","","","","","","","","","","","","","","","","","","","","","","","","","","","","","","","","","","","","","","","","","","","","","","","","","","","","","","","","",null,"","","","","","","","","","","","","","","","","","","","","","","","","","","","","","","","","","","","","","","","","","","","","","","","","","","","","","","","","","","","","","","","","","","","","","","","","","","","","","","","","","","","","","","","","","",""]
["","","","","","","","","","","","","","","","","","","","","","","","","","","","","","","","","","","","","","","","","","","","","","","","","","","","","","","","","","","","","","","","","","","","","","","","","","","","","","","","","","","","","","","","","","","","","","","","","","",null,"","","","","","","","","","","","","","","","","","","","","","","","","","","","","","","","","","","","","","","","","","","","","","","","","","","","","","","","","","","","","","","","","","","","","","","","","","","","","","","","","","","","","","","","","","",""]
["","","","","","","","","","","","","","","","","","","","","","","","","","","","","","","","","","","","","","","","","","","","","","","","","","","","","","","","","","","","","","","","","","","","","","","","","","","","","","","","","","","","","","","","","","","","","","","","","","",null,"","","","","","","","","","","","","","","","","","","","","","","","","","","","","","","","","","","","","","","","","","","","","","","","","","","","","","","","","","","","","","","","","","","","","","","","","","","","","","","","","","","","","","","","","","",""]
["","","","","","","","","","","","","","","","","","","","","","","","","","","","","","","","","","","","","","","","","","","","","","","","","","","","","","","","","","","","","","","","","","","","","","","","","","","","","","","","","","","","","","","","","","","","","","","","","","",null,"","","","","","","","","","","","","","","","","","","","","","","","","","","","","","","","","","","","","","","","","","","","","","","","","","","","","","","","","","","","","","","","","","","","","","","","","","","","","","","","","","","","","","","","","","",""]
["","","","","","","","","","","","","","","","","","","","","","","","","","","","","","","","","","","","","","","","","","","","","","","","","","","","","","","","","","","","","","","","","","","","","","","","","","","","","","","","","","","","","","","","","","","","","","","","","","",null,"","","","","","","","","","","","","","","","","","","","","","","","","","","","","","","","","","","","","","","","","","","","","","","","","","","","","","","","","","","","","","","","","","","","","","","","","","","","","","","","","","","","","","","","","","",""]
["","","","","","","","","","","","","","","","","","","","","","","","","","","","","","","","","","","","","","","","","","","","","","","","","","","","","","","","","","","","","","","","","","","","","","","","","","","","","","","","","","","","","","","","","","","","","","","","","","",null,"","","","","","","","","","","","","","","","","","","","","","","","","","","","","","","","","","","","","","","","","","","","","","","","","","","","","","","","","","","","","","","","","","","","","","","","","","","","","","","","","","","","","","","","","","",""]
["","","","","","","","","","","","","","","","","","","","","","","","","","","","","","","","","","","","","","","","","","","","","","","","","","","","","","","","","","","","","","","","","","","","","","","","","","","","","","","","","","","","","","","","","","","","","","","","","","",null,"","","","","","","","","","","","","","","","","","","","","","","","","","","","","","","","","","","","","","","","","","","","","","","","","","","","","","","","","","","","","","","","","","","","","","","","","","","","","","","","","","","","","","","","","","",""]
["","","","","","","","","","","","","","","","","","","","","","","","","","","","","","","","","","","","","","","","","","","","","","","","","","","","","","","","","","","","","","","","","","","","","","","","","","","","","","","","","","","","","","","","","","","","","","","","","","",null,"","","","","","","","","","","","","","","","","","","","","","","","","","","","","","","","","","","","","","","","","","","","","","","","","","","","","","","","","","","","","","","","","","","","","","","","","","","","","","","","","","","","","","","","","","",""]
["","","","","","","","","","","","","","","","","","","","","","","","","","","","","","","","","","","","","","","","","","","","","","","","","","","","","","","","","","","","","","","","","","","","","","","","","","","","","","","","","","","","","","","","","","","","","","","","","","",null,"","","","","","","","","","","","","","","","","","","","","","","","","","","","","","","","","","","","","","","","","","","","","","","","","","","","","","","","","","","","","","","","","","","","","","","","","","","","","","","","","","","","","","","","","","",""]
["","","","","","","","","","","","","","","","","","","","","","","","","","","","","","","","","","","","","","","","","","","","","","","","","","","","","","","","","","","","","","","","","","","","","","","","","","","","","","","","","","","","","","","","","","","","","","","","","","",null,"","","","","","","","","","","","","","","","","","","","","","","","","","","","","","","","","","","","","","","","","","","","","","","","","","","","","","","","","","","","","","","","","","","","","","","","","","","","","","","","","","","","","","","","","","",""]
["","","","","","","","","","","","","","","","","","","","","","","","","","","","","","","","","","","","","","","","","","","","","","","","","","","","","","","","","","","","","","","","","","","","","","","","","","","","","","","","","","","","","","","","","","","","","","","","","","",null,"","","","","","","","","","","","","","","","","","","","","","","","","","","","","","","","","","","","","","","","","","","","","","","","","","","","","","","","","","","","","","","","","","","","","","","","","","","","","","","","","","","","","","","","","","",""]
["","","","","","","","","","","","","","","","","","","","","","","","","","","","","","","","","","","","","","","","","","","","","","","","","","","","","","","","","","","","","","","","","","","","","","","","","","","","","","","","","","","","","","","","","","","","","","","","","","",null,"","","","","","","","","","","","","","","","","","","","","","","","","","","","","","","","","","","","","","","","","","","","","","","","","","","","","","","","","","","","","","","","","","","","","","","","","","","","","","","","","","","","","","","","","","",""]
["","","","","","","","","","","","","","","","","","","","","","","","","","","","","","","","","","","","","","","","","","","","","","","","","","","","","","","","","","","","","","","","","","","","","","","","","","","","","","","","","","","","","","","","","","","","","","","","","","",null,"","","","","","","","","","","","","","","","","","","","","","","","","","","","","","","","","","","","","","","","","","","","","","","","","","","","","","","","","","","","","","","","","","","","","","","","","","","","","","","","","","","","","","","","","","",""]
["","","","","","","","","","","","","","","","","","","","","","","","","","","","","","","","","","","","","","","","","","","","","","","","","","","","","","","","","","","","","","","","","","","","","","","","","","","","","","","","","","","","","","","","","","","","","","","","","","",null,"","","","","","","","","","","","","","","","","","","","","","","","","","","","","","","","","","","","","","","","","","","","","","","","","","","","","","","","","","","","","","","","","","","","","","","","","","","","","","","","","","","","","","","","","","",""]
["","","","","","","","","","","","","","","","","","","","","","","","","","","","","","","","","","","","","","","","","","","","","","","","","","","","","","","","","","","","","","","","","","","","","","","","","","","","","","","","","","","","","","","","","","","","","","","","","","",null,"","","","","","","","","","","","","","","","","","","","","","","","","","","","","","","","","","","","","","","","","","","","","","","","","","","","","","","","","","","","","","","","","","","","","","","","","","","","","","","","","","","","","","","","","","",""]
["","","","","","","","","","","","","","","","","","","","","","","","","","","","","","","","","","","","","","","","","","","","","","","","","","","","","","","","","","","","","","","","","","","","","","","","","","","","","","","","","","","","","","","","","","","","","","","","","","",null,"","","","","","","","","","","","","","","","","","","","","","","","","","","","","","","","","","","","","","","","","","","","","","","","","","","","","","","","","","","","","","","","","","","","","","","","","","","","","","","","","","","","","","","","","","",""]
["","","","","","","","","","","","","","","","","","","","","","","","","","","","","","","","","","","","","","","","","","","","","","","","","","","","","","","","","","","","","","","","","","","","","","","","","","","","","","","","","","","","","","","","","","","","","","","","","","",null,"","","","","","","","","","","","","","","","","","","","","","","","","","","","","","","","","","","","","","","","","","","","","","","","","","","","","","","","","","","","","","","","","","","","","","","","","","","","","","","","","","","","","","","","","","",""]
["","","","","","","","","","","","","","","","","","","","","","","","","","","","","","","","","","","","","","","","","","","","","","","","","","","","","","","","","","","","","","","","","","","","","","","","","","","","","","","","","","","","","","","","","","","","","","","","","","",null,"","","","","","","","","","","","","","","","","","","","","","","","","","","","","","","","","","","","","","","","","","","","","","","","","","","","","","","","","","","","","","","","","","","","","","","","","","","","","","","","","","","","","","","","","","",""]
["","","","","","","","","","","","","","","","","","","","","","","","","","","","","","","","","","","","","","","","","","","","","","","","","","","","","","","","","","","","","","","","","","","","","","","","","","","","","","","","","","","","","","","","","","","","","","","","","","",null,"","","","","","","","","","","","","","","","","","","","","","","","","","","","","","","","","","","","","","","","","","","","","","","","","","","","","","","","","","","","","","","","","","","","","","","","","","","","","","","","","","","","","","","","","","",""]
["","","","","","","","","","","","","","","","","","","","","","","","","","","","","","","","","","","","","","","","","","","","","","","","","","","","","","","","","","","","","","","","","","","","","","","","","","","","","","","","","","","","","","","","","","","","","","","","","","",null,"","","","","","","","","","","","","","","","","","","","","","","","","","","","","","","","","","","","","","","","","","","","","","","","","","","","","","","","","","","","","","","","","","","","","","","","","","","","","","","","","","","","","","","","","","",""]
["","","","","","","","","","","","","","","","","","","","","","","","","","","","","","","","","","","","","","","","","","","","","","","","","","","","","","","","","","","","","","","","","","","","","","","","","","","","","","","","","","","","","","","","","","","","","","","","","","",null,"","","","","","","","","","","","","","","","","","","","","","","","","","","","","","","","","","","","","","","","","","","","","","","","","","","","","","","","","","","","","","","","","","","","","","","","","","","","","","","","","","","","","","","","","","",""]
["","","","","","","","","","","","","","","","","","","","","","","","","","","","","","","","","","","","","","","","","","","","","","","","","","","","","","","","","","","","","","","","","","","","","","","","","","","","","","","","","","","","","","","","","","","","","","","","","","",null,"","","","","","","","","","","","","","","","","","","","","","","","","","","","","","","","","","","","","","","","","","","","","","","","","","","","","","","","","","","","","","","","","","","","","","","","","","","","","","","","","","","","","","","","","","",""]
["","","","","","","","","","","","","","","","","","","","","","","","","","","","","","","","","","","","","","","","","","","","","","","","","","","","","","","","","","","","","","","","","","","","","","","","","","","","","","","","","","","","","","","","","","","","","","","","","","",null,"","","","","","","","","","","","","","","","","","","","","","","","","","","","","","","","","","","","","","","","","","","","","","","","","","","","","","","","","","","","","","","","","","","","","","","","","","","","","","","","","","","","","","","","","","",""]
["","","","","","","","","","","","","","","","","","","","","","","","","","","","","","","","","","","","","","","","","","","","","","","","","","","","","","","","","","","","","","","","","","","","","","","","","","","","","","","","","","","","","","","","","","","","","","","","","","",null,"","","","","","","","","","","","","","","","","","","","","","","","","","","","","","","","","","","","","","","","","","","","","","","","","","","","","","","","","","","","","","","","","","","","","","","","","","","","","","","","","","","","","","","","","","",""]
["","","","","","","","","","","","","","","","","","","","","","","","","","","","","","","","","","","","","","","","","","","","","","","","","","","","","","","","","","","","","","","","","","","","","","","","","","","","","","","","","","","","","","","","","","","","","","","","","","",null,"","","","","","","","","","","","","","","","","","","","","","","","","","","","","","","","","","","","","","","","","","","","","","","","","","","","","","","","","","","","","","","","","","","","","","","","","","","","","","","","","","","","","","","","","","",""]
["","","","","","","","","","","","","","","","","","","","","","","","","","","","","","","","","","","","","","","","","","","","","","","","","","","","","","","","","","","","","","","","","","","","","","","","","","","","","","","","","","","","","","","","","","","","","","","","","","",null,"","","","","","","","","","","","","","","","","","","","","","","","","","","","","","","","","","","","","","","","","","","","","","","","","","","","","","","","","","","","","","","","","","","","","","","","","","","","","","","","","","","","","","","","","","",""]
["","","","","","","","","","","","","","","","","","","","","","","","","","","","","","","","","","","","","","","","","","","","","","","","","","","","","","","","","","","","","","","","","","","","","","","","","","","","","","","","","","","","","","","","","","","","","","","","","","",null,"","","","","","","","","","","","","","","","","","","","","","","","","","","","","","","","","","","","","","","","","","","","","","","","","","","","","","","","","","","","","","","","","","","","","","","","","","","","","","","","","","","","","","","","","","",""]
["","","","","","","","","","","","","","","","","","","","","","","","","","","","","","","","","","","","","","","","","","","","","","","","","","","","","","","","","","","","","","","","","","","","","","","","","","","","","","","","","","","","","","","","","","","","","","","","","","",null,"","","","","","","","","","","","","","","","","","","","","","","","","","","","","","","","","","","","","","","","","","","","","","","","","","","","","","","","","","","","","","","","","","","","","","","","","","","","","","","","","","","","","","","","","","",""]
["","","","","","","","","","","","","","","","","","","","","","","","","","","","","","","","","","","","","","","","","","","","","","","","","","","","","","","","","","","","","","","","","","","","","","","","","","","","","","","","","","","","","","","","","","","","","","","","","","",null,"","","","","","","","","","","","","","","","","","","","","","","","","","","","","","","","","","","","","","","","","","","","","","","","","","","","","","","","","","","","","","","","","","","","","","","","","","","","","","","","","","","","","","","","","","",""]
["","","","","","","","","","","","","","","","","","","","","","","","","","","","","","","","","","","","","","","","","","","","","","","","","","","","","","","","","","","","","","","","","","","","","","","","","","","","","","","","","","","","","","","","","","","","","","","","","","",null,"","","","","","","","","","","","","","","","","","","","","","","","","","","","","","","","","","","","","","","","","","","","","","","","","","","","","","","","","","","","","","","","","","","","","","","","","","","","","","","","","","","","","","","","","","",""]
["","","","","","","","","","","","","","","","","","","","","","","","","","","","","","","","","","","","","","","","","","","","","","","","","","","","","","","","","","","","","","","","","","","","","","","","","","","","","","","","","","","","","","","","","","","","","","","","","","",null,"","","","","","","","","","","","","","","","","","","","","","","","","","","","","","","","","","","","","","","","","","","","","","","","","","","","","","","","","","","","","","","","","","","","","","","","","","","","","","","","","","","","","","","","","","",""]
["","","","","","","","","","","","","","","","","","","","","","","","","","","","","","","","","","","","","","","","","","","","","","","","","","","","","","","","","","","","","","","","","","","","","","","","","","","","","","","","","","","","","","","","","","","","","","","","","","",null,"","","","","","","","","","","","","","","","","","","","","","","","","","","","","","","","","","","","","","","","","","","","","","","","","","","","","","","","","","","","","","","","","","","","","","","","","","","","","","","","","","","","","","","","","","",""]
["","","","","","","","","","","","","","","","","","","","","","","","","","","","","","","","","","","","","","","","","","","","","","","","","","","","","","","","","","","","","","","","","","","","","","","","","","","","","","","","","","","","","","","","","","","","","","","","","","",null,"","","","","","","","","","","","","","","","","","","","","","","","","","","","","","","","","","","","","","","","","","","","","","","","","","","","","","","","","","","","","","","","","","","","","","","","","","","","","","","","","","","","","","","","","","",""]
["","","","","","","","","","","","","","","","","","","","","","","","","","","","","","","","","","","","","","","","","","","","","","","","","","","","","","","","","","","","","","","","","","","","","","","","","","","","","","","","","","","","","","","","","","","","","","","","","","",null,"","","","","","","","","","","","","","","","","","","","","","","","","","","","","","","","","","","","","","","","","","","","","","","","","","","","","","","","","","","","","","","","","","","","","","","","","","","","","","","","","","","","","","","","","","",""]
["","","","","","","","","","","","","","","","","","","","","","","","","","","","","","","","","","","","","","","","","","","","","","","","","","","","","","","","","","","","","","","","","","","","","","","","","","","","","","","","","","","","","","","","","","","","","","","","","","",null,"","","","","","","","","","","","","","","","","","","","","","","","","","","","","","","","","","","","","","","","","","","","","","","","","","","","","","","","","","","","","","","","","","","","","","","","","","","","","","","","","","","","","","","","","","",""]
["","","","","","","","","","","","","","","","","","","","","","","","","","","","","","","","","","","","","","","","","","","","","","","","","","","","","","","","","","","","","","","","","","","","","","","","","","","","","","","","","","","","","","","","","","","","","","","","","","",null,"","","","","","","","","","","","","","","","","","","","","","","","","","","","","","","","","","","","","","","","","","","","","","","","","","","","","","","","","","","","","","","","","","","","","","","","","","","","","","","","","","","","","","","","","","",""]
["","","","","","","","","","","","","","","","","","","","","","","","","","","","","","","","","","","","","","","","","","","","","","","","","","","","","","","","","","","","","","","","","","","","","","","","","","","","","","","","","","","","","","","","","","","","","","","","","","",null,"","","","","","","","","","","","","","","","","","","","","","","","","","","","","","","","","","","","","","","","","","","","","","","","","","","","","","","","","","","","","","","","","","","","","","","","","","","","","","","","","","","","","","","","","","",""]
["","","","","","","","","","","","","","","","","","","","","","","","","","","","","","","","","","","","","","","","","","","","","","","","","","","","","","","","","","","","","","","","","","","","","","","","","","","","","","","","","","","","","","","","","","","","","","","","","","",null,"","","","","","","","","","","","","","","","","","","","","","","","","","","","","","","","","","","","","","","","","","","","","","","","","","","","","","","","","","","","","","","","","","","","","","","","","","","","","","","","","","","","","","","","","","",""]
["","","","","","","","","","","","","","","","","","","","","","","","","","","","","","","","","","","","","","","","","","","","","","","","","","","","","","","","","","","","","","","","","","","","","","","","","","","","","","","","","","","","","","","","","","","","","","","","","","",null,"","","","","","","","","","","","","","","","","","","","","","","","","","","","","","","","","","","","","","","","","","","","","","","","","","","","","","","","","","","","","","","","","","","","","","","","","","","","","","","","","","","","","","","","","","",""]
["","","","","","","","","","","","","","","","","","","","","","","","","","","","","","","","","","","","","","","","","","","","","","","","","","","","","","","","","","","","","","","","","","","","","","","","","","","","","","","","","","","","","","","","","","","","","","","","","","",null,"","","","","","","","","","","","","","","","","","","","","","","","","","","","","","","","","","","","","","","","","","","","","","","","","","","","","","","","","","","","","","","","","","","","","","","","","","","","","","","","","","","","","","","","","","",""]
["","","","","","","","","","","","","","","","","","","","","","","","","","","","","","","","","","","","","","","","","","","","","","","","","","","","","","","","","","","","","","","","","","","","","","","","","","","","","","","","","","","","","","","","","","","","","","","","","","",null,"","","","","","","","","","","","","","","","","","","","","","","","","","","","","","","","","","","","","","","","","","","","","","","","","","","","","","","","","","","","","","","","","","","","","","","","","","","","","","","","","","","","","","","","","","",""]
["","","","","","","","","","","","","","","","","","","","","","","","","","","","","","","","","","","","","","","","","","","","","","","","","","","","","","","","","","","","","","","","","","","","","","","","","","","","","","","","","","","","","","","","","","","","","","","","","","",null,"","","","","","","","","","","","","","","","","","","","","","","","","","","","","","","","","","","","","","","","","","","","","","","","","","","","","","","","","","","","","","","","","","","","","","","","","","","","","","","","","","","","","","","","","","",""]
["","","","","","","","","","","","","","","","","","","","","","","","","","","","","","","","","","","","","","","","","","","","","","","","","","","","","","","","","","","","","","","","","","","","","","","","","","","","","","","","","","","","","","","","","","","","","","","","","","",null,"","","","","","","","","","","","","","","","","","","","","","","","","","","","","","","","","","","","","","","","","","","","","","","","","","","","","","","","","","","","","","","","","","","","","","","","","","","","","","","","","","","","","","","","","","",""]
["","","","","","","","","","","","","","","","","","","","","","","","","","","","","","","","","","","","","","","","","","","","","","","","","","","","","","","","","","","","","","","","","","","","","","","","","","","","","","","","","","","","","","","","","","","","","","","","","","",null,"","","","","","","","","","","","","","","","","","","","","","","","","","","","","","","","","","","","","","","","","","","","","","","","","","","","","","","","","","","","","","","","","","","","","","","","","","","","","","","","","","","","","","","","","","",""]
["","","","","","","","","","","","","","","","","","","","","","","","","","","","","","","","","","","","","","","","","","","","","","","","","","","","","","","","","","","","","","","","","","","","","","","","","","","","","","","","","","","","","","","","","","","","","","","","","","",null,"","","","","","","","","","","","","","","","","","","","","","","","","","","","","","","","","","","","","","","","","","","","","","","","","","","","","","","","","","","","","","","","","","","","","","","","","","","","","","","","","","","","","","","","","","",""]
["","","","","","","","","","","","","","","","","","","","","","","","","","","","","","","","","","","","","","","","","","","","","","","","","","","","","","","","","","","","","","","","","","","","","","","","","","","","","","","","","","","","","","","","","","","","","","","","","","",null,"","","","","","","","","","","","","","","","","","","","","","","","","","","","","","","","","","","","","","","","","","","","","","","","","","","","","","","","","","","","","","","","","","","","","","","","","","","","","","","","","","","","","","","","","","",""]
["","","","","","","","","","","","","","","","","","","","","","","","","","","","","","","","","","","","","","","","","","","","","","","","","","","","","","","","","","","","","","","","","","","","","","","","","","","","","","","","","","","","","","","","","","","","","","","","","","",null,"","","","","","","","","","","","","","","","","","","","","","","","","","","","","","","","","","","","","","","","","","","","","","","","","","","","","","","","","","","","","","","","","","","","","","","","","","","","","","","","","","","","","","","","","","",""]
["","","","","","","","","","","","","","","","","","","","","","","","","","","","","","","","","","","","","","","","","","","","","","","","","","","","","","","","","","","","","","","","","","","","","","","","","","","","","","","","","","","","","","","","","","","","","","","","","","",null,"","","","","","","","","","","","","","","","","","","","","","","","","","","","","","","","","","","","","","","","","","","","","","","","","","","","","","","","","","","","","","","","","","","","","","","","","","","","","","","","","","","","","","","","","","",""]
["","","","","","","","","","","","","","","","","","","","","","","","","","","","","","","","","","","","","","","","","","","","","","","","","","","","","","","","","","","","","","","","","","","","","","","","","","","","","","","","","","","","","","","","","","","","","","","","","","",null,"","","","","","","","","","","","","","","","","","","","","","","","","","","","","","","","","","","","","","","","","","","","","","","","","","","","","","","","","","","","","","","","","","","","","","","","","","","","","","","","","","","","","","","","","","",""]
["","","","","","","","","","","","","","","","","","","","","","","","","","","","","","","","","","","","","","","","","","","","","","","","","","","","","","","","","","","","","","","","","","","","","","","","","","","","","","","","","","","","","","","","","","","","","","","","","","",null,"","","","","","","","","","","","","","","","","","","","","","","","","","","","","","","","","","","","","","","","","","","","","","","","","","","","","","","","","","","","","","","","","","","","","","","","","","","","","","","","","","","","","","","","","","",""]

{"sheet":"Combined scenario - output","index":7,"n_rows":175,"n_cols":43,"rows_kept":175,"cut":false,"hidden":false,"merged":[]}
[null,null,null,"Replacement expenditure forecast ($,000)",null,null,null,null,null,null,null,null,null,null,null,null,null,null,null,null,null,null,null,"Replacement quantity forecast (#)"]
[null,null,null,1,2,3,4,5,6,7,8,9,10,11,12,13,14,15,16,17,18,19,20,1,2,3,4,5,6,7,8,9,10,11,12,13,14,15,16,17,18,19,20]
[]
[]
["ID","Asset group",null,2020,2021,2022,2023,2024,2025,2026,2027,2028,2029,2030,2031,2032,2033,2034,2035,2036,2037,2038,2039,2020,2021,2022,2023,2024,2025,2026,2027,2028,2029,2030,2031,2032,2033,2034,2035,2036,2037,2038,2039]
[{"$f":"IFERROR(IF('Historical scenario - output'!A6=\"\",\"\",'Historical scenario - output'!A6),\"\")","v":1},{"$f":"IFERROR(IF('Historical scenario - output'!B6=\"\",\"\",'Historical scenario - output'!B6),\"\")","v":"OVERHEAD CONDUCTORS"},null,{"$f":"IFERROR(IF($A6=\"\",\"\",SUMIFS(D$21:D$175,$A$21:$A$175,$A6)),\"\")","v":38.562722894054652},{"$f":"IFERROR(IF($A6=\"\",\"\",SUMIFS(E$21:E$175,$A$21:$A$175,$A6)),\"\")","v":47.575009795750503},58.194785871406886,70.582124374590975,84.883586269507049,101.22450078206106,119.70082676219815,140.371003091695,163.2482828512031,188.29411306985074,215.41316045676777,244.45058525136076,275.19212371468114,307.36745098974535,340.65715968926742,374.70350916307939,409.12488359262693,{"$f":"IFERROR(IF($A6=\"\",\"\",SUMIFS(U$21:U$175,$A$21:$A$175,$A6)),\"\")","v":443.53365537377044},477.55689845635357,510.85915145070669,{"$f":"IFERROR(IF($A6=\"\",\"\",SUMIFS(X$21:X$175,$A$21:$A$175,$A6)),\"\")","v":0.49384823670010125},{"$f":"IFERROR(IF($A6=\"\",\"\",SUMIFS(Y$21:Y$175,$A$21:$A$175,$A6)),\"\")","v":0.60903714856117364},0.74471512827074382,0.90290935357583291,1.0854718908679772,1.2939813973487471,1.529639644924025,1.7931680788008064,2.0847107128305016,2.4037505033097237,2.7490468174208709,3.1186016172640825,3.5096614340957237,3.9187610629094585,4.3418131615778437,4.7742456380558371,5.2111859521622197,{"$f":"IFERROR(IF($A6=\"\",\"\",SUMIFS(AO$21:AO$175,$A$21:$A$175,$A6)),\"\")","v":5.6476883926539596},6.0789972040250486,6.5008353472199598]
[{"$f":"IFERROR(IF('Historical scenario - output'!A7=\"\",\"\",'Historical scenario - output'!A7),\"\")","v":2},{"$f":"IFERROR(IF('Historical scenario - output'!B7=\"\",\"\",'Historical scenario - output'!B7),\"\")","v":"POLES"},null,{"$f":"IFERROR(IF($A7=\"\",\"\",SUMIFS(D$21:D$175,$A$21:$A$175,$A7)),\"\")","v":1483.8742141344371},1603.4172819598,1728.9846797669595,1860.7750560240834,1998.9743946097174,2143.7853357375243,2295.4731286252527,2454.4261468129644,2621.2246241737557,2796.7060674520089,2982.0107070397635,3178.58678804697,3388.1349647618276,3612.4747329992388,3853.3243179960718,4111.9985411864727,4389.0457962661758,4683.8632232672544,4994.3453049228056,5316.6314733048384,258.49987579316047,275.19339299180967,291.89959605810213,308.63234439543447,325.43520627732403,342.38523370338942,359.59683815262576,377.22552575119244,395.47091323106912,414.57801159361929,434.8353311109866,456.56806815763809,480.12462786668755,505.85513494569352,534.08144856825413,565.05950806091118,598.93648304465535,635.70697027123902,675.17405167124241,716.92200741885358]
[{"$f":"IFERROR(IF('Historical scenario - output'!A8=\"\",\"\",'Historical scenario - output'!A8),\"\")","v":3},{"$f":"IFERROR(IF('Historical scenario - output'!B8=\"\",\"\",'Historical scenario - output'!B8),\"\")","v":"SERVICE LINES"},null,695.7192695085896,681.0514512720224,666.32244098005879,653.14701324234863,643.19165840625317,638.11606868786544,639.51418246334822,648.85671370377554,667.4368714650434,696.32076453343279,736.30382054100255,787.87444161476981,851.18606466639403,926.0387695931945,1011.8715439427763,1107.7662209752523,1212.4639130891355,1324.3944274770301,1441.7186567959102,1562.3832898063829,754.07030525003222,738.17227473721823,722.20791989803593,707.92744895033252,697.13712332742807,691.63583616174128,693.15121187096565,703.27731544899802,723.41581936671935,754.72224857957417,798.05874444773269,853.95467212916265,922.57633752321544,1003.707052923425,1096.7387529077635,1200.6762626921459,1314.1551098528039,1435.473407117863,1562.6377984077615,1693.4227581392338]
[{"$f":"IFERROR(IF('Historical scenario - output'!A9=\"\",\"\",'Historical scenario - output'!A9),\"\")","v":4},{"$f":"IFERROR(IF('Historical scenario - output'!B9=\"\",\"\",'Historical scenario - output'!B9),\"\")","v":"SWITCHGEAR"},null,1190.4984555158921,1171.5648009902445,1153.2789303886616,1137.4047677483347,1125.5439204181669,1119.1354888586479,1119.475788591903,1127.7498880309201,1145.0663273845012,1172.4871044933311,1211.0466964358363,1261.7561374432507,1325.5905884410745,1403.461065462923,1496.1728035369638,1604.3740020997193,1728.4994208280768,1868.7135430856056,2024.8579081214473,2196.4068425301657,49.401422878930362,49.922142528415961,50.451220891491573,51.059696189683592,51.821875153677205,52.814033665287162,54.113274599099675,55.796473453464756,57.939219056351718,60.61464788712162,63.892075616040643,67.835346582548453,72.500849062012463,77.935179414956352,84.172479948377259,91.231521967401221,99.112655070421212,107.79479334404067,117.23265459090906,127.35450464961094]
[{"$f":"IFERROR(IF('Historical scenario - output'!A10=\"\",\"\",'Historical scenario - output'!A10),\"\")","v":5},{"$f":"IFERROR(IF('Historical scenario - output'!B10=\"\",\"\",'Historical scenario - output'!B10),\"\")","v":"TRANSFORMERS"},null,1252.9563867097629,1376.27769519195,1517.6444119643018,1677.3569471663827,1855.128726454036,2050.051055842433,2260.5787293821791,2484.5379729166239,2719.1581612640239,2961.1284314124341,3206.6796985613141,3451.6915661339158,3691.8221810088576,3922.6572918861157,4139.8727909104628,4339.4031075282765,4517.6062773391886,4671.4156239546382,4798.4680085486725,4897.1996527926722,12.977554846344916,14.977162084747736,17.190837119339328,19.608955638268178,22.216002102255288,24.990960392747695,27.907939308729212,30.936974647096669,34.044940801885986,37.196505639455651,40.355072193548395,43.483667193949977,46.545756101690138,49.505983154304914,52.330849204586158,54.989347214826836,57.45357412018631,59.699329200022817,61.706695519126633,63.460585906409833]
[{"$f":"IFERROR(IF('Historical scenario - output'!A11=\"\",\"\",'Historical scenario - output'!A11),\"\")","v":6},{"$f":"IFERROR(IF('Historical scenario - output'!B11=\"\",\"\",'Historical scenario - output'!B11),\"\")","v":"UNDERGROUND CABLES"},null,1419.6528224796436,1535.2186932738746,1646.3309888139461,1751.122936291551,1847.9163522942686,1935.3183068915826,2012.3129079718922,2078.343040011081,2133.3771193036832,2177.9564455874347,2213.2195082692519,2240.9005993977253,2263.3012401170445,2283.2341822553699,2303.9410408209096,2328.9858881069308,2362.1283424335188,2407.1807667837975,2467.8551129480402,2547.6056682853355,9.2104432466300157,9.9833534126414154,10.735045230519015,11.453266969258465,12.126332692746534,12.743646832135951,13.296234725889684,13.777256609804798,14.182480752194818,14.510690299980118,14.763998159347768,14.948045168220137,15.072059234129274,15.148757275905632,15.194077874011674,15.226740474509084,15.267636545625741,15.339068741500753,15.463865139733118,15.664406070067452]
[{"$f":"IFERROR(IF('Historical scenario - output'!A12=\"\",\"\",'Historical scenario - output'!A12),\"\")","v":""},{"$f":"IFERROR(IF('Historical scenario - output'!B12=\"\",\"\",'Historical scenario - output'!B12),\"\")","v":""},null,"","","","","","","","","","","","","","","","","","","","","","","","","","","","","","","","","","","","","","","",""]
[{"$f":"IFERROR(IF('Historical scenario - output'!A13=\"\",\"\",'Historical scenario - output'!A13),\"\")","v":""},{"$f":"IFERROR(IF('Historical scenario - output'!B13=\"\",\"\",'Historical scenario - output'!B13),\"\")","v":""},null,"","","","","","","","","","","","","","","","","","","","","","","","","","","","","","","","","","","","","","","",""]
[{"$f":"IFERROR(IF('Historical scenario - output'!A14=\"\",\"\",'Historical scenario - output'!A14),\"\")","v":""},{"$f":"IFERROR(IF('Historical scenario - output'!B14=\"\",\"\",'Historical scenario - output'!B14),\"\")","v":""},null,"","","","","","","","","","","","","","","","","","","","","","","","","","","","","","","","","","","","","","","",""]
[{"$f":"IFERROR(IF('Historical scenario - output'!A15=\"\",\"\",'Historical scenario - output'!A15),\"\")","v":""},{"$f":"IFERROR(IF('Historical scenario - output'!B15=\"\",\"\",'Historical scenario - output'!B15),\"\")","v":""},null,"","","","","","","","","","","","","","","","","","","","","","","","","","","","","","","","","","","","","","","",""]
[{"$f":"IFERROR(IF('Historical scenario - output'!A16=\"\",\"\",'Historical scenario - output'!A16),\"\")","v":""},{"$f":"IFERROR(IF('Historical scenario - output'!B16=\"\",\"\",'Historical scenario - output'!B16),\"\")","v":""},null,"","","","","","","","","","","","","","","","","","","","","","","","","","","","","","","","","","","","","","","",""]
[{"$f":"IFERROR(IF('Historical scenario - output'!A17=\"\",\"\",'Historical scenario - output'!A17),\"\")","v":""},{"$f":"IFERROR(IF('Historical scenario - output'!B17=\"\",\"\",'Historical scenario - output'!B17),\"\")","v":""},null,"","","","","","","","","","","","","","","","","","","","","","","","","","","","","","","","","","","","","","","",""]
[null,null,"Total",{"$f":"IFERROR(SUM(D$6:D$17),\"\")","v":6081.2638712423804},{"$f":"IFERROR(SUM(E$6:E$17),\"\")","v":6415.1049324836422},6770.7562377853337,7150.3888448472917,7555.6386384519483,7987.6307568001139,8447.0555637967736,8934.2847645670608,9449.511386442211,9992.8929265484931,10564.673591303937,11165.260117887992,11795.227162709882,12455.233493186586,13145.839656896451,13867.231269059732,14618.868633548722,15399.101239942094,16204.801889793229,17031.086078170101]
[]
["ID","Asset group","Asset category"]
[{"$f":"IFERROR('Combined scenario - input'!A6,\"\")","v":1},{"$f":"IFERROR('Combined scenario - input'!B6,\"\")","v":"OVERHEAD CONDUCTORS"},{"$f":"IFERROR('Combined scenario - input'!C6,\"\")","v":"˂ = 1 kv"},{"$f":"IFERROR(repcalc('Combined scenario - input'!$CV6:$GH6,'Combined scenario - input'!$G6,'Combined scenario - input'!$E6,'Combined scenario - input'!$F6,20,TRUE,TRUE),\"\")","v":32.451631723916485},40.04879613250732,49.002738837739336,59.448400882948164,71.509083397302589,85.289841291477615,100.87050874105203,118.29870159184821,137.58321495090874,158.68829073218427,181.52926202813256,205.97008186954156,231.82320778378684,258.85223747554681,286.77757481939648,315.28525244850158,344.0388543401009,372.6942790253691,400.91687420470373,428.40027128254684,{"$f":"IFERROR(IF(OR(D21=\"\",'Combined scenario - input'!$D6=\"\"),\"\",D21/'Combined scenario - input'!$D6),\"\")","v":0.39715442134541112},{"$f":"IFERROR(IF(OR(E21=\"\",'Combined scenario - input'!$D6=\"\"),\"\",E21/'Combined scenario - input'!$D6),\"\")","v":0.49013117703613251},{"$f":"IFERROR(IF(OR(F21=\"\",'Combined scenario - input'!$D6=\"\"),\"\",F21/'Combined scenario - input'!$D6),\"\")","v":0.59971266015260649},{"$f":"IFERROR(IF(OR(G21=\"\",'Combined scenario - input'!$D6=\"\"),\"\",G21/'Combined scenario - input'!$D6),\"\")","v":0.72755032638857609},{"$f":"IFERROR(IF(OR(H21=\"\",'Combined scenario - input'!$D6=\"\"),\"\",H21/'Combined scenario - input'!$D6),\"\")","v":0.87515317809630722},{"$f":"IFERROR(IF(OR(I21=\"\",'Combined scenario - input'!$D6=\"\"),\"\",I21/'Combined scenario - input'!$D6),\"\")","v":1.0438069140232031},{"$f":"IFERROR(IF(OR(J21=\"\",'Combined scenario - input'!$D6=\"\"),\"\",J21/'Combined scenario - input'!$D6),\"\")","v":1.234488572737781},{"$f":"IFERROR(IF(OR(K21=\"\",'Combined scenario - input'!$D6=\"\"),\"\",K21/'Combined scenario - input'!$D6),\"\")","v":1.447780893618305},{"$f":"IFERROR(IF(OR(L21=\"\",'Combined scenario - input'!$D6=\"\"),\"\",L21/'Combined scenario - input'!$D6),\"\")","v":1.6837915142614881},{"$f":"IFERROR(IF(OR(M21=\"\",'Combined scenario - input'!$D6=\"\"),\"\",M21/'Combined scenario - input'!$D6),\"\")","v":1.9420828147012781},{"$f":"IFERROR(IF(OR(N21=\"\",'Combined scenario - input'!$D6=\"\"),\"\",N21/'Combined scenario - input'!$D6),\"\")","v":2.2216186117047911},{"$f":"IFERROR(IF(OR(O21=\"\",'Combined scenario - input'!$D6=\"\"),\"\",O21/'Combined scenario - input'!$D6),\"\")","v":2.5207339148705317},{"$f":"IFERROR(IF(OR(P21=\"\",'Combined scenario - input'!$D6=\"\"),\"\",P21/'Combined scenario - input'!$D6),\"\")","v":2.8371335138119607},{"$f":"IFERROR(IF(OR(Q21=\"\",'Combined scenario - input'!$D6=\"\"),\"\",Q21/'Combined scenario - input'!$D6),\"\")","v":3.167924234540112},{"$f":"IFERROR(IF(OR(R21=\"\",'Combined scenario - input'!$D6=\"\"),\"\",R21/'Combined scenario - input'!$D6),\"\")","v":3.5096842818630427},{"$f":"IFERROR(IF(OR(S21=\"\",'Combined scenario - input'!$D6=\"\"),\"\",S21/'Combined scenario - input'!$D6),\"\")","v":3.8585712133126133},{"$f":"IFERROR(IF(OR(T21=\"\",'Combined scenario - input'!$D6=\"\"),\"\",T21/'Combined scenario - input'!$D6),\"\")","v":4.2104678519164072},{"$f":"IFERROR(IF(OR(U21=\"\",'Combined scenario - input'!$D6=\"\"),\"\",U21/'Combined scenario - input'!$D6),\"\")","v":4.5611629635245334},{"$f":"IFERROR(IF(OR(V21=\"\",'Combined scenario - input'!$D6=\"\"),\"\",V21/'Combined scenario - input'!$D6),\"\")","v":4.9065609562255821},{"$f":"IFERROR(IF(OR(W21=\"\",'Combined scenario - input'!$D6=\"\"),\"\",W21/'Combined scenario - input'!$D6),\"\")","v":5.2429123839725138}]
[{"$f":"IFERROR('Combined scenario - input'!A7,\"\")","v":1},{"$f":"IFERROR('Combined scenario - input'!B7,\"\")","v":"OVERHEAD CONDUCTORS"},{"$f":"IFERROR('Combined scenario - input'!C7,\"\")","v":"˃ 11 kv & < = 22 kv ; multiple-phase"},{"$f":"IFERROR(repcalc('Combined scenario - input'!$CV7:$GH7,'Combined scenario - input'!$G7,'Combined scenario - input'!$E7,'Combined scenario - input'!$F7,20,TRUE,TRUE),\"\")","v":0.11229346499579433},0.13804748755806281,0.1682243618286422,0.20320931139571469,0.24333326813735412,0.28885006358119569,0.33991304368069025,0.39655241042428935,0.45865481255962737,0.5259468561220535,0.59798425828505797,0.67414830428409911,0.75365107256691544,0.83555056279513151,0.91877640065407573,1.002166220159282,1.0845121673445286,1.1646162680787524,1.2413527041110159,1.3137343962737418,{"$f":"IFERROR(IF(OR(D22=\"\",'Combined scenario - input'!$D7=\"\"),\"\",D22/'Combined scenario - input'!$D7),\"\")","v":1.4791758365518034E-3},{"$f":"IFERROR(IF(OR(E22=\"\",'Combined scenario - input'!$D7=\"\"),\"\",E22/'Combined scenario - input'!$D7),\"\")","v":1.8184184440316266E-3},{"$f":"IFERROR(IF(OR(F22=\"\",'Combined scenario - input'!$D7=\"\"),\"\",F22/'Combined scenario - input'!$D7),\"\")","v":2.2159206784258955E-3},{"$f":"IFERROR(IF(OR(G22=\"\",'Combined scenario - input'!$D7=\"\"),\"\",G22/'Combined scenario - input'!$D7),\"\")","v":2.6767568637242581E-3},{"$f":"IFERROR(IF(OR(H22=\"\",'Combined scenario - input'!$D7=\"\"),\"\",H22/'Combined scenario - input'!$D7),\"\")","v":3.2052861711181096E-3},{"$f":"IFERROR(IF(OR(I22=\"\",'Combined scenario - input'!$D7=\"\"),\"\",I22/'Combined scenario - input'!$D7),\"\")","v":3.8048521741826978E-3},{"$f":"IFERROR(IF(OR(J22=\"\",'Combined scenario - input'!$D7=\"\"),\"\",J22/'Combined scenario - input'!$D7),\"\")","v":4.4774748090646724E-3},{"$f":"IFERROR(IF(OR(K22=\"\",'Combined scenario - input'!$D7=\"\"),\"\",K22/'Combined scenario - input'!$D7),\"\")","v":5.2235519088127775E-3},{"$f":"IFERROR(IF(OR(L22=\"\",'Combined scenario - input'!$D7=\"\"),\"\",L22/'Combined scenario - input'!$D7),\"\")","v":6.0415903639789402E-3},{"$f":"IFERROR(IF(OR(M22=\"\",'Combined scenario - input'!$D7=\"\"),\"\",M22/'Combined scenario - input'!$D7),\"\")","v":6.9279889164989812E-3},{"$f":"IFERROR(IF(OR(N22=\"\",'Combined scenario - input'!$D7=\"\"),\"\",N22/'Combined scenario - input'!$D7),\"\")","v":7.876895289736922E-3},{"$f":"IFERROR(IF(OR(O22=\"\",'Combined scenario - input'!$D7=\"\"),\"\",O22/'Combined scenario - input'!$D7),\"\")","v":8.8801595176242806E-3},{"$f":"IFERROR(IF(OR(P22=\"\",'Combined scenario - input'!$D7=\"\"),\"\",P22/'Combined scenario - input'!$D7),\"\")","v":9.9274027724951079E-3},{"$f":"IFERROR(IF(OR(Q22=\"\",'Combined scenario - input'!$D7=\"\"),\"\",Q22/'Combined scenario - input'!$D7),\"\")","v":1.1006216637362712E-2},{"$f":"IFERROR(IF(OR(R22=\"\",'Combined scenario - input'!$D7=\"\"),\"\",R22/'Combined scenario - input'!$D7),\"\")","v":1.2102501700276561E-2},{"$f":"IFERROR(IF(OR(S22=\"\",'Combined scenario - input'!$D7=\"\"),\"\",S22/'Combined scenario - input'!$D7),\"\")","v":1.320094679706948E-2},{"$f":"IFERROR(IF(OR(T22=\"\",'Combined scenario - input'!$D7=\"\"),\"\",T22/'Combined scenario - input'!$D7),\"\")","v":1.4285641577117005E-2},{"$f":"IFERROR(IF(OR(U22=\"\",'Combined scenario - input'!$D7=\"\"),\"\",U22/'Combined scenario - input'!$D7),\"\")","v":1.5340805831058346E-2},{"$f":"IFERROR(IF(OR(V22=\"\",'Combined scenario - input'!$D7=\"\"),\"\",V22/'Combined scenario - input'!$D7),\"\")","v":1.6351609816546535E-2},{"$f":"IFERROR(IF(OR(W22=\"\",'Combined scenario - input'!$D7=\"\"),\"\",W22/'Combined scenario - input'!$D7),\"\")","v":1.730505131966379E-2}]
[{"$f":"IFERROR('Combined scenario - input'!A8,\"\")","v":1},{"$f":"IFERROR('Combined scenario - input'!B8,\"\")","v":"OVERHEAD CONDUCTORS"},{"$f":"IFERROR('Combined scenario - input'!C8,\"\")","v":"> 1 kv & < = 11 kv"},{"$f":"IFERROR(repcalc('Combined scenario - input'!$CV8:$GH8,'Combined scenario - input'!$G8,'Combined scenario - input'!$E8,'Combined scenario - input'!$F8,20,TRUE,TRUE),\"\")","v":5.1665898673646788},6.3405021263625532,7.7160270687237063,9.3116775996231098,11.144010447021733,13.226707198968606,15.569629084549335,18.177897593597955,21.051062161673791,24.182422650440422,27.558577225161486,31.159264598007042,34.957562827554831,38.920494624087723,43.010071485729576,47.184786499985854,51.401539252502957,55.617947365255532,59.794969452814492,63.899735678514503,{"$f":"IFERROR(IF(OR(D23=\"\",'Combined scenario - input'!$D8=\"\"),\"\",D23/'Combined scenario - input'!$D8),\"\")","v":8.7672070193865845E-2},{"$f":"IFERROR(IF(OR(E23=\"\",'Combined scenario - input'!$D8=\"\"),\"\",E23/'Combined scenario - input'!$D8),\"\")","v":0.1075922342894141},{"$f":"IFERROR(IF(OR(F23=\"\",'Combined scenario - input'!$D8=\"\"),\"\",F23/'Combined scenario - input'!$D8),\"\")","v":0.13093357207623019},{"$f":"IFERROR(IF(OR(G23=\"\",'Combined scenario - input'!$D8=\"\"),\"\",G23/'Combined scenario - input'!$D8),\"\")","v":0.15801022978299867},{"$f":"IFERROR(IF(OR(H23=\"\",'Combined scenario - input'!$D8=\"\"),\"\",H23/'Combined scenario - input'!$D8),\"\")","v":0.18910315918898576},{"$f":"IFERROR(IF(OR(I23=\"\",'Combined scenario - input'!$D8=\"\"),\"\",I23/'Combined scenario - input'!$D8),\"\")","v":0.22444452370924689},{"$f":"IFERROR(IF(OR(J23=\"\",'Combined scenario - input'!$D8=\"\"),\"\",J23/'Combined scenario - input'!$D8),\"\")","v":0.26420165893472031},{"$f":"IFERROR(IF(OR(K23=\"\",'Combined scenario - input'!$D8=\"\"),\"\",K23/'Combined scenario - input'!$D8),\"\")","v":0.30846147163132964},{"$f":"IFERROR(IF(OR(L23=\"\",'Combined scenario - input'!$D8=\"\"),\"\",L23/'Combined scenario - input'!$D8),\"\")","v":0.35721631615305238},{"$f":"IFERROR(IF(OR(M23=\"\",'Combined scenario - input'!$D8=\"\"),\"\",M23/'Combined scenario - input'!$D8),\"\")","v":0.41035249758436021},{"$f":"IFERROR(IF(OR(N23=\"\",'Combined scenario - input'!$D8=\"\"),\"\",N23/'Combined scenario - input'!$D8),\"\")","v":0.46764259965535432},{"$f":"IFERROR(IF(OR(O23=\"\",'Combined scenario - input'!$D8=\"\"),\"\",O23/'Combined scenario - input'!$D8),\"\")","v":0.52874280776211868},{"$f":"IFERROR(IF(OR(P23=\"\",'Combined scenario - input'!$D8=\"\"),\"\",P23/'Combined scenario - input'!$D8),\"\")","v":0.5931962824034116},{"$f":"IFERROR(IF(OR(Q23=\"\",'Combined scenario - input'!$D8=\"\"),\"\",Q23/'Combined scenario - input'!$D8),\"\")","v":0.6604434306304785},{"$f":"IFERROR(IF(OR(R23=\"\",'Combined scenario - input'!$D8=\"\"),\"\",R23/'Combined scenario - input'!$D8),\"\")","v":0.72983962403492142},{"$f":"IFERROR(IF(OR(S23=\"\",'Combined scenario - input'!$D8=\"\"),\"\",S23/'Combined scenario - input'!$D8),\"\")","v":0.80068053015777385},{"$f":"IFERROR(IF(OR(T23=\"\",'Combined scenario - input'!$D8=\"\"),\"\",T23/'Combined scenario - input'!$D8),\"\")","v":0.87223477634326119},{"$f":"IFERROR(IF(OR(U23=\"\",'Combined scenario - input'!$D8=\"\"),\"\",U23/'Combined scenario - input'!$D8),\"\")","v":0.94378317432279391},{"$f":"IFERROR(IF(OR(V23=\"\",'Combined scenario - input'!$D8=\"\"),\"\",V23/'Combined scenario - input'!$D8),\"\")","v":1.0146632292648341},{"$f":"IFERROR(IF(OR(W23=\"\",'Combined scenario - input'!$D8=\"\"),\"\",W23/'Combined scenario - input'!$D8),\"\")","v":1.0843171715957631}]
[{"$f":"IFERROR('Combined scenario - input'!A9,\"\")","v":1},{"$f":"IFERROR('Combined scenario - input'!B9,\"\")","v":"OVERHEAD CONDUCTORS"},{"$f":"IFERROR('Combined scenario - input'!C9,\"\")","v":"> 22 kv & < = 66 kv"},{"$f":"IFERROR(repcalc('Combined scenario - input'!$CV9:$GH9,'Combined scenario - input'!$G9,'Combined scenario - input'!$E9,'Combined scenario - input'!$F9,20,TRUE,TRUE),\"\")","v":0.8322078377776958},1.0476640493225715,1.307795603115204,1.618836580623972,1.9871591570453797,2.4191022280336405,2.9207758929160765,3.4978514958245364,4.1553509260609411,4.8974528311039887,5.727336945188652,6.6470904795280594,7.6577020307725698,8.7591683273156953,9.9507369834873423,11.231303994432638,12.599977832678498,14.05681271506708,15.603702094724335,17.245410093371643,{"$f":"IFERROR(IF(OR(D24=\"\",'Combined scenario - input'!$D9=\"\"),\"\",D24/'Combined scenario - input'!$D9),\"\")","v":7.542569324272436E-3},{"$f":"IFERROR(IF(OR(E24=\"\",'Combined scenario - input'!$D9=\"\"),\"\",E24/'Combined scenario - input'!$D9),\"\")","v":9.4953187915953283E-3},{"$f":"IFERROR(IF(OR(F24=\"\",'Combined scenario - input'!$D9=\"\"),\"\",F24/'Combined scenario - input'!$D9),\"\")","v":1.1852975363481344E-2},{"$f":"IFERROR(IF(OR(G24=\"\",'Combined scenario - input'!$D9=\"\"),\"\",G24/'Combined scenario - input'!$D9),\"\")","v":1.4672040540533948E-2},{"$f":"IFERROR(IF(OR(H24=\"\",'Combined scenario - input'!$D9=\"\"),\"\",H24/'Combined scenario - input'!$D9),\"\")","v":1.8010267411566135E-2},{"$f":"IFERROR(IF(OR(I24=\"\",'Combined scenario - input'!$D9=\"\"),\"\",I24/'Combined scenario - input'!$D9),\"\")","v":2.1925107442114337E-2},{"$f":"IFERROR(IF(OR(J24=\"\",'Combined scenario - input'!$D9=\"\"),\"\",J24/'Combined scenario - input'!$D9),\"\")","v":2.6471938442459195E-2},{"$f":"IFERROR(IF(OR(K24=\"\",'Combined scenario - input'!$D9=\"\"),\"\",K24/'Combined scenario - input'!$D9),\"\")","v":3.1702161642359013E-2},{"$f":"IFERROR(IF(OR(L24=\"\",'Combined scenario - input'!$D9=\"\"),\"\",L24/'Combined scenario - input'!$D9),\"\")","v":3.7661292051982063E-2},{"$f":"IFERROR(IF(OR(M24=\"\",'Combined scenario - input'!$D9=\"\"),\"\",M24/'Combined scenario - input'!$D9),\"\")","v":4.4387202107586496E-2},{"$f":"IFERROR(IF(OR(N24=\"\",'Combined scenario - input'!$D9=\"\"),\"\",N24/'Combined scenario - input'!$D9),\"\")","v":5.1908710770988499E-2},{"$f":"IFERROR(IF(OR(O24=\"\",'Combined scenario - input'!$D9=\"\"),\"\",O24/'Combined scenario - input'!$D9),\"\")","v":6.0244735113807416E-2},{"$f":"IFERROR(IF(OR(P24=\"\",'Combined scenario - input'!$D9=\"\"),\"\",P24/'Combined scenario - input'!$D9),\"\")","v":6.9404235107856288E-2},{"$f":"IFERROR(IF(OR(Q24=\"\",'Combined scenario - input'!$D9=\"\"),\"\",Q24/'Combined scenario - input'!$D9),\"\")","v":7.9387181101505278E-2},{"$f":"IFERROR(IF(OR(R24=\"\",'Combined scenario - input'!$D9=\"\"),\"\",R24/'Combined scenario - input'!$D9),\"\")","v":9.0186753979603532E-2},{"$f":"IFERROR(IF(OR(S24=\"\",'Combined scenario - input'!$D9=\"\"),\"\",S24/'Combined scenario - input'!$D9),\"\")","v":0.10179294778838059},{"$f":"IFERROR(IF(OR(T24=\"\",'Combined scenario - input'!$D9=\"\"),\"\",T24/'Combined scenario - input'!$D9),\"\")","v":0.1141976823254339},{"$f":"IFERROR(IF(OR(U24=\"\",'Combined scenario - input'!$D9=\"\"),\"\",U24/'Combined scenario - input'!$D9),\"\")","v":0.12740144897557379},{"$f":"IFERROR(IF(OR(V24=\"\",'Combined scenario - input'!$D9=\"\"),\"\",V24/'Combined scenario - input'!$D9),\"\")","v":0.14142140871808503},{"$f":"IFERROR(IF(OR(W24=\"\",'Combined scenario - input'!$D9=\"\"),\"\",W24/'Combined scenario - input'!$D9),\"\")","v":0.15630074033201968}]
[{"$f":"IFERROR('Combined scenario - input'!A10,\"\")","v":2},{"$f":"IFERROR('Combined scenario - input'!B10,\"\")","v":"POLES"},{"$f":"IFERROR('Combined scenario - input'!C10,\"\")","v":"˂ = 1 kv ; concrete"},{"$f":"IFERROR(repcalc('Combined scenario - input'!$CV10:$GH10,'Combined scenario - input'!$G10,'Combined scenario - input'!$E10,'Combined scenario - input'!$F10,20,TRUE,TRUE),\"\")","v":38.071514684229328},48.27114459453405,60.331767842928116,74.358364558548303,90.411702450434063,108.50573770266492,128.61089876055019,150.66410619901566,174.58553020853989,200.30101418586872,227.76792889752846,257.00114427822859,288.09501646664,321.23697830886846,356.70863783020172,394.87129512493283,436.1344412694466,480.90794565505769,529.54100961143808,582.25323223197825,{"$f":"IFERROR(IF(OR(D25=\"\",'Combined scenario - input'!$D10=\"\"),\"\",D25/'Combined scenario - input'!$D10),\"\")","v":3.4212053529042734},{"$f":"IFERROR(IF(OR(E25=\"\",'Combined scenario - input'!$D10=\"\"),\"\",E25/'Combined scenario - input'!$D10),\"\")","v":4.3377706310709412},{"$f":"IFERROR(IF(OR(F25=\"\",'Combined scenario - input'!$D10=\"\"),\"\",F25/'Combined scenario - input'!$D10),\"\")","v":5.4215696119888124},{"$f":"IFERROR(IF(OR(G25=\"\",'Combined scenario - input'!$D10=\"\"),\"\",G25/'Combined scenario - input'!$D10),\"\")","v":6.6820360831688435},{"$f":"IFERROR(IF(OR(H25=\"\",'Combined scenario - input'!$D10=\"\"),\"\",H25/'Combined scenario - input'!$D10),\"\")","v":8.1246307890330485},{"$f":"IFERROR(IF(OR(I25=\"\",'Combined scenario - input'!$D10=\"\"),\"\",I25/'Combined scenario - input'!$D10),\"\")","v":9.7506078685899471},{"$f":"IFERROR(IF(OR(J25=\"\",'Combined scenario - input'!$D10=\"\"),\"\",J25/'Combined scenario - input'!$D10),\"\")","v":11.557309945004379},{"$f":"IFERROR(IF(OR(K25=\"\",'Combined scenario - input'!$D10=\"\"),\"\",K25/'Combined scenario - input'!$D10),\"\")","v":13.539068537037496},{"$f":"IFERROR(IF(OR(L25=\"\",'Combined scenario - input'!$D10=\"\"),\"\",L25/'Combined scenario - input'!$D10),\"\")","v":15.688709930327748},{"$f":"IFERROR(IF(OR(M25=\"\",'Combined scenario - input'!$D10=\"\"),\"\",M25/'Combined scenario - input'!$D10),\"\")","v":17.999570219587667},{"$f":"IFERROR(IF(OR(N25=\"\",'Combined scenario - input'!$D10=\"\"),\"\",N25/'Combined scenario - input'!$D10),\"\")","v":20.467818630996984},{"$f":"IFERROR(IF(OR(O25=\"\",'Combined scenario - input'!$D10=\"\"),\"\",O25/'Combined scenario - input'!$D10),\"\")","v":23.094791415572953},{"$f":"IFERROR(IF(OR(P25=\"\",'Combined scenario - input'!$D10=\"\"),\"\",P25/'Combined scenario - input'!$D10),\"\")","v":25.888967661404866},{"$f":"IFERROR(IF(OR(Q25=\"\",'Combined scenario - input'!$D10=\"\"),\"\",Q25/'Combined scenario - input'!$D10),\"\")","v":28.867190571651978},{"$f":"IFERROR(IF(OR(R25=\"\",'Combined scenario - input'!$D10=\"\"),\"\",R25/'Combined scenario - input'!$D10),\"\")","v":32.054766176072398},{"$f":"IFERROR(IF(OR(S25=\"\",'Combined scenario - input'!$D10=\"\"),\"\",S25/'Combined scenario - input'!$D10),\"\")","v":35.484161841064662},{"$f":"IFERROR(IF(OR(T25=\"\",'Combined scenario - input'!$D10=\"\"),\"\",T25/'Combined scenario - input'!$D10),\"\")","v":39.192175500047334},{"$f":"IFERROR(IF(OR(U25=\"\",'Combined scenario - input'!$D10=\"\"),\"\",U25/'Combined scenario - input'!$D10),\"\")","v":43.215639082802774},{"$f":"IFERROR(IF(OR(V25=\"\",'Combined scenario - input'!$D10=\"\"),\"\",V25/'Combined scenario - input'!$D10),\"\")","v":47.585932729265622},{"$f":"IFERROR(IF(OR(W25=\"\",'Combined scenario - input'!$D10=\"\"),\"\",W25/'Combined scenario - input'!$D10),\"\")","v":52.32279018525692}]
[{"$f":"IFERROR('Combined scenario - input'!A11,\"\")","v":2},{"$f":"IFERROR('Combined scenario - input'!B11,\"\")","v":"POLES"},{"$f":"IFERROR('Combined scenario - input'!C11,\"\")","v":"˂ = 1 kv ; steel"},{"$f":"IFERROR(repcalc('Combined scenario - input'!$CV11:$GH11,'Combined scenario - input'!$G11,'Combined scenario - input'!$E11,'Combined scenario - input'!$F11,20,TRUE,TRUE),\"\")","v":14.629295453609004},16.288492624743895,18.41699812054409,21.139245141142439,24.594036402090293,28.932826741465014,34.317154505654258,40.915135090785895,48.896962570721783,58.429415520089591,69.669431217855532,82.756896169493018,97.806895238800053,114.90175871395505,134.08333602644612,155.34599478577789,178.63088231745937,203.82198349395182,230.7444560149282,259.16561986282147,{"$f":"IFERROR(IF(OR(D26=\"\",'Combined scenario - input'!$D11=\"\"),\"\",D26/'Combined scenario - input'!$D11),\"\")","v":1.6132070631778699},{"$f":"IFERROR(IF(OR(E26=\"\",'Combined scenario - input'!$D11=\"\"),\"\",E26/'Combined scenario - input'!$D11),\"\")","v":1.7961706655035876},{"$f":"IFERROR(IF(OR(F26=\"\",'Combined scenario - input'!$D11=\"\"),\"\",F26/'Combined scenario - input'!$D11),\"\")","v":2.030886008475945},{"$f":"IFERROR(IF(OR(G26=\"\",'Combined scenario - input'!$D11=\"\"),\"\",G26/'Combined scenario - input'!$D11),\"\")","v":2.3310746358278376},{"$f":"IFERROR(IF(OR(H26=\"\",'Combined scenario - input'!$D11=\"\"),\"\",H26/'Combined scenario - input'!$D11),\"\")","v":2.7120426517955063},{"$f":"IFERROR(IF(OR(I26=\"\",'Combined scenario - input'!$D11=\"\"),\"\",I26/'Combined scenario - input'!$D11),\"\")","v":3.1904913401361665},{"$f":"IFERROR(IF(OR(J26=\"\",'Combined scenario - input'!$D11=\"\"),\"\",J26/'Combined scenario - input'!$D11),\"\")","v":3.7842339169539705},{"$f":"IFERROR(IF(OR(K26=\"\",'Combined scenario - input'!$D11=\"\"),\"\",K26/'Combined scenario - input'!$D11),\"\")","v":4.5118088652074757},{"$f":"IFERROR(IF(OR(L26=\"\",'Combined scenario - input'!$D11=\"\"),\"\",L26/'Combined scenario - input'!$D11),\"\")","v":5.3919838885728861},{"$f":"IFERROR(IF(OR(M26=\"\",'Combined scenario - input'!$D11=\"\"),\"\",M26/'Combined scenario - input'!$D11),\"\")","v":6.443150055535301},{"$f":"IFERROR(IF(OR(N26=\"\",'Combined scenario - input'!$D11=\"\"),\"\",N26/'Combined scenario - input'!$D11),\"\")","v":7.6826132115954193},{"$f":"IFERROR(IF(OR(O26=\"\",'Combined scenario - input'!$D11=\"\"),\"\",O26/'Combined scenario - input'!$D11),\"\")","v":9.1257989730714417},{"$f":"IFERROR(IF(OR(P26=\"\",'Combined scenario - input'!$D11=\"\"),\"\",P26/'Combined scenario - input'!$D11),\"\")","v":10.785398020504513},{"$f":"IFERROR(IF(OR(Q26=\"\",'Combined scenario - input'!$D11=\"\"),\"\",Q26/'Combined scenario - input'!$D11),\"\")","v":12.670489109793992},{"$f":"IFERROR(IF(OR(R26=\"\",'Combined scenario - input'!$D11=\"\"),\"\",R26/'Combined scenario - input'!$D11),\"\")","v":14.785687076881958},{"$f":"IFERROR(IF(OR(S26=\"\",'Combined scenario - input'!$D11=\"\"),\"\",S26/'Combined scenario - input'!$D11),\"\")","v":17.130370824726619},{"$f":"IFERROR(IF(OR(T26=\"\",'Combined scenario - input'!$D11=\"\"),\"\",T26/'Combined scenario - input'!$D11),\"\")","v":19.698050529503114},{"$f":"IFERROR(IF(OR(U26=\"\",'Combined scenario - input'!$D11=\"\"),\"\",U26/'Combined scenario - input'!$D11),\"\")","v":22.475932928284017},{"$f":"IFERROR(IF(OR(V26=\"\",'Combined scenario - input'!$D11=\"\"),\"\",V26/'Combined scenario - input'!$D11),\"\")","v":25.444737746450212},{"$f":"IFERROR(IF(OR(W26=\"\",'Combined scenario - input'!$D11=\"\"),\"\",W26/'Combined scenario - input'!$D11),\"\")","v":28.578806807297987}]
[{"$f":"IFERROR('Combined scenario - input'!A12,\"\")","v":2},{"$f":"IFERROR('Combined scenario - input'!B12,\"\")","v":"POLES"},{"$f":"IFERROR('Combined scenario - input'!C12,\"\")","v":"˂ = 1 kv ; wood"},{"$f":"IFERROR(repcalc('Combined scenario - input'!$CV12:$GH12,'Combined scenario - input'!$G12,'Combined scenario - input'!$E12,'Combined scenario - input'!$F12,20,TRUE,TRUE),\"\")","v":628.53762309027388},661.69902715111198,691.14620453681914,716.60774511669479,738.00832420093184,755.48556087375505,769.39662932425551,780.3138155307339,789.00886664834343,796.42663910950353,803.64916455320974,811.85177859464318,822.25336572885999,836.06304714581779,854.42577300868436,878.36928448252718,908.75479969660375,946.23357281448193,991.21119827884331,1043.8212025096288,{"$f":"IFERROR(IF(OR(D27=\"\",'Combined scenario - input'!$D12=\"\"),\"\",D27/'Combined scenario - input'!$D12),\"\")","v":143.18203640089376},{"$f":"IFERROR(IF(OR(E27=\"\",'Combined scenario - input'!$D12=\"\"),\"\",E27/'Combined scenario - input'!$D12),\"\")","v":150.73626575632844},{"$f":"IFERROR(IF(OR(F27=\"\",'Combined scenario - input'!$D12=\"\"),\"\",F27/'Combined scenario - input'!$D12),\"\")","v":157.44438738572902},{"$f":"IFERROR(IF(OR(G27=\"\",'Combined scenario - input'!$D12=\"\"),\"\",G27/'Combined scenario - input'!$D12),\"\")","v":163.24457355788911},{"$f":"IFERROR(IF(OR(H27=\"\",'Combined scenario - input'!$D12=\"\"),\"\",H27/'Combined scenario - input'!$D12),\"\")","v":168.11966516875256},{"$f":"IFERROR(IF(OR(I27=\"\",'Combined scenario - input'!$D12=\"\"),\"\",I27/'Combined scenario - input'!$D12),\"\")","v":172.10101210097238},{"$f":"IFERROR(IF(OR(J27=\"\",'Combined scenario - input'!$D12=\"\"),\"\",J27/'Combined scenario - input'!$D12),\"\")","v":175.2699792973383},{"$f":"IFERROR(IF(OR(K27=\"\",'Combined scenario - input'!$D12=\"\"),\"\",K27/'Combined scenario - input'!$D12),\"\")","v":177.75693456522816},{"$f":"IFERROR(IF(OR(L27=\"\",'Combined scenario - input'!$D12=\"\"),\"\",L27/'Combined scenario - input'!$D12),\"\")","v":179.73768333808306},{"$f":"IFERROR(IF(OR(M27=\"\",'Combined scenario - input'!$D12=\"\"),\"\",M27/'Combined scenario - input'!$D12),\"\")","v":181.42746566380205},{"$f":"IFERROR(IF(OR(N27=\"\",'Combined scenario - input'!$D12=\"\"),\"\",N27/'Combined scenario - input'!$D12),\"\")","v":183.07277035678555},{"$f":"IFERROR(IF(OR(O27=\"\",'Combined scenario - input'!$D12=\"\"),\"\",O27/'Combined scenario - input'!$D12),\"\")","v":184.94134105027661},{"$f":"IFERROR(IF(OR(P27=\"\",'Combined scenario - input'!$D12=\"\"),\"\",P27/'Combined scenario - input'!$D12),\"\")","v":187.31084189313162},{"$f":"IFERROR(IF(OR(Q27=\"\",'Combined scenario - input'!$D12=\"\"),\"\",Q27/'Combined scenario - input'!$D12),\"\")","v":190.4567129351959},{"$f":"IFERROR(IF(OR(R27=\"\",'Combined scenario - input'!$D12=\"\"),\"\",R27/'Combined scenario - input'!$D12),\"\")","v":194.63977594738247},{"$f":"IFERROR(IF(OR(S27=\"\",'Combined scenario - input'!$D12=\"\"),\"\",S27/'Combined scenario - input'!$D12),\"\")","v":200.09415227342873},{"$f":"IFERROR(IF(OR(T27=\"\",'Combined scenario - input'!$D12=\"\"),\"\",T27/'Combined scenario - input'!$D12),\"\")","v":207.01602900063455},{"$f":"IFERROR(IF(OR(U27=\"\",'Combined scenario - input'!$D12=\"\"),\"\",U27/'Combined scenario - input'!$D12),\"\")","v":215.55376303545802},{"$f":"IFERROR(IF(OR(V27=\"\",'Combined scenario - input'!$D12=\"\"),\"\",V27/'Combined scenario - input'!$D12),\"\")","v":225.79974954427041},{"$f":"IFERROR(IF(OR(W27=\"\",'Combined scenario - input'!$D12=\"\"),\"\",W27/'Combined scenario - input'!$D12),\"\")","v":237.78440609320958}]
[{"$f":"IFERROR('Combined scenario - input'!A13,\"\")","v":2},{"$f":"IFERROR('Combined scenario - input'!B13,\"\")","v":"POLES"},{"$f":"IFERROR('Combined scenario - input'!C13,\"\")","v":"˃ 11 kv & < = 22 kv ; concrete"},{"$f":"IFERROR(repcalc('Combined scenario - input'!$CV13:$GH13,'Combined scenario - input'!$G13,'Combined scenario - input'!$E13,'Combined scenario - input'!$F13,20,TRUE,TRUE),\"\")","v":0.42159110318474086},0.50709193735744729,0.60027286981242534,0.6993703243068492,0.8020556418813346,0.90552590585669335,1.0066583250120313,1.1022242392246853,1.1891515236046089,1.2648172639009538,1.3273470132686453,1.3758935403583195,1.4108672838282683,1.4340929057138487,1.4488711529770759,1.4599321162712038,1.4732741188577139,1.4958910151845977,1.5353988596894546,1.5995801615149325,{"$f":"IFERROR(IF(OR(D28=\"\",'Combined scenario - input'!$D13=\"\"),\"\",D28/'Combined scenario - input'!$D13),\"\")","v":3.4162964982987133E-2},{"$f":"IFERROR(IF(OR(E28=\"\",'Combined scenario - input'!$D13=\"\"),\"\",E28/'Combined scenario - input'!$D13),\"\")","v":4.1091389187846113E-2},{"$f":"IFERROR(IF(OR(F28=\"\",'Combined scenario - input'!$D13=\"\"),\"\",F28/'Combined scenario - input'!$D13),\"\")","v":4.8642157950503258E-2},{"$f":"IFERROR(IF(OR(G28=\"\",'Combined scenario - input'!$D13=\"\"),\"\",G28/'Combined scenario - input'!$D13),\"\")","v":5.6672362673093564E-2},{"$f":"IFERROR(IF(OR(H28=\"\",'Combined scenario - input'!$D13=\"\"),\"\",H28/'Combined scenario - input'!$D13),\"\")","v":6.4993304177940359E-2},{"$f":"IFERROR(IF(OR(I28=\"\",'Combined scenario - input'!$D13=\"\"),\"\",I28/'Combined scenario - input'!$D13),\"\")","v":7.3377852566812896E-2},{"$f":"IFERROR(IF(OR(J28=\"\",'Combined scenario - input'!$D13=\"\"),\"\",J28/'Combined scenario - input'!$D13),\"\")","v":8.1572957416391798E-2},{"$f":"IFERROR(IF(OR(K28=\"\",'Combined scenario - input'!$D13=\"\"),\"\",K28/'Combined scenario - input'!$D13),\"\")","v":8.9316989385167508E-2},{"$f":"IFERROR(IF(OR(L28=\"\",'Combined scenario - input'!$D13=\"\"),\"\",L28/'Combined scenario - input'!$D13),\"\")","v":9.636100371541341E-2},{"$f":"IFERROR(IF(OR(M28=\"\",'Combined scenario - input'!$D13=\"\"),\"\",M28/'Combined scenario - input'!$D13),\"\")","v":0.10249245671958912},{"$f":"IFERROR(IF(OR(N28=\"\",'Combined scenario - input'!$D13=\"\"),\"\",N28/'Combined scenario - input'!$D13),\"\")","v":0.10755945557679063},{"$f":"IFERROR(IF(OR(O28=\"\",'Combined scenario - input'!$D13=\"\"),\"\",O28/'Combined scenario - input'!$D13),\"\")","v":0.111493346241185},{"$f":"IFERROR(IF(OR(P28=\"\",'Combined scenario - input'!$D13=\"\"),\"\",P28/'Combined scenario - input'!$D13),\"\")","v":0.11432738795710867},{"$f":"IFERROR(IF(OR(Q28=\"\",'Combined scenario - input'!$D13=\"\"),\"\",Q28/'Combined scenario - input'!$D13),\"\")","v":0.11620943931253656},{"$f":"IFERROR(IF(OR(R28=\"\",'Combined scenario - input'!$D13=\"\"),\"\",R28/'Combined scenario - input'!$D13),\"\")","v":0.11740697109143258},{"$f":"IFERROR(IF(OR(S28=\"\",'Combined scenario - input'!$D13=\"\"),\"\",S28/'Combined scenario - input'!$D13),\"\")","v":0.1183032786720264},{"$f":"IFERROR(IF(OR(T28=\"\",'Combined scenario - input'!$D13=\"\"),\"\",T28/'Combined scenario - input'!$D13),\"\")","v":0.11938442664626658},{"$f":"IFERROR(IF(OR(U28=\"\",'Combined scenario - input'!$D13=\"\"),\"\",U28/'Combined scenario - input'!$D13),\"\")","v":0.12121715089353469},{"$f":"IFERROR(IF(OR(V28=\"\",'Combined scenario - input'!$D13=\"\"),\"\",V28/'Combined scenario - input'!$D13),\"\")","v":0.12441860628046511},{"$f":"IFERROR(IF(OR(W28=\"\",'Combined scenario - input'!$D13=\"\"),\"\",W28/'Combined scenario - input'!$D13),\"\")","v":0.129619436066158}]
[{"$f":"IFERROR('Combined scenario - input'!A14,\"\")","v":2},{"$f":"IFERROR('Combined scenario - input'!B14,\"\")","v":"POLES"},{"$f":"IFERROR('Combined scenario - input'!C14,\"\")","v":"˃ 11 kv & < = 22 kv ; steel"},{"$f":"IFERROR(repcalc('Combined scenario - input'!$CV14:$GH14,'Combined scenario - input'!$G14,'Combined scenario - input'!$E14,'Combined scenario - input'!$F14,20,TRUE,TRUE),\"\")","v":2.8020621094913858E-5},4.5656330468069127E-5,7.3459577134299487E-5,1.167133033413846E-4,1.8311218437276936E-4,2.8368711590267003E-4,4.3399842095228285E-4,6.5563739537192133E-4,9.7806428270705553E-4,1.4407896191015624E-3,2.095872997358045E-3,3.0106672770352097E-3,4.2706770767269872E-3,5.982330030833552E-3,8.2753824842644978E-3,1.1304605927103226E-2,1.5250337740396823E-2,2.0317443832197843E-2,2.6732247369494908E-2,3.4737042824209231E-2,{"$f":"IFERROR(IF(OR(D29=\"\",'Combined scenario - input'!$D14=\"\"),\"\",D29/'Combined scenario - input'!$D14),\"\")","v":2.7605284132044934E-6},{"$f":"IFERROR(IF(OR(E29=\"\",'Combined scenario - input'!$D14=\"\"),\"\",E29/'Combined scenario - input'!$D14),\"\")","v":4.4979587380608093E-6},{"$f":"IFERROR(IF(OR(F29=\"\",'Combined scenario - input'!$D14=\"\"),\"\",F29/'Combined scenario - input'!$D14),\"\")","v":7.2370719126575545E-6},{"$f":"IFERROR(IF(OR(G29=\"\",'Combined scenario - input'!$D14=\"\"),\"\",G29/'Combined scenario - input'!$D14),\"\")","v":1.1498331495989905E-5},{"$f":"IFERROR(IF(OR(H29=\"\",'Combined scenario - input'!$D14=\"\"),\"\",H29/'Combined scenario - input'!$D14),\"\")","v":1.8039799548080777E-5},{"$f":"IFERROR(IF(OR(I29=\"\",'Combined scenario - input'!$D14=\"\"),\"\",I29/'Combined scenario - input'!$D14),\"\")","v":2.7948215039798154E-5},{"$f":"IFERROR(IF(OR(J29=\"\",'Combined scenario - input'!$D14=\"\"),\"\",J29/'Combined scenario - input'!$D14),\"\")","v":4.2756545911900824E-5},{"$f":"IFERROR(IF(OR(K29=\"\",'Combined scenario - input'!$D14=\"\"),\"\",K29/'Combined scenario - input'!$D14),\"\")","v":6.4591917950459018E-5},{"$f":"IFERROR(IF(OR(L29=\"\",'Combined scenario - input'!$D14=\"\"),\"\",L29/'Combined scenario - input'!$D14),\"\")","v":9.6356687926642108E-5},{"$f":"IFERROR(IF(OR(M29=\"\",'Combined scenario - input'!$D14=\"\"),\"\",M29/'Combined scenario - input'!$D14),\"\")","v":1.4194334477838846E-4},{"$f":"IFERROR(IF(OR(N29=\"\",'Combined scenario - input'!$D14=\"\"),\"\",N29/'Combined scenario - input'!$D14),\"\")","v":2.0648068221175653E-4},{"$f":"IFERROR(IF(OR(O29=\"\",'Combined scenario - input'!$D14=\"\"),\"\",O29/'Combined scenario - input'!$D14),\"\")","v":2.9660415209244851E-4},{"$f":"IFERROR(IF(OR(P29=\"\",'Combined scenario - input'!$D14=\"\"),\"\",P29/'Combined scenario - input'!$D14),\"\")","v":4.207374766602117E-4},{"$f":"IFERROR(IF(OR(Q29=\"\",'Combined scenario - input'!$D14=\"\"),\"\",Q29/'Combined scenario - input'!$D14),\"\")","v":5.8936566649766848E-4},{"$f":"IFERROR(IF(OR(R29=\"\",'Combined scenario - input'!$D14=\"\"),\"\",R29/'Combined scenario - input'!$D14),\"\")","v":8.152720241484413E-4},{"$f":"IFERROR(IF(OR(S29=\"\",'Combined scenario - input'!$D14=\"\"),\"\",S29/'Combined scenario - input'!$D14),\"\")","v":1.1137042878579461E-3},{"$f":"IFERROR(IF(OR(T29=\"\",'Combined scenario - input'!$D14=\"\"),\"\",T29/'Combined scenario - input'!$D14),\"\")","v":1.5024288898068648E-3},{"$f":"IFERROR(IF(OR(U29=\"\",'Combined scenario - input'!$D14=\"\"),\"\",U29/'Combined scenario - input'!$D14),\"\")","v":2.0016287573528875E-3},{"$f":"IFERROR(IF(OR(V29=\"\",'Combined scenario - input'!$D14=\"\"),\"\",V29/'Combined scenario - input'!$D14),\"\")","v":2.6336007386251921E-3},{"$f":"IFERROR(IF(OR(W29=\"\",'Combined scenario - input'!$D14=\"\"),\"\",W29/'Combined scenario - input'!$D14),\"\")","v":3.422215138704999E-3}]
[{"$f":"IFERROR('Combined scenario - input'!A15,\"\")","v":2},{"$f":"IFERROR('Combined scenario - input'!B15,\"\")","v":"POLES"},{"$f":"IFERROR('Combined scenario - input'!C15,\"\")","v":"˃ 11 kv & < = 22 kv ; wood"},{"$f":"IFERROR(repcalc('Combined scenario - input'!$CV15:$GH15,'Combined scenario - input'!$G15,'Combined scenario - input'!$E15,'Combined scenario - input'!$F15,20,TRUE,TRUE),\"\")","v":12.737193045218156},14.039756749712975,15.354021594685696,16.664686094966761,17.95734923554091,19.219414709205079,20.440981880344573,21.615664982198403,22.741281079967642,23.820350534080283,24.860361157059906,25.873758728859691,26.877641457217209,27.89315349631676,28.944591696143618,30.058259118279182,31.26111721965788,32.579304683357982,34.036603468377301,35.652940733185581,{"$f":"IFERROR(IF(OR(D30=\"\",'Combined scenario - input'!$D15=\"\"),\"\",D30/'Combined scenario - input'!$D15),\"\")","v":1.811358474630228},{"$f":"IFERROR(IF(OR(E30=\"\",'Combined scenario - input'!$D15=\"\"),\"\",E30/'Combined scenario - input'!$D15),\"\")","v":1.9965962893124991},{"$f":"IFERROR(IF(OR(F30=\"\",'Combined scenario - input'!$D15=\"\"),\"\",F30/'Combined scenario - input'!$D15),\"\")","v":2.18349812525065},{"$f":"IFERROR(IF(OR(G30=\"\",'Combined scenario - input'!$D15=\"\"),\"\",G30/'Combined scenario - input'!$D15),\"\")","v":2.3698879555337351},{"$f":"IFERROR(IF(OR(H30=\"\",'Combined scenario - input'!$D15=\"\"),\"\",H30/'Combined scenario - input'!$D15),\"\")","v":2.5537178092706347},{"$f":"IFERROR(IF(OR(I30=\"\",'Combined scenario - input'!$D15=\"\"),\"\",I30/'Combined scenario - input'!$D15),\"\")","v":2.7331963633872376},{"$f":"IFERROR(IF(OR(J30=\"\",'Combined scenario - input'!$D15=\"\"),\"\",J30/'Combined scenario - input'!$D15),\"\")","v":2.9069156467425521},{"$f":"IFERROR(IF(OR(K30=\"\",'Combined scenario - input'!$D15=\"\"),\"\",K30/'Combined scenario - input'!$D15),\"\")","v":3.0739675383166283},{"$f":"IFERROR(IF(OR(L30=\"\",'Combined scenario - input'!$D15=\"\"),\"\",L30/'Combined scenario - input'!$D15),\"\")","v":3.2340416025658127},{"$f":"IFERROR(IF(OR(M30=\"\",'Combined scenario - input'!$D15=\"\"),\"\",M30/'Combined scenario - input'!$D15),\"\")","v":3.3874962603921182},{"$f":"IFERROR(IF(OR(N30=\"\",'Combined scenario - input'!$D15=\"\"),\"\",N30/'Combined scenario - input'!$D15),\"\")","v":3.5353963549382108},{"$f":"IFERROR(IF(OR(O30=\"\",'Combined scenario - input'!$D15=\"\"),\"\",O30/'Combined scenario - input'!$D15),\"\")","v":3.6795118027713878},{"$f":"IFERROR(IF(OR(P30=\"\",'Combined scenario - input'!$D15=\"\"),\"\",P30/'Combined scenario - input'!$D15),\"\")","v":3.8222741430366134},{"$f":"IFERROR(IF(OR(Q30=\"\",'Combined scenario - input'!$D15=\"\"),\"\",Q30/'Combined scenario - input'!$D15),\"\")","v":3.9666902896382834},{"$f":"IFERROR(IF(OR(R30=\"\",'Combined scenario - input'!$D15=\"\"),\"\",R30/'Combined scenario - input'!$D15),\"\")","v":4.1162155019079787},{"$f":"IFERROR(IF(OR(S30=\"\",'Combined scenario - input'!$D15=\"\"),\"\",S30/'Combined scenario - input'!$D15),\"\")","v":4.2745903428830223},{"$f":"IFERROR(IF(OR(T30=\"\",'Combined scenario - input'!$D15=\"\"),\"\",T30/'Combined scenario - input'!$D15),\"\")","v":4.4456490061202807},{"$f":"IFERROR(IF(OR(U30=\"\",'Combined scenario - input'!$D15=\"\"),\"\",U30/'Combined scenario - input'!$D15),\"\")","v":4.63310867836109},{"$f":"IFERROR(IF(OR(V30=\"\",'Combined scenario - input'!$D15=\"\"),\"\",V30/'Combined scenario - input'!$D15),\"\")","v":4.840351396198681},{"$f":"IFERROR(IF(OR(W30=\"\",'Combined scenario - input'!$D15=\"\"),\"\",W30/'Combined scenario - input'!$D15),\"\")","v":5.0702110043617434}]
[{"$f":"IFERROR('Combined scenario - input'!A16,\"\")","v":2},{"$f":"IFERROR('Combined scenario - input'!B16,\"\")","v":"POLES"},{"$f":"IFERROR('Combined scenario - input'!C16,\"\")","v":"> 1 kv & < = 11 kv ; concrete"},{"$f":"IFERROR(repcalc('Combined scenario - input'!$CV16:$GH16,'Combined scenario - input'!$G16,'Combined scenario - input'!$E16,'Combined scenario - input'!$F16,20,TRUE,TRUE),\"\")","v":5.4442325149117563},7.0277004159284511,9.0275412412523561,11.537639092686639,14.66547215342649,18.530652484957432,23.261917081914994,28.992325064774086,35.852543819441863,43.962288425061331,53.420202924924943,64.292718676210285,76.602665780348602,90.318614677927755,105.34605149323787,121.52151185651613,138.61069253045224,156.31132139754098,174.26120490432601,192.05141683928991,{"$f":"IFERROR(IF(OR(D31=\"\",'Combined scenario - input'!$D16=\"\"),\"\",D31/'Combined scenario - input'!$D16),\"\")","v":0.49040459993733515},{"$f":"IFERROR(IF(OR(E31=\"\",'Combined scenario - input'!$D16=\"\"),\"\",E31/'Combined scenario - input'!$D16),\"\")","v":0.63303993749589105},{"$f":"IFERROR(IF(OR(F31=\"\",'Combined scenario - input'!$D16=\"\"),\"\",F31/'Combined scenario - input'!$D16),\"\")","v":0.81318124064469977},{"$f":"IFERROR(IF(OR(G31=\"\",'Combined scenario - input'!$D16=\"\"),\"\",G31/'Combined scenario - input'!$D16),\"\")","v":1.0392853846658421},{"$f":"IFERROR(IF(OR(H31=\"\",'Combined scenario - input'!$D16=\"\"),\"\",H31/'Combined scenario - input'!$D16),\"\")","v":1.3210337700666372},{"$f":"IFERROR(IF(OR(I31=\"\",'Combined scenario - input'!$D16=\"\"),\"\",I31/'Combined scenario - input'!$D16),\"\")","v":1.6692007906665669},{"$f":"IFERROR(IF(OR(J31=\"\",'Combined scenario - input'!$D16=\"\"),\"\",J31/'Combined scenario - input'!$D16),\"\")","v":2.0953827943766452},{"$f":"IFERROR(IF(OR(K31=\"\",'Combined scenario - input'!$D16=\"\"),\"\",K31/'Combined scenario - input'!$D16),\"\")","v":2.6115654567839788},{"$f":"IFERROR(IF(OR(L31=\"\",'Combined scenario - input'!$D16=\"\"),\"\",L31/'Combined scenario - input'!$D16),\"\")","v":3.2295190112382901},{"$f":"IFERROR(IF(OR(M31=\"\",'Combined scenario - input'!$D16=\"\"),\"\",M31/'Combined scenario - input'!$D16),\"\")","v":3.9600271311651336},{"$f":"IFERROR(IF(OR(N31=\"\",'Combined scenario - input'!$D16=\"\"),\"\",N31/'Combined scenario - input'!$D16),\"\")","v":4.811975457002263},{"$f":"IFERROR(IF(OR(O31=\"\",'Combined scenario - input'!$D16=\"\"),\"\",O31/'Combined scenario - input'!$D16),\"\")","v":5.7913479806256207},{"$f":"IFERROR(IF(OR(P31=\"\",'Combined scenario - input'!$D16=\"\"),\"\",P31/'Combined scenario - input'!$D16),\"\")","v":6.9002011878168563},{"$f":"IFERROR(IF(OR(Q31=\"\",'Combined scenario - input'!$D16=\"\"),\"\",Q31/'Combined scenario - input'!$D16),\"\")","v":8.1357039723608153},{"$f":"IFERROR(IF(OR(R31=\"\",'Combined scenario - input'!$D16=\"\"),\"\",R31/'Combined scenario - input'!$D16),\"\")","v":9.4893427303144122},{"$f":"IFERROR(IF(OR(S31=\"\",'Combined scenario - input'!$D16=\"\"),\"\",S31/'Combined scenario - input'!$D16),\"\")","v":10.946392947499024},{"$f":"IFERROR(IF(OR(T31=\"\",'Combined scenario - input'!$D16=\"\"),\"\",T31/'Combined scenario - input'!$D16),\"\")","v":12.485749098931567},{"$f":"IFERROR(IF(OR(U31=\"\",'Combined scenario - input'!$D16=\"\"),\"\",U31/'Combined scenario - input'!$D16),\"\")","v":14.080183171030452},{"$f":"IFERROR(IF(OR(V31=\"\",'Combined scenario - input'!$D16=\"\"),\"\",V31/'Combined scenario - input'!$D16),\"\")","v":15.697069557854686},{"$f":"IFERROR(IF(OR(W31=\"\",'Combined scenario - input'!$D16=\"\"),\"\",W31/'Combined scenario - input'!$D16),\"\")","v":17.299573077472967}]
[{"$f":"IFERROR('Combined scenario - input'!A17,\"\")","v":2},{"$f":"IFERROR('Combined scenario - input'!B17,\"\")","v":"POLES"},{"$f":"IFERROR('Combined scenario - input'!C17,\"\")","v":"> 1 kv & < = 11 kv ; steel"},{"$f":"IFERROR(repcalc('Combined scenario - input'!$CV17:$GH17,'Combined scenario - input'!$G17,'Combined scenario - input'!$E17,'Combined scenario - input'!$F17,20,TRUE,TRUE),\"\")","v":4.0787072252822113E-3},5.7843952866057351E-3,8.1084248205871793E-3,1.123553808685822E-2,1.5391083399616709E-2,2.084515644176043E-2,2.7915695703414501E-2,3.6970051236371808E-2,4.8424545650709125E-2,6.2741593175508106E-2,8.0424042667376405E-2,0.10200656379636253,0.12804409491480881,0.15909760078248011,0.19571762520529368,0.23842633898043405,0.28769894653255607,0.34394539722340783,0.40749332958728157,0.47857305194774236,{"$f":"IFERROR(IF(OR(D32=\"\",'Combined scenario - input'!$D17=\"\"),\"\",D32/'Combined scenario - input'!$D17),\"\")","v":5.0090715544102841E-4},{"$f":"IFERROR(IF(OR(E32=\"\",'Combined scenario - input'!$D17=\"\"),\"\",E32/'Combined scenario - input'!$D17),\"\")","v":7.1038317509040949E-4},{"$f":"IFERROR(IF(OR(F32=\"\",'Combined scenario - input'!$D17=\"\"),\"\",F32/'Combined scenario - input'!$D17),\"\")","v":9.9579788095889381E-4},{"$f":"IFERROR(IF(OR(G32=\"\",'Combined scenario - input'!$D17=\"\"),\"\",G32/'Combined scenario - input'!$D17),\"\")","v":1.3798395207314934E-3},{"$f":"IFERROR(IF(OR(H32=\"\",'Combined scenario - input'!$D17=\"\"),\"\",H32/'Combined scenario - input'!$D17),\"\")","v":1.8901831828157776E-3},{"$f":"IFERROR(IF(OR(I32=\"\",'Combined scenario - input'!$D17=\"\"),\"\",I32/'Combined scenario - input'!$D17),\"\")","v":2.5599993922689529E-3},{"$f":"IFERROR(IF(OR(J32=\"\",'Combined scenario - input'!$D17=\"\"),\"\",J32/'Combined scenario - input'!$D17),\"\")","v":3.4283342624542466E-3},{"$f":"IFERROR(IF(OR(K32=\"\",'Combined scenario - input'!$D17=\"\"),\"\",K32/'Combined scenario - input'!$D17),\"\")","v":4.54030215420494E-3},{"$f":"IFERROR(IF(OR(L32=\"\",'Combined scenario - input'!$D17=\"\"),\"\",L32/'Combined scenario - input'!$D17),\"\")","v":5.9470317616981232E-3},{"$f":"IFERROR(IF(OR(M32=\"\",'Combined scenario - input'!$D17=\"\"),\"\",M32/'Combined scenario - input'!$D17),\"\")","v":7.7053123035099634E-3},{"$f":"IFERROR(IF(OR(N32=\"\",'Combined scenario - input'!$D17=\"\"),\"\",N32/'Combined scenario - input'!$D17),\"\")","v":9.8768987859372635E-3},{"$f":"IFERROR(IF(OR(O32=\"\",'Combined scenario - input'!$D17=\"\"),\"\",O32/'Combined scenario - input'!$D17),\"\")","v":1.2527454138122002E-2},{"$f":"IFERROR(IF(OR(P32=\"\",'Combined scenario - input'!$D17=\"\"),\"\",P32/'Combined scenario - input'!$D17),\"\")","v":1.572513049164987E-2},{"$f":"IFERROR(IF(OR(Q32=\"\",'Combined scenario - input'!$D17=\"\"),\"\",Q32/'Combined scenario - input'!$D17),\"\")","v":1.9538820082858576E-2},{"$f":"IFERROR(IF(OR(R32=\"\",'Combined scenario - input'!$D17=\"\"),\"\",R32/'Combined scenario - input'!$D17),\"\")","v":2.403613534787943E-2},{"$f":"IFERROR(IF(OR(S32=\"\",'Combined scenario - input'!$D17=\"\"),\"\",S32/'Combined scenario - input'!$D17),\"\")","v":2.9281204225842451E-2},{"$f":"IFERROR(IF(OR(T32=\"\",'Combined scenario - input'!$D17=\"\"),\"\",T32/'Combined scenario - input'!$D17),\"\")","v":3.5332386702757755E-2},{"$f":"IFERROR(IF(OR(U32=\"\",'Combined scenario - input'!$D17=\"\"),\"\",U32/'Combined scenario - input'!$D17),\"\")","v":4.2240028772423402E-2},{"$f":"IFERROR(IF(OR(V32=\"\",'Combined scenario - input'!$D17=\"\"),\"\",V32/'Combined scenario - input'!$D17),\"\")","v":5.0044367813292995E-2},{"$f":"IFERROR(IF(OR(W32=\"\",'Combined scenario - input'!$D17=\"\"),\"\",W32/'Combined scenario - input'!$D17),\"\")","v":5.877368805388785E-2}]
[{"$f":"IFERROR('Combined scenario - input'!A18,\"\")","v":2},{"$f":"IFERROR('Combined scenario - input'!B18,\"\")","v":"POLES"},{"$f":"IFERROR('Combined scenario - input'!C18,\"\")","v":"> 1 kv & < = 11 kv ; wood"},{"$f":"IFERROR(repcalc('Combined scenario - input'!$CV18:$GH18,'Combined scenario - input'!$G18,'Combined scenario - input'!$E18,'Combined scenario - input'!$F18,20,TRUE,TRUE),\"\")","v":419.48591169625507},425.71802090882733,429.82856597055343,432.22370146741093,433.41683925794018,434.01045465387296,434.67342541103164,436.11492794807566,439.05602383809565,444.2001145496796,452.20343709998275,463.64673373576193,479.00916989908734,498.64550708634971,522.76746456031492,551.43012236558252,584.52411697468995,621.77424488901408,662.74490253216686,706.85254025169877,{"$f":"IFERROR(IF(OR(D33=\"\",'Combined scenario - input'!$D18=\"\"),\"\",D33/'Combined scenario - input'!$D18),\"\")","v":68.489649584172781},{"$f":"IFERROR(IF(OR(E33=\"\",'Combined scenario - input'!$D18=\"\"),\"\",E33/'Combined scenario - input'!$D18),\"\")","v":69.507168800523559},{"$f":"IFERROR(IF(OR(F33=\"\",'Combined scenario - input'!$D18=\"\"),\"\",F33/'Combined scenario - input'!$D18),\"\")","v":70.178299303426897},{"$f":"IFERROR(IF(OR(G33=\"\",'Combined scenario - input'!$D18=\"\"),\"\",G33/'Combined scenario - input'!$D18),\"\")","v":70.569354131044477},{"$f":"IFERROR(IF(OR(H33=\"\",'Combined scenario - input'!$D18=\"\"),\"\",H33/'Combined scenario - input'!$D18),\"\")","v":70.764158263675654},{"$f":"IFERROR(IF(OR(I33=\"\",'Combined scenario - input'!$D18=\"\"),\"\",I33/'Combined scenario - input'!$D18),\"\")","v":70.861078110854322},{"$f":"IFERROR(IF(OR(J33=\"\",'Combined scenario - input'!$D18=\"\"),\"\",J33/'Combined scenario - input'!$D18),\"\")","v":70.969321638411046},{"$f":"IFERROR(IF(OR(K33=\"\",'Combined scenario - input'!$D18=\"\"),\"\",K33/'Combined scenario - input'!$D18),\"\")","v":71.204676392609144},{"$f":"IFERROR(IF(OR(L33=\"\",'Combined scenario - input'!$D18=\"\"),\"\",L33/'Combined scenario - input'!$D18),\"\")","v":71.684870414111302},{"$f":"IFERROR(IF(OR(M33=\"\",'Combined scenario - input'!$D18=\"\"),\"\",M33/'Combined scenario - input'!$D18),\"\")","v":72.524748370538816},{"$f":"IFERROR(IF(OR(N33=\"\",'Combined scenario - input'!$D18=\"\"),\"\",N33/'Combined scenario - input'!$D18),\"\")","v":73.831454368751878},{"$f":"IFERROR(IF(OR(O33=\"\",'Combined scenario - input'!$D18=\"\"),\"\",O33/'Combined scenario - input'!$D18),\"\")","v":75.699806451192629},{"$f":"IFERROR(IF(OR(P33=\"\",'Combined scenario - input'!$D18=\"\"),\"\",P33/'Combined scenario - input'!$D18),\"\")","v":78.208038170657971},{"$f":"IFERROR(IF(OR(Q33=\"\",'Combined scenario - input'!$D18=\"\"),\"\",Q33/'Combined scenario - input'!$D18),\"\")","v":81.41407159293432},{"$f":"IFERROR(IF(OR(R33=\"\",'Combined scenario - input'!$D18=\"\"),\"\",R33/'Combined scenario - input'!$D18),\"\")","v":85.3524742153148},{"$f":"IFERROR(IF(OR(S33=\"\",'Combined scenario - input'!$D18=\"\"),\"\",S33/'Combined scenario - input'!$D18),\"\")","v":90.032238980943646},{"$f":"IFERROR(IF(OR(T33=\"\",'Combined scenario - input'!$D18=\"\"),\"\",T33/'Combined scenario - input'!$D18),\"\")","v":95.435510058517977},{"$f":"IFERROR(IF(OR(U33=\"\",'Combined scenario - input'!$D18=\"\"),\"\",U33/'Combined scenario - input'!$D18),\"\")","v":101.51735485159175},{"$f":"IFERROR(IF(OR(V33=\"\",'Combined scenario - input'!$D18=\"\"),\"\",V33/'Combined scenario - input'!$D18),\"\")","v":108.2066521723668},{"$f":"IFERROR(IF(OR(W33=\"\",'Combined scenario - input'!$D18=\"\"),\"\",W33/'Combined scenario - input'!$D18),\"\")","v":115.40812561203691}]
[{"$f":"IFERROR('Combined scenario - input'!A19,\"\")","v":2},{"$f":"IFERROR('Combined scenario - input'!B19,\"\")","v":"POLES"},{"$f":"IFERROR('Combined scenario - input'!C19,\"\")","v":"> 22 kv & < = 66 kv ; concrete"},{"$f":"IFERROR(repcalc('Combined scenario - input'!$CV19:$GH19,'Combined scenario - input'!$G19,'Combined scenario - input'!$E19,'Combined scenario - input'!$F19,20,TRUE,TRUE),\"\")","v":1.5588880711604831},2.0535899532102504,2.6870755870709382,3.4905362198336389,4.4986505310744151,5.748474802022062,7.2776878077521525,9.1221540539628663,11.31284801167271,13.872281025994882,16.810681146759364,20.122278848863306,23.782129770225115,27.74394000591019,31.939334163288031,36.278912400423174,40.655281509036286,44.948030405521429,49.030377568567083,52.776981268416648,{"$f":"IFERROR(IF(OR(D34=\"\",'Combined scenario - input'!$D19=\"\"),\"\",D34/'Combined scenario - input'!$D19),\"\")","v":7.9005004349907107E-2},{"$f":"IFERROR(IF(OR(E34=\"\",'Combined scenario - input'!$D19=\"\"),\"\",E34/'Combined scenario - input'!$D19),\"\")","v":0.10407667246149503},{"$f":"IFERROR(IF(OR(F34=\"\",'Combined scenario - input'!$D19=\"\"),\"\",F34/'Combined scenario - input'!$D19),\"\")","v":0.13618195069453048},{"$f":"IFERROR(IF(OR(G34=\"\",'Combined scenario - input'!$D19=\"\"),\"\",G34/'Combined scenario - input'!$D19),\"\")","v":0.17690162259447761},{"$f":"IFERROR(IF(OR(H34=\"\",'Combined scenario - input'!$D19=\"\"),\"\",H34/'Combined scenario - input'!$D19),\"\")","v":0.22799321603100331},{"$f":"IFERROR(IF(OR(I34=\"\",'Combined scenario - input'!$D19=\"\"),\"\",I34/'Combined scenario - input'!$D19),\"\")","v":0.29133475657491903},{"$f":"IFERROR(IF(OR(J34=\"\",'Combined scenario - input'!$D19=\"\"),\"\",J34/'Combined scenario - input'!$D19),\"\")","v":0.36883581800757315},{"$f":"IFERROR(IF(OR(K34=\"\",'Combined scenario - input'!$D19=\"\"),\"\",K34/'Combined scenario - input'!$D19),\"\")","v":0.46231402629013085},{"$f":"IFERROR(IF(OR(L34=\"\",'Combined scenario - input'!$D19=\"\"),\"\",L34/'Combined scenario - input'!$D19),\"\")","v":0.57333917867925566},{"$f":"IFERROR(IF(OR(M34=\"\",'Combined scenario - input'!$D19=\"\"),\"\",M34/'Combined scenario - input'!$D19),\"\")","v":0.70305215818732858},{"$f":"IFERROR(IF(OR(N34=\"\",'Combined scenario - input'!$D19=\"\"),\"\",N34/'Combined scenario - input'!$D19),\"\")","v":0.85197132603364312},{"$f":"IFERROR(IF(OR(O34=\"\",'Combined scenario - input'!$D19=\"\"),\"\",O34/'Combined scenario - input'!$D19),\"\")","v":1.0198042806248582},{"$f":"IFERROR(IF(OR(P34=\"\",'Combined scenario - input'!$D19=\"\"),\"\",P34/'Combined scenario - input'!$D19),\"\")","v":1.2052868327794537},{"$f":"IFERROR(IF(OR(Q34=\"\",'Combined scenario - input'!$D19=\"\"),\"\",Q34/'Combined scenario - input'!$D19),\"\")","v":1.406072790857122},{"$f":"IFERROR(IF(OR(R34=\"\",'Combined scenario - input'!$D19=\"\"),\"\",R34/'Combined scenario - input'!$D19),\"\")","v":1.6186968655326466},{"$f":"IFERROR(IF(OR(S34=\"\",'Combined scenario - input'!$D19=\"\"),\"\",S34/'Combined scenario - input'!$D19),\"\")","v":1.8386282408791765},{"$f":"IFERROR(IF(OR(T34=\"\",'Combined scenario - input'!$D19=\"\"),\"\",T34/'Combined scenario - input'!$D19),\"\")","v":2.0604241907355298},{"$f":"IFERROR(IF(OR(U34=\"\",'Combined scenario - input'!$D19=\"\"),\"\",U34/'Combined scenario - input'!$D19),\"\")","v":2.2779822383684145},{"$f":"IFERROR(IF(OR(V34=\"\",'Combined scenario - input'!$D19=\"\"),\"\",V34/'Combined scenario - input'!$D19),\"\")","v":2.4848770509858173},{"$f":"IFERROR(IF(OR(W34=\"\",'Combined scenario - input'!$D19=\"\"),\"\",W34/'Combined scenario - input'!$D19),\"\")","v":2.6747562649460868}]
[{"$f":"IFERROR('Combined scenario - input'!A20,\"\")","v":2},{"$f":"IFERROR('Combined scenario - input'!B20,\"\")","v":"POLES"},{"$f":"IFERROR('Combined scenario - input'!C20,\"\")","v":"> 22 kv & < = 66 kv ; steel"},{"$f":"IFERROR(repcalc('Combined scenario - input'!$CV20:$GH20,'Combined scenario - input'!$G20,'Combined scenario - input'!$E20,'Combined scenario - input'!$F20,20,TRUE,TRUE),\"\")","v":1.3622859029746412E-3},2.1227039853813881E-3,3.2687884367495314E-3,4.9747792495040931E-3,7.4828007701562473E-3,1.1124281971536972E-2,1.6346005397346229E-2,2.3740938300867945E-2,3.408362836388118E-2,4.8369428430799416E-2,6.7856146086061012E-2,9.4105909272735724E-2,0.12902413757300943,0.17489157845146433,0.23438450811230052,0.31057753633500645,0.40692314453135819,0.5272022860136788,0.67544123641150677,0.85579151493840666,{"$f":"IFERROR(IF(OR(D35=\"\",'Combined scenario - input'!$D20=\"\"),\"\",D35/'Combined scenario - input'!$D20),\"\")","v":8.3037724941108524E-5},{"$f":"IFERROR(IF(OR(E35=\"\",'Combined scenario - input'!$D20=\"\"),\"\",E35/'Combined scenario - input'!$D20),\"\")","v":1.2938877902546694E-4},{"$f":"IFERROR(IF(OR(F35=\"\",'Combined scenario - input'!$D20=\"\"),\"\",F35/'Combined scenario - input'!$D20),\"\")","v":1.9924800991391923E-4},{"$f":"IFERROR(IF(OR(G35=\"\",'Combined scenario - input'!$D20=\"\"),\"\",G35/'Combined scenario - input'!$D20),\"\")","v":3.0323616361369987E-4},{"$f":"IFERROR(IF(OR(H35=\"\",'Combined scenario - input'!$D20=\"\"),\"\",H35/'Combined scenario - input'!$D20),\"\")","v":4.5611185639121742E-4},{"$f":"IFERROR(IF(OR(I35=\"\",'Combined scenario - input'!$D20=\"\"),\"\",I35/'Combined scenario - input'!$D20),\"\")","v":6.7807724098354325E-4},{"$f":"IFERROR(IF(OR(J35=\"\",'Combined scenario - input'!$D20=\"\"),\"\",J35/'Combined scenario - input'!$D20),\"\")","v":9.9636581213009747E-4},{"$f":"IFERROR(IF(OR(K35=\"\",'Combined scenario - input'!$D20=\"\"),\"\",K35/'Combined scenario - input'!$D20),\"\")","v":1.4471217093024549E-3},{"$f":"IFERROR(IF(OR(L35=\"\",'Combined scenario - input'!$D20=\"\"),\"\",L35/'Combined scenario - input'!$D20),\"\")","v":2.0775572520386086E-3},{"$f":"IFERROR(IF(OR(M35=\"\",'Combined scenario - input'!$D20=\"\"),\"\",M35/'Combined scenario - input'!$D20),\"\")","v":2.9483438717416745E-3},{"$f":"IFERROR(IF(OR(N35=\"\",'Combined scenario - input'!$D20=\"\"),\"\",N35/'Combined scenario - input'!$D20),\"\")","v":4.1361508490651245E-3},{"$f":"IFERROR(IF(OR(O35=\"\",'Combined scenario - input'!$D20=\"\"),\"\",O35/'Combined scenario - input'!$D20),\"\")","v":5.7361972200249706E-3},{"$f":"IFERROR(IF(OR(P35=\"\",'Combined scenario - input'!$D20=\"\"),\"\",P35/'Combined scenario - input'!$D20),\"\")","v":7.8646272586076517E-3},{"$f":"IFERROR(IF(OR(Q35=\"\",'Combined scenario - input'!$D20=\"\"),\"\",Q35/'Combined scenario - input'!$D20),\"\")","v":1.0660463236283915E-2},{"$f":"IFERROR(IF(OR(R35=\"\",'Combined scenario - input'!$D20=\"\"),\"\",R35/'Combined scenario - input'!$D20),\"\")","v":1.4286836759147267E-2},{"$f":"IFERROR(IF(OR(S35=\"\",'Combined scenario - input'!$D20=\"\"),\"\",S35/'Combined scenario - input'!$D20),\"\")","v":1.893115973582344E-2},{"$f":"IFERROR(IF(OR(T35=\"\",'Combined scenario - input'!$D20=\"\"),\"\",T35/'Combined scenario - input'!$D20),\"\")","v":2.4803877125927264E-2},{"$f":"IFERROR(IF(OR(U35=\"\",'Combined scenario - input'!$D20=\"\"),\"\",U35/'Combined scenario - input'!$D20),\"\")","v":3.2135455794364484E-2},{"$f":"IFERROR(IF(OR(V35=\"\",'Combined scenario - input'!$D20=\"\"),\"\",V35/'Combined scenario - input'!$D20),\"\")","v":4.1171316153643715E-2},{"$f":"IFERROR(IF(OR(W35=\"\",'Combined scenario - input'!$D20=\"\"),\"\",W35/'Combined scenario - input'!$D20),\"\")","v":5.2164512801034846E-2}]
[{"$f":"IFERROR('Combined scenario - input'!A21,\"\")","v":2},{"$f":"IFERROR('Combined scenario - input'!B21,\"\")","v":"POLES"},{"$f":"IFERROR('Combined scenario - input'!C21,\"\")","v":"> 22 kv & < = 66 kv ; wood"},{"$f":"IFERROR(repcalc('Combined scenario - input'!$CV21:$GH21,'Combined scenario - input'!$G21,'Combined scenario - input'!$E21,'Combined scenario - input'!$F21,20,TRUE,TRUE),\"\")","v":99.849426294030607},102.60163561675768,106.50776541612551,111.8256745811141,118.78549744998141,127.57589121476639,138.33043780347487,151.11486218487451,165.9158636513871,182.63246599532329,201.07084565797979,220.9435632434041,241.87397886649671,263.40636347453744,285.02183132151941,306.15973740530922,326.24365100278527,344.71049054354637,361.04095205199593,374.78904824562284,{"$f":"IFERROR(IF(OR(D36=\"\",'Combined scenario - input'!$D21=\"\"),\"\",D36/'Combined scenario - input'!$D21),\"\")","v":12.608875233619662},{"$f":"IFERROR(IF(OR(E36=\"\",'Combined scenario - input'!$D21=\"\"),\"\",E36/'Combined scenario - input'!$D21),\"\")","v":12.95642118611098},{"$f":"IFERROR(IF(OR(F36=\"\",'Combined scenario - input'!$D21=\"\"),\"\",F36/'Combined scenario - input'!$D21),\"\")","v":13.449682941481699},{"$f":"IFERROR(IF(OR(G36=\"\",'Combined scenario - input'!$D21=\"\"),\"\",G36/'Combined scenario - input'!$D21),\"\")","v":14.121222635336428},{"$f":"IFERROR(IF(OR(H36=\"\",'Combined scenario - input'!$D21=\"\"),\"\",H36/'Combined scenario - input'!$D21),\"\")","v":15.000101377646107},{"$f":"IFERROR(IF(OR(I36=\"\",'Combined scenario - input'!$D21=\"\"),\"\",I36/'Combined scenario - input'!$D21),\"\")","v":16.110142590183234},{"$f":"IFERROR(IF(OR(J36=\"\",'Combined scenario - input'!$D21=\"\"),\"\",J36/'Combined scenario - input'!$D21),\"\")","v":17.468214851228183},{"$f":"IFERROR(IF(OR(K36=\"\",'Combined scenario - input'!$D21=\"\"),\"\",K36/'Combined scenario - input'!$D21),\"\")","v":19.082617837220603},{"$f":"IFERROR(IF(OR(L36=\"\",'Combined scenario - input'!$D21=\"\"),\"\",L36/'Combined scenario - input'!$D21),\"\")","v":20.951671949502831},{"$f":"IFERROR(IF(OR(M36=\"\",'Combined scenario - input'!$D21=\"\"),\"\",M36/'Combined scenario - input'!$D21),\"\")","v":23.062626024131564},{"$f":"IFERROR(IF(OR(N36=\"\",'Combined scenario - input'!$D21=\"\"),\"\",N36/'Combined scenario - input'!$D21),\"\")","v":25.391004236260009},{"$f":"IFERROR(IF(OR(O36=\"\",'Combined scenario - input'!$D21=\"\"),\"\",O36/'Combined scenario - input'!$D21),\"\")","v":27.90050905654514},{"$f":"IFERROR(IF(OR(P36=\"\",'Combined scenario - input'!$D21=\"\"),\"\",P36/'Combined scenario - input'!$D21),\"\")","v":30.543578816427736},{"$f":"IFERROR(IF(OR(Q36=\"\",'Combined scenario - input'!$D21=\"\"),\"\",Q36/'Combined scenario - input'!$D21),\"\")","v":33.26266455464323},{"$f":"IFERROR(IF(OR(R36=\"\",'Combined scenario - input'!$D21=\"\"),\"\",R36/'Combined scenario - input'!$D21),\"\")","v":35.992241952477585},{"$f":"IFERROR(IF(OR(S36=\"\",'Combined scenario - input'!$D21=\"\"),\"\",S36/'Combined scenario - input'!$D21),\"\")","v":38.661513378490874},{"$f":"IFERROR(IF(OR(T36=\"\",'Combined scenario - input'!$D21=\"\"),\"\",T36/'Combined scenario - input'!$D21),\"\")","v":41.197687797837659},{"$f":"IFERROR(IF(OR(U36=\"\",'Combined scenario - input'!$D21=\"\"),\"\",U36/'Combined scenario - input'!$D21),\"\")","v":43.529659891929214},{"$f":"IFERROR(IF(OR(V36=\"\",'Combined scenario - input'!$D21=\"\"),\"\",V36/'Combined scenario - input'!$D21),\"\")","v":45.591852528480985},{"$f":"IFERROR(IF(OR(W36=\"\",'Combined scenario - input'!$D21=\"\"),\"\",W36/'Combined scenario - input'!$D21),\"\")","v":47.327946926207197}]
[{"$f":"IFERROR('Combined scenario - input'!A22,\"\")","v":2},{"$f":"IFERROR('Combined scenario - input'!B22,\"\")","v":"POLES"},{"$f":"IFERROR('Combined scenario - input'!C22,\"\")","v":"staking of a wooden pole"},{"$f":"IFERROR(repcalc('Combined scenario - input'!$CV22:$GH22,'Combined scenario - input'!$G22,'Combined scenario - input'!$E22,'Combined scenario - input'!$F22,20,TRUE,TRUE),\"\")","v":263.13306916781465},325.20286925201316,395.07301591433333,472.21176639673928,555.8114102900621,644.83854352342973,738.11264202574114,834.40956489238636,932.5820665836834,1031.6841290312811,1131.0809313094435,1230.5228990908017,1330.1618953607599,1430.491305674577,1532.2000492274569,1635.9431830496108,1742.0476671983822,1850.1889732425284,1959.089534819105,2066.2998095909707,{"$f":"IFERROR(IF(OR(D37=\"\",'Combined scenario - input'!$D22=\"\"),\"\",D37/'Combined scenario - input'!$D22),\"\")","v":26.769384409082857},{"$f":"IFERROR(IF(OR(E37=\"\",'Combined scenario - input'!$D22=\"\"),\"\",E37/'Combined scenario - input'!$D22),\"\")","v":33.083947393901603},{"$f":"IFERROR(IF(OR(F37=\"\",'Combined scenario - input'!$D22=\"\"),\"\",F37/'Combined scenario - input'!$D22),\"\")","v":40.192065049496613},{"$f":"IFERROR(IF(OR(G37=\"\",'Combined scenario - input'!$D22=\"\"),\"\",G37/'Combined scenario - input'!$D22),\"\")","v":48.039641452684883},{"$f":"IFERROR(IF(OR(H37=\"\",'Combined scenario - input'!$D22=\"\"),\"\",H37/'Combined scenario - input'!$D22),\"\")","v":56.544505592036195},{"$f":"IFERROR(IF(OR(I37=\"\",'Combined scenario - input'!$D22=\"\"),\"\",I37/'Combined scenario - input'!$D22),\"\")","v":65.601525904609503},{"$f":"IFERROR(IF(OR(J37=\"\",'Combined scenario - input'!$D22=\"\"),\"\",J37/'Combined scenario - input'!$D22),\"\")","v":75.090603830526248},{"$f":"IFERROR(IF(OR(K37=\"\",'Combined scenario - input'!$D22=\"\"),\"\",K37/'Combined scenario - input'!$D22),\"\")","v":84.887203527332176},{"$f":"IFERROR(IF(OR(L37=\"\",'Combined scenario - input'!$D22=\"\"),\"\",L37/'Combined scenario - input'!$D22),\"\")","v":94.874611968570832},{"$f":"IFERROR(IF(OR(M37=\"\",'Combined scenario - input'!$D22=\"\"),\"\",M37/'Combined scenario - input'!$D22),\"\")","v":104.95658765403959},{"$f":"IFERROR(IF(OR(N37=\"\",'Combined scenario - input'!$D22=\"\"),\"\",N37/'Combined scenario - input'!$D22),\"\")","v":115.06854818272858},{"$f":"IFERROR(IF(OR(O37=\"\",'Combined scenario - input'!$D22=\"\"),\"\",O37/'Combined scenario - input'!$D22),\"\")","v":125.18510354520606},{"$f":"IFERROR(IF(OR(P37=\"\",'Combined scenario - input'!$D22=\"\"),\"\",P37/'Combined scenario - input'!$D22),\"\")","v":135.32170325774393},{"$f":"IFERROR(IF(OR(Q37=\"\",'Combined scenario - input'!$D22=\"\"),\"\",Q37/'Combined scenario - input'!$D22),\"\")","v":145.52854104031971},{"$f":"IFERROR(IF(OR(R37=\"\",'Combined scenario - input'!$D22=\"\"),\"\",R37/'Combined scenario - input'!$D22),\"\")","v":155.87570288714736},{"$f":"IFERROR(IF(OR(S37=\"\",'Combined scenario - input'!$D22=\"\"),\"\",S37/'Combined scenario - input'!$D22),\"\")","v":166.42982988407385},{"$f":"IFERROR(IF(OR(T37=\"\",'Combined scenario - input'!$D22=\"\"),\"\",T37/'Combined scenario - input'!$D22),\"\")","v":177.22418474296256},{"$f":"IFERROR(IF(OR(U37=\"\",'Combined scenario - input'!$D22=\"\"),\"\",U37/'Combined scenario - input'!$D22),\"\")","v":188.22575212919557},{"$f":"IFERROR(IF(OR(V37=\"\",'Combined scenario - input'!$D22=\"\"),\"\",V37/'Combined scenario - input'!$D22),\"\")","v":199.30456105438313},{"$f":"IFERROR(IF(OR(W37=\"\",'Combined scenario - input'!$D22=\"\"),\"\",W37/'Combined scenario - input'!$D22),\"\")","v":210.2114115960045}]
[{"$f":"IFERROR('Combined scenario - input'!A23,\"\")","v":4},{"$f":"IFERROR('Combined scenario - input'!B23,\"\")","v":"SWITCHGEAR"},{"$f":"IFERROR('Combined scenario - input'!C23,\"\")","v":"˂ = 11 kv ; circuit breaker"},{"$f":"IFERROR(repcalc('Combined scenario - input'!$CV23:$GH23,'Combined scenario - input'!$G23,'Combined scenario - input'!$E23,'Combined scenario - input'!$F23,20,TRUE,TRUE),\"\")","v":42.401128049812321},50.47437318737763,59.619270425978243,69.899314355139467,81.375859659059614,94.110665582711889,108.16964345163059,123.62778952202726,140.57518326047767,159.12382163341459,179.41495101971327,201.62645808300107,225.97979683847913,252.7458672808425,282.2492254490349,314.86999782708574,351.04289499416456,391.2527699796222,436.02624539359704,485.91904055523764,{"$f":"IFERROR(IF(OR(D38=\"\",'Combined scenario - input'!$D23=\"\"),\"\",D38/'Combined scenario - input'!$D23),\"\")","v":0.40453059771475058},{"$f":"IFERROR(IF(OR(E38=\"\",'Combined scenario - input'!$D23=\"\"),\"\",E38/'Combined scenario - input'!$D23),\"\")","v":0.48155389476383587},{"$f":"IFERROR(IF(OR(F38=\"\",'Combined scenario - input'!$D23=\"\"),\"\",F38/'Combined scenario - input'!$D23),\"\")","v":0.56880135529425102},{"$f":"IFERROR(IF(OR(G38=\"\",'Combined scenario - input'!$D23=\"\"),\"\",G38/'Combined scenario - input'!$D23),\"\")","v":0.66687875338403813},{"$f":"IFERROR(IF(OR(H38=\"\",'Combined scenario - input'!$D23=\"\"),\"\",H38/'Combined scenario - input'!$D23),\"\")","v":0.77637144721145579},{"$f":"IFERROR(IF(OR(I38=\"\",'Combined scenario - input'!$D23=\"\"),\"\",I38/'Combined scenario - input'!$D23),\"\")","v":0.89786865469198185},{"$f":"IFERROR(IF(OR(J38=\"\",'Combined scenario - input'!$D23=\"\"),\"\",J38/'Combined scenario - input'!$D23),\"\")","v":1.0319992069237711},{"$f":"IFERROR(IF(OR(K38=\"\",'Combined scenario - input'!$D23=\"\"),\"\",K38/'Combined scenario - input'!$D23),\"\")","v":1.1794786103508024},{"$f":"IFERROR(IF(OR(L38=\"\",'Combined scenario - input'!$D23=\"\"),\"\",L38/'Combined scenario - input'!$D23),\"\")","v":1.3411662737230723},{"$f":"IFERROR(IF(OR(M38=\"\",'Combined scenario - input'!$D23=\"\"),\"\",M38/'Combined scenario - input'!$D23),\"\")","v":1.5181307110603035},{"$f":"IFERROR(IF(OR(N38=\"\",'Combined scenario - input'!$D23=\"\"),\"\",N38/'Combined scenario - input'!$D23),\"\")","v":1.7117194922197019},{"$f":"IFERROR(IF(OR(O38=\"\",'Combined scenario - input'!$D23=\"\"),\"\",O38/'Combined scenario - input'!$D23),\"\")","v":1.9236297559726254},{"$f":"IFERROR(IF(OR(P38=\"\",'Combined scenario - input'!$D23=\"\"),\"\",P38/'Combined scenario - input'!$D23),\"\")","v":2.1559742981161674},{"$f":"IFERROR(IF(OR(Q38=\"\",'Combined scenario - input'!$D23=\"\"),\"\",Q38/'Combined scenario - input'!$D23),\"\")","v":2.4113376568882297},{"$f":"IFERROR(IF(OR(R38=\"\",'Combined scenario - input'!$D23=\"\"),\"\",R38/'Combined scenario - input'!$D23),\"\")","v":2.692816279352003},{"$f":"IFERROR(IF(OR(S38=\"\",'Combined scenario - input'!$D23=\"\"),\"\",S38/'Combined scenario - input'!$D23),\"\")","v":3.0040367858561488},{"$f":"IFERROR(IF(OR(T38=\"\",'Combined scenario - input'!$D23=\"\"),\"\",T38/'Combined scenario - input'!$D23),\"\")","v":3.3491465597018326},{"$f":"IFERROR(IF(OR(U38=\"\",'Combined scenario - input'!$D23=\"\"),\"\",U38/'Combined scenario - input'!$D23),\"\")","v":3.7327713713529125},{"$f":"IFERROR(IF(OR(V38=\"\",'Combined scenario - input'!$D23=\"\"),\"\",V38/'Combined scenario - input'!$D23),\"\")","v":4.1599354965550512},{"$f":"IFERROR(IF(OR(W38=\"\",'Combined scenario - input'!$D23=\"\"),\"\",W38/'Combined scenario - input'!$D23),\"\")","v":4.6359408100148052}]
[{"$f":"IFERROR('Combined scenario - input'!A24,\"\")","v":4},{"$f":"IFERROR('Combined scenario - input'!B24,\"\")","v":"SWITCHGEAR"},{"$f":"IFERROR('Combined scenario - input'!C24,\"\")","v":"˂ = 11 kv ; switch"},{"$f":"IFERROR(repcalc('Combined scenario - input'!$CV24:$GH24,'Combined scenario - input'!$G24,'Combined scenario - input'!$E24,'Combined scenario - input'!$F24,20,TRUE,TRUE),\"\")","v":576.19752602433994},589.94681152200894,603.58926369205449,617.8893335080993,633.70548777785484,651.97123016106207,673.67401081401272,699.83239901666298,731.4716966729552,769.59796374148482,815.1702466304688,869.07068818084542,932.07219332290856,1004.8034619186417,1087.7115009743604,1181.0221940073452,1284.7001123065158,1398.4094492659342,1521.4786656002075,1652.8720490878193,{"$f":"IFERROR(IF(OR(D39=\"\",'Combined scenario - input'!$D24=\"\"),\"\",D39/'Combined scenario - input'!$D24),\"\")","v":42.610007889415854},{"$f":"IFERROR(IF(OR(E39=\"\",'Combined scenario - input'!$D24=\"\"),\"\",E39/'Combined scenario - input'!$D24),\"\")","v":43.626772344431508},{"$f":"IFERROR(IF(OR(F39=\"\",'Combined scenario - input'!$D24=\"\"),\"\",F39/'Combined scenario - input'!$D24),\"\")","v":44.63563643763149},{"$f":"IFERROR(IF(OR(G39=\"\",'Combined scenario - input'!$D24=\"\"),\"\",G39/'Combined scenario - input'!$D24),\"\")","v":45.693131584972903},{"$f":"IFERROR(IF(OR(H39=\"\",'Combined scenario - input'!$D24=\"\"),\"\",H39/'Combined scenario - input'!$D24),\"\")","v":46.862741706113951},{"$f":"IFERROR(IF(OR(I39=\"\",'Combined scenario - input'!$D24=\"\"),\"\",I39/'Combined scenario - input'!$D24),\"\")","v":48.213499722075341},{"$f":"IFERROR(IF(OR(J39=\"\",'Combined scenario - input'!$D24=\"\"),\"\",J39/'Combined scenario - input'!$D24),\"\")","v":49.818427916101335},{"$f":"IFERROR(IF(OR(K39=\"\",'Combined scenario - input'!$D24=\"\"),\"\",K39/'Combined scenario - input'!$D24),\"\")","v":51.752849841478096},{"$f":"IFERROR(IF(OR(L39=\"\",'Combined scenario - input'!$D24=\"\"),\"\",L39/'Combined scenario - input'!$D24),\"\")","v":54.092586931382293},{"$f":"IFERROR(IF(OR(M39=\"\",'Combined scenario - input'!$D24=\"\"),\"\",M39/'Combined scenario - input'!$D24),\"\")","v":56.912037670425207},{"$f":"IFERROR(IF(OR(N39=\"\",'Combined scenario - input'!$D24=\"\"),\"\",N39/'Combined scenario - input'!$D24),\"\")","v":60.282123874780538},{"$f":"IFERROR(IF(OR(O39=\"\",'Combined scenario - input'!$D24=\"\"),\"\",O39/'Combined scenario - input'!$D24),\"\")","v":64.268080315016149},{"$f":"IFERROR(IF(OR(P39=\"\",'Combined scenario - input'!$D24=\"\"),\"\",P39/'Combined scenario - input'!$D24),\"\")","v":68.927063580131701},{"$f":"IFERROR(IF(OR(Q39=\"\",'Combined scenario - input'!$D24=\"\"),\"\",Q39/'Combined scenario - input'!$D24),\"\")","v":74.305566244061055},{"$f":"IFERROR(IF(OR(R39=\"\",'Combined scenario - input'!$D24=\"\"),\"\",R39/'Combined scenario - input'!$D24),\"\")","v":80.436644630730385},{"$f":"IFERROR(IF(OR(S39=\"\",'Combined scenario - input'!$D24=\"\"),\"\",S39/'Combined scenario - input'!$D24),\"\")","v":87.337002904976757},{"$f":"IFERROR(IF(OR(T39=\"\",'Combined scenario - input'!$D24=\"\"),\"\",T39/'Combined scenario - input'!$D24),\"\")","v":95.004021101266716},{"$f":"IFERROR(IF(OR(U39=\"\",'Combined scenario - input'!$D24=\"\"),\"\",U39/'Combined scenario - input'!$D24),\"\")","v":103.4128662040421},{"$f":"IFERROR(IF(OR(V39=\"\",'Combined scenario - input'!$D24=\"\"),\"\",V39/'Combined scenario - input'!$D24),\"\")","v":112.51387764907578},{"$f":"IFERROR(IF(OR(W39=\"\",'Combined scenario - input'!$D24=\"\"),\"\",W39/'Combined scenario - input'!$D24),\"\")","v":122.23046415657787}]
[{"$f":"IFERROR('Combined scenario - input'!A25,\"\")","v":4},{"$f":"IFERROR('Combined scenario - input'!B25,\"\")","v":"SWITCHGEAR"},{"$f":"IFERROR('Combined scenario - input'!C25,\"\")","v":"> 11 kv & < = 22 kv ; circuit breaker"},{"$f":"IFERROR(repcalc('Combined scenario - input'!$CV25:$GH25,'Combined scenario - input'!$G25,'Combined scenario - input'!$E25,'Combined scenario - input'!$F25,20,TRUE,TRUE),\"\")","v":399.90919804139827},350.44648350699862,302.69290696020761,257.86538909907955,216.8454720496149,180.17925438296001,148.1039246121336,120.59380027394936,97.417899755555453,78.201328836336515,62.483912068561786,49.771211532090405,39.575005247789932,31.442138909513755,24.972192690287059,19.825492711109241,15.723611915428078,12.444691364858778,9.8157639826228262,7.7038942559448129,{"$f":"IFERROR(IF(OR(D40=\"\",'Combined scenario - input'!$D25=\"\"),\"\",D40/'Combined scenario - input'!$D25),\"\")","v":5.0603113151338581},{"$f":"IFERROR(IF(OR(E40=\"\",'Combined scenario - input'!$D25=\"\"),\"\",E40/'Combined scenario - input'!$D25),\"\")","v":4.4344274013316358},{"$f":"IFERROR(IF(OR(F40=\"\",'Combined scenario - input'!$D25=\"\"),\"\",F40/'Combined scenario - input'!$D25),\"\")","v":3.8301703226714388},{"$f":"IFERROR(IF(OR(G40=\"\",'Combined scenario - input'!$D25=\"\"),\"\",G40/'Combined scenario - input'!$D25),\"\")","v":3.2629385686307404},{"$f":"IFERROR(IF(OR(H40=\"\",'Combined scenario - input'!$D25=\"\"),\"\",H40/'Combined scenario - input'!$D25),\"\")","v":2.7438868653744168},{"$f":"IFERROR(IF(OR(I40=\"\",'Combined scenario - input'!$D25=\"\"),\"\",I40/'Combined scenario - input'!$D25),\"\")","v":2.2799253534850914},{"$f":"IFERROR(IF(OR(J40=\"\",'Combined scenario - input'!$D25=\"\"),\"\",J40/'Combined scenario - input'!$D25),\"\")","v":1.8740553335633179},{"$f":"IFERROR(IF(OR(K40=\"\",'Combined scenario - input'!$D25=\"\"),\"\",K40/'Combined scenario - input'!$D25),\"\")","v":1.5259518286900886},{"$f":"IFERROR(IF(OR(L40=\"\",'Combined scenario - input'!$D25=\"\"),\"\",L40/'Combined scenario - input'!$D25),\"\")","v":1.232692078211669},{"$f":"IFERROR(IF(OR(M40=\"\",'Combined scenario - input'!$D25=\"\"),\"\",M40/'Combined scenario - input'!$D25),\"\")","v":0.98953230160025585},{"$f":"IFERROR(IF(OR(N40=\"\",'Combined scenario - input'!$D25=\"\"),\"\",N40/'Combined scenario - input'!$D25),\"\")","v":0.79064959946642865},{"$f":"IFERROR(IF(OR(O40=\"\",'Combined scenario - input'!$D25=\"\"),\"\",O40/'Combined scenario - input'!$D25),\"\")","v":0.62978752706179497},{"$f":"IFERROR(IF(OR(P40=\"\",'Combined scenario - input'!$D25=\"\"),\"\",P40/'Combined scenario - input'!$D25),\"\")","v":0.50076829398443168},{"$f":"IFERROR(IF(OR(Q40=\"\",'Combined scenario - input'!$D25=\"\"),\"\",Q40/'Combined scenario - input'!$D25),\"\")","v":0.39785784391823964},{"$f":"IFERROR(IF(OR(R40=\"\",'Combined scenario - input'!$D25=\"\"),\"\",R40/'Combined scenario - input'!$D25),\"\")","v":0.31598940422790983},{"$f":"IFERROR(IF(OR(S40=\"\",'Combined scenario - input'!$D25=\"\"),\"\",S40/'Combined scenario - input'!$D25),\"\")","v":0.25086486028697086},{"$f":"IFERROR(IF(OR(T40=\"\",'Combined scenario - input'!$D25=\"\"),\"\",T40/'Combined scenario - input'!$D25),\"\")","v":0.19896109336844414},{"$f":"IFERROR(IF(OR(U40=\"\",'Combined scenario - input'!$D25=\"\"),\"\",U40/'Combined scenario - input'!$D25),\"\")","v":0.15747077795501088},{"$f":"IFERROR(IF(OR(V40=\"\",'Combined scenario - input'!$D25=\"\"),\"\",V40/'Combined scenario - input'!$D25),\"\")","v":0.12420524906958452},{"$f":"IFERROR(IF(OR(W40=\"\",'Combined scenario - input'!$D25=\"\"),\"\",W40/'Combined scenario - input'!$D25),\"\")","v":9.7482387164089856E-2}]
[{"$f":"IFERROR('Combined scenario - input'!A26,\"\")","v":4},{"$f":"IFERROR('Combined scenario - input'!B26,\"\")","v":"SWITCHGEAR"},{"$f":"IFERROR('Combined scenario - input'!C26,\"\")","v":"> 11 kv & < = 22 kv ; switch"},{"$f":"IFERROR(repcalc('Combined scenario - input'!$CV26:$GH26,'Combined scenario - input'!$G26,'Combined scenario - input'!$E26,'Combined scenario - input'!$F26,20,TRUE,TRUE),\"\")","v":2.0200137018369699},1.8875359438224137,1.7313475729852437,1.5589193176634706,1.3779023557899512,1.1955844912325444,1.0184403295797677,0.85181391559437813,0.69975368852449271,0.56500166714540534,0.44912439136520166,0.3527641998435524,0.27598651522264761,0.21870125730894022,0.18114253961055848,0.16439790160018306,0.17098360968970472,0.2054632142696767,0.27510026550553812,0.39052149151625021,{"$f":"IFERROR(IF(OR(D41=\"\",'Combined scenario - input'!$D26=\"\"),\"\",D41/'Combined scenario - input'!$D26),\"\")","v":0.13812183925198321},{"$f":"IFERROR(IF(OR(E41=\"\",'Combined scenario - input'!$D26=\"\"),\"\",E41/'Combined scenario - input'!$D26),\"\")","v":0.12906344941021647},{"$f":"IFERROR(IF(OR(F41=\"\",'Combined scenario - input'!$D26=\"\"),\"\",F41/'Combined scenario - input'!$D26),\"\")","v":0.1183838064799816},{"$f":"IFERROR(IF(OR(G41=\"\",'Combined scenario - input'!$D26=\"\"),\"\",G41/'Combined scenario - input'!$D26),\"\")","v":0.10659373409463301},{"$f":"IFERROR(IF(OR(H41=\"\",'Combined scenario - input'!$D26=\"\"),\"\",H41/'Combined scenario - input'!$D26),\"\")","v":9.4216394432511008E-2},{"$f":"IFERROR(IF(OR(I41=\"\",'Combined scenario - input'!$D26=\"\"),\"\",I41/'Combined scenario - input'!$D26),\"\")","v":8.1750103358216406E-2},{"$f":"IFERROR(IF(OR(J41=\"\",'Combined scenario - input'!$D26=\"\"),\"\",J41/'Combined scenario - input'!$D26),\"\")","v":6.9637572934298106E-2},{"$f":"IFERROR(IF(OR(K41=\"\",'Combined scenario - input'!$D26=\"\"),\"\",K41/'Combined scenario - input'!$D26),\"\")","v":5.8244211222595293E-2},{"$f":"IFERROR(IF(OR(L41=\"\",'Combined scenario - input'!$D26=\"\"),\"\",L41/'Combined scenario - input'!$D26),\"\")","v":4.7846837075644147E-2},{"$f":"IFERROR(IF(OR(M41=\"\",'Combined scenario - input'!$D26=\"\"),\"\",M41/'Combined scenario - input'!$D26),\"\")","v":3.8632940645695946E-2},{"$f":"IFERROR(IF(OR(N41=\"\",'Combined scenario - input'!$D26=\"\"),\"\",N41/'Combined scenario - input'!$D26),\"\")","v":3.0709636737551088E-2},{"$f":"IFERROR(IF(OR(O41=\"\",'Combined scenario - input'!$D26=\"\"),\"\",O41/'Combined scenario - input'!$D26),\"\")","v":2.4120846338980949E-2},{"$f":"IFERROR(IF(OR(P41=\"\",'Combined scenario - input'!$D26=\"\"),\"\",P41/'Combined scenario - input'!$D26),\"\")","v":1.8871042833339208E-2},{"$f":"IFERROR(IF(OR(Q41=\"\",'Combined scenario - input'!$D26=\"\"),\"\",Q41/'Combined scenario - input'!$D26),\"\")","v":1.4954066835666456E-2},{"$f":"IFERROR(IF(OR(R41=\"\",'Combined scenario - input'!$D26=\"\"),\"\",R41/'Combined scenario - input'!$D26),\"\")","v":1.2385926251407596E-2},{"$f":"IFERROR(IF(OR(S41=\"\",'Combined scenario - input'!$D26=\"\"),\"\",S41/'Combined scenario - input'!$D26),\"\")","v":1.1240983423792863E-2},{"$f":"IFERROR(IF(OR(T41=\"\",'Combined scenario - input'!$D26=\"\"),\"\",T41/'Combined scenario - input'!$D26),\"\")","v":1.1691292306982216E-2},{"$f":"IFERROR(IF(OR(U41=\"\",'Combined scenario - input'!$D26=\"\"),\"\",U41/'Combined scenario - input'!$D26),\"\")","v":1.4048893345497943E-2},{"$f":"IFERROR(IF(OR(V41=\"\",'Combined scenario - input'!$D26=\"\"),\"\",V41/'Combined scenario - input'!$D26),\"\")","v":1.8810444016186437E-2},{"$f":"IFERROR(IF(OR(W41=\"\",'Combined scenario - input'!$D26=\"\"),\"\",W41/'Combined scenario - input'!$D26),\"\")","v":2.670256475319966E-2}]
[{"$f":"IFERROR('Combined scenario - input'!A27,\"\")","v":4},{"$f":"IFERROR('Combined scenario - input'!B27,\"\")","v":"SWITCHGEAR"},{"$f":"IFERROR('Combined scenario - input'!C27,\"\")","v":"> 33 kv & < = 66 kv ; circuit breaker"},{"$f":"IFERROR(repcalc('Combined scenario - input'!$CV27:$GH27,'Combined scenario - input'!$G27,'Combined scenario - input'!$E27,'Combined scenario - input'!$F27,20,TRUE,TRUE),\"\")","v":169.96254939145518},178.79830148690741,185.63045738956384,190.17028487002648,192.20999552008431,191.63959559523786,188.45786827940782,182.7760899914347,174.81374195786131,164.88627823059343,153.38584918993121,140.75663999145436,127.46705933755001,113.98132573265075,100.73300760182647,88.102788764890278,76.402203532692326,65.864399677383105,56.642241435823244,48.813354568877983,{"$f":"IFERROR(IF(OR(D42=\"\",'Combined scenario - input'!$D27=\"\"),\"\",D42/'Combined scenario - input'!$D27),\"\")","v":1.1881938425897598},{"$f":"IFERROR(IF(OR(E42=\"\",'Combined scenario - input'!$D27=\"\"),\"\",E42/'Combined scenario - input'!$D27),\"\")","v":1.2499638399924564},{"$f":"IFERROR(IF(OR(F42=\"\",'Combined scenario - input'!$D27=\"\"),\"\",F42/'Combined scenario - input'!$D27),\"\")","v":1.2977268654602174},{"$f":"IFERROR(IF(OR(G42=\"\",'Combined scenario - input'!$D27=\"\"),\"\",G42/'Combined scenario - input'!$D27),\"\")","v":1.3294644163384504},{"$f":"IFERROR(IF(OR(H42=\"\",'Combined scenario - input'!$D27=\"\"),\"\",H42/'Combined scenario - input'!$D27),\"\")","v":1.3437238613970293},{"$f":"IFERROR(IF(OR(I42=\"\",'Combined scenario - input'!$D27=\"\"),\"\",I42/'Combined scenario - input'!$D27),\"\")","v":1.339736243648632},{"$f":"IFERROR(IF(OR(J42=\"\",'Combined scenario - input'!$D27=\"\"),\"\",J42/'Combined scenario - input'!$D27),\"\")","v":1.3174930564347143},{"$f":"IFERROR(IF(OR(K42=\"\",'Combined scenario - input'!$D27=\"\"),\"\",K42/'Combined scenario - input'!$D27),\"\")","v":1.2777722238106934},{"$f":"IFERROR(IF(OR(L42=\"\",'Combined scenario - input'!$D27=\"\"),\"\",L42/'Combined scenario - input'!$D27),\"\")","v":1.2221081205130984},{"$f":"IFERROR(IF(OR(M42=\"\",'Combined scenario - input'!$D27=\"\"),\"\",M42/'Combined scenario - input'!$D27),\"\")","v":1.1527060592030796},{"$f":"IFERROR(IF(OR(N42=\"\",'Combined scenario - input'!$D27=\"\"),\"\",N42/'Combined scenario - input'!$D27),\"\")","v":1.0723075301025133},{"$f":"IFERROR(IF(OR(O42=\"\",'Combined scenario - input'!$D27=\"\"),\"\",O42/'Combined scenario - input'!$D27),\"\")","v":0.98401779415693946},{"$f":"IFERROR(IF(OR(P42=\"\",'Combined scenario - input'!$D27=\"\"),\"\",P42/'Combined scenario - input'!$D27),\"\")","v":0.89111145708382056},{"$f":"IFERROR(IF(OR(Q42=\"\",'Combined scenario - input'!$D27=\"\"),\"\",Q42/'Combined scenario - input'!$D27),\"\")","v":0.7968338312802582},{"$f":"IFERROR(IF(OR(R42=\"\",'Combined scenario - input'!$D27=\"\"),\"\",R42/'Combined scenario - input'!$D27),\"\")","v":0.70421595702456008},{"$f":"IFERROR(IF(OR(S42=\"\",'Combined scenario - input'!$D27=\"\"),\"\",S42/'Combined scenario - input'!$D27),\"\")","v":0.61591916278170278},{"$f":"IFERROR(IF(OR(T42=\"\",'Combined scenario - input'!$D27=\"\"),\"\",T42/'Combined scenario - input'!$D27),\"\")","v":0.53412135863383658},{"$f":"IFERROR(IF(OR(U42=\"\",'Combined scenario - input'!$D27=\"\"),\"\",U42/'Combined scenario - input'!$D27),\"\")","v":0.4604524609847494},{"$f":"IFERROR(IF(OR(V42=\"\",'Combined scenario - input'!$D27=\"\"),\"\",V42/'Combined scenario - input'!$D27),\"\")","v":0.39598113081675929},{"$f":"IFERROR(IF(OR(W42=\"\",'Combined scenario - input'!$D27=\"\"),\"\",W42/'Combined scenario - input'!$D27),\"\")","v":0.34125004327457714}]
[{"$f":"IFERROR('Combined scenario - input'!A28,\"\")","v":4},{"$f":"IFERROR('Combined scenario - input'!B28,\"\")","v":"SWITCHGEAR"},{"$f":"IFERROR('Combined scenario - input'!C28,\"\")","v":"> 33 kv & < = 66 kv ; switch"},{"$f":"IFERROR(repcalc('Combined scenario - input'!$CV28:$GH28,'Combined scenario - input'!$G28,'Combined scenario - input'!$E28,'Combined scenario - input'!$F28,20,TRUE,TRUE),\"\")","v":8.0403070495003847E-3},1.1295343129466364E-2,1.5684347872066486E-2,2.1526598326643685E-2,2.9203055763151006E-2,3.9158645443479502E-2,5.1901105138542528E-2,6.7995311251510773E-2,8.8052049126995005E-2,0.11271038435640614,0.14261313579609805,0.1783754560160975,0.22054717912410315,0.2695703639654114,0.32573428184417569,0.38913088768868348,0.45961446958629032,0.53676958353782112,0.61989144369115801,0.70798257077027849,{"$f":"IFERROR(IF(OR(D43=\"\",'Combined scenario - input'!$D28=\"\"),\"\",D43/'Combined scenario - input'!$D28),\"\")","v":2.5739482415115589E-4},{"$f":"IFERROR(IF(OR(E43=\"\",'Combined scenario - input'!$D28=\"\"),\"\",E43/'Combined scenario - input'!$D28),\"\")","v":3.6159848630614442E-4},{"$f":"IFERROR(IF(OR(F43=\"\",'Combined scenario - input'!$D28=\"\"),\"\",F43/'Combined scenario - input'!$D28),\"\")","v":5.0210395419002913E-4},{"$f":"IFERROR(IF(OR(G43=\"\",'Combined scenario - input'!$D28=\"\"),\"\",G43/'Combined scenario - input'!$D28),\"\")","v":6.891322628286091E-4},{"$f":"IFERROR(IF(OR(H43=\"\",'Combined scenario - input'!$D28=\"\"),\"\",H43/'Combined scenario - input'!$D28),\"\")","v":9.3487914784295858E-4},{"$f":"IFERROR(IF(OR(I43=\"\",'Combined scenario - input'!$D28=\"\"),\"\",I43/'Combined scenario - input'!$D28),\"\")","v":1.2535880279035089E-3},{"$f":"IFERROR(IF(OR(J43=\"\",'Combined scenario - input'!$D28=\"\"),\"\",J43/'Combined scenario - input'!$D28),\"\")","v":1.6615131422395024E-3},{"$f":"IFERROR(IF(OR(K43=\"\",'Combined scenario - input'!$D28=\"\"),\"\",K43/'Combined scenario - input'!$D28),\"\")","v":2.1767379124872175E-3},{"$f":"IFERROR(IF(OR(L43=\"\",'Combined scenario - input'!$D28=\"\"),\"\",L43/'Combined scenario - input'!$D28),\"\")","v":2.8188154459350082E-3},{"$f":"IFERROR(IF(OR(M43=\"\",'Combined scenario - input'!$D28=\"\"),\"\",M43/'Combined scenario - input'!$D28),\"\")","v":3.6082041870812709E-3},{"$f":"IFERROR(IF(OR(N43=\"\",'Combined scenario - input'!$D28=\"\"),\"\",N43/'Combined scenario - input'!$D28),\"\")","v":4.5654827339165552E-3},{"$f":"IFERROR(IF(OR(O43=\"\",'Combined scenario - input'!$D28=\"\"),\"\",O43/'Combined scenario - input'!$D28),\"\")","v":5.7103440019742316E-3},{"$f":"IFERROR(IF(OR(P43=\"\",'Combined scenario - input'!$D28=\"\"),\"\",P43/'Combined scenario - input'!$D28),\"\")","v":7.0603898629977672E-3},{"$f":"IFERROR(IF(OR(Q43=\"\",'Combined scenario - input'!$D28=\"\"),\"\",Q43/'Combined scenario - input'!$D28),\"\")","v":8.6297719728939595E-3},{"$f":"IFERROR(IF(OR(R43=\"\",'Combined scenario - input'!$D28=\"\"),\"\",R43/'Combined scenario - input'!$D28),\"\")","v":1.0427750790996783E-2},{"$f":"IFERROR(IF(OR(S43=\"\",'Combined scenario - input'!$D28=\"\"),\"\",S43/'Combined scenario - input'!$D28),\"\")","v":1.2457270075853099E-2},{"$f":"IFERROR(IF(OR(T43=\"\",'Combined scenario - input'!$D28=\"\"),\"\",T43/'Combined scenario - input'!$D28),\"\")","v":1.4713665143402844E-2},{"$f":"IFERROR(IF(OR(U43=\"\",'Combined scenario - input'!$D28=\"\"),\"\",U43/'Combined scenario - input'!$D28),\"\")","v":1.7183636360379027E-2},{"$f":"IFERROR(IF(OR(V43=\"\",'Combined scenario - input'!$D28=\"\"),\"\",V43/'Combined scenario - input'!$D28),\"\")","v":1.9844621375698139E-2},{"$f":"IFERROR(IF(OR(W43=\"\",'Combined scenario - input'!$D28=\"\"),\"\",W43/'Combined scenario - input'!$D28),\"\")","v":2.2664687826421098E-2}]
[{"$f":"IFERROR('Combined scenario - input'!A29,\"\")","v":""},{"$f":"IFERROR('Combined scenario - input'!B29,\"\")","v":"TRANSFORMERS"},{"$f":"IFERROR('Combined scenario - input'!C29,\"\")","v":"ground outdoor / indoor chamber mounted ; ˂ 22 kv ; < = 60 kva ; multiple phase"},{"$f":"IFERROR(repcalc('Combined scenario - input'!$CV29:$GH29,'Combined scenario - input'!$G29,'Combined scenario - input'!$E29,'Combined scenario - input'!$F29,20,TRUE,TRUE),\"\")","v":""},"","","","","","","","","","","","","","","","","","","",{"$f":"IFERROR(IF(OR(D44=\"\",'Combined scenario - input'!$D29=\"\"),\"\",D44/'Combined scenario - input'!$D29),\"\")","v":""},{"$f":"IFERROR(IF(OR(E44=\"\",'Combined scenario - input'!$D29=\"\"),\"\",E44/'Combined scenario - input'!$D29),\"\")","v":""},{"$f":"IFERROR(IF(OR(F44=\"\",'Combined scenario - input'!$D29=\"\"),\"\",F44/'Combined scenario - input'!$D29),\"\")","v":""},{"$f":"IFERROR(IF(OR(G44=\"\",'Combined scenario - input'!$D29=\"\"),\"\",G44/'Combined scenario - input'!$D29),\"\")","v":""},{"$f":"IFERROR(IF(OR(H44=\"\",'Combined scenario - input'!$D29=\"\"),\"\",H44/'Combined scenario - input'!$D29),\"\")","v":""},{"$f":"IFERROR(IF(OR(I44=\"\",'Combined scenario - input'!$D29=\"\"),\"\",I44/'Combined scenario - input'!$D29),\"\")","v":""},{"$f":"IFERROR(IF(OR(J44=\"\",'Combined scenario - input'!$D29=\"\"),\"\",J44/'Combined scenario - input'!$D29),\"\")","v":""},{"$f":"IFERROR(IF(OR(K44=\"\",'Combined scenario - input'!$D29=\"\"),\"\",K44/'Combined scenario - input'!$D29),\"\")","v":""},{"$f":"IFERROR(IF(OR(L44=\"\",'Combined scenario - input'!$D29=\"\"),\"\",L44/'Combined scenario - input'!$D29),\"\")","v":""},{"$f":"IFERROR(IF(OR(M44=\"\",'Combined scenario - input'!$D29=\"\"),\"\",M44/'Combined scenario - input'!$D29),\"\")","v":""},{"$f":"IFERROR(IF(OR(N44=\"\",'Combined scenario - input'!$D29=\"\"),\"\",N44/'Combined scenario - input'!$D29),\"\")","v":""},{"$f":"IFERROR(IF(OR(O44=\"\",'Combined scenario - input'!$D29=\"\"),\"\",O44/'Combined scenario - input'!$D29),\"\")","v":""},{"$f":"IFERROR(IF(OR(P44=\"\",'Combined scenario - input'!$D29=\"\"),\"\",P44/'Combined scenario - input'!$D29),\"\")","v":""},{"$f":"IFERROR(IF(OR(Q44=\"\",'Combined scenario - input'!$D29=\"\"),\"\",Q44/'Combined scenario - input'!$D29),\"\")","v":""},{"$f":"IFERROR(IF(OR(R44=\"\",'Combined scenario - input'!$D29=\"\"),\"\",R44/'Combined scenario - input'!$D29),\"\")","v":""},{"$f":"IFERROR(IF(OR(S44=\"\",'Combined scenario - input'!$D29=\"\"),\"\",S44/'Combined scenario - input'!$D29),\"\")","v":""},{"$f":"IFERROR(IF(OR(T44=\"\",'Combined scenario - input'!$D29=\"\"),\"\",T44/'Combined scenario - input'!$D29),\"\")","v":""},{"$f":"IFERROR(IF(OR(U44=\"\",'Combined scenario - input'!$D29=\"\"),\"\",U44/'Combined scenario - input'!$D29),\"\")","v":""},{"$f":"IFERROR(IF(OR(V44=\"\",'Combined scenario - input'!$D29=\"\"),\"\",V44/'Combined scenario - input'!$D29),\"\")","v":""},{"$f":"IFERROR(IF(OR(W44=\"\",'Combined scenario - input'!$D29=\"\"),\"\",W44/'Combined scenario - input'!$D29),\"\")","v":""}]
[{"$f":"IFERROR('Combined scenario - input'!A30,\"\")","v":5},{"$f":"IFERROR('Combined scenario - input'!B30,\"\")","v":"TRANSFORMERS"},{"$f":"IFERROR('Combined scenario - input'!C30,\"\")","v":"ground outdoor / indoor chamber mounted ; ˂ 22 kv ; > 60 kva and < = 600 kva ; multiple phase"},{"$f":"IFERROR(repcalc('Combined scenario - input'!$CV30:$GH30,'Combined scenario - input'!$G30,'Combined scenario - input'!$E30,'Combined scenario - input'!$F30,20,TRUE,TRUE),\"\")","v":23.37113588731286},27.090006005893567,31.902541925304451,38.101336818270582,46.021754389552136,56.039113971560276,68.562745124948918,84.026385671782833,102.87456333686998,125.54485701785552,152.44627384519936,183.93438456352035,220.28430089421164,261.66301081813788,308.10295883019359,359.4790126502686,415.49104406033973,475.65422980390656,539.29882867656613,605.58061841396318,{"$f":"IFERROR(IF(OR(D45=\"\",'Combined scenario - input'!$D30=\"\"),\"\",D45/'Combined scenario - input'!$D30),\"\")","v":0.35263063335574102},{"$f":"IFERROR(IF(OR(E45=\"\",'Combined scenario - input'!$D30=\"\"),\"\",E45/'Combined scenario - input'!$D30),\"\")","v":0.40874204923239715},{"$f":"IFERROR(IF(OR(F45=\"\",'Combined scenario - input'!$D30=\"\"),\"\",F45/'Combined scenario - input'!$D30),\"\")","v":0.48135501924342533},{"$f":"IFERROR(IF(OR(G45=\"\",'Combined scenario - input'!$D30=\"\"),\"\",G45/'Combined scenario - input'!$D30),\"\")","v":0.57488427600221204},{"$f":"IFERROR(IF(OR(H45=\"\",'Combined scenario - input'!$D30=\"\"),\"\",H45/'Combined scenario - input'!$D30),\"\")","v":0.69438988660110212},{"$f":"IFERROR(IF(OR(I45=\"\",'Combined scenario - input'!$D30=\"\"),\"\",I45/'Combined scenario - input'!$D30),\"\")","v":0.84553478049876363},{"$f":"IFERROR(IF(OR(J45=\"\",'Combined scenario - input'!$D30=\"\"),\"\",J45/'Combined scenario - input'!$D30),\"\")","v":1.0344950435696951},{"$f":"IFERROR(IF(OR(K45=\"\",'Combined scenario - input'!$D30=\"\"),\"\",K45/'Combined scenario - input'!$D30),\"\")","v":1.2678150407794038},{"$f":"IFERROR(IF(OR(L45=\"\",'Combined scenario - input'!$D30=\"\"),\"\",L45/'Combined scenario - input'!$D30),\"\")","v":1.552201938347753},{"$f":"IFERROR(IF(OR(M45=\"\",'Combined scenario - input'!$D30=\"\"),\"\",M45/'Combined scenario - input'!$D30),\"\")","v":1.8942580565283973},{"$f":"IFERROR(IF(OR(N45=\"\",'Combined scenario - input'!$D30=\"\"),\"\",N45/'Combined scenario - input'!$D30),\"\")","v":2.300154616273391},{"$f":"IFERROR(IF(OR(O45=\"\",'Combined scenario - input'!$D30=\"\"),\"\",O45/'Combined scenario - input'!$D30),\"\")","v":2.7752565744886488},{"$f":"IFERROR(IF(OR(P45=\"\",'Combined scenario - input'!$D30=\"\"),\"\",P45/'Combined scenario - input'!$D30),\"\")","v":3.3237148984624625},{"$f":"IFERROR(IF(OR(Q45=\"\",'Combined scenario - input'!$D30=\"\"),\"\",Q45/'Combined scenario - input'!$D30),\"\")","v":3.9480491524016821},{"$f":"IFERROR(IF(OR(R45=\"\",'Combined scenario - input'!$D30=\"\"),\"\",R45/'Combined scenario - input'!$D30),\"\")","v":4.6487488684727678},{"$f":"IFERROR(IF(OR(S45=\"\",'Combined scenario - input'!$D30=\"\"),\"\",S45/'Combined scenario - input'!$D30),\"\")","v":5.4239260137020029},{"$f":"IFERROR(IF(OR(T45=\"\",'Combined scenario - input'!$D30=\"\"),\"\",T45/'Combined scenario - input'!$D30),\"\")","v":6.2690521644766113},{"$f":"IFERROR(IF(OR(U45=\"\",'Combined scenario - input'!$D30=\"\"),\"\",U45/'Combined scenario - input'!$D30),\"\")","v":7.1768121636373685},{"$f":"IFERROR(IF(OR(V45=\"\",'Combined scenario - input'!$D30=\"\"),\"\",V45/'Combined scenario - input'!$D30),\"\")","v":8.1371007571550393},{"$f":"IFERROR(IF(OR(W45=\"\",'Combined scenario - input'!$D30=\"\"),\"\",W45/'Combined scenario - input'!$D30),\"\")","v":9.1371800689927891}]
[{"$f":"IFERROR('Combined scenario - input'!A31,\"\")","v":5},{"$f":"IFERROR('Combined scenario - input'!B31,\"\")","v":"TRANSFORMERS"},{"$f":"IFERROR('Combined scenario - input'!C31,\"\")","v":"ground outdoor / indoor chamber mounted ; ˂ 22 kv ; > 600 kva ; multiple phase"},{"$f":"IFERROR(repcalc('Combined scenario - input'!$CV31:$GH31,'Combined scenario - input'!$G31,'Combined scenario - input'!$E31,'Combined scenario - input'!$F31,20,TRUE,TRUE),\"\")","v":167.51211191141849},204.24323132841295,248.86466320622679,302.09293631360538,364.47879748688962,436.34739307706883,517.74087301347845,608.36863523036561,707.57070987539532,814.29948428746229,927.12402861183227,1044.2597160815778,1163.6237498628209,1282.9148053818274,1399.7125374758302,1511.5904867695922,1616.2342460230873,1711.5558617581992,1795.7955053409239,1867.6024865002896,{"$f":"IFERROR(IF(OR(D46=\"\",'Combined scenario - input'!$D31=\"\"),\"\",D46/'Combined scenario - input'!$D31),\"\")","v":2.9277996143499387},{"$f":"IFERROR(IF(OR(E46=\"\",'Combined scenario - input'!$D31=\"\"),\"\",E46/'Combined scenario - input'!$D31),\"\")","v":3.5697911458075957},{"$f":"IFERROR(IF(OR(F46=\"\",'Combined scenario - input'!$D31=\"\"),\"\",F46/'Combined scenario - input'!$D31),\"\")","v":4.3496906381660354},{"$f":"IFERROR(IF(OR(G46=\"\",'Combined scenario - input'!$D31=\"\"),\"\",G46/'Combined scenario - input'!$D31),\"\")","v":5.2800216792952073},{"$f":"IFERROR(IF(OR(H46=\"\",'Combined scenario - input'!$D31=\"\"),\"\",H46/'Combined scenario - input'!$D31),\"\")","v":6.3704102977648898},{"$f":"IFERROR(IF(OR(I46=\"\",'Combined scenario - input'!$D31=\"\"),\"\",I46/'Combined scenario - input'!$D31),\"\")","v":7.6265394459907094},{"$f":"IFERROR(IF(OR(J46=\"\",'Combined scenario - input'!$D31=\"\"),\"\",J46/'Combined scenario - input'!$D31),\"\")","v":9.0491458262053914},{"$f":"IFERROR(IF(OR(K46=\"\",'Combined scenario - input'!$D31=\"\"),\"\",K46/'Combined scenario - input'!$D31),\"\")","v":10.633150255737709},{"$f":"IFERROR(IF(OR(L46=\"\",'Combined scenario - input'!$D31=\"\"),\"\",L46/'Combined scenario - input'!$D31),\"\")","v":12.367017691198258},{"$f":"IFERROR(IF(OR(M46=\"\",'Combined scenario - input'!$D31=\"\"),\"\",M46/'Combined scenario - input'!$D31),\"\")","v":14.232437815140896},{"$f":"IFERROR(IF(OR(N46=\"\",'Combined scenario - input'!$D31=\"\"),\"\",N46/'Combined scenario - input'!$D31),\"\")","v":16.204400639756095},{"$f":"IFERROR(IF(OR(O46=\"\",'Combined scenario - input'!$D31=\"\"),\"\",O46/'Combined scenario - input'!$D31),\"\")","v":18.251714214203119},{"$f":"IFERROR(IF(OR(P46=\"\",'Combined scenario - input'!$D31=\"\"),\"\",P46/'Combined scenario - input'!$D31),\"\")","v":20.337975130409468},{"$f":"IFERROR(IF(OR(Q46=\"\",'Combined scenario - input'!$D31=\"\"),\"\",Q46/'Combined scenario - input'!$D31),\"\")","v":22.4229605225621},{"$f":"IFERROR(IF(OR(R46=\"\",'Combined scenario - input'!$D31=\"\"),\"\",R46/'Combined scenario - input'!$D31),\"\")","v":24.46436726670607},{"$f":"IFERROR(IF(OR(S46=\"\",'Combined scenario - input'!$D31=\"\"),\"\",S46/'Combined scenario - input'!$D31),\"\")","v":26.41978537384421},{"$f":"IFERROR(IF(OR(T46=\"\",'Combined scenario - input'!$D31=\"\"),\"\",T46/'Combined scenario - input'!$D31),\"\")","v":28.248763317531793},{"$f":"IFERROR(IF(OR(U46=\"\",'Combined scenario - input'!$D31=\"\"),\"\",U46/'Combined scenario - input'!$D31),\"\")","v":29.914807561162693},{"$f":"IFERROR(IF(OR(V46=\"\",'Combined scenario - input'!$D31=\"\"),\"\",V46/'Combined scenario - input'!$D31),\"\")","v":31.387159579056785},{"$f":"IFERROR(IF(OR(W46=\"\",'Combined scenario - input'!$D31=\"\"),\"\",W46/'Combined scenario - input'!$D31),\"\")","v":32.642211821829527}]
[{"$f":"IFERROR('Combined scenario - input'!A32,\"\")","v":5},{"$f":"IFERROR('Combined scenario - input'!B32,\"\")","v":"TRANSFORMERS"},{"$f":"IFERROR('Combined scenario - input'!C32,\"\")","v":"ground outdoor / indoor chamber mounted ; > = 22 kv & < = 33 kv ; < = 15 mva"},{"$f":"IFERROR(repcalc('Combined scenario - input'!$CV32:$GH32,'Combined scenario - input'!$G32,'Combined scenario - input'!$E32,'Combined scenario - input'!$F32,20,TRUE,TRUE),\"\")","v":546.42905193458432},533.72658976002776,520.70054718031179,507.48842035733514,494.14477009929755,480.66086614270245,466.98662912244447,453.05210355380109,438.78623867415587,424.13148445434211,409.05349607369402,393.54596363094157,377.6311567970767,361.3571473275461,344.79283628563189,328.02189143682591,311.13654032656979,294.23192317501201,277.40144274133195,260.73330137455872,{"$f":"IFERROR(IF(OR(D47=\"\",'Combined scenario - input'!$D32=\"\"),\"\",D47/'Combined scenario - input'!$D32),\"\")","v":1.1656955242842817},{"$f":"IFERROR(IF(OR(E47=\"\",'Combined scenario - input'!$D32=\"\"),\"\",E47/'Combined scenario - input'!$D32),\"\")","v":1.1385973982753379},{"$f":"IFERROR(IF(OR(F47=\"\",'Combined scenario - input'!$D32=\"\"),\"\",F47/'Combined scenario - input'!$D32),\"\")","v":1.1108089791190865},{"$f":"IFERROR(IF(OR(G47=\"\",'Combined scenario - input'!$D32=\"\"),\"\",G47/'Combined scenario - input'!$D32),\"\")","v":1.0826235869820959},{"$f":"IFERROR(IF(OR(H47=\"\",'Combined scenario - input'!$D32=\"\"),\"\",H47/'Combined scenario - input'!$D32),\"\")","v":1.0541576162795145},{"$f":"IFERROR(IF(OR(I47=\"\",'Combined scenario - input'!$D32=\"\"),\"\",I47/'Combined scenario - input'!$D32),\"\")","v":1.025392442765344},{"$f":"IFERROR(IF(OR(J47=\"\",'Combined scenario - input'!$D32=\"\"),\"\",J47/'Combined scenario - input'!$D32),\"\")","v":0.99622123227409543},{"$f":"IFERROR(IF(OR(K47=\"\",'Combined scenario - input'!$D32=\"\"),\"\",K47/'Combined scenario - input'!$D32),\"\")","v":0.96649474897148901},{"$f":"IFERROR(IF(OR(L47=\"\",'Combined scenario - input'!$D32=\"\"),\"\",L47/'Combined scenario - input'!$D32),\"\")","v":0.93606142047006524},{"$f":"IFERROR(IF(OR(M47=\"\",'Combined scenario - input'!$D32=\"\"),\"\",M47/'Combined scenario - input'!$D32),\"\")","v":0.90479847545818803},{"$f":"IFERROR(IF(OR(N47=\"\",'Combined scenario - input'!$D32=\"\"),\"\",N47/'Combined scenario - input'!$D32),\"\")","v":0.87263264622874948},{"$f":"IFERROR(IF(OR(O47=\"\",'Combined scenario - input'!$D32=\"\"),\"\",O47/'Combined scenario - input'!$D32),\"\")","v":0.83955047188752518},{"$f":"IFERROR(IF(OR(P47=\"\",'Combined scenario - input'!$D32=\"\"),\"\",P47/'Combined scenario - input'!$D32),\"\")","v":0.80559946025956708},{"$f":"IFERROR(IF(OR(Q47=\"\",'Combined scenario - input'!$D32=\"\"),\"\",Q47/'Combined scenario - input'!$D32),\"\")","v":0.77088216268245568},{"$f":"IFERROR(IF(OR(R47=\"\",'Combined scenario - input'!$D32=\"\"),\"\",R47/'Combined scenario - input'!$D32),\"\")","v":0.73554556559624573},{"$f":"IFERROR(IF(OR(S47=\"\",'Combined scenario - input'!$D32=\"\"),\"\",S47/'Combined scenario - input'!$D32),\"\")","v":0.69976815720432872},{"$f":"IFERROR(IF(OR(T47=\"\",'Combined scenario - input'!$D32=\"\"),\"\",T47/'Combined scenario - input'!$D32),\"\")","v":0.66374668626403444},{"$f":"IFERROR(IF(OR(U47=\"\",'Combined scenario - input'!$D32=\"\"),\"\",U47/'Combined scenario - input'!$D32),\"\")","v":0.62768411513326428},{"$f":"IFERROR(IF(OR(V47=\"\",'Combined scenario - input'!$D32=\"\"),\"\",V47/'Combined scenario - input'!$D32),\"\")","v":0.59177969964943355},{"$f":"IFERROR(IF(OR(W47=\"\",'Combined scenario - input'!$D32=\"\"),\"\",W47/'Combined scenario - input'!$D32),\"\")","v":0.55622160162994672}]
[{"$f":"IFERROR('Combined scenario - input'!A33,\"\")","v":5},{"$f":"IFERROR('Combined scenario - input'!B33,\"\")","v":"TRANSFORMERS"},{"$f":"IFERROR('Combined scenario - input'!C33,\"\")","v":"ground outdoor / indoor chamber mounted ; > 33 kv & < = 66 kv ; < = 15 mva"},{"$f":"IFERROR(repcalc('Combined scenario - input'!$CV33:$GH33,'Combined scenario - input'!$G33,'Combined scenario - input'!$E33,'Combined scenario - input'!$F33,20,TRUE,TRUE),\"\")","v":33.441463281267239},39.224644251979385,45.372821296802869,51.76016916498957,58.231613047192759,64.607849234674362,70.692798593322223,76.283145095673305,81.17936050163722,85.197406688852894,88.180170209057025,90.007643071540372,90.604931486104945,89.947347896572481,88.062103832881462,85.026441814130791,80.962385023434308,76.028602081188254,70.410142559201589,64.306967389084107,{"$f":"IFERROR(IF(OR(D48=\"\",'Combined scenario - input'!$D33=\"\"),\"\",D48/'Combined scenario - input'!$D33),\"\")","v":5.6029364194110455E-2},{"$f":"IFERROR(IF(OR(E48=\"\",'Combined scenario - input'!$D33=\"\"),\"\",E48/'Combined scenario - input'!$D33),\"\")","v":6.5718771325705361E-2},{"$f":"IFERROR(IF(OR(F48=\"\",'Combined scenario - input'!$D33=\"\"),\"\",F48/'Combined scenario - input'!$D33),\"\")","v":7.601970965118976E-2},{"$f":"IFERROR(IF(OR(G48=\"\",'Combined scenario - input'!$D33=\"\"),\"\",G48/'Combined scenario - input'!$D33),\"\")","v":8.6721365763874847E-2},{"$f":"IFERROR(IF(OR(H48=\"\",'Combined scenario - input'!$D33=\"\"),\"\",H48/'Combined scenario - input'!$D33),\"\")","v":9.756392020259827E-2},{"$f":"IFERROR(IF(OR(I48=\"\",'Combined scenario - input'!$D33=\"\"),\"\",I48/'Combined scenario - input'!$D33),\"\")","v":0.10824695929485581},{"$f":"IFERROR(IF(OR(J48=\"\",'Combined scenario - input'!$D33=\"\"),\"\",J48/'Combined scenario - input'!$D33),\"\")","v":0.11844196304965204},{"$f":"IFERROR(IF(OR(K48=\"\",'Combined scenario - input'!$D33=\"\"),\"\",K48/'Combined scenario - input'!$D33),\"\")","v":0.1278082864523411},{"$f":"IFERROR(IF(OR(L48=\"\",'Combined scenario - input'!$D33=\"\"),\"\",L48/'Combined scenario - input'!$D33),\"\")","v":0.13601163072128755},{"$f":"IFERROR(IF(OR(M48=\"\",'Combined scenario - input'!$D33=\"\"),\"\",M48/'Combined scenario - input'!$D33),\"\")","v":0.14274364992986008},{"$f":"IFERROR(IF(OR(N48=\"\",'Combined scenario - input'!$D33=\"\"),\"\",N48/'Combined scenario - input'!$D33),\"\")","v":0.14774110898758142},{"$f":"IFERROR(IF(OR(O48=\"\",'Combined scenario - input'!$D33=\"\"),\"\",O48/'Combined scenario - input'!$D33),\"\")","v":0.15080294099253108},{"$f":"IFERROR(IF(OR(P48=\"\",'Combined scenario - input'!$D33=\"\"),\"\",P48/'Combined scenario - input'!$D33),\"\")","v":0.15180366544729224},{"$f":"IFERROR(IF(OR(Q48=\"\",'Combined scenario - input'!$D33=\"\"),\"\",Q48/'Combined scenario - input'!$D33),\"\")","v":0.15070191968586727},{"$f":"IFERROR(IF(OR(R48=\"\",'Combined scenario - input'!$D33=\"\"),\"\",R48/'Combined scenario - input'!$D33),\"\")","v":0.14754329515586653},{"$f":"IFERROR(IF(OR(S48=\"\",'Combined scenario - input'!$D33=\"\"),\"\",S48/'Combined scenario - input'!$D33),\"\")","v":0.14245720752303004},{"$f":"IFERROR(IF(OR(T48=\"\",'Combined scenario - input'!$D33=\"\"),\"\",T48/'Combined scenario - input'!$D33),\"\")","v":0.13564810003522956},{"$f":"IFERROR(IF(OR(U48=\"\",'Combined scenario - input'!$D33=\"\"),\"\",U48/'Combined scenario - input'!$D33),\"\")","v":0.12738181338979307},{"$f":"IFERROR(IF(OR(V48=\"\",'Combined scenario - input'!$D33=\"\"),\"\",V48/'Combined scenario - input'!$D33),\"\")","v":0.11796838814223227},{"$f":"IFERROR(IF(OR(W48=\"\",'Combined scenario - input'!$D33=\"\"),\"\",W48/'Combined scenario - input'!$D33),\"\")","v":0.1077428480254361}]
[{"$f":"IFERROR('Combined scenario - input'!A34,\"\")","v":5},{"$f":"IFERROR('Combined scenario - input'!B34,\"\")","v":"TRANSFORMERS"},{"$f":"IFERROR('Combined scenario - input'!C34,\"\")","v":"ground outdoor / indoor chamber mounted ; > 33 kv & < = 66 kv ; > 15 mva and < = 40 mva"},{"$f":"IFERROR(repcalc('Combined scenario - input'!$CV34:$GH34,'Combined scenario - input'!$G34,'Combined scenario - input'!$E34,'Combined scenario - input'!$F34,20,TRUE,TRUE),\"\")","v":199.09700229285852},245.26108347417176,298.6760782521518,359.55773155418416,427.87924279912693,503.32215994902094,585.236237861993,672.6132047527675,764.07907414522379,857.908786078905,952.0655590990616,1044.2654547363506,1132.0654447719676,1212.9709405983201,1284.5565505513921,1344.5920464367789,1391.1643927198311,1422.7864082094216,1438.4832847642574,1437.8497614625765,{"$f":"IFERROR(IF(OR(D49=\"\",'Combined scenario - input'!$D34=\"\"),\"\",D49/'Combined scenario - input'!$D34),\"\")","v":0.27405746648289964},{"$f":"IFERROR(IF(OR(E49=\"\",'Combined scenario - input'!$D34=\"\"),\"\",E49/'Combined scenario - input'!$D34),\"\")","v":0.3376024269060201},{"$f":"IFERROR(IF(OR(F49=\"\",'Combined scenario - input'!$D34=\"\"),\"\",F49/'Combined scenario - input'!$D34),\"\")","v":0.41112828602226059},{"$f":"IFERROR(IF(OR(G49=\"\",'Combined scenario - input'!$D34=\"\"),\"\",G49/'Combined scenario - input'!$D34),\"\")","v":0.49493201720402197},{"$f":"IFERROR(IF(OR(H49=\"\",'Combined scenario - input'!$D34=\"\"),\"\",H49/'Combined scenario - input'!$D34),\"\")","v":0.58897672939175327},{"$f":"IFERROR(IF(OR(I49=\"\",'Combined scenario - input'!$D34=\"\"),\"\",I49/'Combined scenario - input'!$D34),\"\")","v":0.69282407264691026},{"$f":"IFERROR(IF(OR(J49=\"\",'Combined scenario - input'!$D34=\"\"),\"\",J49/'Combined scenario - input'!$D34),\"\")","v":0.80557898308544484},{"$f":"IFERROR(IF(OR(K49=\"\",'Combined scenario - input'!$D34=\"\"),\"\",K49/'Combined scenario - input'!$D34),\"\")","v":0.92585357235235111},{"$f":"IFERROR(IF(OR(L49=\"\",'Combined scenario - input'!$D34=\"\"),\"\",L49/'Combined scenario - input'!$D34),\"\")","v":1.0517565450072615},{"$f":"IFERROR(IF(OR(M49=\"\",'Combined scenario - input'!$D34=\"\"),\"\",M49/'Combined scenario - input'!$D34),\"\")","v":1.1809133521777697},{"$f":"IFERROR(IF(OR(N49=\"\",'Combined scenario - input'!$D34=\"\"),\"\",N49/'Combined scenario - input'!$D34),\"\")","v":1.3105203596612527},{"$f":"IFERROR(IF(OR(O49=\"\",'Combined scenario - input'!$D34=\"\"),\"\",O49/'Combined scenario - input'!$D34),\"\")","v":1.4374337210747787},{"$f":"IFERROR(IF(OR(P49=\"\",'Combined scenario - input'!$D34=\"\"),\"\",P49/'Combined scenario - input'!$D34),\"\")","v":1.5582906026414387},{"$f":"IFERROR(IF(OR(Q49=\"\",'Combined scenario - input'!$D34=\"\"),\"\",Q49/'Combined scenario - input'!$D34),\"\")","v":1.6696571975944774},{"$f":"IFERROR(IF(OR(R49=\"\",'Combined scenario - input'!$D34=\"\"),\"\",R49/'Combined scenario - input'!$D34),\"\")","v":1.7681949489138786},{"$f":"IFERROR(IF(OR(S49=\"\",'Combined scenario - input'!$D34=\"\"),\"\",S49/'Combined scenario - input'!$D34),\"\")","v":1.8508339425296243},{"$f":"IFERROR(IF(OR(T49=\"\",'Combined scenario - input'!$D34=\"\"),\"\",T49/'Combined scenario - input'!$D34),\"\")","v":1.9149408807733419},{"$f":"IFERROR(IF(OR(U49=\"\",'Combined scenario - input'!$D34=\"\"),\"\",U49/'Combined scenario - input'!$D34),\"\")","v":1.958468655427692},{"$f":"IFERROR(IF(OR(V49=\"\",'Combined scenario - input'!$D34=\"\"),\"\",V49/'Combined scenario - input'!$D34),\"\")","v":1.9800754409180401},{"$f":"IFERROR(IF(OR(W49=\"\",'Combined scenario - input'!$D34=\"\"),\"\",W49/'Combined scenario - input'!$D34),\"\")","v":1.9792033946842089}]
[{"$f":"IFERROR('Combined scenario - input'!A35,\"\")","v":""},{"$f":"IFERROR('Combined scenario - input'!B35,\"\")","v":"TRANSFORMERS"},{"$f":"IFERROR('Combined scenario - input'!C35,\"\")","v":"ground outdoor / indoor chamber mounted ; > 33 kv & < = 66 kv ; > 40 mva"},{"$f":"IFERROR(repcalc('Combined scenario - input'!$CV35:$GH35,'Combined scenario - input'!$G35,'Combined scenario - input'!$E35,'Combined scenario - input'!$F35,20,TRUE,TRUE),\"\")","v":""},"","","","","","","","","","","","","","","","","","","",{"$f":"IFERROR(IF(OR(D50=\"\",'Combined scenario - input'!$D35=\"\"),\"\",D50/'Combined scenario - input'!$D35),\"\")","v":""},{"$f":"IFERROR(IF(OR(E50=\"\",'Combined scenario - input'!$D35=\"\"),\"\",E50/'Combined scenario - input'!$D35),\"\")","v":""},{"$f":"IFERROR(IF(OR(F50=\"\",'Combined scenario - input'!$D35=\"\"),\"\",F50/'Combined scenario - input'!$D35),\"\")","v":""},{"$f":"IFERROR(IF(OR(G50=\"\",'Combined scenario - input'!$D35=\"\"),\"\",G50/'Combined scenario - input'!$D35),\"\")","v":""},{"$f":"IFERROR(IF(OR(H50=\"\",'Combined scenario - input'!$D35=\"\"),\"\",H50/'Combined scenario - input'!$D35),\"\")","v":""},{"$f":"IFERROR(IF(OR(I50=\"\",'Combined scenario - input'!$D35=\"\"),\"\",I50/'Combined scenario - input'!$D35),\"\")","v":""},{"$f":"IFERROR(IF(OR(J50=\"\",'Combined scenario - input'!$D35=\"\"),\"\",J50/'Combined scenario - input'!$D35),\"\")","v":""},{"$f":"IFERROR(IF(OR(K50=\"\",'Combined scenario - input'!$D35=\"\"),\"\",K50/'Combined scenario - input'!$D35),\"\")","v":""},{"$f":"IFERROR(IF(OR(L50=\"\",'Combined scenario - input'!$D35=\"\"),\"\",L50/'Combined scenario - input'!$D35),\"\")","v":""},{"$f":"IFERROR(IF(OR(M50=\"\",'Combined scenario - input'!$D35=\"\"),\"\",M50/'Combined scenario - input'!$D35),\"\")","v":""},{"$f":"IFERROR(IF(OR(N50=\"\",'Combined scenario - input'!$D35=\"\"),\"\",N50/'Combined scenario - input'!$D35),\"\")","v":""},{"$f":"IFERROR(IF(OR(O50=\"\",'Combined scenario - input'!$D35=\"\"),\"\",O50/'Combined scenario - input'!$D35),\"\")","v":""},{"$f":"IFERROR(IF(OR(P50=\"\",'Combined scenario - input'!$D35=\"\"),\"\",P50/'Combined scenario - input'!$D35),\"\")","v":""},{"$f":"IFERROR(IF(OR(Q50=\"\",'Combined scenario - input'!$D35=\"\"),\"\",Q50/'Combined scenario - input'!$D35),\"\")","v":""},{"$f":"IFERROR(IF(OR(R50=\"\",'Combined scenario - input'!$D35=\"\"),\"\",R50/'Combined scenario - input'!$D35),\"\")","v":""},{"$f":"IFERROR(IF(OR(S50=\"\",'Combined scenario - input'!$D35=\"\"),\"\",S50/'Combined scenario - input'!$D35),\"\")","v":""},{"$f":"IFERROR(IF(OR(T50=\"\",'Combined scenario - input'!$D35=\"\"),\"\",T50/'Combined scenario - input'!$D35),\"\")","v":""},{"$f":"IFERROR(IF(OR(U50=\"\",'Combined scenario - input'!$D35=\"\"),\"\",U50/'Combined scenario - input'!$D35),\"\")","v":""},{"$f":"IFERROR(IF(OR(V50=\"\",'Combined scenario - input'!$D35=\"\"),\"\",V50/'Combined scenario - input'!$D35),\"\")","v":""},{"$f":"IFERROR(IF(OR(W50=\"\",'Combined scenario - input'!$D35=\"\"),\"\",W50/'Combined scenario - input'!$D35),\"\")","v":""}]
[{"$f":"IFERROR('Combined scenario - input'!A36,\"\")","v":""},{"$f":"IFERROR('Combined scenario - input'!B36,\"\")","v":"TRANSFORMERS"},{"$f":"IFERROR('Combined scenario - input'!C36,\"\")","v":"kiosk mounted ; < = 22 kv ; < = 60 kva ; multiple phase"},{"$f":"IFERROR(repcalc('Combined scenario - input'!$CV36:$GH36,'Combined scenario - input'!$G36,'Combined scenario - input'!$E36,'Combined scenario - input'!$F36,20,TRUE,TRUE),\"\")","v":""},"","","","","","","","","","","","","","","","","","","",{"$f":"IFERROR(IF(OR(D51=\"\",'Combined scenario - input'!$D36=\"\"),\"\",D51/'Combined scenario - input'!$D36),\"\")","v":""},{"$f":"IFERROR(IF(OR(E51=\"\",'Combined scenario - input'!$D36=\"\"),\"\",E51/'Combined scenario - input'!$D36),\"\")","v":""},{"$f":"IFERROR(IF(OR(F51=\"\",'Combined scenario - input'!$D36=\"\"),\"\",F51/'Combined scenario - input'!$D36),\"\")","v":""},{"$f":"IFERROR(IF(OR(G51=\"\",'Combined scenario - input'!$D36=\"\"),\"\",G51/'Combined scenario - input'!$D36),\"\")","v":""},{"$f":"IFERROR(IF(OR(H51=\"\",'Combined scenario - input'!$D36=\"\"),\"\",H51/'Combined scenario - input'!$D36),\"\")","v":""},{"$f":"IFERROR(IF(OR(I51=\"\",'Combined scenario - input'!$D36=\"\"),\"\",I51/'Combined scenario - input'!$D36),\"\")","v":""},{"$f":"IFERROR(IF(OR(J51=\"\",'Combined scenario - input'!$D36=\"\"),\"\",J51/'Combined scenario - input'!$D36),\"\")","v":""},{"$f":"IFERROR(IF(OR(K51=\"\",'Combined scenario - input'!$D36=\"\"),\"\",K51/'Combined scenario - input'!$D36),\"\")","v":""},{"$f":"IFERROR(IF(OR(L51=\"\",'Combined scenario - input'!$D36=\"\"),\"\",L51/'Combined scenario - input'!$D36),\"\")","v":""},{"$f":"IFERROR(IF(OR(M51=\"\",'Combined scenario - input'!$D36=\"\"),\"\",M51/'Combined scenario - input'!$D36),\"\")","v":""},{"$f":"IFERROR(IF(OR(N51=\"\",'Combined scenario - input'!$D36=\"\"),\"\",N51/'Combined scenario - input'!$D36),\"\")","v":""},{"$f":"IFERROR(IF(OR(O51=\"\",'Combined scenario - input'!$D36=\"\"),\"\",O51/'Combined scenario - input'!$D36),\"\")","v":""},{"$f":"IFERROR(IF(OR(P51=\"\",'Combined scenario - input'!$D36=\"\"),\"\",P51/'Combined scenario - input'!$D36),\"\")","v":""},{"$f":"IFERROR(IF(OR(Q51=\"\",'Combined scenario - input'!$D36=\"\"),\"\",Q51/'Combined scenario - input'!$D36),\"\")","v":""},{"$f":"IFERROR(IF(OR(R51=\"\",'Combined scenario - input'!$D36=\"\"),\"\",R51/'Combined scenario - input'!$D36),\"\")","v":""},{"$f":"IFERROR(IF(OR(S51=\"\",'Combined scenario - input'!$D36=\"\"),\"\",S51/'Combined scenario - input'!$D36),\"\")","v":""},{"$f":"IFERROR(IF(OR(T51=\"\",'Combined scenario - input'!$D36=\"\"),\"\",T51/'Combined scenario - input'!$D36),\"\")","v":""},{"$f":"IFERROR(IF(OR(U51=\"\",'Combined scenario - input'!$D36=\"\"),\"\",U51/'Combined scenario - input'!$D36),\"\")","v":""},{"$f":"IFERROR(IF(OR(V51=\"\",'Combined scenario - input'!$D36=\"\"),\"\",V51/'Combined scenario - input'!$D36),\"\")","v":""},{"$f":"IFERROR(IF(OR(W51=\"\",'Combined scenario - input'!$D36=\"\"),\"\",W51/'Combined scenario - input'!$D36),\"\")","v":""}]
[{"$f":"IFERROR('Combined scenario - input'!A37,\"\")","v":5},{"$f":"IFERROR('Combined scenario - input'!B37,\"\")","v":"TRANSFORMERS"},{"$f":"IFERROR('Combined scenario - input'!C37,\"\")","v":"kiosk mounted ; < = 22 kv ; > 60 kva and < = 600 kva ; multiple phase"},{"$f":"IFERROR(repcalc('Combined scenario - input'!$CV37:$GH37,'Combined scenario - input'!$G37,'Combined scenario - input'!$E37,'Combined scenario - input'!$F37,20,TRUE,TRUE),\"\")","v":86.308294153423091},99.672720791959463,113.58881084751711,127.77057234851941,141.89810136127107,155.63338854350511,168.63852937917133,180.59484340848971,191.22122455039761,200.29005811433032,207.63925914439821,213.17938907373497,216.89534211213444,218.84268674639989,219.13931879144343,217.95355198649156,215.49007841436705,211.97533903771142,207.64375114110771,202.72597206538444,{"$f":"IFERROR(IF(OR(D52=\"\",'Combined scenario - input'!$D37=\"\"),\"\",D52/'Combined scenario - input'!$D37),\"\")","v":1.5376550103149884},{"$f":"IFERROR(IF(OR(E52=\"\",'Combined scenario - input'!$D37=\"\"),\"\",E52/'Combined scenario - input'!$D37),\"\")","v":1.7757535358657628},{"$f":"IFERROR(IF(OR(F52=\"\",'Combined scenario - input'!$D37=\"\"),\"\",F52/'Combined scenario - input'!$D37),\"\")","v":2.0236804101924073},{"$f":"IFERROR(IF(OR(G52=\"\",'Combined scenario - input'!$D37=\"\"),\"\",G52/'Combined scenario - input'!$D37),\"\")","v":2.276340445256297},{"$f":"IFERROR(IF(OR(H52=\"\",'Combined scenario - input'!$D37=\"\"),\"\",H52/'Combined scenario - input'!$D37),\"\")","v":2.5280342828289912},{"$f":"IFERROR(IF(OR(I52=\"\",'Combined scenario - input'!$D37=\"\"),\"\",I52/'Combined scenario - input'!$D37),\"\")","v":2.7727400015671448},{"$f":"IFERROR(IF(OR(J52=\"\",'Combined scenario - input'!$D37=\"\"),\"\",J52/'Combined scenario - input'!$D37),\"\")","v":3.0044375476948262},{"$f":"IFERROR(IF(OR(K52=\"\",'Combined scenario - input'!$D37=\"\"),\"\",K52/'Combined scenario - input'!$D37),\"\")","v":3.2174493602026697},{"$f":"IFERROR(IF(OR(L52=\"\",'Combined scenario - input'!$D37=\"\"),\"\",L52/'Combined scenario - input'!$D37),\"\")","v":3.4067672973099152},{"$f":"IFERROR(IF(OR(M52=\"\",'Combined scenario - input'!$D37=\"\"),\"\",M52/'Combined scenario - input'!$D37),\"\")","v":3.5683362114458554},{"$f":"IFERROR(IF(OR(N52=\"\",'Combined scenario - input'!$D37=\"\"),\"\",N52/'Combined scenario - input'!$D37),\"\")","v":3.6992684224985721},{"$f":"IFERROR(IF(OR(O52=\"\",'Combined scenario - input'!$D37=\"\"),\"\",O52/'Combined scenario - input'!$D37),\"\")","v":3.7979705070108385},{"$f":"IFERROR(IF(OR(P52=\"\",'Combined scenario - input'!$D37=\"\"),\"\",P52/'Combined scenario - input'!$D37),\"\")","v":3.8641733425973359},{"$f":"IFERROR(IF(OR(Q52=\"\",'Combined scenario - input'!$D37=\"\"),\"\",Q52/'Combined scenario - input'!$D37),\"\")","v":3.8988669286896007},{"$f":"IFERROR(IF(OR(R52=\"\",'Combined scenario - input'!$D37=\"\"),\"\",R52/'Combined scenario - input'!$D37),\"\")","v":3.9041516786056443},{"$f":"IFERROR(IF(OR(S52=\"\",'Combined scenario - input'!$D37=\"\"),\"\",S52/'Combined scenario - input'!$D37),\"\")","v":3.8830262434828238},{"$f":"IFERROR(IF(OR(T52=\"\",'Combined scenario - input'!$D37=\"\"),\"\",T52/'Combined scenario - input'!$D37),\"\")","v":3.8391373853132689},{"$f":"IFERROR(IF(OR(U52=\"\",'Combined scenario - input'!$D37=\"\"),\"\",U52/'Combined scenario - input'!$D37),\"\")","v":3.7765193407153901},{"$f":"IFERROR(IF(OR(V52=\"\",'Combined scenario - input'!$D37=\"\"),\"\",V52/'Combined scenario - input'!$D37),\"\")","v":3.6993484512062929},{"$f":"IFERROR(IF(OR(W52=\"\",'Combined scenario - input'!$D37=\"\"),\"\",W52/'Combined scenario - input'!$D37),\"\")","v":3.6117340717358095}]
[{"$f":"IFERROR('Combined scenario - input'!A38,\"\")","v":5},{"$f":"IFERROR('Combined scenario - input'!B38,\"\")","v":"TRANSFORMERS"},{"$f":"IFERROR('Combined scenario - input'!C38,\"\")","v":"kiosk mounted ; < = 22 kv ; > 600 kva ; multiple phase"},{"$f":"IFERROR(repcalc('Combined scenario - input'!$CV38:$GH38,'Combined scenario - input'!$G38,'Combined scenario - input'!$E38,'Combined scenario - input'!$F38,20,TRUE,TRUE),\"\")","v":85.527114827271589},98.917899888713663,112.88123935418888,127.12975205761985,141.34083856965222,155.1726346580584,168.28247495967807,180.34634569128278,191.07761220520308,200.24331643117679,207.67656036799099,213.28390217764647,217.04723840482916,219.02025438795135,219.3201097704769,218.11550579272242,215.61259187979141,212.04027499077975,207.63639345620788,202.63593708103045,{"$f":"IFERROR(IF(OR(D53=\"\",'Combined scenario - input'!$D38=\"\"),\"\",D53/'Combined scenario - input'!$D38),\"\")","v":1.3096702400545261},{"$f":"IFERROR(IF(OR(E53=\"\",'Combined scenario - input'!$D38=\"\"),\"\",E53/'Combined scenario - input'!$D38),\"\")","v":1.5147223188175678},{"$f":"IFERROR(IF(OR(F53=\"\",'Combined scenario - input'!$D38=\"\"),\"\",F53/'Combined scenario - input'!$D38),\"\")","v":1.7285418798613896},{"$f":"IFERROR(IF(OR(G53=\"\",'Combined scenario - input'!$D38=\"\"),\"\",G53/'Combined scenario - input'!$D38),\"\")","v":1.9467282771274426},{"$f":"IFERROR(IF(OR(H53=\"\",'Combined scenario - input'!$D38=\"\"),\"\",H53/'Combined scenario - input'!$D38),\"\")","v":2.1643415699555364},{"$f":"IFERROR(IF(OR(I53=\"\",'Combined scenario - input'!$D38=\"\"),\"\",I53/'Combined scenario - input'!$D38),\"\")","v":2.376146817216279},{"$f":"IFERROR(IF(OR(J53=\"\",'Combined scenario - input'!$D38=\"\"),\"\",J53/'Combined scenario - input'!$D38),\"\")","v":2.5768968101229026},{"$f":"IFERROR(IF(OR(K53=\"\",'Combined scenario - input'!$D38=\"\"),\"\",K53/'Combined scenario - input'!$D38),\"\")","v":2.7616299501213248},{"$f":"IFERROR(IF(OR(L53=\"\",'Combined scenario - input'!$D38=\"\"),\"\",L53/'Combined scenario - input'!$D38),\"\")","v":2.925957022532911},{"$f":"IFERROR(IF(OR(M53=\"\",'Combined scenario - input'!$D38=\"\"),\"\",M53/'Combined scenario - input'!$D38),\"\")","v":3.0663107580487514},{"$f":"IFERROR(IF(OR(N53=\"\",'Combined scenario - input'!$D38=\"\"),\"\",N53/'Combined scenario - input'!$D38),\"\")","v":3.1801354602004848},{"$f":"IFERROR(IF(OR(O53=\"\",'Combined scenario - input'!$D38=\"\"),\"\",O53/'Combined scenario - input'!$D38),\"\")","v":3.266000261190797},{"$f":"IFERROR(IF(OR(P53=\"\",'Combined scenario - input'!$D38=\"\"),\"\",P53/'Combined scenario - input'!$D38),\"\")","v":3.3236279441778147},{"$f":"IFERROR(IF(OR(Q53=\"\",'Combined scenario - input'!$D38=\"\"),\"\",Q53/'Combined scenario - input'!$D38),\"\")","v":3.3538405886878704},{"$f":"IFERROR(IF(OR(R53=\"\",'Combined scenario - input'!$D38=\"\"),\"\",R53/'Combined scenario - input'!$D38),\"\")","v":3.358432251479337},{"$f":"IFERROR(IF(OR(S53=\"\",'Combined scenario - input'!$D38=\"\"),\"\",S53/'Combined scenario - input'!$D38),\"\")","v":3.3399862418845725},{"$f":"IFERROR(IF(OR(T53=\"\",'Combined scenario - input'!$D38=\"\"),\"\",T53/'Combined scenario - input'!$D38),\"\")","v":3.3016593104569858},{"$f":"IFERROR(IF(OR(U53=\"\",'Combined scenario - input'!$D38=\"\"),\"\",U53/'Combined scenario - input'!$D38),\"\")","v":3.246956692146624},{"$f":"IFERROR(IF(OR(V53=\"\",'Combined scenario - input'!$D38=\"\"),\"\",V53/'Combined scenario - input'!$D38),\"\")","v":3.1795203873185867},{"$f":"IFERROR(IF(OR(W53=\"\",'Combined scenario - input'!$D38=\"\"),\"\",W53/'Combined scenario - input'!$D38),\"\")","v":3.1029487770814486}]
[{"$f":"IFERROR('Combined scenario - input'!A39,\"\")","v":5},{"$f":"IFERROR('Combined scenario - input'!B39,\"\")","v":"TRANSFORMERS"},{"$f":"IFERROR('Combined scenario - input'!C39,\"\")","v":"pole mounted ; < = 22 kv ; < = 60 kva ; multiple phase"},{"$f":"IFERROR(repcalc('Combined scenario - input'!$CV39:$GH39,'Combined scenario - input'!$G39,'Combined scenario - input'!$E39,'Combined scenario - input'!$F39,20,TRUE,TRUE),\"\")","v":0.21759146887485548},0.26581828727078866,0.32007312268402432,0.37995649781131779,0.44478414003933026,0.51359129886560051,0.58515763190548564,0.65805168637581635,0.73069163277489224,0.80141687805225803,0.86856386796833529,0.93053904970227774,0.98588270207486906,1.0333190414512929,1.0717903678720779,1.1004755763854772,1.1187956196154816,1.12641002366067,1.123209043451981,1.1093054349704266,{"$f":"IFERROR(IF(OR(D54=\"\",'Combined scenario - input'!$D39=\"\"),\"\",D54/'Combined scenario - input'!$D39),\"\")","v":1.6406745086748699E-2},{"$f":"IFERROR(IF(OR(E54=\"\",'Combined scenario - input'!$D39=\"\"),\"\",E54/'Combined scenario - input'!$D39),\"\")","v":2.0043124398209995E-2},{"$f":"IFERROR(IF(OR(F54=\"\",'Combined scenario - input'!$D39=\"\"),\"\",F54/'Combined scenario - input'!$D39),\"\")","v":2.4134025842790147E-2},{"$f":"IFERROR(IF(OR(G54=\"\",'Combined scenario - input'!$D39=\"\"),\"\",G54/'Combined scenario - input'!$D39),\"\")","v":2.8649328192317081E-2},{"$f":"IFERROR(IF(OR(H54=\"\",'Combined scenario - input'!$D39=\"\"),\"\",H54/'Combined scenario - input'!$D39),\"\")","v":3.3537436196320061E-2},{"$f":"IFERROR(IF(OR(I54=\"\",'Combined scenario - input'!$D39=\"\"),\"\",I54/'Combined scenario - input'!$D39),\"\")","v":3.8725606122482548E-2},{"$f":"IFERROR(IF(OR(J54=\"\",'Combined scenario - input'!$D39=\"\"),\"\",J54/'Combined scenario - input'!$D39),\"\")","v":4.4121822201404579E-2},{"$f":"IFERROR(IF(OR(K54=\"\",'Combined scenario - input'!$D39=\"\"),\"\",K54/'Combined scenario - input'!$D39),\"\")","v":4.961815060167897E-2},{"$f":"IFERROR(IF(OR(L54=\"\",'Combined scenario - input'!$D39=\"\"),\"\",L54/'Combined scenario - input'!$D39),\"\")","v":5.5095318846589185E-2},{"$f":"IFERROR(IF(OR(M54=\"\",'Combined scenario - input'!$D39=\"\"),\"\",M54/'Combined scenario - input'!$D39),\"\")","v":6.0428115561753086E-2},{"$f":"IFERROR(IF(OR(N54=\"\",'Combined scenario - input'!$D39=\"\"),\"\",N54/'Combined scenario - input'!$D39),\"\")","v":6.5491106094388213E-2},{"$f":"IFERROR(IF(OR(O54=\"\",'Combined scenario - input'!$D39=\"\"),\"\",O54/'Combined scenario - input'!$D39),\"\")","v":7.0164134010747031E-2},{"$f":"IFERROR(IF(OR(P54=\"\",'Combined scenario - input'!$D39=\"\"),\"\",P54/'Combined scenario - input'!$D39),\"\")","v":7.4337133997106647E-2},{"$f":"IFERROR(IF(OR(Q54=\"\",'Combined scenario - input'!$D39=\"\"),\"\",Q54/'Combined scenario - input'!$D39),\"\")","v":7.7913909925050304E-2},{"$f":"IFERROR(IF(OR(R54=\"\",'Combined scenario - input'!$D39=\"\"),\"\",R54/'Combined scenario - input'!$D39),\"\")","v":8.0814709524403811E-2},{"$f":"IFERROR(IF(OR(S54=\"\",'Combined scenario - input'!$D39=\"\"),\"\",S54/'Combined scenario - input'!$D39),\"\")","v":8.2977620167330957E-2},{"$f":"IFERROR(IF(OR(T54=\"\",'Combined scenario - input'!$D39=\"\"),\"\",T54/'Combined scenario - input'!$D39),\"\")","v":8.4358980754706589E-2},{"$f":"IFERROR(IF(OR(U54=\"\",'Combined scenario - input'!$D39=\"\"),\"\",U54/'Combined scenario - input'!$D39),\"\")","v":8.4933119009312358E-2},{"$f":"IFERROR(IF(OR(V54=\"\",'Combined scenario - input'!$D39=\"\"),\"\",V54/'Combined scenario - input'!$D39),\"\")","v":8.4691759977254477E-2},{"$f":"IFERROR(IF(OR(W54=\"\",'Combined scenario - input'!$D39=\"\"),\"\",W54/'Combined scenario - input'!$D39),\"\")","v":8.3643405640007842E-2}]
[{"$f":"IFERROR('Combined scenario - input'!A40,\"\")","v":5},{"$f":"IFERROR('Combined scenario - input'!B40,\"\")","v":"TRANSFORMERS"},{"$f":"IFERROR('Combined scenario - input'!C40,\"\")","v":"pole mounted ; < = 22 kv ; > 60 kva and < = 600 kva ; multiple phase"},{"$f":"IFERROR(repcalc('Combined scenario - input'!$CV40:$GH40,'Combined scenario - input'!$G40,'Combined scenario - input'!$E40,'Combined scenario - input'!$F40,20,TRUE,TRUE),\"\")","v":111.05262095275177},127.87570140352075,145.33763677911412,163.07607205404747,180.68882456101448,197.75405896697737,213.85328369523705,228.59525782608509,241.6386863423669,252.71162146145667,261.62578734211246,268.28457374890132,272.68413397763754,274.90777968790979,275.11458500474129,273.52369506507972,270.39620327215272,266.01657487475887,260.67545082562367,254.65530307081485,{"$f":"IFERROR(IF(OR(D55=\"\",'Combined scenario - input'!$D40=\"\"),\"\",D55/'Combined scenario - input'!$D40),\"\")","v":5.3376102482216812},{"$f":"IFERROR(IF(OR(E55=\"\",'Combined scenario - input'!$D40=\"\"),\"\",E55/'Combined scenario - input'!$D40),\"\")","v":6.1461913141191387},{"$f":"IFERROR(IF(OR(F55=\"\",'Combined scenario - input'!$D40=\"\"),\"\",F55/'Combined scenario - input'!$D40),\"\")","v":6.985478171240743},{"$f":"IFERROR(IF(OR(G55=\"\",'Combined scenario - input'!$D40=\"\"),\"\",G55/'Combined scenario - input'!$D40),\"\")","v":7.8380546624447094},{"$f":"IFERROR(IF(OR(H55=\"\",'Combined scenario - input'!$D40=\"\"),\"\",H55/'Combined scenario - input'!$D40),\"\")","v":8.684590363034582},{"$f":"IFERROR(IF(OR(I55=\"\",'Combined scenario - input'!$D40=\"\"),\"\",I55/'Combined scenario - input'!$D40),\"\")","v":9.504810266645201},{"$f":"IFERROR(IF(OR(J55=\"\",'Combined scenario - input'!$D40=\"\"),\"\",J55/'Combined scenario - input'!$D40),\"\")","v":10.278600080525804},{"$f":"IFERROR(IF(OR(K55=\"\",'Combined scenario - input'!$D40=\"\"),\"\",K55/'Combined scenario - input'!$D40),\"\")","v":10.987155281877705},{"$f":"IFERROR(IF(OR(L55=\"\",'Combined scenario - input'!$D40=\"\"),\"\",L55/'Combined scenario - input'!$D40),\"\")","v":11.614071937451943},{"$f":"IFERROR(IF(OR(M55=\"\",'Combined scenario - input'!$D40=\"\"),\"\",M55/'Combined scenario - input'!$D40),\"\")","v":12.146279205164184},{"$f":"IFERROR(IF(OR(N55=\"\",'Combined scenario - input'!$D40=\"\"),\"\",N55/'Combined scenario - input'!$D40),\"\")","v":12.574727833847877},{"$f":"IFERROR(IF(OR(O55=\"\",'Combined scenario - input'!$D40=\"\"),\"\",O55/'Combined scenario - input'!$D40),\"\")","v":12.894774369090994},{"$f":"IFERROR(IF(OR(P55=\"\",'Combined scenario - input'!$D40=\"\"),\"\",P55/'Combined scenario - input'!$D40),\"\")","v":13.106233923697653},{"$f":"IFERROR(IF(OR(Q55=\"\",'Combined scenario - input'!$D40=\"\"),\"\",Q55/'Combined scenario - input'!$D40),\"\")","v":13.213110772075803},{"$f":"IFERROR(IF(OR(R55=\"\",'Combined scenario - input'!$D40=\"\"),\"\",R55/'Combined scenario - input'!$D40),\"\")","v":13.223050620131943},{"$f":"IFERROR(IF(OR(S55=\"\",'Combined scenario - input'!$D40=\"\"),\"\",S55/'Combined scenario - input'!$D40),\"\")","v":13.146586414488898},{"$f":"IFERROR(IF(OR(T55=\"\",'Combined scenario - input'!$D40=\"\"),\"\",T55/'Combined scenario - input'!$D40),\"\")","v":12.99626729458034},{"$f":"IFERROR(IF(OR(U55=\"\",'Combined scenario - input'!$D40=\"\"),\"\",U55/'Combined scenario - input'!$D40),\"\")","v":12.785765739400675},{"$f":"IFERROR(IF(OR(V55=\"\",'Combined scenario - input'!$D40=\"\"),\"\",V55/'Combined scenario - input'!$D40),\"\")","v":12.529051055702965},{"$f":"IFERROR(IF(OR(W55=\"\",'Combined scenario - input'!$D40=\"\"),\"\",W55/'Combined scenario - input'!$D40),\"\")","v":12.23969991679065}]
[{"$f":"IFERROR('Combined scenario - input'!A41,\"\")","v":6},{"$f":"IFERROR('Combined scenario - input'!B41,\"\")","v":"UNDERGROUND CABLES"},{"$f":"IFERROR('Combined scenario - input'!C41,\"\")","v":"˂ = 1 kv"},{"$f":"IFERROR(repcalc('Combined scenario - input'!$CV41:$GH41,'Combined scenario - input'!$G41,'Combined scenario - input'!$E41,'Combined scenario - input'!$F41,20,TRUE,TRUE),\"\")","v":173.8432798599722},189.69080462131228,205.21740488683557,220.16294798325671,234.28097280696252,247.35207404751253,259.19728729364806,269.69074181031715,278.77083875430009,286.44925032658028,292.81711813404064,298.04795162625413,302.39688175065305,306.19610079199208,309.84650565803321,313.80574772723156,318.57306797827113,324.67145346062586,332.62778435097766,342.95174606672549,{"$f":"IFERROR(IF(OR(D56=\"\",'Combined scenario - input'!$D41=\"\"),\"\",D56/'Combined scenario - input'!$D41),\"\")","v":1.9115817711266565},{"$f":"IFERROR(IF(OR(E56=\"\",'Combined scenario - input'!$D41=\"\"),\"\",E56/'Combined scenario - input'!$D41),\"\")","v":2.0858412505592647},{"$f":"IFERROR(IF(OR(F56=\"\",'Combined scenario - input'!$D41=\"\"),\"\",F56/'Combined scenario - input'!$D41),\"\")","v":2.2565718422683703},{"$f":"IFERROR(IF(OR(G56=\"\",'Combined scenario - input'!$D41=\"\"),\"\",G56/'Combined scenario - input'!$D41),\"\")","v":2.4209131257837231},{"$f":"IFERROR(IF(OR(H56=\"\",'Combined scenario - input'!$D41=\"\"),\"\",H56/'Combined scenario - input'!$D41),\"\")","v":2.5761550132990059},{"$f":"IFERROR(IF(OR(I56=\"\",'Combined scenario - input'!$D41=\"\"),\"\",I56/'Combined scenario - input'!$D41),\"\")","v":2.7198849226755004},{"$f":"IFERROR(IF(OR(J56=\"\",'Combined scenario - input'!$D41=\"\"),\"\",J56/'Combined scenario - input'!$D41),\"\")","v":2.8501349601498243},{"$f":"IFERROR(IF(OR(K56=\"\",'Combined scenario - input'!$D41=\"\"),\"\",K56/'Combined scenario - input'!$D41),\"\")","v":2.9655210503476654},{"$f":"IFERROR(IF(OR(L56=\"\",'Combined scenario - input'!$D41=\"\"),\"\",L56/'Combined scenario - input'!$D41),\"\")","v":3.0653658520113343},{"$f":"IFERROR(IF(OR(M56=\"\",'Combined scenario - input'!$D41=\"\"),\"\",M56/'Combined scenario - input'!$D41),\"\")","v":3.1497977127344039},{"$f":"IFERROR(IF(OR(N56=\"\",'Combined scenario - input'!$D41=\"\"),\"\",N56/'Combined scenario - input'!$D41),\"\")","v":3.2198188261849232},{"$f":"IFERROR(IF(OR(O56=\"\",'Combined scenario - input'!$D41=\"\"),\"\",O56/'Combined scenario - input'!$D41),\"\")","v":3.2773371033341365},{"$f":"IFERROR(IF(OR(P56=\"\",'Combined scenario - input'!$D41=\"\"),\"\",P56/'Combined scenario - input'!$D41),\"\")","v":3.3251579656441481},{"$f":"IFERROR(IF(OR(Q56=\"\",'Combined scenario - input'!$D41=\"\"),\"\",Q56/'Combined scenario - input'!$D41),\"\")","v":3.3669342015147024},{"$f":"IFERROR(IF(OR(R56=\"\",'Combined scenario - input'!$D41=\"\"),\"\",R56/'Combined scenario - input'!$D41),\"\")","v":3.4070740758013414},{"$f":"IFERROR(IF(OR(S56=\"\",'Combined scenario - input'!$D41=\"\"),\"\",S56/'Combined scenario - input'!$D41),\"\")","v":3.4506099258672949},{"$f":"IFERROR(IF(OR(T56=\"\",'Combined scenario - input'!$D41=\"\"),\"\",T56/'Combined scenario - input'!$D41),\"\")","v":3.5030314085748846},{"$f":"IFERROR(IF(OR(U56=\"\",'Combined scenario - input'!$D41=\"\"),\"\",U56/'Combined scenario - input'!$D41),\"\")","v":3.5700892927264185},{"$f":"IFERROR(IF(OR(V56=\"\",'Combined scenario - input'!$D41=\"\"),\"\",V56/'Combined scenario - input'!$D41),\"\")","v":3.6575771559748524},{"$f":"IFERROR(IF(OR(W56=\"\",'Combined scenario - input'!$D41=\"\"),\"\",W56/'Combined scenario - input'!$D41),\"\")","v":3.7710995022946485}]
[{"$f":"IFERROR('Combined scenario - input'!A42,\"\")","v":6},{"$f":"IFERROR('Combined scenario - input'!B42,\"\")","v":"UNDERGROUND CABLES"},{"$f":"IFERROR('Combined scenario - input'!C42,\"\")","v":"> 1 kv & < = 11 kv"},{"$f":"IFERROR(repcalc('Combined scenario - input'!$CV42:$GH42,'Combined scenario - input'!$G42,'Combined scenario - input'!$E42,'Combined scenario - input'!$F42,20,TRUE,TRUE),\"\")","v":1158.432770842865},1250.6065389912815,1338.6885524482705,1421.1840323683555,1496.7841065006153,1564.4474661906734,1623.4761662800809,1673.5810067135399,1714.9322723150626,1748.1922200017025,1774.5265489303974,1795.5931099682539,1813.5072372369743,1830.7842440249515,1850.2607498568007,1874.9975366766707,1908.167525449483,1952.9331906586547,2012.3182737543082,2089.0790127424639,{"$f":"IFERROR(IF(OR(D57=\"\",'Combined scenario - input'!$D42=\"\"),\"\",D57/'Combined scenario - input'!$D42),\"\")","v":4.6582232716767304},{"$f":"IFERROR(IF(OR(E57=\"\",'Combined scenario - input'!$D42=\"\"),\"\",E57/'Combined scenario - input'!$D42),\"\")","v":5.0288671300291545},{"$f":"IFERROR(IF(OR(F57=\"\",'Combined scenario - input'!$D42=\"\"),\"\",F57/'Combined scenario - input'!$D42),\"\")","v":5.3830574596094847},{"$f":"IFERROR(IF(OR(G57=\"\",'Combined scenario - input'!$D42=\"\"),\"\",G57/'Combined scenario - input'!$D42),\"\")","v":5.7147835416438175},{"$f":"IFERROR(IF(OR(H57=\"\",'Combined scenario - input'!$D42=\"\"),\"\",H57/'Combined scenario - input'!$D42),\"\")","v":6.0187822142704119},{"$f":"IFERROR(IF(OR(I57=\"\",'Combined scenario - input'!$D42=\"\"),\"\",I57/'Combined scenario - input'!$D42),\"\")","v":6.2908662269824589},{"$f":"IFERROR(IF(OR(J57=\"\",'Combined scenario - input'!$D42=\"\"),\"\",J57/'Combined scenario - input'!$D42),\"\")","v":6.5282290428265233},{"$f":"IFERROR(IF(OR(K57=\"\",'Combined scenario - input'!$D42=\"\"),\"\",K57/'Combined scenario - input'!$D42),\"\")","v":6.729707747163391},{"$f":"IFERROR(IF(OR(L57=\"\",'Combined scenario - input'!$D42=\"\"),\"\",L57/'Combined scenario - input'!$D42),\"\")","v":6.8959870795394496},{"$f":"IFERROR(IF(OR(M57=\"\",'Combined scenario - input'!$D42=\"\"),\"\",M57/'Combined scenario - input'!$D42),\"\")","v":7.0297300694031852},{"$f":"IFERROR(IF(OR(N57=\"\",'Combined scenario - input'!$D42=\"\"),\"\",N57/'Combined scenario - input'!$D42),\"\")","v":7.1356241592003702},{"$f":"IFERROR(IF(OR(O57=\"\",'Combined scenario - input'!$D42=\"\"),\"\",O57/'Combined scenario - input'!$D42),\"\")","v":7.2203358035449448},{"$f":"IFERROR(IF(OR(P57=\"\",'Combined scenario - input'!$D42=\"\"),\"\",P57/'Combined scenario - input'!$D42),\"\")","v":7.2923710624182041},{"$f":"IFERROR(IF(OR(Q57=\"\",'Combined scenario - input'!$D42=\"\"),\"\",Q57/'Combined scenario - input'!$D42),\"\")","v":7.3618443690358291},{"$f":"IFERROR(IF(OR(R57=\"\",'Combined scenario - input'!$D42=\"\"),\"\",R57/'Combined scenario - input'!$D42),\"\")","v":7.4401621747819986},{"$f":"IFERROR(IF(OR(S57=\"\",'Combined scenario - input'!$D42=\"\"),\"\",S57/'Combined scenario - input'!$D42),\"\")","v":7.5396323200775122},{"$f":"IFERROR(IF(OR(T57=\"\",'Combined scenario - input'!$D42=\"\"),\"\",T57/'Combined scenario - input'!$D42),\"\")","v":7.6730135723277817},{"$f":"IFERROR(IF(OR(U57=\"\",'Combined scenario - input'!$D42=\"\"),\"\",U57/'Combined scenario - input'!$D42),\"\")","v":7.8530226921472499},{"$f":"IFERROR(IF(OR(V57=\"\",'Combined scenario - input'!$D42=\"\"),\"\",V57/'Combined scenario - input'!$D42),\"\")","v":8.0918185748512226},{"$f":"IFERROR(IF(OR(W57=\"\",'Combined scenario - input'!$D42=\"\"),\"\",W57/'Combined scenario - input'!$D42),\"\")","v":8.4004844462816077}]
[{"$f":"IFERROR('Combined scenario - input'!A43,\"\")","v":6},{"$f":"IFERROR('Combined scenario - input'!B43,\"\")","v":"UNDERGROUND CABLES"},{"$f":"IFERROR('Combined scenario - input'!C43,\"\")","v":"> 11 kv & < = 22 kv"},{"$f":"IFERROR(repcalc('Combined scenario - input'!$CV43:$GH43,'Combined scenario - input'!$G43,'Combined scenario - input'!$E43,'Combined scenario - input'!$F43,20,TRUE,TRUE),\"\")","v":75.512248630250809},80.275750696529371,84.609369235963641,88.418193881761553,91.61709804625437,94.133978916239116,95.912536132642828,96.914448280795568,97.12084114482245,96.532982421667214,95.172180887110329,93.078910505565133,90.311218681787579,86.942510403114724,83.058824856971356,78.755737528588057,74.135028883015593,69.301261253234259,64.358399668234696,59.406601446457991,{"$f":"IFERROR(IF(OR(D58=\"\",'Combined scenario - input'!$D43=\"\"),\"\",D58/'Combined scenario - input'!$D43),\"\")","v":2.2820770845052532},{"$f":"IFERROR(IF(OR(E58=\"\",'Combined scenario - input'!$D43=\"\"),\"\",E58/'Combined scenario - input'!$D43),\"\")","v":2.4260362315924562},{"$f":"IFERROR(IF(OR(F58=\"\",'Combined scenario - input'!$D43=\"\"),\"\",F58/'Combined scenario - input'!$D43),\"\")","v":2.5570037466807065},{"$f":"IFERROR(IF(OR(G58=\"\",'Combined scenario - input'!$D43=\"\"),\"\",G58/'Combined scenario - input'!$D43),\"\")","v":2.6721113166543566},{"$f":"IFERROR(IF(OR(H58=\"\",'Combined scenario - input'!$D43=\"\"),\"\",H58/'Combined scenario - input'!$D43),\"\")","v":2.7687863067617626},{"$f":"IFERROR(IF(OR(I58=\"\",'Combined scenario - input'!$D43=\"\"),\"\",I58/'Combined scenario - input'!$D43),\"\")","v":2.8448496774335355},{"$f":"IFERROR(IF(OR(J58=\"\",'Combined scenario - input'!$D43=\"\"),\"\",J58/'Combined scenario - input'!$D43),\"\")","v":2.8985999595488314},{"$f":"IFERROR(IF(OR(K58=\"\",'Combined scenario - input'!$D43=\"\"),\"\",K58/'Combined scenario - input'!$D43),\"\")","v":2.9288790307652439},{"$f":"IFERROR(IF(OR(L58=\"\",'Combined scenario - input'!$D43=\"\"),\"\",L58/'Combined scenario - input'!$D43),\"\")","v":2.9351164880512459},{"$f":"IFERROR(IF(OR(M58=\"\",'Combined scenario - input'!$D43=\"\"),\"\",M58/'Combined scenario - input'!$D43),\"\")","v":2.9173506428357499},{"$f":"IFERROR(IF(OR(N58=\"\",'Combined scenario - input'!$D43=\"\"),\"\",N58/'Combined scenario - input'!$D43),\"\")","v":2.8762254736757393},{"$f":"IFERROR(IF(OR(O58=\"\",'Combined scenario - input'!$D43=\"\"),\"\",O58/'Combined scenario - input'!$D43),\"\")","v":2.8129641557299756},{"$f":"IFERROR(IF(OR(P58=\"\",'Combined scenario - input'!$D43=\"\"),\"\",P58/'Combined scenario - input'!$D43),\"\")","v":2.7293209560824279},{"$f":"IFERROR(IF(OR(Q58=\"\",'Combined scenario - input'!$D43=\"\"),\"\",Q58/'Combined scenario - input'!$D43),\"\")","v":2.627514267676347},{"$f":"IFERROR(IF(OR(R58=\"\",'Combined scenario - input'!$D43=\"\"),\"\",R58/'Combined scenario - input'!$D43),\"\")","v":2.5101443051994581},{"$f":"IFERROR(IF(OR(S58=\"\",'Combined scenario - input'!$D43=\"\"),\"\",S58/'Combined scenario - input'!$D43),\"\")","v":2.380099482500396},{"$f":"IFERROR(IF(OR(T58=\"\",'Combined scenario - input'!$D43=\"\"),\"\",T58/'Combined scenario - input'!$D43),\"\")","v":2.2404557358829513},{"$f":"IFERROR(IF(OR(U58=\"\",'Combined scenario - input'!$D43=\"\"),\"\",U58/'Combined scenario - input'!$D43),\"\")","v":2.0943730732706749},{"$f":"IFERROR(IF(OR(V58=\"\",'Combined scenario - input'!$D43=\"\"),\"\",V58/'Combined scenario - input'!$D43),\"\")","v":1.9449934512938245},{"$f":"IFERROR(IF(OR(W58=\"\",'Combined scenario - input'!$D43=\"\"),\"\",W58/'Combined scenario - input'!$D43),\"\")","v":1.7953437526821021}]
[{"$f":"IFERROR('Combined scenario - input'!A44,\"\")","v":6},{"$f":"IFERROR('Combined scenario - input'!B44,\"\")","v":"UNDERGROUND CABLES"},{"$f":"IFERROR('Combined scenario - input'!C44,\"\")","v":"> 33 kv & < = 66 kv"},{"$f":"IFERROR(repcalc('Combined scenario - input'!$CV44:$GH44,'Combined scenario - input'!$G44,'Combined scenario - input'!$E44,'Combined scenario - input'!$F44,20,TRUE,TRUE),\"\")","v":11.864523146555651},14.645598964751526,17.815662242876339,21.357762058177393,25.234174940436354,29.384787737157463,33.726918265520503,38.156843206428555,42.553167089498118,46.781992837484786,50.703660317703516,54.180627297652187,57.085902447629529,59.311327035311294,60.774960449104256,61.426866174440555,61.25272012274965,60.274861411282387,58.550655174519761,56.168308029688625,{"$f":"IFERROR(IF(OR(D59=\"\",'Combined scenario - input'!$D44=\"\"),\"\",D59/'Combined scenario - input'!$D44),\"\")","v":0.35856111932137658},{"$f":"IFERROR(IF(OR(E59=\"\",'Combined scenario - input'!$D44=\"\"),\"\",E59/'Combined scenario - input'!$D44),\"\")","v":0.44260880046053935},{"$f":"IFERROR(IF(OR(F59=\"\",'Combined scenario - input'!$D44=\"\"),\"\",F59/'Combined scenario - input'!$D44),\"\")","v":0.53841218196045282},{"$f":"IFERROR(IF(OR(G59=\"\",'Combined scenario - input'!$D44=\"\"),\"\",G59/'Combined scenario - input'!$D44),\"\")","v":0.64545898517656808},{"$f":"IFERROR(IF(OR(H59=\"\",'Combined scenario - input'!$D44=\"\"),\"\",H59/'Combined scenario - input'!$D44),\"\")","v":0.76260915841535371},{"$f":"IFERROR(IF(OR(I59=\"\",'Combined scenario - input'!$D44=\"\"),\"\",I59/'Combined scenario - input'!$D44),\"\")","v":0.8880460050444573},{"$f":"IFERROR(IF(OR(J59=\"\",'Combined scenario - input'!$D44=\"\"),\"\",J59/'Combined scenario - input'!$D44),\"\")","v":1.0192707633645044},{"$f":"IFERROR(IF(OR(K59=\"\",'Combined scenario - input'!$D44=\"\"),\"\",K59/'Combined scenario - input'!$D44),\"\")","v":1.153148781528496},{"$f":"IFERROR(IF(OR(L59=\"\",'Combined scenario - input'!$D44=\"\"),\"\",L59/'Combined scenario - input'!$D44),\"\")","v":1.2860113325927878},{"$f":"IFERROR(IF(OR(M59=\"\",'Combined scenario - input'!$D44=\"\"),\"\",M59/'Combined scenario - input'!$D44),\"\")","v":1.4138118750067783},{"$f":"IFERROR(IF(OR(N59=\"\",'Combined scenario - input'!$D44=\"\"),\"\",N59/'Combined scenario - input'!$D44),\"\")","v":1.5323297002867338},{"$f":"IFERROR(IF(OR(O59=\"\",'Combined scenario - input'!$D44=\"\"),\"\",O59/'Combined scenario - input'!$D44),\"\")","v":1.6374081056110799},{"$f":"IFERROR(IF(OR(P59=\"\",'Combined scenario - input'!$D44=\"\"),\"\",P59/'Combined scenario - input'!$D44),\"\")","v":1.7252092499844949},{"$f":"IFERROR(IF(OR(Q59=\"\",'Combined scenario - input'!$D44=\"\"),\"\",Q59/'Combined scenario - input'!$D44),\"\")","v":1.7924644376787542},{"$f":"IFERROR(IF(OR(R59=\"\",'Combined scenario - input'!$D44=\"\"),\"\",R59/'Combined scenario - input'!$D44),\"\")","v":1.8366973182288777},{"$f":"IFERROR(IF(OR(S59=\"\",'Combined scenario - input'!$D44=\"\"),\"\",S59/'Combined scenario - input'!$D44),\"\")","v":1.8563987460638816},{"$f":"IFERROR(IF(OR(T59=\"\",'Combined scenario - input'!$D44=\"\"),\"\",T59/'Combined scenario - input'!$D44),\"\")","v":1.851135828840123},{"$f":"IFERROR(IF(OR(U59=\"\",'Combined scenario - input'!$D44=\"\"),\"\",U59/'Combined scenario - input'!$D44),\"\")","v":1.8215836833564127},{"$f":"IFERROR(IF(OR(V59=\"\",'Combined scenario - input'!$D44=\"\"),\"\",V59/'Combined scenario - input'!$D44),\"\")","v":1.7694759576132182},{"$f":"IFERROR(IF(OR(W59=\"\",'Combined scenario - input'!$D44=\"\"),\"\",W59/'Combined scenario - input'!$D44),\"\")","v":1.6974783688090931}]
[{"$f":"IFERROR('Combined scenario - input'!A45,\"\")","v":3},{"$f":"IFERROR('Combined scenario - input'!B45,\"\")","v":"SERVICE LINES"},{"$f":"IFERROR('Combined scenario - input'!C45,\"\")","v":"˂ = 11 kv ; residential ; simple type"},{"$f":"IFERROR(repcalc('Combined scenario - input'!$CV45:$GH45,'Combined scenario - input'!$G45,'Combined scenario - input'!$E45,'Combined scenario - input'!$F45,20,TRUE,TRUE),\"\")","v":695.7192695085896},681.0514512720224,666.32244098005879,653.14701324234863,643.19165840625317,638.11606868786544,639.51418246334822,648.85671370377554,667.4368714650434,696.32076453343279,736.30382054100255,787.87444161476981,851.18606466639403,926.0387695931945,1011.8715439427763,1107.7662209752523,1212.4639130891355,1324.3944274770301,1441.7186567959102,1562.3832898063829,{"$f":"IFERROR(IF(OR(D60=\"\",'Combined scenario - input'!$D45=\"\"),\"\",D60/'Combined scenario - input'!$D45),\"\")","v":754.07030525003222},{"$f":"IFERROR(IF(OR(E60=\"\",'Combined scenario - input'!$D45=\"\"),\"\",E60/'Combined scenario - input'!$D45),\"\")","v":738.17227473721823},{"$f":"IFERROR(IF(OR(F60=\"\",'Combined scenario - input'!$D45=\"\"),\"\",F60/'Combined scenario - input'!$D45),\"\")","v":722.20791989803593},{"$f":"IFERROR(IF(OR(G60=\"\",'Combined scenario - input'!$D45=\"\"),\"\",G60/'Combined scenario - input'!$D45),\"\")","v":707.92744895033252},{"$f":"IFERROR(IF(OR(H60=\"\",'Combined scenario - input'!$D45=\"\"),\"\",H60/'Combined scenario - input'!$D45),\"\")","v":697.13712332742807},{"$f":"IFERROR(IF(OR(I60=\"\",'Combined scenario - input'!$D45=\"\"),\"\",I60/'Combined scenario - input'!$D45),\"\")","v":691.63583616174128},{"$f":"IFERROR(IF(OR(J60=\"\",'Combined scenario - input'!$D45=\"\"),\"\",J60/'Combined scenario - input'!$D45),\"\")","v":693.15121187096565},{"$f":"IFERROR(IF(OR(K60=\"\",'Combined scenario - input'!$D45=\"\"),\"\",K60/'Combined scenario - input'!$D45),\"\")","v":703.27731544899802},{"$f":"IFERROR(IF(OR(L60=\"\",'Combined scenario - input'!$D45=\"\"),\"\",L60/'Combined scenario - input'!$D45),\"\")","v":723.41581936671935},{"$f":"IFERROR(IF(OR(M60=\"\",'Combined scenario - input'!$D45=\"\"),\"\",M60/'Combined scenario - input'!$D45),\"\")","v":754.72224857957417},{"$f":"IFERROR(IF(OR(N60=\"\",'Combined scenario - input'!$D45=\"\"),\"\",N60/'Combined scenario - input'!$D45),\"\")","v":798.05874444773269},{"$f":"IFERROR(IF(OR(O60=\"\",'Combined scenario - input'!$D45=\"\"),\"\",O60/'Combined scenario - input'!$D45),\"\")","v":853.95467212916265},{"$f":"IFERROR(IF(OR(P60=\"\",'Combined scenario - input'!$D45=\"\"),\"\",P60/'Combined scenario - input'!$D45),\"\")","v":922.57633752321544},{"$f":"IFERROR(IF(OR(Q60=\"\",'Combined scenario - input'!$D45=\"\"),\"\",Q60/'Combined scenario - input'!$D45),\"\")","v":1003.707052923425},{"$f":"IFERROR(IF(OR(R60=\"\",'Combined scenario - input'!$D45=\"\"),\"\",R60/'Combined scenario - input'!$D45),\"\")","v":1096.7387529077635},{"$f":"IFERROR(IF(OR(S60=\"\",'Combined scenario - input'!$D45=\"\"),\"\",S60/'Combined scenario - input'!$D45),\"\")","v":1200.6762626921459},{"$f":"IFERROR(IF(OR(T60=\"\",'Combined scenario - input'!$D45=\"\"),\"\",T60/'Combined scenario - input'!$D45),\"\")","v":1314.1551098528039},{"$f":"IFERROR(IF(OR(U60=\"\",'Combined scenario - input'!$D45=\"\"),\"\",U60/'Combined scenario - input'!$D45),\"\")","v":1435.473407117863},{"$f":"IFERROR(IF(OR(V60=\"\",'Combined scenario - input'!$D45=\"\"),\"\",V60/'Combined scenario - input'!$D45),\"\")","v":1562.6377984077615},{"$f":"IFERROR(IF(OR(W60=\"\",'Combined scenario - input'!$D45=\"\"),\"\",W60/'Combined scenario - input'!$D45),\"\")","v":1693.4227581392338}]
[{"$f":"IFERROR('Combined scenario - input'!A46,\"\")","v":""},{"$f":"IFERROR('Combined scenario - input'!B46,\"\")","v":""},{"$f":"IFERROR('Combined scenario - input'!C46,\"\")","v":""},{"$f":"IFERROR(repcalc('Combined scenario - input'!$CV46:$GH46,'Combined scenario - input'!$G46,'Combined scenario - input'!$E46,'Combined scenario - input'!$F46,20,TRUE,TRUE),\"\")","v":""},"","","","","","","","","","","","","","","","","","","",{"$f":"IFERROR(IF(OR(D61=\"\",'Combined scenario - input'!$D46=\"\"),\"\",D61/'Combined scenario - input'!$D46),\"\")","v":""},{"$f":"IFERROR(IF(OR(E61=\"\",'Combined scenario - input'!$D46=\"\"),\"\",E61/'Combined scenario - input'!$D46),\"\")","v":""},{"$f":"IFERROR(IF(OR(F61=\"\",'Combined scenario - input'!$D46=\"\"),\"\",F61/'Combined scenario - input'!$D46),\"\")","v":""},{"$f":"IFERROR(IF(OR(G61=\"\",'Combined scenario - input'!$D46=\"\"),\"\",G61/'Combined scenario - input'!$D46),\"\")","v":""},{"$f":"IFERROR(IF(OR(H61=\"\",'Combined scenario - input'!$D46=\"\"),\"\",H61/'Combined scenario - input'!$D46),\"\")","v":""},{"$f":"IFERROR(IF(OR(I61=\"\",'Combined scenario - input'!$D46=\"\"),\"\",I61/'Combined scenario - input'!$D46),\"\")","v":""},{"$f":"IFERROR(IF(OR(J61=\"\",'Combined scenario - input'!$D46=\"\"),\"\",J61/'Combined scenario - input'!$D46),\"\")","v":""},{"$f":"IFERROR(IF(OR(K61=\"\",'Combined scenario - input'!$D46=\"\"),\"\",K61/'Combined scenario - input'!$D46),\"\")","v":""},{"$f":"IFERROR(IF(OR(L61=\"\",'Combined scenario - input'!$D46=\"\"),\"\",L61/'Combined scenario - input'!$D46),\"\")","v":""},{"$f":"IFERROR(IF(OR(M61=\"\",'Combined scenario - input'!$D46=\"\"),\"\",M61/'Combined scenario - input'!$D46),\"\")","v":""},{"$f":"IFERROR(IF(OR(N61=\"\",'Combined scenario - input'!$D46=\"\"),\"\",N61/'Combined scenario - input'!$D46),\"\")","v":""},{"$f":"IFERROR(IF(OR(O61=\"\",'Combined scenario - input'!$D46=\"\"),\"\",O61/'Combined scenario - input'!$D46),\"\")","v":""},{"$f":"IFERROR(IF(OR(P61=\"\",'Combined scenario - input'!$D46=\"\"),\"\",P61/'Combined scenario - input'!$D46),\"\")","v":""},{"$f":"IFERROR(IF(OR(Q61=\"\",'Combined scenario - input'!$D46=\"\"),\"\",Q61/'Combined scenario - input'!$D46),\"\")","v":""},{"$f":"IFERROR(IF(OR(R61=\"\",'Combined scenario - input'!$D46=\"\"),\"\",R61/'Combined scenario - input'!$D46),\"\")","v":""},{"$f":"IFERROR(IF(OR(S61=\"\",'Combined scenario - input'!$D46=\"\"),\"\",S61/'Combined scenario - input'!$D46),\"\")","v":""},{"$f":"IFERROR(IF(OR(T61=\"\",'Combined scenario - input'!$D46=\"\"),\"\",T61/'Combined scenario - input'!$D46),\"\")","v":""},{"$f":"IFERROR(IF(OR(U61=\"\",'Combined scenario - input'!$D46=\"\"),\"\",U61/'Combined scenario - input'!$D46),\"\")","v":""},{"$f":"IFERROR(IF(OR(V61=\"\",'Combined scenario - input'!$D46=\"\"),\"\",V61/'Combined scenario - input'!$D46),\"\")","v":""},{"$f":"IFERROR(IF(OR(W61=\"\",'Combined scenario - input'!$D46=\"\"),\"\",W61/'Combined scenario - input'!$D46),\"\")","v":""}]
[{"$f":"IFERROR('Combined scenario - input'!A47,\"\")","v":""},{"$f":"IFERROR('Combined scenario - input'!B47,\"\")","v":""},{"$f":"IFERROR('Combined scenario - input'!C47,\"\")","v":""},{"$f":"IFERROR(repcalc('Combined scenario - input'!$CV47:$GH47,'Combined scenario - input'!$G47,'Combined scenario - input'!$E47,'Combined scenario - input'!$F47,20,TRUE,TRUE),\"\")","v":""},"","","","","","","","","","","","","","","","","","","",{"$f":"IFERROR(IF(OR(D62=\"\",'Combined scenario - input'!$D47=\"\"),\"\",D62/'Combined scenario - input'!$D47),\"\")","v":""},{"$f":"IFERROR(IF(OR(E62=\"\",'Combined scenario - input'!$D47=\"\"),\"\",E62/'Combined scenario - input'!$D47),\"\")","v":""},{"$f":"IFERROR(IF(OR(F62=\"\",'Combined scenario - input'!$D47=\"\"),\"\",F62/'Combined scenario - input'!$D47),\"\")","v":""},{"$f":"IFERROR(IF(OR(G62=\"\",'Combined scenario - input'!$D47=\"\"),\"\",G62/'Combined scenario - input'!$D47),\"\")","v":""},{"$f":"IFERROR(IF(OR(H62=\"\",'Combined scenario - input'!$D47=\"\"),\"\",H62/'Combined scenario - input'!$D47),\"\")","v":""},{"$f":"IFERROR(IF(OR(I62=\"\",'Combined scenario - input'!$D47=\"\"),\"\",I62/'Combined scenario - input'!$D47),\"\")","v":""},{"$f":"IFERROR(IF(OR(J62=\"\",'Combined scenario - input'!$D47=\"\"),\"\",J62/'Combined scenario - input'!$D47),\"\")","v":""},{"$f":"IFERROR(IF(OR(K62=\"\",'Combined scenario - input'!$D47=\"\"),\"\",K62/'Combined scenario - input'!$D47),\"\")","v":""},{"$f":"IFERROR(IF(OR(L62=\"\",'Combined scenario - input'!$D47=\"\"),\"\",L62/'Combined scenario - input'!$D47),\"\")","v":""},{"$f":"IFERROR(IF(OR(M62=\"\",'Combined scenario - input'!$D47=\"\"),\"\",M62/'Combined scenario - input'!$D47),\"\")","v":""},{"$f":"IFERROR(IF(OR(N62=\"\",'Combined scenario - input'!$D47=\"\"),\"\",N62/'Combined scenario - input'!$D47),\"\")","v":""},{"$f":"IFERROR(IF(OR(O62=\"\",'Combined scenario - input'!$D47=\"\"),\"\",O62/'Combined scenario - input'!$D47),\"\")","v":""},{"$f":"IFERROR(IF(OR(P62=\"\",'Combined scenario - input'!$D47=\"\"),\"\",P62/'Combined scenario - input'!$D47),\"\")","v":""},{"$f":"IFERROR(IF(OR(Q62=\"\",'Combined scenario - input'!$D47=\"\"),\"\",Q62/'Combined scenario - input'!$D47),\"\")","v":""},{"$f":"IFERROR(IF(OR(R62=\"\",'Combined scenario - input'!$D47=\"\"),\"\",R62/'Combined scenario - input'!$D47),\"\")","v":""},{"$f":"IFERROR(IF(OR(S62=\"\",'Combined scenario - input'!$D47=\"\"),\"\",S62/'Combined scenario - input'!$D47),\"\")","v":""},{"$f":"IFERROR(IF(OR(T62=\"\",'Combined scenario - input'!$D47=\"\"),\"\",T62/'Combined scenario - input'!$D47),\"\")","v":""},{"$f":"IFERROR(IF(OR(U62=\"\",'Combined scenario - input'!$D47=\"\"),\"\",U62/'Combined scenario - input'!$D47),\"\")","v":""},{"$f":"IFERROR(IF(OR(V62=\"\",'Combined scenario - input'!$D47=\"\"),\"\",V62/'Combined scenario - input'!$D47),\"\")","v":""},{"$f":"IFERROR(IF(OR(W62=\"\",'Combined scenario - input'!$D47=\"\"),\"\",W62/'Combined scenario - input'!$D47),\"\")","v":""}]
[{"$f":"IFERROR('Combined scenario - input'!A48,\"\")","v":""},{"$f":"IFERROR('Combined scenario - input'!B48,\"\")","v":""},{"$f":"IFERROR('Combined scenario - input'!C48,\"\")","v":""},{"$f":"IFERROR(repcalc('Combined scenario - input'!$CV48:$GH48,'Combined scenario - input'!$G48,'Combined scenario - input'!$E48,'Combined scenario - input'!$F48,20,TRUE,TRUE),\"\")","v":""},"","","","","","","","","","","","","","","","","","","",{"$f":"IFERROR(IF(OR(D63=\"\",'Combined scenario - input'!$D48=\"\"),\"\",D63/'Combined scenario - input'!$D48),\"\")","v":""},{"$f":"IFERROR(IF(OR(E63=\"\",'Combined scenario - input'!$D48=\"\"),\"\",E63/'Combined scenario - input'!$D48),\"\")","v":""},{"$f":"IFERROR(IF(OR(F63=\"\",'Combined scenario - input'!$D48=\"\"),\"\",F63/'Combined scenario - input'!$D48),\"\")","v":""},{"$f":"IFERROR(IF(OR(G63=\"\",'Combined scenario - input'!$D48=\"\"),\"\",G63/'Combined scenario - input'!$D48),\"\")","v":""},{"$f":"IFERROR(IF(OR(H63=\"\",'Combined scenario - input'!$D48=\"\"),\"\",H63/'Combined scenario - input'!$D48),\"\")","v":""},{"$f":"IFERROR(IF(OR(I63=\"\",'Combined scenario - input'!$D48=\"\"),\"\",I63/'Combined scenario - input'!$D48),\"\")","v":""},{"$f":"IFERROR(IF(OR(J63=\"\",'Combined scenario - input'!$D48=\"\"),\"\",J63/'Combined scenario - input'!$D48),\"\")","v":""},{"$f":"IFERROR(IF(OR(K63=\"\",'Combined scenario - input'!$D48=\"\"),\"\",K63/'Combined scenario - input'!$D48),\"\")","v":""},{"$f":"IFERROR(IF(OR(L63=\"\",'Combined scenario - input'!$D48=\"\"),\"\",L63/'Combined scenario - input'!$D48),\"\")","v":""},{"$f":"IFERROR(IF(OR(M63=\"\",'Combined scenario - input'!$D48=\"\"),\"\",M63/'Combined scenario - input'!$D48),\"\")","v":""},{"$f":"IFERROR(IF(OR(N63=\"\",'Combined scenario - input'!$D48=\"\"),\"\",N63/'Combined scenario - input'!$D48),\"\")","v":""},{"$f":"IFERROR(IF(OR(O63=\"\",'Combined scenario - input'!$D48=\"\"),\"\",O63/'Combined scenario - input'!$D48),\"\")","v":""},{"$f":"IFERROR(IF(OR(P63=\"\",'Combined scenario - input'!$D48=\"\"),\"\",P63/'Combined scenario - input'!$D48),\"\")","v":""},{"$f":"IFERROR(IF(OR(Q63=\"\",'Combined scenario - input'!$D48=\"\"),\"\",Q63/'Combined scenario - input'!$D48),\"\")","v":""},{"$f":"IFERROR(IF(OR(R63=\"\",'Combined scenario - input'!$D48=\"\"),\"\",R63/'Combined scenario - input'!$D48),\"\")","v":""},{"$f":"IFERROR(IF(OR(S63=\"\",'Combined scenario - input'!$D48=\"\"),\"\",S63/'Combined scenario - input'!$D48),\"\")","v":""},{"$f":"IFERROR(IF(OR(T63=\"\",'Combined scenario - input'!$D48=\"\"),\"\",T63/'Combined scenario - input'!$D48),\"\")","v":""},{"$f":"IFERROR(IF(OR(U63=\"\",'Combined scenario - input'!$D48=\"\"),\"\",U63/'Combined scenario - input'!$D48),\"\")","v":""},{"$f":"IFERROR(IF(OR(V63=\"\",'Combined scenario - input'!$D48=\"\"),\"\",V63/'Combined scenario - input'!$D48),\"\")","v":""},{"$f":"IFERROR(IF(OR(W63=\"\",'Combined scenario - input'!$D48=\"\"),\"\",W63/'Combined scenario - input'!$D48),\"\")","v":""}]
[{"$f":"IFERROR('Combined scenario - input'!A49,\"\")","v":""},{"$f":"IFERROR('Combined scenario - input'!B49,\"\")","v":""},{"$f":"IFERROR('Combined scenario - input'!C49,\"\")","v":""},{"$f":"IFERROR(repcalc('Combined scenario - input'!$CV49:$GH49,'Combined scenario - input'!$G49,'Combined scenario - input'!$E49,'Combined scenario - input'!$F49,20,TRUE,TRUE),\"\")","v":""},"","","","","","","","","","","","","","","","","","","",{"$f":"IFERROR(IF(OR(D64=\"\",'Combined scenario - input'!$D49=\"\"),\"\",D64/'Combined scenario - input'!$D49),\"\")","v":""},{"$f":"IFERROR(IF(OR(E64=\"\",'Combined scenario - input'!$D49=\"\"),\"\",E64/'Combined scenario - input'!$D49),\"\")","v":""},{"$f":"IFERROR(IF(OR(F64=\"\",'Combined scenario - input'!$D49=\"\"),\"\",F64/'Combined scenario - input'!$D49),\"\")","v":""},{"$f":"IFERROR(IF(OR(G64=\"\",'Combined scenario - input'!$D49=\"\"),\"\",G64/'Combined scenario - input'!$D49),\"\")","v":""},{"$f":"IFERROR(IF(OR(H64=\"\",'Combined scenario - input'!$D49=\"\"),\"\",H64/'Combined scenario - input'!$D49),\"\")","v":""},{"$f":"IFERROR(IF(OR(I64=\"\",'Combined scenario - input'!$D49=\"\"),\"\",I64/'Combined scenario - input'!$D49),\"\")","v":""},{"$f":"IFERROR(IF(OR(J64=\"\",'Combined scenario - input'!$D49=\"\"),\"\",J64/'Combined scenario - input'!$D49),\"\")","v":""},{"$f":"IFERROR(IF(OR(K64=\"\",'Combined scenario - input'!$D49=\"\"),\"\",K64/'Combined scenario - input'!$D49),\"\")","v":""},{"$f":"IFERROR(IF(OR(L64=\"\",'Combined scenario - input'!$D49=\"\"),\"\",L64/'Combined scenario - input'!$D49),\"\")","v":""},{"$f":"IFERROR(IF(OR(M64=\"\",'Combined scenario - input'!$D49=\"\"),\"\",M64/'Combined scenario - input'!$D49),\"\")","v":""},{"$f":"IFERROR(IF(OR(N64=\"\",'Combined scenario - input'!$D49=\"\"),\"\",N64/'Combined scenario - input'!$D49),\"\")","v":""},{"$f":"IFERROR(IF(OR(O64=\"\",'Combined scenario - input'!$D49=\"\"),\"\",O64/'Combined scenario - input'!$D49),\"\")","v":""},{"$f":"IFERROR(IF(OR(P64=\"\",'Combined scenario - input'!$D49=\"\"),\"\",P64/'Combined scenario - input'!$D49),\"\")","v":""},{"$f":"IFERROR(IF(OR(Q64=\"\",'Combined scenario - input'!$D49=\"\"),\"\",Q64/'Combined scenario - input'!$D49),\"\")","v":""},{"$f":"IFERROR(IF(OR(R64=\"\",'Combined scenario - input'!$D49=\"\"),\"\",R64/'Combined scenario - input'!$D49),\"\")","v":""},{"$f":"IFERROR(IF(OR(S64=\"\",'Combined scenario - input'!$D49=\"\"),\"\",S64/'Combined scenario - input'!$D49),\"\")","v":""},{"$f":"IFERROR(IF(OR(T64=\"\",'Combined scenario - input'!$D49=\"\"),\"\",T64/'Combined scenario - input'!$D49),\"\")","v":""},{"$f":"IFERROR(IF(OR(U64=\"\",'Combined scenario - input'!$D49=\"\"),\"\",U64/'Combined scenario - input'!$D49),\"\")","v":""},{"$f":"IFERROR(IF(OR(V64=\"\",'Combined scenario - input'!$D49=\"\"),\"\",V64/'Combined scenario - input'!$D49),\"\")","v":""},{"$f":"IFERROR(IF(OR(W64=\"\",'Combined scenario - input'!$D49=\"\"),\"\",W64/'Combined scenario - input'!$D49),\"\")","v":""}]
[{"$f":"IFERROR('Combined scenario - input'!A50,\"\")","v":""},{"$f":"IFERROR('Combined scenario - input'!B50,\"\")","v":""},{"$f":"IFERROR('Combined scenario - input'!C50,\"\")","v":""},{"$f":"IFERROR(repcalc('Combined scenario - input'!$CV50:$GH50,'Combined scenario - input'!$G50,'Combined scenario - input'!$E50,'Combined scenario - input'!$F50,20,TRUE,TRUE),\"\")","v":""},"","","","","","","","","","","","","","","","","","","",{"$f":"IFERROR(IF(OR(D65=\"\",'Combined scenario - input'!$D50=\"\"),\"\",D65/'Combined scenario - input'!$D50),\"\")","v":""},{"$f":"IFERROR(IF(OR(E65=\"\",'Combined scenario - input'!$D50=\"\"),\"\",E65/'Combined scenario - input'!$D50),\"\")","v":""},{"$f":"IFERROR(IF(OR(F65=\"\",'Combined scenario - input'!$D50=\"\"),\"\",F65/'Combined scenario - input'!$D50),\"\")","v":""},{"$f":"IFERROR(IF(OR(G65=\"\",'Combined scenario - input'!$D50=\"\"),\"\",G65/'Combined scenario - input'!$D50),\"\")","v":""},{"$f":"IFERROR(IF(OR(H65=\"\",'Combined scenario - input'!$D50=\"\"),\"\",H65/'Combined scenario - input'!$D50),\"\")","v":""},{"$f":"IFERROR(IF(OR(I65=\"\",'Combined scenario - input'!$D50=\"\"),\"\",I65/'Combined scenario - input'!$D50),\"\")","v":""},{"$f":"IFERROR(IF(OR(J65=\"\",'Combined scenario - input'!$D50=\"\"),\"\",J65/'Combined scenario - input'!$D50),\"\")","v":""},{"$f":"IFERROR(IF(OR(K65=\"\",'Combined scenario - input'!$D50=\"\"),\"\",K65/'Combined scenario - input'!$D50),\"\")","v":""},{"$f":"IFERROR(IF(OR(L65=\"\",'Combined scenario - input'!$D50=\"\"),\"\",L65/'Combined scenario - input'!$D50),\"\")","v":""},{"$f":"IFERROR(IF(OR(M65=\"\",'Combined scenario - input'!$D50=\"\"),\"\",M65/'Combined scenario - input'!$D50),\"\")","v":""},{"$f":"IFERROR(IF(OR(N65=\"\",'Combined scenario - input'!$D50=\"\"),\"\",N65/'Combined scenario - input'!$D50),\"\")","v":""},{"$f":"IFERROR(IF(OR(O65=\"\",'Combined scenario - input'!$D50=\"\"),\"\",O65/'Combined scenario - input'!$D50),\"\")","v":""},{"$f":"IFERROR(IF(OR(P65=\"\",'Combined scenario - input'!$D50=\"\"),\"\",P65/'Combined scenario - input'!$D50),\"\")","v":""},{"$f":"IFERROR(IF(OR(Q65=\"\",'Combined scenario - input'!$D50=\"\"),\"\",Q65/'Combined scenario - input'!$D50),\"\")","v":""},{"$f":"IFERROR(IF(OR(R65=\"\",'Combined scenario - input'!$D50=\"\"),\"\",R65/'Combined scenario - input'!$D50),\"\")","v":""},{"$f":"IFERROR(IF(OR(S65=\"\",'Combined scenario - input'!$D50=\"\"),\"\",S65/'Combined scenario - input'!$D50),\"\")","v":""},{"$f":"IFERROR(IF(OR(T65=\"\",'Combined scenario - input'!$D50=\"\"),\"\",T65/'Combined scenario - input'!$D50),\"\")","v":""},{"$f":"IFERROR(IF(OR(U65=\"\",'Combined scenario - input'!$D50=\"\"),\"\",U65/'Combined scenario - input'!$D50),\"\")","v":""},{"$f":"IFERROR(IF(OR(V65=\"\",'Combined scenario - input'!$D50=\"\"),\"\",V65/'Combined scenario - input'!$D50),\"\")","v":""},{"$f":"IFERROR(IF(OR(W65=\"\",'Combined scenario - input'!$D50=\"\"),\"\",W65/'Combined scenario - input'!$D50),\"\")","v":""}]
[{"$f":"IFERROR('Combined scenario - input'!A51,\"\")","v":""},{"$f":"IFERROR('Combined scenario - input'!B51,\"\")","v":""},{"$f":"IFERROR('Combined scenario - input'!C51,\"\")","v":""},{"$f":"IFERROR(repcalc('Combined scenario - input'!$CV51:$GH51,'Combined scenario - input'!$G51,'Combined scenario - input'!$E51,'Combined scenario - input'!$F51,20,TRUE,TRUE),\"\")","v":""},"","","","","","","","","","","","","","","","","","","",{"$f":"IFERROR(IF(OR(D66=\"\",'Combined scenario - input'!$D51=\"\"),\"\",D66/'Combined scenario - input'!$D51),\"\")","v":""},{"$f":"IFERROR(IF(OR(E66=\"\",'Combined scenario - input'!$D51=\"\"),\"\",E66/'Combined scenario - input'!$D51),\"\")","v":""},{"$f":"IFERROR(IF(OR(F66=\"\",'Combined scenario - input'!$D51=\"\"),\"\",F66/'Combined scenario - input'!$D51),\"\")","v":""},{"$f":"IFERROR(IF(OR(G66=\"\",'Combined scenario - input'!$D51=\"\"),\"\",G66/'Combined scenario - input'!$D51),\"\")","v":""},{"$f":"IFERROR(IF(OR(H66=\"\",'Combined scenario - input'!$D51=\"\"),\"\",H66/'Combined scenario - input'!$D51),\"\")","v":""},{"$f":"IFERROR(IF(OR(I66=\"\",'Combined scenario - input'!$D51=\"\"),\"\",I66/'Combined scenario - input'!$D51),\"\")","v":""},{"$f":"IFERROR(IF(OR(J66=\"\",'Combined scenario - input'!$D51=\"\"),\"\",J66/'Combined scenario - input'!$D51),\"\")","v":""},{"$f":"IFERROR(IF(OR(K66=\"\",'Combined scenario - input'!$D51=\"\"),\"\",K66/'Combined scenario - input'!$D51),\"\")","v":""},{"$f":"IFERROR(IF(OR(L66=\"\",'Combined scenario - input'!$D51=\"\"),\"\",L66/'Combined scenario - input'!$D51),\"\")","v":""},{"$f":"IFERROR(IF(OR(M66=\"\",'Combined scenario - input'!$D51=\"\"),\"\",M66/'Combined scenario - input'!$D51),\"\")","v":""},{"$f":"IFERROR(IF(OR(N66=\"\",'Combined scenario - input'!$D51=\"\"),\"\",N66/'Combined scenario - input'!$D51),\"\")","v":""},{"$f":"IFERROR(IF(OR(O66=\"\",'Combined scenario - input'!$D51=\"\"),\"\",O66/'Combined scenario - input'!$D51),\"\")","v":""},{"$f":"IFERROR(IF(OR(P66=\"\",'Combined scenario - input'!$D51=\"\"),\"\",P66/'Combined scenario - input'!$D51),\"\")","v":""},{"$f":"IFERROR(IF(OR(Q66=\"\",'Combined scenario - input'!$D51=\"\"),\"\",Q66/'Combined scenario - input'!$D51),\"\")","v":""},{"$f":"IFERROR(IF(OR(R66=\"\",'Combined scenario - input'!$D51=\"\"),\"\",R66/'Combined scenario - input'!$D51),\"\")","v":""},{"$f":"IFERROR(IF(OR(S66=\"\",'Combined scenario - input'!$D51=\"\"),\"\",S66/'Combined scenario - input'!$D51),\"\")","v":""},{"$f":"IFERROR(IF(OR(T66=\"\",'Combined scenario - input'!$D51=\"\"),\"\",T66/'Combined scenario - input'!$D51),\"\")","v":""},{"$f":"IFERROR(IF(OR(U66=\"\",'Combined scenario - input'!$D51=\"\"),\"\",U66/'Combined scenario - input'!$D51),\"\")","v":""},{"$f":"IFERROR(IF(OR(V66=\"\",'Combined scenario - input'!$D51=\"\"),\"\",V66/'Combined scenario - input'!$D51),\"\")","v":""},{"$f":"IFERROR(IF(OR(W66=\"\",'Combined scenario - input'!$D51=\"\"),\"\",W66/'Combined scenario - input'!$D51),\"\")","v":""}]
[{"$f":"IFERROR('Combined scenario - input'!A52,\"\")","v":""},{"$f":"IFERROR('Combined scenario - input'!B52,\"\")","v":""},{"$f":"IFERROR('Combined scenario - input'!C52,\"\")","v":""},{"$f":"IFERROR(repcalc('Combined scenario - input'!$CV52:$GH52,'Combined scenario - input'!$G52,'Combined scenario - input'!$E52,'Combined scenario - input'!$F52,20,TRUE,TRUE),\"\")","v":""},"","","","","","","","","","","","","","","","","","","",{"$f":"IFERROR(IF(OR(D67=\"\",'Combined scenario - input'!$D52=\"\"),\"\",D67/'Combined scenario - input'!$D52),\"\")","v":""},{"$f":"IFERROR(IF(OR(E67=\"\",'Combined scenario - input'!$D52=\"\"),\"\",E67/'Combined scenario - input'!$D52),\"\")","v":""},{"$f":"IFERROR(IF(OR(F67=\"\",'Combined scenario - input'!$D52=\"\"),\"\",F67/'Combined scenario - input'!$D52),\"\")","v":""},{"$f":"IFERROR(IF(OR(G67=\"\",'Combined scenario - input'!$D52=\"\"),\"\",G67/'Combined scenario - input'!$D52),\"\")","v":""},{"$f":"IFERROR(IF(OR(H67=\"\",'Combined scenario - input'!$D52=\"\"),\"\",H67/'Combined scenario - input'!$D52),\"\")","v":""},{"$f":"IFERROR(IF(OR(I67=\"\",'Combined scenario - input'!$D52=\"\"),\"\",I67/'Combined scenario - input'!$D52),\"\")","v":""},{"$f":"IFERROR(IF(OR(J67=\"\",'Combined scenario - input'!$D52=\"\"),\"\",J67/'Combined scenario - input'!$D52),\"\")","v":""},{"$f":"IFERROR(IF(OR(K67=\"\",'Combined scenario - input'!$D52=\"\"),\"\",K67/'Combined scenario - input'!$D52),\"\")","v":""},{"$f":"IFERROR(IF(OR(L67=\"\",'Combined scenario - input'!$D52=\"\"),\"\",L67/'Combined scenario - input'!$D52),\"\")","v":""},{"$f":"IFERROR(IF(OR(M67=\"\",'Combined scenario - input'!$D52=\"\"),\"\",M67/'Combined scenario - input'!$D52),\"\")","v":""},{"$f":"IFERROR(IF(OR(N67=\"\",'Combined scenario - input'!$D52=\"\"),\"\",N67/'Combined scenario - input'!$D52),\"\")","v":""},{"$f":"IFERROR(IF(OR(O67=\"\",'Combined scenario - input'!$D52=\"\"),\"\",O67/'Combined scenario - input'!$D52),\"\")","v":""},{"$f":"IFERROR(IF(OR(P67=\"\",'Combined scenario - input'!$D52=\"\"),\"\",P67/'Combined scenario - input'!$D52),\"\")","v":""},{"$f":"IFERROR(IF(OR(Q67=\"\",'Combined scenario - input'!$D52=\"\"),\"\",Q67/'Combined scenario - input'!$D52),\"\")","v":""},{"$f":"IFERROR(IF(OR(R67=\"\",'Combined scenario - input'!$D52=\"\"),\"\",R67/'Combined scenario - input'!$D52),\"\")","v":""},{"$f":"IFERROR(IF(OR(S67=\"\",'Combined scenario - input'!$D52=\"\"),\"\",S67/'Combined scenario - input'!$D52),\"\")","v":""},{"$f":"IFERROR(IF(OR(T67=\"\",'Combined scenario - input'!$D52=\"\"),\"\",T67/'Combined scenario - input'!$D52),\"\")","v":""},{"$f":"IFERROR(IF(OR(U67=\"\",'Combined scenario - input'!$D52=\"\"),\"\",U67/'Combined scenario - input'!$D52),\"\")","v":""},{"$f":"IFERROR(IF(OR(V67=\"\",'Combined scenario - input'!$D52=\"\"),\"\",V67/'Combined scenario - input'!$D52),\"\")","v":""},{"$f":"IFERROR(IF(OR(W67=\"\",'Combined scenario - input'!$D52=\"\"),\"\",W67/'Combined scenario - input'!$D52),\"\")","v":""}]
[{"$f":"IFERROR('Combined scenario - input'!A53,\"\")","v":""},{"$f":"IFERROR('Combined scenario - input'!B53,\"\")","v":""},{"$f":"IFERROR('Combined scenario - input'!C53,\"\")","v":""},{"$f":"IFERROR(repcalc('Combined scenario - input'!$CV53:$GH53,'Combined scenario - input'!$G53,'Combined scenario - input'!$E53,'Combined scenario - input'!$F53,20,TRUE,TRUE),\"\")","v":""},"","","","","","","","","","","","","","","","","","","",{"$f":"IFERROR(IF(OR(D68=\"\",'Combined scenario - input'!$D53=\"\"),\"\",D68/'Combined scenario - input'!$D53),\"\")","v":""},{"$f":"IFERROR(IF(OR(E68=\"\",'Combined scenario - input'!$D53=\"\"),\"\",E68/'Combined scenario - input'!$D53),\"\")","v":""},{"$f":"IFERROR(IF(OR(F68=\"\",'Combined scenario - input'!$D53=\"\"),\"\",F68/'Combined scenario - input'!$D53),\"\")","v":""},{"$f":"IFERROR(IF(OR(G68=\"\",'Combined scenario - input'!$D53=\"\"),\"\",G68/'Combined scenario - input'!$D53),\"\")","v":""},{"$f":"IFERROR(IF(OR(H68=\"\",'Combined scenario - input'!$D53=\"\"),\"\",H68/'Combined scenario - input'!$D53),\"\")","v":""},{"$f":"IFERROR(IF(OR(I68=\"\",'Combined scenario - input'!$D53=\"\"),\"\",I68/'Combined scenario - input'!$D53),\"\")","v":""},{"$f":"IFERROR(IF(OR(J68=\"\",'Combined scenario - input'!$D53=\"\"),\"\",J68/'Combined scenario - input'!$D53),\"\")","v":""},{"$f":"IFERROR(IF(OR(K68=\"\",'Combined scenario - input'!$D53=\"\"),\"\",K68/'Combined scenario - input'!$D53),\"\")","v":""},{"$f":"IFERROR(IF(OR(L68=\"\",'Combined scenario - input'!$D53=\"\"),\"\",L68/'Combined scenario - input'!$D53),\"\")","v":""},{"$f":"IFERROR(IF(OR(M68=\"\",'Combined scenario - input'!$D53=\"\"),\"\",M68/'Combined scenario - input'!$D53),\"\")","v":""},{"$f":"IFERROR(IF(OR(N68=\"\",'Combined scenario - input'!$D53=\"\"),\"\",N68/'Combined scenario - input'!$D53),\"\")","v":""},{"$f":"IFERROR(IF(OR(O68=\"\",'Combined scenario - input'!$D53=\"\"),\"\",O68/'Combined scenario - input'!$D53),\"\")","v":""},{"$f":"IFERROR(IF(OR(P68=\"\",'Combined scenario - input'!$D53=\"\"),\"\",P68/'Combined scenario - input'!$D53),\"\")","v":""},{"$f":"IFERROR(IF(OR(Q68=\"\",'Combined scenario - input'!$D53=\"\"),\"\",Q68/'Combined scenario - input'!$D53),\"\")","v":""},{"$f":"IFERROR(IF(OR(R68=\"\",'Combined scenario - input'!$D53=\"\"),\"\",R68/'Combined scenario - input'!$D53),\"\")","v":""},{"$f":"IFERROR(IF(OR(S68=\"\",'Combined scenario - input'!$D53=\"\"),\"\",S68/'Combined scenario - input'!$D53),\"\")","v":""},{"$f":"IFERROR(IF(OR(T68=\"\",'Combined scenario - input'!$D53=\"\"),\"\",T68/'Combined scenario - input'!$D53),\"\")","v":""},{"$f":"IFERROR(IF(OR(U68=\"\",'Combined scenario - input'!$D53=\"\"),\"\",U68/'Combined scenario - input'!$D53),\"\")","v":""},{"$f":"IFERROR(IF(OR(V68=\"\",'Combined scenario - input'!$D53=\"\"),\"\",V68/'Combined scenario - input'!$D53),\"\")","v":""},{"$f":"IFERROR(IF(OR(W68=\"\",'Combined scenario - input'!$D53=\"\"),\"\",W68/'Combined scenario - input'!$D53),\"\")","v":""}]
[{"$f":"IFERROR('Combined scenario - input'!A54,\"\")","v":""},{"$f":"IFERROR('Combined scenario - input'!B54,\"\")","v":""},{"$f":"IFERROR('Combined scenario - input'!C54,\"\")","v":""},{"$f":"IFERROR(repcalc('Combined scenario - input'!$CV54:$GH54,'Combined scenario - input'!$G54,'Combined scenario - input'!$E54,'Combined scenario - input'!$F54,20,TRUE,TRUE),\"\")","v":""},"","","","","","","","","","","","","","","","","","","",{"$f":"IFERROR(IF(OR(D69=\"\",'Combined scenario - input'!$D54=\"\"),\"\",D69/'Combined scenario - input'!$D54),\"\")","v":""},{"$f":"IFERROR(IF(OR(E69=\"\",'Combined scenario - input'!$D54=\"\"),\"\",E69/'Combined scenario - input'!$D54),\"\")","v":""},{"$f":"IFERROR(IF(OR(F69=\"\",'Combined scenario - input'!$D54=\"\"),\"\",F69/'Combined scenario - input'!$D54),\"\")","v":""},{"$f":"IFERROR(IF(OR(G69=\"\",'Combined scenario - input'!$D54=\"\"),\"\",G69/'Combined scenario - input'!$D54),\"\")","v":""},{"$f":"IFERROR(IF(OR(H69=\"\",'Combined scenario - input'!$D54=\"\"),\"\",H69/'Combined scenario - input'!$D54),\"\")","v":""},{"$f":"IFERROR(IF(OR(I69=\"\",'Combined scenario - input'!$D54=\"\"),\"\",I69/'Combined scenario - input'!$D54),\"\")","v":""},{"$f":"IFERROR(IF(OR(J69=\"\",'Combined scenario - input'!$D54=\"\"),\"\",J69/'Combined scenario - input'!$D54),\"\")","v":""},{"$f":"IFERROR(IF(OR(K69=\"\",'Combined scenario - input'!$D54=\"\"),\"\",K69/'Combined scenario - input'!$D54),\"\")","v":""},{"$f":"IFERROR(IF(OR(L69=\"\",'Combined scenario - input'!$D54=\"\"),\"\",L69/'Combined scenario - input'!$D54),\"\")","v":""},{"$f":"IFERROR(IF(OR(M69=\"\",'Combined scenario - input'!$D54=\"\"),\"\",M69/'Combined scenario - input'!$D54),\"\")","v":""},{"$f":"IFERROR(IF(OR(N69=\"\",'Combined scenario - input'!$D54=\"\"),\"\",N69/'Combined scenario - input'!$D54),\"\")","v":""},{"$f":"IFERROR(IF(OR(O69=\"\",'Combined scenario - input'!$D54=\"\"),\"\",O69/'Combined scenario - input'!$D54),\"\")","v":""},{"$f":"IFERROR(IF(OR(P69=\"\",'Combined scenario - input'!$D54=\"\"),\"\",P69/'Combined scenario - input'!$D54),\"\")","v":""},{"$f":"IFERROR(IF(OR(Q69=\"\",'Combined scenario - input'!$D54=\"\"),\"\",Q69/'Combined scenario - input'!$D54),\"\")","v":""},{"$f":"IFERROR(IF(OR(R69=\"\",'Combined scenario - input'!$D54=\"\"),\"\",R69/'Combined scenario - input'!$D54),\"\")","v":""},{"$f":"IFERROR(IF(OR(S69=\"\",'Combined scenario - input'!$D54=\"\"),\"\",S69/'Combined scenario - input'!$D54),\"\")","v":""},{"$f":"IFERROR(IF(OR(T69=\"\",'Combined scenario - input'!$D54=\"\"),\"\",T69/'Combined scenario - input'!$D54),\"\")","v":""},{"$f":"IFERROR(IF(OR(U69=\"\",'Combined scenario - input'!$D54=\"\"),\"\",U69/'Combined scenario - input'!$D54),\"\")","v":""},{"$f":"IFERROR(IF(OR(V69=\"\",'Combined scenario - input'!$D54=\"\"),\"\",V69/'Combined scenario - input'!$D54),\"\")","v":""},{"$f":"IFERROR(IF(OR(W69=\"\",'Combined scenario - input'!$D54=\"\"),\"\",W69/'Combined scenario - input'!$D54),\"\")","v":""}]
[{"$f":"IFERROR('Combined scenario - input'!A55,\"\")","v":""},{"$f":"IFERROR('Combined scenario - input'!B55,\"\")","v":""},{"$f":"IFERROR('Combined scenario - input'!C55,\"\")","v":""},{"$f":"IFERROR(repcalc('Combined scenario - input'!$CV55:$GH55,'Combined scenario - input'!$G55,'Combined scenario - input'!$E55,'Combined scenario - input'!$F55,20,TRUE,TRUE),\"\")","v":""},"","","","","","","","","","","","","","","","","","","",{"$f":"IFERROR(IF(OR(D70=\"\",'Combined scenario - input'!$D55=\"\"),\"\",D70/'Combined scenario - input'!$D55),\"\")","v":""},{"$f":"IFERROR(IF(OR(E70=\"\",'Combined scenario - input'!$D55=\"\"),\"\",E70/'Combined scenario - input'!$D55),\"\")","v":""},{"$f":"IFERROR(IF(OR(F70=\"\",'Combined scenario - input'!$D55=\"\"),\"\",F70/'Combined scenario - input'!$D55),\"\")","v":""},{"$f":"IFERROR(IF(OR(G70=\"\",'Combined scenario - input'!$D55=\"\"),\"\",G70/'Combined scenario - input'!$D55),\"\")","v":""},{"$f":"IFERROR(IF(OR(H70=\"\",'Combined scenario - input'!$D55=\"\"),\"\",H70/'Combined scenario - input'!$D55),\"\")","v":""},{"$f":"IFERROR(IF(OR(I70=\"\",'Combined scenario - input'!$D55=\"\"),\"\",I70/'Combined scenario - input'!$D55),\"\")","v":""},{"$f":"IFERROR(IF(OR(J70=\"\",'Combined scenario - input'!$D55=\"\"),\"\",J70/'Combined scenario - input'!$D55),\"\")","v":""},{"$f":"IFERROR(IF(OR(K70=\"\",'Combined scenario - input'!$D55=\"\"),\"\",K70/'Combined scenario - input'!$D55),\"\")","v":""},{"$f":"IFERROR(IF(OR(L70=\"\",'Combined scenario - input'!$D55=\"\"),\"\",L70/'Combined scenario - input'!$D55),\"\")","v":""},{"$f":"IFERROR(IF(OR(M70=\"\",'Combined scenario - input'!$D55=\"\"),\"\",M70/'Combined scenario - input'!$D55),\"\")","v":""},{"$f":"IFERROR(IF(OR(N70=\"\",'Combined scenario - input'!$D55=\"\"),\"\",N70/'Combined scenario - input'!$D55),\"\")","v":""},{"$f":"IFERROR(IF(OR(O70=\"\",'Combined scenario - input'!$D55=\"\"),\"\",O70/'Combined scenario - input'!$D55),\"\")","v":""},{"$f":"IFERROR(IF(OR(P70=\"\",'Combined scenario - input'!$D55=\"\"),\"\",P70/'Combined scenario - input'!$D55),\"\")","v":""},{"$f":"IFERROR(IF(OR(Q70=\"\",'Combined scenario - input'!$D55=\"\"),\"\",Q70/'Combined scenario - input'!$D55),\"\")","v":""},{"$f":"IFERROR(IF(OR(R70=\"\",'Combined scenario - input'!$D55=\"\"),\"\",R70/'Combined scenario - input'!$D55),\"\")","v":""},{"$f":"IFERROR(IF(OR(S70=\"\",'Combined scenario - input'!$D55=\"\"),\"\",S70/'Combined scenario - input'!$D55),\"\")","v":""},{"$f":"IFERROR(IF(OR(T70=\"\",'Combined scenario - input'!$D55=\"\"),\"\",T70/'Combined scenario - input'!$D55),\"\")","v":""},{"$f":"IFERROR(IF(OR(U70=\"\",'Combined scenario - input'!$D55=\"\"),\"\",U70/'Combined scenario - input'!$D55),\"\")","v":""},{"$f":"IFERROR(IF(OR(V70=\"\",'Combined scenario - input'!$D55=\"\"),\"\",V70/'Combined scenario - input'!$D55),\"\")","v":""},{"$f":"IFERROR(IF(OR(W70=\"\",'Combined scenario - input'!$D55=\"\"),\"\",W70/'Combined scenario - input'!$D55),\"\")","v":""}]
[{"$f":"IFERROR('Combined scenario - input'!A56,\"\")","v":""},{"$f":"IFERROR('Combined scenario - input'!B56,\"\")","v":""},{"$f":"IFERROR('Combined scenario - input'!C56,\"\")","v":""},{"$f":"IFERROR(repcalc('Combined scenario - input'!$CV56:$GH56,'Combined scenario - input'!$G56,'Combined scenario - input'!$E56,'Combined scenario - input'!$F56,20,TRUE,TRUE),\"\")","v":""},"","","","","","","","","","","","","","","","","","","",{"$f":"IFERROR(IF(OR(D71=\"\",'Combined scenario - input'!$D56=\"\"),\"\",D71/'Combined scenario - input'!$D56),\"\")","v":""},{"$f":"IFERROR(IF(OR(E71=\"\",'Combined scenario - input'!$D56=\"\"),\"\",E71/'Combined scenario - input'!$D56),\"\")","v":""},{"$f":"IFERROR(IF(OR(F71=\"\",'Combined scenario - input'!$D56=\"\"),\"\",F71/'Combined scenario - input'!$D56),\"\")","v":""},{"$f":"IFERROR(IF(OR(G71=\"\",'Combined scenario - input'!$D56=\"\"),\"\",G71/'Combined scenario - input'!$D56),\"\")","v":""},{"$f":"IFERROR(IF(OR(H71=\"\",'Combined scenario - input'!$D56=\"\"),\"\",H71/'Combined scenario - input'!$D56),\"\")","v":""},{"$f":"IFERROR(IF(OR(I71=\"\",'Combined scenario - input'!$D56=\"\"),\"\",I71/'Combined scenario - input'!$D56),\"\")","v":""},{"$f":"IFERROR(IF(OR(J71=\"\",'Combined scenario - input'!$D56=\"\"),\"\",J71/'Combined scenario - input'!$D56),\"\")","v":""},{"$f":"IFERROR(IF(OR(K71=\"\",'Combined scenario - input'!$D56=\"\"),\"\",K71/'Combined scenario - input'!$D56),\"\")","v":""},{"$f":"IFERROR(IF(OR(L71=\"\",'Combined scenario - input'!$D56=\"\"),\"\",L71/'Combined scenario - input'!$D56),\"\")","v":""},{"$f":"IFERROR(IF(OR(M71=\"\",'Combined scenario - input'!$D56=\"\"),\"\",M71/'Combined scenario - input'!$D56),\"\")","v":""},{"$f":"IFERROR(IF(OR(N71=\"\",'Combined scenario - input'!$D56=\"\"),\"\",N71/'Combined scenario - input'!$D56),\"\")","v":""},{"$f":"IFERROR(IF(OR(O71=\"\",'Combined scenario - input'!$D56=\"\"),\"\",O71/'Combined scenario - input'!$D56),\"\")","v":""},{"$f":"IFERROR(IF(OR(P71=\"\",'Combined scenario - input'!$D56=\"\"),\"\",P71/'Combined scenario - input'!$D56),\"\")","v":""},{"$f":"IFERROR(IF(OR(Q71=\"\",'Combined scenario - input'!$D56=\"\"),\"\",Q71/'Combined scenario - input'!$D56),\"\")","v":""},{"$f":"IFERROR(IF(OR(R71=\"\",'Combined scenario - input'!$D56=\"\"),\"\",R71/'Combined scenario - input'!$D56),\"\")","v":""},{"$f":"IFERROR(IF(OR(S71=\"\",'Combined scenario - input'!$D56=\"\"),\"\",S71/'Combined scenario - input'!$D56),\"\")","v":""},{"$f":"IFERROR(IF(OR(T71=\"\",'Combined scenario - input'!$D56=\"\"),\"\",T71/'Combined scenario - input'!$D56),\"\")","v":""},{"$f":"IFERROR(IF(OR(U71=\"\",'Combined scenario - input'!$D56=\"\"),\"\",U71/'Combined scenario - input'!$D56),\"\")","v":""},{"$f":"IFERROR(IF(OR(V71=\"\",'Combined scenario - input'!$D56=\"\"),\"\",V71/'Combined scenario - input'!$D56),\"\")","v":""},{"$f":"IFERROR(IF(OR(W71=\"\",'Combined scenario - input'!$D56=\"\"),\"\",W71/'Combined scenario - input'!$D56),\"\")","v":""}]
[{"$f":"IFERROR('Combined scenario - input'!A57,\"\")","v":""},{"$f":"IFERROR('Combined scenario - input'!B57,\"\")","v":""},{"$f":"IFERROR('Combined scenario - input'!C57,\"\")","v":""},{"$f":"IFERROR(repcalc('Combined scenario - input'!$CV57:$GH57,'Combined scenario - input'!$G57,'Combined scenario - input'!$E57,'Combined scenario - input'!$F57,20,TRUE,TRUE),\"\")","v":""},"","","","","","","","","","","","","","","","","","","",{"$f":"IFERROR(IF(OR(D72=\"\",'Combined scenario - input'!$D57=\"\"),\"\",D72/'Combined scenario - input'!$D57),\"\")","v":""},{"$f":"IFERROR(IF(OR(E72=\"\",'Combined scenario - input'!$D57=\"\"),\"\",E72/'Combined scenario - input'!$D57),\"\")","v":""},{"$f":"IFERROR(IF(OR(F72=\"\",'Combined scenario - input'!$D57=\"\"),\"\",F72/'Combined scenario - input'!$D57),\"\")","v":""},{"$f":"IFERROR(IF(OR(G72=\"\",'Combined scenario - input'!$D57=\"\"),\"\",G72/'Combined scenario - input'!$D57),\"\")","v":""},{"$f":"IFERROR(IF(OR(H72=\"\",'Combined scenario - input'!$D57=\"\"),\"\",H72/'Combined scenario - input'!$D57),\"\")","v":""},{"$f":"IFERROR(IF(OR(I72=\"\",'Combined scenario - input'!$D57=\"\"),\"\",I72/'Combined scenario - input'!$D57),\"\")","v":""},{"$f":"IFERROR(IF(OR(J72=\"\",'Combined scenario - input'!$D57=\"\"),\"\",J72/'Combined scenario - input'!$D57),\"\")","v":""},{"$f":"IFERROR(IF(OR(K72=\"\",'Combined scenario - input'!$D57=\"\"),\"\",K72/'Combined scenario - input'!$D57),\"\")","v":""},{"$f":"IFERROR(IF(OR(L72=\"\",'Combined scenario - input'!$D57=\"\"),\"\",L72/'Combined scenario - input'!$D57),\"\")","v":""},{"$f":"IFERROR(IF(OR(M72=\"\",'Combined scenario - input'!$D57=\"\"),\"\",M72/'Combined scenario - input'!$D57),\"\")","v":""},{"$f":"IFERROR(IF(OR(N72=\"\",'Combined scenario - input'!$D57=\"\"),\"\",N72/'Combined scenario - input'!$D57),\"\")","v":""},{"$f":"IFERROR(IF(OR(O72=\"\",'Combined scenario - input'!$D57=\"\"),\"\",O72/'Combined scenario - input'!$D57),\"\")","v":""},{"$f":"IFERROR(IF(OR(P72=\"\",'Combined scenario - input'!$D57=\"\"),\"\",P72/'Combined scenario - input'!$D57),\"\")","v":""},{"$f":"IFERROR(IF(OR(Q72=\"\",'Combined scenario - input'!$D57=\"\"),\"\",Q72/'Combined scenario - input'!$D57),\"\")","v":""},{"$f":"IFERROR(IF(OR(R72=\"\",'Combined scenario - input'!$D57=\"\"),\"\",R72/'Combined scenario - input'!$D57),\"\")","v":""},{"$f":"IFERROR(IF(OR(S72=\"\",'Combined scenario - input'!$D57=\"\"),\"\",S72/'Combined scenario - input'!$D57),\"\")","v":""},{"$f":"IFERROR(IF(OR(T72=\"\",'Combined scenario - input'!$D57=\"\"),\"\",T72/'Combined scenario - input'!$D57),\"\")","v":""},{"$f":"IFERROR(IF(OR(U72=\"\",'Combined scenario - input'!$D57=\"\"),\"\",U72/'Combined scenario - input'!$D57),\"\")","v":""},{"$f":"IFERROR(IF(OR(V72=\"\",'Combined scenario - input'!$D57=\"\"),\"\",V72/'Combined scenario - input'!$D57),\"\")","v":""},{"$f":"IFERROR(IF(OR(W72=\"\",'Combined scenario - input'!$D57=\"\"),\"\",W72/'Combined scenario - input'!$D57),\"\")","v":""}]
[{"$f":"IFERROR('Combined scenario - input'!A58,\"\")","v":""},{"$f":"IFERROR('Combined scenario - input'!B58,\"\")","v":""},{"$f":"IFERROR('Combined scenario - input'!C58,\"\")","v":""},{"$f":"IFERROR(repcalc('Combined scenario - input'!$CV58:$GH58,'Combined scenario - input'!$G58,'Combined scenario - input'!$E58,'Combined scenario - input'!$F58,20,TRUE,TRUE),\"\")","v":""},"","","","","","","","","","","","","","","","","","","",{"$f":"IFERROR(IF(OR(D73=\"\",'Combined scenario - input'!$D58=\"\"),\"\",D73/'Combined scenario - input'!$D58),\"\")","v":""},{"$f":"IFERROR(IF(OR(E73=\"\",'Combined scenario - input'!$D58=\"\"),\"\",E73/'Combined scenario - input'!$D58),\"\")","v":""},{"$f":"IFERROR(IF(OR(F73=\"\",'Combined scenario - input'!$D58=\"\"),\"\",F73/'Combined scenario - input'!$D58),\"\")","v":""},{"$f":"IFERROR(IF(OR(G73=\"\",'Combined scenario - input'!$D58=\"\"),\"\",G73/'Combined scenario - input'!$D58),\"\")","v":""},{"$f":"IFERROR(IF(OR(H73=\"\",'Combined scenario - input'!$D58=\"\"),\"\",H73/'Combined scenario - input'!$D58),\"\")","v":""},{"$f":"IFERROR(IF(OR(I73=\"\",'Combined scenario - input'!$D58=\"\"),\"\",I73/'Combined scenario - input'!$D58),\"\")","v":""},{"$f":"IFERROR(IF(OR(J73=\"\",'Combined scenario - input'!$D58=\"\"),\"\",J73/'Combined scenario - input'!$D58),\"\")","v":""},{"$f":"IFERROR(IF(OR(K73=\"\",'Combined scenario - input'!$D58=\"\"),\"\",K73/'Combined scenario - input'!$D58),\"\")","v":""},{"$f":"IFERROR(IF(OR(L73=\"\",'Combined scenario - input'!$D58=\"\"),\"\",L73/'Combined scenario - input'!$D58),\"\")","v":""},{"$f":"IFERROR(IF(OR(M73=\"\",'Combined scenario - input'!$D58=\"\"),\"\",M73/'Combined scenario - input'!$D58),\"\")","v":""},{"$f":"IFERROR(IF(OR(N73=\"\",'Combined scenario - input'!$D58=\"\"),\"\",N73/'Combined scenario - input'!$D58),\"\")","v":""},{"$f":"IFERROR(IF(OR(O73=\"\",'Combined scenario - input'!$D58=\"\"),\"\",O73/'Combined scenario - input'!$D58),\"\")","v":""},{"$f":"IFERROR(IF(OR(P73=\"\",'Combined scenario - input'!$D58=\"\"),\"\",P73/'Combined scenario - input'!$D58),\"\")","v":""},{"$f":"IFERROR(IF(OR(Q73=\"\",'Combined scenario - input'!$D58=\"\"),\"\",Q73/'Combined scenario - input'!$D58),\"\")","v":""},{"$f":"IFERROR(IF(OR(R73=\"\",'Combined scenario - input'!$D58=\"\"),\"\",R73/'Combined scenario - input'!$D58),\"\")","v":""},{"$f":"IFERROR(IF(OR(S73=\"\",'Combined scenario - input'!$D58=\"\"),\"\",S73/'Combined scenario - input'!$D58),\"\")","v":""},{"$f":"IFERROR(IF(OR(T73=\"\",'Combined scenario - input'!$D58=\"\"),\"\",T73/'Combined scenario - input'!$D58),\"\")","v":""},{"$f":"IFERROR(IF(OR(U73=\"\",'Combined scenario - input'!$D58=\"\"),\"\",U73/'Combined scenario - input'!$D58),\"\")","v":""},{"$f":"IFERROR(IF(OR(V73=\"\",'Combined scenario - input'!$D58=\"\"),\"\",V73/'Combined scenario - input'!$D58),\"\")","v":""},{"$f":"IFERROR(IF(OR(W73=\"\",'Combined scenario - input'!$D58=\"\"),\"\",W73/'Combined scenario - input'!$D58),\"\")","v":""}]
[{"$f":"IFERROR('Combined scenario - input'!A59,\"\")","v":""},{"$f":"IFERROR('Combined scenario - input'!B59,\"\")","v":""},{"$f":"IFERROR('Combined scenario - input'!C59,\"\")","v":""},{"$f":"IFERROR(repcalc('Combined scenario - input'!$CV59:$GH59,'Combined scenario - input'!$G59,'Combined scenario - input'!$E59,'Combined scenario - input'!$F59,20,TRUE,TRUE),\"\")","v":""},"","","","","","","","","","","","","","","","","","","",{"$f":"IFERROR(IF(OR(D74=\"\",'Combined scenario - input'!$D59=\"\"),\"\",D74/'Combined scenario - input'!$D59),\"\")","v":""},{"$f":"IFERROR(IF(OR(E74=\"\",'Combined scenario - input'!$D59=\"\"),\"\",E74/'Combined scenario - input'!$D59),\"\")","v":""},{"$f":"IFERROR(IF(OR(F74=\"\",'Combined scenario - input'!$D59=\"\"),\"\",F74/'Combined scenario - input'!$D59),\"\")","v":""},{"$f":"IFERROR(IF(OR(G74=\"\",'Combined scenario - input'!$D59=\"\"),\"\",G74/'Combined scenario - input'!$D59),\"\")","v":""},{"$f":"IFERROR(IF(OR(H74=\"\",'Combined scenario - input'!$D59=\"\"),\"\",H74/'Combined scenario - input'!$D59),\"\")","v":""},{"$f":"IFERROR(IF(OR(I74=\"\",'Combined scenario - input'!$D59=\"\"),\"\",I74/'Combined scenario - input'!$D59),\"\")","v":""},{"$f":"IFERROR(IF(OR(J74=\"\",'Combined scenario - input'!$D59=\"\"),\"\",J74/'Combined scenario - input'!$D59),\"\")","v":""},{"$f":"IFERROR(IF(OR(K74=\"\",'Combined scenario - input'!$D59=\"\"),\"\",K74/'Combined scenario - input'!$D59),\"\")","v":""},{"$f":"IFERROR(IF(OR(L74=\"\",'Combined scenario - input'!$D59=\"\"),\"\",L74/'Combined scenario - input'!$D59),\"\")","v":""},{"$f":"IFERROR(IF(OR(M74=\"\",'Combined scenario - input'!$D59=\"\"),\"\",M74/'Combined scenario - input'!$D59),\"\")","v":""},{"$f":"IFERROR(IF(OR(N74=\"\",'Combined scenario - input'!$D59=\"\"),\"\",N74/'Combined scenario - input'!$D59),\"\")","v":""},{"$f":"IFERROR(IF(OR(O74=\"\",'Combined scenario - input'!$D59=\"\"),\"\",O74/'Combined scenario - input'!$D59),\"\")","v":""},{"$f":"IFERROR(IF(OR(P74=\"\",'Combined scenario - input'!$D59=\"\"),\"\",P74/'Combined scenario - input'!$D59),\"\")","v":""},{"$f":"IFERROR(IF(OR(Q74=\"\",'Combined scenario - input'!$D59=\"\"),\"\",Q74/'Combined scenario - input'!$D59),\"\")","v":""},{"$f":"IFERROR(IF(OR(R74=\"\",'Combined scenario - input'!$D59=\"\"),\"\",R74/'Combined scenario - input'!$D59),\"\")","v":""},{"$f":"IFERROR(IF(OR(S74=\"\",'Combined scenario - input'!$D59=\"\"),\"\",S74/'Combined scenario - input'!$D59),\"\")","v":""},{"$f":"IFERROR(IF(OR(T74=\"\",'Combined scenario - input'!$D59=\"\"),\"\",T74/'Combined scenario - input'!$D59),\"\")","v":""},{"$f":"IFERROR(IF(OR(U74=\"\",'Combined scenario - input'!$D59=\"\"),\"\",U74/'Combined scenario - input'!$D59),\"\")","v":""},{"$f":"IFERROR(IF(OR(V74=\"\",'Combined scenario - input'!$D59=\"\"),\"\",V74/'Combined scenario - input'!$D59),\"\")","v":""},{"$f":"IFERROR(IF(OR(W74=\"\",'Combined scenario - input'!$D59=\"\"),\"\",W74/'Combined scenario - input'!$D59),\"\")","v":""}]
[{"$f":"IFERROR('Combined scenario - input'!A60,\"\")","v":""},{"$f":"IFERROR('Combined scenario - input'!B60,\"\")","v":""},{"$f":"IFERROR('Combined scenario - input'!C60,\"\")","v":""},{"$f":"IFERROR(repcalc('Combined scenario - input'!$CV60:$GH60,'Combined scenario - input'!$G60,'Combined scenario - input'!$E60,'Combined scenario - input'!$F60,20,TRUE,TRUE),\"\")","v":""},"","","","","","","","","","","","","","","","","","","",{"$f":"IFERROR(IF(OR(D75=\"\",'Combined scenario - input'!$D60=\"\"),\"\",D75/'Combined scenario - input'!$D60),\"\")","v":""},{"$f":"IFERROR(IF(OR(E75=\"\",'Combined scenario - input'!$D60=\"\"),\"\",E75/'Combined scenario - input'!$D60),\"\")","v":""},{"$f":"IFERROR(IF(OR(F75=\"\",'Combined scenario - input'!$D60=\"\"),\"\",F75/'Combined scenario - input'!$D60),\"\")","v":""},{"$f":"IFERROR(IF(OR(G75=\"\",'Combined scenario - input'!$D60=\"\"),\"\",G75/'Combined scenario - input'!$D60),\"\")","v":""},{"$f":"IFERROR(IF(OR(H75=\"\",'Combined scenario - input'!$D60=\"\"),\"\",H75/'Combined scenario - input'!$D60),\"\")","v":""},{"$f":"IFERROR(IF(OR(I75=\"\",'Combined scenario - input'!$D60=\"\"),\"\",I75/'Combined scenario - input'!$D60),\"\")","v":""},{"$f":"IFERROR(IF(OR(J75=\"\",'Combined scenario - input'!$D60=\"\"),\"\",J75/'Combined scenario - input'!$D60),\"\")","v":""},{"$f":"IFERROR(IF(OR(K75=\"\",'Combined scenario - input'!$D60=\"\"),\"\",K75/'Combined scenario - input'!$D60),\"\")","v":""},{"$f":"IFERROR(IF(OR(L75=\"\",'Combined scenario - input'!$D60=\"\"),\"\",L75/'Combined scenario - input'!$D60),\"\")","v":""},{"$f":"IFERROR(IF(OR(M75=\"\",'Combined scenario - input'!$D60=\"\"),\"\",M75/'Combined scenario - input'!$D60),\"\")","v":""},{"$f":"IFERROR(IF(OR(N75=\"\",'Combined scenario - input'!$D60=\"\"),\"\",N75/'Combined scenario - input'!$D60),\"\")","v":""},{"$f":"IFERROR(IF(OR(O75=\"\",'Combined scenario - input'!$D60=\"\"),\"\",O75/'Combined scenario - input'!$D60),\"\")","v":""},{"$f":"IFERROR(IF(OR(P75=\"\",'Combined scenario - input'!$D60=\"\"),\"\",P75/'Combined scenario - input'!$D60),\"\")","v":""},{"$f":"IFERROR(IF(OR(Q75=\"\",'Combined scenario - input'!$D60=\"\"),\"\",Q75/'Combined scenario - input'!$D60),\"\")","v":""},{"$f":"IFERROR(IF(OR(R75=\"\",'Combined scenario - input'!$D60=\"\"),\"\",R75/'Combined scenario - input'!$D60),\"\")","v":""},{"$f":"IFERROR(IF(OR(S75=\"\",'Combined scenario - input'!$D60=\"\"),\"\",S75/'Combined scenario - input'!$D60),\"\")","v":""},{"$f":"IFERROR(IF(OR(T75=\"\",'Combined scenario - input'!$D60=\"\"),\"\",T75/'Combined scenario - input'!$D60),\"\")","v":""},{"$f":"IFERROR(IF(OR(U75=\"\",'Combined scenario - input'!$D60=\"\"),\"\",U75/'Combined scenario - input'!$D60),\"\")","v":""},{"$f":"IFERROR(IF(OR(V75=\"\",'Combined scenario - input'!$D60=\"\"),\"\",V75/'Combined scenario - input'!$D60),\"\")","v":""},{"$f":"IFERROR(IF(OR(W75=\"\",'Combined scenario - input'!$D60=\"\"),\"\",W75/'Combined scenario - input'!$D60),\"\")","v":""}]
[{"$f":"IFERROR('Combined scenario - input'!A61,\"\")","v":""},{"$f":"IFERROR('Combined scenario - input'!B61,\"\")","v":""},{"$f":"IFERROR('Combined scenario - input'!C61,\"\")","v":""},{"$f":"IFERROR(repcalc('Combined scenario - input'!$CV61:$GH61,'Combined scenario - input'!$G61,'Combined scenario - input'!$E61,'Combined scenario - input'!$F61,20,TRUE,TRUE),\"\")","v":""},"","","","","","","","","","","","","","","","","","","",{"$f":"IFERROR(IF(OR(D76=\"\",'Combined scenario - input'!$D61=\"\"),\"\",D76/'Combined scenario - input'!$D61),\"\")","v":""},{"$f":"IFERROR(IF(OR(E76=\"\",'Combined scenario - input'!$D61=\"\"),\"\",E76/'Combined scenario - input'!$D61),\"\")","v":""},{"$f":"IFERROR(IF(OR(F76=\"\",'Combined scenario - input'!$D61=\"\"),\"\",F76/'Combined scenario - input'!$D61),\"\")","v":""},{"$f":"IFERROR(IF(OR(G76=\"\",'Combined scenario - input'!$D61=\"\"),\"\",G76/'Combined scenario - input'!$D61),\"\")","v":""},{"$f":"IFERROR(IF(OR(H76=\"\",'Combined scenario - input'!$D61=\"\"),\"\",H76/'Combined scenario - input'!$D61),\"\")","v":""},{"$f":"IFERROR(IF(OR(I76=\"\",'Combined scenario - input'!$D61=\"\"),\"\",I76/'Combined scenario - input'!$D61),\"\")","v":""},{"$f":"IFERROR(IF(OR(J76=\"\",'Combined scenario - input'!$D61=\"\"),\"\",J76/'Combined scenario - input'!$D61),\"\")","v":""},{"$f":"IFERROR(IF(OR(K76=\"\",'Combined scenario - input'!$D61=\"\"),\"\",K76/'Combined scenario - input'!$D61),\"\")","v":""},{"$f":"IFERROR(IF(OR(L76=\"\",'Combined scenario - input'!$D61=\"\"),\"\",L76/'Combined scenario - input'!$D61),\"\")","v":""},{"$f":"IFERROR(IF(OR(M76=\"\",'Combined scenario - input'!$D61=\"\"),\"\",M76/'Combined scenario - input'!$D61),\"\")","v":""},{"$f":"IFERROR(IF(OR(N76=\"\",'Combined scenario - input'!$D61=\"\"),\"\",N76/'Combined scenario - input'!$D61),\"\")","v":""},{"$f":"IFERROR(IF(OR(O76=\"\",'Combined scenario - input'!$D61=\"\"),\"\",O76/'Combined scenario - input'!$D61),\"\")","v":""},{"$f":"IFERROR(IF(OR(P76=\"\",'Combined scenario - input'!$D61=\"\"),\"\",P76/'Combined scenario - input'!$D61),\"\")","v":""},{"$f":"IFERROR(IF(OR(Q76=\"\",'Combined scenario - input'!$D61=\"\"),\"\",Q76/'Combined scenario - input'!$D61),\"\")","v":""},{"$f":"IFERROR(IF(OR(R76=\"\",'Combined scenario - input'!$D61=\"\"),\"\",R76/'Combined scenario - input'!$D61),\"\")","v":""},{"$f":"IFERROR(IF(OR(S76=\"\",'Combined scenario - input'!$D61=\"\"),\"\",S76/'Combined scenario - input'!$D61),\"\")","v":""},{"$f":"IFERROR(IF(OR(T76=\"\",'Combined scenario - input'!$D61=\"\"),\"\",T76/'Combined scenario - input'!$D61),\"\")","v":""},{"$f":"IFERROR(IF(OR(U76=\"\",'Combined scenario - input'!$D61=\"\"),\"\",U76/'Combined scenario - input'!$D61),\"\")","v":""},{"$f":"IFERROR(IF(OR(V76=\"\",'Combined scenario - input'!$D61=\"\"),\"\",V76/'Combined scenario - input'!$D61),\"\")","v":""},{"$f":"IFERROR(IF(OR(W76=\"\",'Combined scenario - input'!$D61=\"\"),\"\",W76/'Combined scenario - input'!$D61),\"\")","v":""}]
[{"$f":"IFERROR('Combined scenario - input'!A62,\"\")","v":""},{"$f":"IFERROR('Combined scenario - input'!B62,\"\")","v":""},{"$f":"IFERROR('Combined scenario - input'!C62,\"\")","v":""},{"$f":"IFERROR(repcalc('Combined scenario - input'!$CV62:$GH62,'Combined scenario - input'!$G62,'Combined scenario - input'!$E62,'Combined scenario - input'!$F62,20,TRUE,TRUE),\"\")","v":""},"","","","","","","","","","","","","","","","","","","",{"$f":"IFERROR(IF(OR(D77=\"\",'Combined scenario - input'!$D62=\"\"),\"\",D77/'Combined scenario - input'!$D62),\"\")","v":""},{"$f":"IFERROR(IF(OR(E77=\"\",'Combined scenario - input'!$D62=\"\"),\"\",E77/'Combined scenario - input'!$D62),\"\")","v":""},{"$f":"IFERROR(IF(OR(F77=\"\",'Combined scenario - input'!$D62=\"\"),\"\",F77/'Combined scenario - input'!$D62),\"\")","v":""},{"$f":"IFERROR(IF(OR(G77=\"\",'Combined scenario - input'!$D62=\"\"),\"\",G77/'Combined scenario - input'!$D62),\"\")","v":""},{"$f":"IFERROR(IF(OR(H77=\"\",'Combined scenario - input'!$D62=\"\"),\"\",H77/'Combined scenario - input'!$D62),\"\")","v":""},{"$f":"IFERROR(IF(OR(I77=\"\",'Combined scenario - input'!$D62=\"\"),\"\",I77/'Combined scenario - input'!$D62),\"\")","v":""},{"$f":"IFERROR(IF(OR(J77=\"\",'Combined scenario - input'!$D62=\"\"),\"\",J77/'Combined scenario - input'!$D62),\"\")","v":""},{"$f":"IFERROR(IF(OR(K77=\"\",'Combined scenario - input'!$D62=\"\"),\"\",K77/'Combined scenario - input'!$D62),\"\")","v":""},{"$f":"IFERROR(IF(OR(L77=\"\",'Combined scenario - input'!$D62=\"\"),\"\",L77/'Combined scenario - input'!$D62),\"\")","v":""},{"$f":"IFERROR(IF(OR(M77=\"\",'Combined scenario - input'!$D62=\"\"),\"\",M77/'Combined scenario - input'!$D62),\"\")","v":""},{"$f":"IFERROR(IF(OR(N77=\"\",'Combined scenario - input'!$D62=\"\"),\"\",N77/'Combined scenario - input'!$D62),\"\")","v":""},{"$f":"IFERROR(IF(OR(O77=\"\",'Combined scenario - input'!$D62=\"\"),\"\",O77/'Combined scenario - input'!$D62),\"\")","v":""},{"$f":"IFERROR(IF(OR(P77=\"\",'Combined scenario - input'!$D62=\"\"),\"\",P77/'Combined scenario - input'!$D62),\"\")","v":""},{"$f":"IFERROR(IF(OR(Q77=\"\",'Combined scenario - input'!$D62=\"\"),\"\",Q77/'Combined scenario - input'!$D62),\"\")","v":""},{"$f":"IFERROR(IF(OR(R77=\"\",'Combined scenario - input'!$D62=\"\"),\"\",R77/'Combined scenario - input'!$D62),\"\")","v":""},{"$f":"IFERROR(IF(OR(S77=\"\",'Combined scenario - input'!$D62=\"\"),\"\",S77/'Combined scenario - input'!$D62),\"\")","v":""},{"$f":"IFERROR(IF(OR(T77=\"\",'Combined scenario - input'!$D62=\"\"),\"\",T77/'Combined scenario - input'!$D62),\"\")","v":""},{"$f":"IFERROR(IF(OR(U77=\"\",'Combined scenario - input'!$D62=\"\"),\"\",U77/'Combined scenario - input'!$D62),\"\")","v":""},{"$f":"IFERROR(IF(OR(V77=\"\",'Combined scenario - input'!$D62=\"\"),\"\",V77/'Combined scenario - input'!$D62),\"\")","v":""},{"$f":"IFERROR(IF(OR(W77=\"\",'Combined scenario - input'!$D62=\"\"),\"\",W77/'Combined scenario - input'!$D62),\"\")","v":""}]
[{"$f":"IFERROR('Combined scenario - input'!A63,\"\")","v":""},{"$f":"IFERROR('Combined scenario - input'!B63,\"\")","v":""},{"$f":"IFERROR('Combined scenario - input'!C63,\"\")","v":""},{"$f":"IFERROR(repcalc('Combined scenario - input'!$CV63:$GH63,'Combined scenario - input'!$G63,'Combined scenario - input'!$E63,'Combined scenario - input'!$F63,20,TRUE,TRUE),\"\")","v":""},"","","","","","","","","","","","","","","","","","","",{"$f":"IFERROR(IF(OR(D78=\"\",'Combined scenario - input'!$D63=\"\"),\"\",D78/'Combined scenario - input'!$D63),\"\")","v":""},{"$f":"IFERROR(IF(OR(E78=\"\",'Combined scenario - input'!$D63=\"\"),\"\",E78/'Combined scenario - input'!$D63),\"\")","v":""},{"$f":"IFERROR(IF(OR(F78=\"\",'Combined scenario - input'!$D63=\"\"),\"\",F78/'Combined scenario - input'!$D63),\"\")","v":""},{"$f":"IFERROR(IF(OR(G78=\"\",'Combined scenario - input'!$D63=\"\"),\"\",G78/'Combined scenario - input'!$D63),\"\")","v":""},{"$f":"IFERROR(IF(OR(H78=\"\",'Combined scenario - input'!$D63=\"\"),\"\",H78/'Combined scenario - input'!$D63),\"\")","v":""},{"$f":"IFERROR(IF(OR(I78=\"\",'Combined scenario - input'!$D63=\"\"),\"\",I78/'Combined scenario - input'!$D63),\"\")","v":""},{"$f":"IFERROR(IF(OR(J78=\"\",'Combined scenario - input'!$D63=\"\"),\"\",J78/'Combined scenario - input'!$D63),\"\")","v":""},{"$f":"IFERROR(IF(OR(K78=\"\",'Combined scenario - input'!$D63=\"\"),\"\",K78/'Combined scenario - input'!$D63),\"\")","v":""},{"$f":"IFERROR(IF(OR(L78=\"\",'Combined scenario - input'!$D63=\"\"),\"\",L78/'Combined scenario - input'!$D63),\"\")","v":""},{"$f":"IFERROR(IF(OR(M78=\"\",'Combined scenario - input'!$D63=\"\"),\"\",M78/'Combined scenario - input'!$D63),\"\")","v":""},{"$f":"IFERROR(IF(OR(N78=\"\",'Combined scenario - input'!$D63=\"\"),\"\",N78/'Combined scenario - input'!$D63),\"\")","v":""},{"$f":"IFERROR(IF(OR(O78=\"\",'Combined scenario - input'!$D63=\"\"),\"\",O78/'Combined scenario - input'!$D63),\"\")","v":""},{"$f":"IFERROR(IF(OR(P78=\"\",'Combined scenario - input'!$D63=\"\"),\"\",P78/'Combined scenario - input'!$D63),\"\")","v":""},{"$f":"IFERROR(IF(OR(Q78=\"\",'Combined scenario - input'!$D63=\"\"),\"\",Q78/'Combined scenario - input'!$D63),\"\")","v":""},{"$f":"IFERROR(IF(OR(R78=\"\",'Combined scenario - input'!$D63=\"\"),\"\",R78/'Combined scenario - input'!$D63),\"\")","v":""},{"$f":"IFERROR(IF(OR(S78=\"\",'Combined scenario - input'!$D63=\"\"),\"\",S78/'Combined scenario - input'!$D63),\"\")","v":""},{"$f":"IFERROR(IF(OR(T78=\"\",'Combined scenario - input'!$D63=\"\"),\"\",T78/'Combined scenario - input'!$D63),\"\")","v":""},{"$f":"IFERROR(IF(OR(U78=\"\",'Combined scenario - input'!$D63=\"\"),\"\",U78/'Combined scenario - input'!$D63),\"\")","v":""},{"$f":"IFERROR(IF(OR(V78=\"\",'Combined scenario - input'!$D63=\"\"),\"\",V78/'Combined scenario - input'!$D63),\"\")","v":""},{"$f":"IFERROR(IF(OR(W78=\"\",'Combined scenario - input'!$D63=\"\"),\"\",W78/'Combined scenario - input'!$D63),\"\")","v":""}]
[{"$f":"IFERROR('Combined scenario - input'!A64,\"\")","v":""},{"$f":"IFERROR('Combined scenario - input'!B64,\"\")","v":""},{"$f":"IFERROR('Combined scenario - input'!C64,\"\")","v":""},{"$f":"IFERROR(repcalc('Combined scenario - input'!$CV64:$GH64,'Combined scenario - input'!$G64,'Combined scenario - input'!$E64,'Combined scenario - input'!$F64,20,TRUE,TRUE),\"\")","v":""},"","","","","","","","","","","","","","","","","","","",{"$f":"IFERROR(IF(OR(D79=\"\",'Combined scenario - input'!$D64=\"\"),\"\",D79/'Combined scenario - input'!$D64),\"\")","v":""},{"$f":"IFERROR(IF(OR(E79=\"\",'Combined scenario - input'!$D64=\"\"),\"\",E79/'Combined scenario - input'!$D64),\"\")","v":""},{"$f":"IFERROR(IF(OR(F79=\"\",'Combined scenario - input'!$D64=\"\"),\"\",F79/'Combined scenario - input'!$D64),\"\")","v":""},{"$f":"IFERROR(IF(OR(G79=\"\",'Combined scenario - input'!$D64=\"\"),\"\",G79/'Combined scenario - input'!$D64),\"\")","v":""},{"$f":"IFERROR(IF(OR(H79=\"\",'Combined scenario - input'!$D64=\"\"),\"\",H79/'Combined scenario - input'!$D64),\"\")","v":""},{"$f":"IFERROR(IF(OR(I79=\"\",'Combined scenario - input'!$D64=\"\"),\"\",I79/'Combined scenario - input'!$D64),\"\")","v":""},{"$f":"IFERROR(IF(OR(J79=\"\",'Combined scenario - input'!$D64=\"\"),\"\",J79/'Combined scenario - input'!$D64),\"\")","v":""},{"$f":"IFERROR(IF(OR(K79=\"\",'Combined scenario - input'!$D64=\"\"),\"\",K79/'Combined scenario - input'!$D64),\"\")","v":""},{"$f":"IFERROR(IF(OR(L79=\"\",'Combined scenario - input'!$D64=\"\"),\"\",L79/'Combined scenario - input'!$D64),\"\")","v":""},{"$f":"IFERROR(IF(OR(M79=\"\",'Combined scenario - input'!$D64=\"\"),\"\",M79/'Combined scenario - input'!$D64),\"\")","v":""},{"$f":"IFERROR(IF(OR(N79=\"\",'Combined scenario - input'!$D64=\"\"),\"\",N79/'Combined scenario - input'!$D64),\"\")","v":""},{"$f":"IFERROR(IF(OR(O79=\"\",'Combined scenario - input'!$D64=\"\"),\"\",O79/'Combined scenario - input'!$D64),\"\")","v":""},{"$f":"IFERROR(IF(OR(P79=\"\",'Combined scenario - input'!$D64=\"\"),\"\",P79/'Combined scenario - input'!$D64),\"\")","v":""},{"$f":"IFERROR(IF(OR(Q79=\"\",'Combined scenario - input'!$D64=\"\"),\"\",Q79/'Combined scenario - input'!$D64),\"\")","v":""},{"$f":"IFERROR(IF(OR(R79=\"\",'Combined scenario - input'!$D64=\"\"),\"\",R79/'Combined scenario - input'!$D64),\"\")","v":""},{"$f":"IFERROR(IF(OR(S79=\"\",'Combined scenario - input'!$D64=\"\"),\"\",S79/'Combined scenario - input'!$D64),\"\")","v":""},{"$f":"IFERROR(IF(OR(T79=\"\",'Combined scenario - input'!$D64=\"\"),\"\",T79/'Combined scenario - input'!$D64),\"\")","v":""},{"$f":"IFERROR(IF(OR(U79=\"\",'Combined scenario - input'!$D64=\"\"),\"\",U79/'Combined scenario - input'!$D64),\"\")","v":""},{"$f":"IFERROR(IF(OR(V79=\"\",'Combined scenario - input'!$D64=\"\"),\"\",V79/'Combined scenario - input'!$D64),\"\")","v":""},{"$f":"IFERROR(IF(OR(W79=\"\",'Combined scenario - input'!$D64=\"\"),\"\",W79/'Combined scenario - input'!$D64),\"\")","v":""}]
[{"$f":"IFERROR('Combined scenario - input'!A65,\"\")","v":""},{"$f":"IFERROR('Combined scenario - input'!B65,\"\")","v":""},{"$f":"IFERROR('Combined scenario - input'!C65,\"\")","v":""},{"$f":"IFERROR(repcalc('Combined scenario - input'!$CV65:$GH65,'Combined scenario - input'!$G65,'Combined scenario - input'!$E65,'Combined scenario - input'!$F65,20,TRUE,TRUE),\"\")","v":""},"","","","","","","","","","","","","","","","","","","",{"$f":"IFERROR(IF(OR(D80=\"\",'Combined scenario - input'!$D65=\"\"),\"\",D80/'Combined scenario - input'!$D65),\"\")","v":""},{"$f":"IFERROR(IF(OR(E80=\"\",'Combined scenario - input'!$D65=\"\"),\"\",E80/'Combined scenario - input'!$D65),\"\")","v":""},{"$f":"IFERROR(IF(OR(F80=\"\",'Combined scenario - input'!$D65=\"\"),\"\",F80/'Combined scenario - input'!$D65),\"\")","v":""},{"$f":"IFERROR(IF(OR(G80=\"\",'Combined scenario - input'!$D65=\"\"),\"\",G80/'Combined scenario - input'!$D65),\"\")","v":""},{"$f":"IFERROR(IF(OR(H80=\"\",'Combined scenario - input'!$D65=\"\"),\"\",H80/'Combined scenario - input'!$D65),\"\")","v":""},{"$f":"IFERROR(IF(OR(I80=\"\",'Combined scenario - input'!$D65=\"\"),\"\",I80/'Combined scenario - input'!$D65),\"\")","v":""},{"$f":"IFERROR(IF(OR(J80=\"\",'Combined scenario - input'!$D65=\"\"),\"\",J80/'Combined scenario - input'!$D65),\"\")","v":""},{"$f":"IFERROR(IF(OR(K80=\"\",'Combined scenario - input'!$D65=\"\"),\"\",K80/'Combined scenario - input'!$D65),\"\")","v":""},{"$f":"IFERROR(IF(OR(L80=\"\",'Combined scenario - input'!$D65=\"\"),\"\",L80/'Combined scenario - input'!$D65),\"\")","v":""},{"$f":"IFERROR(IF(OR(M80=\"\",'Combined scenario - input'!$D65=\"\"),\"\",M80/'Combined scenario - input'!$D65),\"\")","v":""},{"$f":"IFERROR(IF(OR(N80=\"\",'Combined scenario - input'!$D65=\"\"),\"\",N80/'Combined scenario - input'!$D65),\"\")","v":""},{"$f":"IFERROR(IF(OR(O80=\"\",'Combined scenario - input'!$D65=\"\"),\"\",O80/'Combined scenario - input'!$D65),\"\")","v":""},{"$f":"IFERROR(IF(OR(P80=\"\",'Combined scenario - input'!$D65=\"\"),\"\",P80/'Combined scenario - input'!$D65),\"\")","v":""},{"$f":"IFERROR(IF(OR(Q80=\"\",'Combined scenario - input'!$D65=\"\"),\"\",Q80/'Combined scenario - input'!$D65),\"\")","v":""},{"$f":"IFERROR(IF(OR(R80=\"\",'Combined scenario - input'!$D65=\"\"),\"\",R80/'Combined scenario - input'!$D65),\"\")","v":""},{"$f":"IFERROR(IF(OR(S80=\"\",'Combined scenario - input'!$D65=\"\"),\"\",S80/'Combined scenario - input'!$D65),\"\")","v":""},{"$f":"IFERROR(IF(OR(T80=\"\",'Combined scenario - input'!$D65=\"\"),\"\",T80/'Combined scenario - input'!$D65),\"\")","v":""},{"$f":"IFERROR(IF(OR(U80=\"\",'Combined scenario - input'!$D65=\"\"),\"\",U80/'Combined scenario - input'!$D65),\"\")","v":""},{"$f":"IFERROR(IF(OR(V80=\"\",'Combined scenario - input'!$D65=\"\"),\"\",V80/'Combined scenario - input'!$D65),\"\")","v":""},{"$f":"IFERROR(IF(OR(W80=\"\",'Combined scenario - input'!$D65=\"\"),\"\",W80/'Combined scenario - input'!$D65),\"\")","v":""}]
[{"$f":"IFERROR('Combined scenario - input'!A66,\"\")","v":""},{"$f":"IFERROR('Combined scenario - input'!B66,\"\")","v":""},{"$f":"IFERROR('Combined scenario - input'!C66,\"\")","v":""},{"$f":"IFERROR(repcalc('Combined scenario - input'!$CV66:$GH66,'Combined scenario - input'!$G66,'Combined scenario - input'!$E66,'Combined scenario - input'!$F66,20,TRUE,TRUE),\"\")","v":""},"","","","","","","","","","","","","","","","","","","",{"$f":"IFERROR(IF(OR(D81=\"\",'Combined scenario - input'!$D66=\"\"),\"\",D81/'Combined scenario - input'!$D66),\"\")","v":""},{"$f":"IFERROR(IF(OR(E81=\"\",'Combined scenario - input'!$D66=\"\"),\"\",E81/'Combined scenario - input'!$D66),\"\")","v":""},{"$f":"IFERROR(IF(OR(F81=\"\",'Combined scenario - input'!$D66=\"\"),\"\",F81/'Combined scenario - input'!$D66),\"\")","v":""},{"$f":"IFERROR(IF(OR(G81=\"\",'Combined scenario - input'!$D66=\"\"),\"\",G81/'Combined scenario - input'!$D66),\"\")","v":""},{"$f":"IFERROR(IF(OR(H81=\"\",'Combined scenario - input'!$D66=\"\"),\"\",H81/'Combined scenario - input'!$D66),\"\")","v":""},{"$f":"IFERROR(IF(OR(I81=\"\",'Combined scenario - input'!$D66=\"\"),\"\",I81/'Combined scenario - input'!$D66),\"\")","v":""},{"$f":"IFERROR(IF(OR(J81=\"\",'Combined scenario - input'!$D66=\"\"),\"\",J81/'Combined scenario - input'!$D66),\"\")","v":""},{"$f":"IFERROR(IF(OR(K81=\"\",'Combined scenario - input'!$D66=\"\"),\"\",K81/'Combined scenario - input'!$D66),\"\")","v":""},{"$f":"IFERROR(IF(OR(L81=\"\",'Combined scenario - input'!$D66=\"\"),\"\",L81/'Combined scenario - input'!$D66),\"\")","v":""},{"$f":"IFERROR(IF(OR(M81=\"\",'Combined scenario - input'!$D66=\"\"),\"\",M81/'Combined scenario - input'!$D66),\"\")","v":""},{"$f":"IFERROR(IF(OR(N81=\"\",'Combined scenario - input'!$D66=\"\"),\"\",N81/'Combined scenario - input'!$D66),\"\")","v":""},{"$f":"IFERROR(IF(OR(O81=\"\",'Combined scenario - input'!$D66=\"\"),\"\",O81/'Combined scenario - input'!$D66),\"\")","v":""},{"$f":"IFERROR(IF(OR(P81=\"\",'Combined scenario - input'!$D66=\"\"),\"\",P81/'Combined scenario - input'!$D66),\"\")","v":""},{"$f":"IFERROR(IF(OR(Q81=\"\",'Combined scenario - input'!$D66=\"\"),\"\",Q81/'Combined scenario - input'!$D66),\"\")","v":""},{"$f":"IFERROR(IF(OR(R81=\"\",'Combined scenario - input'!$D66=\"\"),\"\",R81/'Combined scenario - input'!$D66),\"\")","v":""},{"$f":"IFERROR(IF(OR(S81=\"\",'Combined scenario - input'!$D66=\"\"),\"\",S81/'Combined scenario - input'!$D66),\"\")","v":""},{"$f":"IFERROR(IF(OR(T81=\"\",'Combined scenario - input'!$D66=\"\"),\"\",T81/'Combined scenario - input'!$D66),\"\")","v":""},{"$f":"IFERROR(IF(OR(U81=\"\",'Combined scenario - input'!$D66=\"\"),\"\",U81/'Combined scenario - input'!$D66),\"\")","v":""},{"$f":"IFERROR(IF(OR(V81=\"\",'Combined scenario - input'!$D66=\"\"),\"\",V81/'Combined scenario - input'!$D66),\"\")","v":""},{"$f":"IFERROR(IF(OR(W81=\"\",'Combined scenario - input'!$D66=\"\"),\"\",W81/'Combined scenario - input'!$D66),\"\")","v":""}]
[{"$f":"IFERROR('Combined scenario - input'!A67,\"\")","v":""},{"$f":"IFERROR('Combined scenario - input'!B67,\"\")","v":""},{"$f":"IFERROR('Combined scenario - input'!C67,\"\")","v":""},{"$f":"IFERROR(repcalc('Combined scenario - input'!$CV67:$GH67,'Combined scenario - input'!$G67,'Combined scenario - input'!$E67,'Combined scenario - input'!$F67,20,TRUE,TRUE),\"\")","v":""},"","","","","","","","","","","","","","","","","","","",{"$f":"IFERROR(IF(OR(D82=\"\",'Combined scenario - input'!$D67=\"\"),\"\",D82/'Combined scenario - input'!$D67),\"\")","v":""},{"$f":"IFERROR(IF(OR(E82=\"\",'Combined scenario - input'!$D67=\"\"),\"\",E82/'Combined scenario - input'!$D67),\"\")","v":""},{"$f":"IFERROR(IF(OR(F82=\"\",'Combined scenario - input'!$D67=\"\"),\"\",F82/'Combined scenario - input'!$D67),\"\")","v":""},{"$f":"IFERROR(IF(OR(G82=\"\",'Combined scenario - input'!$D67=\"\"),\"\",G82/'Combined scenario - input'!$D67),\"\")","v":""},{"$f":"IFERROR(IF(OR(H82=\"\",'Combined scenario - input'!$D67=\"\"),\"\",H82/'Combined scenario - input'!$D67),\"\")","v":""},{"$f":"IFERROR(IF(OR(I82=\"\",'Combined scenario - input'!$D67=\"\"),\"\",I82/'Combined scenario - input'!$D67),\"\")","v":""},{"$f":"IFERROR(IF(OR(J82=\"\",'Combined scenario - input'!$D67=\"\"),\"\",J82/'Combined scenario - input'!$D67),\"\")","v":""},{"$f":"IFERROR(IF(OR(K82=\"\",'Combined scenario - input'!$D67=\"\"),\"\",K82/'Combined scenario - input'!$D67),\"\")","v":""},{"$f":"IFERROR(IF(OR(L82=\"\",'Combined scenario - input'!$D67=\"\"),\"\",L82/'Combined scenario - input'!$D67),\"\")","v":""},{"$f":"IFERROR(IF(OR(M82=\"\",'Combined scenario - input'!$D67=\"\"),\"\",M82/'Combined scenario - input'!$D67),\"\")","v":""},{"$f":"IFERROR(IF(OR(N82=\"\",'Combined scenario - input'!$D67=\"\"),\"\",N82/'Combined scenario - input'!$D67),\"\")","v":""},{"$f":"IFERROR(IF(OR(O82=\"\",'Combined scenario - input'!$D67=\"\"),\"\",O82/'Combined scenario - input'!$D67),\"\")","v":""},{"$f":"IFERROR(IF(OR(P82=\"\",'Combined scenario - input'!$D67=\"\"),\"\",P82/'Combined scenario - input'!$D67),\"\")","v":""},{"$f":"IFERROR(IF(OR(Q82=\"\",'Combined scenario - input'!$D67=\"\"),\"\",Q82/'Combined scenario - input'!$D67),\"\")","v":""},{"$f":"IFERROR(IF(OR(R82=\"\",'Combined scenario - input'!$D67=\"\"),\"\",R82/'Combined scenario - input'!$D67),\"\")","v":""},{"$f":"IFERROR(IF(OR(S82=\"\",'Combined scenario - input'!$D67=\"\"),\"\",S82/'Combined scenario - input'!$D67),\"\")","v":""},{"$f":"IFERROR(IF(OR(T82=\"\",'Combined scenario - input'!$D67=\"\"),\"\",T82/'Combined scenario - input'!$D67),\"\")","v":""},{"$f":"IFERROR(IF(OR(U82=\"\",'Combined scenario - input'!$D67=\"\"),\"\",U82/'Combined scenario - input'!$D67),\"\")","v":""},{"$f":"IFERROR(IF(OR(V82=\"\",'Combined scenario - input'!$D67=\"\"),\"\",V82/'Combined scenario - input'!$D67),\"\")","v":""},{"$f":"IFERROR(IF(OR(W82=\"\",'Combined scenario - input'!$D67=\"\"),\"\",W82/'Combined scenario - input'!$D67),\"\")","v":""}]
[{"$f":"IFERROR('Combined scenario - input'!A68,\"\")","v":""},{"$f":"IFERROR('Combined scenario - input'!B68,\"\")","v":""},{"$f":"IFERROR('Combined scenario - input'!C68,\"\")","v":""},{"$f":"IFERROR(repcalc('Combined scenario - input'!$CV68:$GH68,'Combined scenario - input'!$G68,'Combined scenario - input'!$E68,'Combined scenario - input'!$F68,20,TRUE,TRUE),\"\")","v":""},"","","","","","","","","","","","","","","","","","","",{"$f":"IFERROR(IF(OR(D83=\"\",'Combined scenario - input'!$D68=\"\"),\"\",D83/'Combined scenario - input'!$D68),\"\")","v":""},{"$f":"IFERROR(IF(OR(E83=\"\",'Combined scenario - input'!$D68=\"\"),\"\",E83/'Combined scenario - input'!$D68),\"\")","v":""},{"$f":"IFERROR(IF(OR(F83=\"\",'Combined scenario - input'!$D68=\"\"),\"\",F83/'Combined scenario - input'!$D68),\"\")","v":""},{"$f":"IFERROR(IF(OR(G83=\"\",'Combined scenario - input'!$D68=\"\"),\"\",G83/'Combined scenario - input'!$D68),\"\")","v":""},{"$f":"IFERROR(IF(OR(H83=\"\",'Combined scenario - input'!$D68=\"\"),\"\",H83/'Combined scenario - input'!$D68),\"\")","v":""},{"$f":"IFERROR(IF(OR(I83=\"\",'Combined scenario - input'!$D68=\"\"),\"\",I83/'Combined scenario - input'!$D68),\"\")","v":""},{"$f":"IFERROR(IF(OR(J83=\"\",'Combined scenario - input'!$D68=\"\"),\"\",J83/'Combined scenario - input'!$D68),\"\")","v":""},{"$f":"IFERROR(IF(OR(K83=\"\",'Combined scenario - input'!$D68=\"\"),\"\",K83/'Combined scenario - input'!$D68),\"\")","v":""},{"$f":"IFERROR(IF(OR(L83=\"\",'Combined scenario - input'!$D68=\"\"),\"\",L83/'Combined scenario - input'!$D68),\"\")","v":""},{"$f":"IFERROR(IF(OR(M83=\"\",'Combined scenario - input'!$D68=\"\"),\"\",M83/'Combined scenario - input'!$D68),\"\")","v":""},{"$f":"IFERROR(IF(OR(N83=\"\",'Combined scenario - input'!$D68=\"\"),\"\",N83/'Combined scenario - input'!$D68),\"\")","v":""},{"$f":"IFERROR(IF(OR(O83=\"\",'Combined scenario - input'!$D68=\"\"),\"\",O83/'Combined scenario - input'!$D68),\"\")","v":""},{"$f":"IFERROR(IF(OR(P83=\"\",'Combined scenario - input'!$D68=\"\"),\"\",P83/'Combined scenario - input'!$D68),\"\")","v":""},{"$f":"IFERROR(IF(OR(Q83=\"\",'Combined scenario - input'!$D68=\"\"),\"\",Q83/'Combined scenario - input'!$D68),\"\")","v":""},{"$f":"IFERROR(IF(OR(R83=\"\",'Combined scenario - input'!$D68=\"\"),\"\",R83/'Combined scenario - input'!$D68),\"\")","v":""},{"$f":"IFERROR(IF(OR(S83=\"\",'Combined scenario - input'!$D68=\"\"),\"\",S83/'Combined scenario - input'!$D68),\"\")","v":""},{"$f":"IFERROR(IF(OR(T83=\"\",'Combined scenario - input'!$D68=\"\"),\"\",T83/'Combined scenario - input'!$D68),\"\")","v":""},{"$f":"IFERROR(IF(OR(U83=\"\",'Combined scenario - input'!$D68=\"\"),\"\",U83/'Combined scenario - input'!$D68),\"\")","v":""},{"$f":"IFERROR(IF(OR(V83=\"\",'Combined scenario - input'!$D68=\"\"),\"\",V83/'Combined scenario - input'!$D68),\"\")","v":""},{"$f":"IFERROR(IF(OR(W83=\"\",'Combined scenario - input'!$D68=\"\"),\"\",W83/'Combined scenario - input'!$D68),\"\")","v":""}]
[{"$f":"IFERROR('Combined scenario - input'!A69,\"\")","v":""},{"$f":"IFERROR('Combined scenario - input'!B69,\"\")","v":""},{"$f":"IFERROR('Combined scenario - input'!C69,\"\")","v":""},{"$f":"IFERROR(repcalc('Combined scenario - input'!$CV69:$GH69,'Combined scenario - input'!$G69,'Combined scenario - input'!$E69,'Combined scenario - input'!$F69,20,TRUE,TRUE),\"\")","v":""},"","","","","","","","","","","","","","","","","","","",{"$f":"IFERROR(IF(OR(D84=\"\",'Combined scenario - input'!$D69=\"\"),\"\",D84/'Combined scenario - input'!$D69),\"\")","v":""},{"$f":"IFERROR(IF(OR(E84=\"\",'Combined scenario - input'!$D69=\"\"),\"\",E84/'Combined scenario - input'!$D69),\"\")","v":""},{"$f":"IFERROR(IF(OR(F84=\"\",'Combined scenario - input'!$D69=\"\"),\"\",F84/'Combined scenario - input'!$D69),\"\")","v":""},{"$f":"IFERROR(IF(OR(G84=\"\",'Combined scenario - input'!$D69=\"\"),\"\",G84/'Combined scenario - input'!$D69),\"\")","v":""},{"$f":"IFERROR(IF(OR(H84=\"\",'Combined scenario - input'!$D69=\"\"),\"\",H84/'Combined scenario - input'!$D69),\"\")","v":""},{"$f":"IFERROR(IF(OR(I84=\"\",'Combined scenario - input'!$D69=\"\"),\"\",I84/'Combined scenario - input'!$D69),\"\")","v":""},{"$f":"IFERROR(IF(OR(J84=\"\",'Combined scenario - input'!$D69=\"\"),\"\",J84/'Combined scenario - input'!$D69),\"\")","v":""},{"$f":"IFERROR(IF(OR(K84=\"\",'Combined scenario - input'!$D69=\"\"),\"\",K84/'Combined scenario - input'!$D69),\"\")","v":""},{"$f":"IFERROR(IF(OR(L84=\"\",'Combined scenario - input'!$D69=\"\"),\"\",L84/'Combined scenario - input'!$D69),\"\")","v":""},{"$f":"IFERROR(IF(OR(M84=\"\",'Combined scenario - input'!$D69=\"\"),\"\",M84/'Combined scenario - input'!$D69),\"\")","v":""},{"$f":"IFERROR(IF(OR(N84=\"\",'Combined scenario - input'!$D69=\"\"),\"\",N84/'Combined scenario - input'!$D69),\"\")","v":""},{"$f":"IFERROR(IF(OR(O84=\"\",'Combined scenario - input'!$D69=\"\"),\"\",O84/'Combined scenario - input'!$D69),\"\")","v":""},{"$f":"IFERROR(IF(OR(P84=\"\",'Combined scenario - input'!$D69=\"\"),\"\",P84/'Combined scenario - input'!$D69),\"\")","v":""},{"$f":"IFERROR(IF(OR(Q84=\"\",'Combined scenario - input'!$D69=\"\"),\"\",Q84/'Combined scenario - input'!$D69),\"\")","v":""},{"$f":"IFERROR(IF(OR(R84=\"\",'Combined scenario - input'!$D69=\"\"),\"\",R84/'Combined scenario - input'!$D69),\"\")","v":""},{"$f":"IFERROR(IF(OR(S84=\"\",'Combined scenario - input'!$D69=\"\"),\"\",S84/'Combined scenario - input'!$D69),\"\")","v":""},{"$f":"IFERROR(IF(OR(T84=\"\",'Combined scenario - input'!$D69=\"\"),\"\",T84/'Combined scenario - input'!$D69),\"\")","v":""},{"$f":"IFERROR(IF(OR(U84=\"\",'Combined scenario - input'!$D69=\"\"),\"\",U84/'Combined scenario - input'!$D69),\"\")","v":""},{"$f":"IFERROR(IF(OR(V84=\"\",'Combined scenario - input'!$D69=\"\"),\"\",V84/'Combined scenario - input'!$D69),\"\")","v":""},{"$f":"IFERROR(IF(OR(W84=\"\",'Combined scenario - input'!$D69=\"\"),\"\",W84/'Combined scenario - input'!$D69),\"\")","v":""}]
[{"$f":"IFERROR('Combined scenario - input'!A70,\"\")","v":""},{"$f":"IFERROR('Combined scenario - input'!B70,\"\")","v":""},{"$f":"IFERROR('Combined scenario - input'!C70,\"\")","v":""},{"$f":"IFERROR(repcalc('Combined scenario - input'!$CV70:$GH70,'Combined scenario - input'!$G70,'Combined scenario - input'!$E70,'Combined scenario - input'!$F70,20,TRUE,TRUE),\"\")","v":""},"","","","","","","","","","","","","","","","","","","",{"$f":"IFERROR(IF(OR(D85=\"\",'Combined scenario - input'!$D70=\"\"),\"\",D85/'Combined scenario - input'!$D70),\"\")","v":""},{"$f":"IFERROR(IF(OR(E85=\"\",'Combined scenario - input'!$D70=\"\"),\"\",E85/'Combined scenario - input'!$D70),\"\")","v":""},{"$f":"IFERROR(IF(OR(F85=\"\",'Combined scenario - input'!$D70=\"\"),\"\",F85/'Combined scenario - input'!$D70),\"\")","v":""},{"$f":"IFERROR(IF(OR(G85=\"\",'Combined scenario - input'!$D70=\"\"),\"\",G85/'Combined scenario - input'!$D70),\"\")","v":""},{"$f":"IFERROR(IF(OR(H85=\"\",'Combined scenario - input'!$D70=\"\"),\"\",H85/'Combined scenario - input'!$D70),\"\")","v":""},{"$f":"IFERROR(IF(OR(I85=\"\",'Combined scenario - input'!$D70=\"\"),\"\",I85/'Combined scenario - input'!$D70),\"\")","v":""},{"$f":"IFERROR(IF(OR(J85=\"\",'Combined scenario - input'!$D70=\"\"),\"\",J85/'Combined scenario - input'!$D70),\"\")","v":""},{"$f":"IFERROR(IF(OR(K85=\"\",'Combined scenario - input'!$D70=\"\"),\"\",K85/'Combined scenario - input'!$D70),\"\")","v":""},{"$f":"IFERROR(IF(OR(L85=\"\",'Combined scenario - input'!$D70=\"\"),\"\",L85/'Combined scenario - input'!$D70),\"\")","v":""},{"$f":"IFERROR(IF(OR(M85=\"\",'Combined scenario - input'!$D70=\"\"),\"\",M85/'Combined scenario - input'!$D70),\"\")","v":""},{"$f":"IFERROR(IF(OR(N85=\"\",'Combined scenario - input'!$D70=\"\"),\"\",N85/'Combined scenario - input'!$D70),\"\")","v":""},{"$f":"IFERROR(IF(OR(O85=\"\",'Combined scenario - input'!$D70=\"\"),\"\",O85/'Combined scenario - input'!$D70),\"\")","v":""},{"$f":"IFERROR(IF(OR(P85=\"\",'Combined scenario - input'!$D70=\"\"),\"\",P85/'Combined scenario - input'!$D70),\"\")","v":""},{"$f":"IFERROR(IF(OR(Q85=\"\",'Combined scenario - input'!$D70=\"\"),\"\",Q85/'Combined scenario - input'!$D70),\"\")","v":""},{"$f":"IFERROR(IF(OR(R85=\"\",'Combined scenario - input'!$D70=\"\"),\"\",R85/'Combined scenario - input'!$D70),\"\")","v":""},{"$f":"IFERROR(IF(OR(S85=\"\",'Combined scenario - input'!$D70=\"\"),\"\",S85/'Combined scenario - input'!$D70),\"\")","v":""},{"$f":"IFERROR(IF(OR(T85=\"\",'Combined scenario - input'!$D70=\"\"),\"\",T85/'Combined scenario - input'!$D70),\"\")","v":""},{"$f":"IFERROR(IF(OR(U85=\"\",'Combined scenario - input'!$D70=\"\"),\"\",U85/'Combined scenario - input'!$D70),\"\")","v":""},{"$f":"IFERROR(IF(OR(V85=\"\",'Combined scenario - input'!$D70=\"\"),\"\",V85/'Combined scenario - input'!$D70),\"\")","v":""},{"$f":"IFERROR(IF(OR(W85=\"\",'Combined scenario - input'!$D70=\"\"),\"\",W85/'Combined scenario - input'!$D70),\"\")","v":""}]
[{"$f":"IFERROR('Combined scenario - input'!A71,\"\")","v":""},{"$f":"IFERROR('Combined scenario - input'!B71,\"\")","v":""},{"$f":"IFERROR('Combined scenario - input'!C71,\"\")","v":""},{"$f":"IFERROR(repcalc('Combined scenario - input'!$CV71:$GH71,'Combined scenario - input'!$G71,'Combined scenario - input'!$E71,'Combined scenario - input'!$F71,20,TRUE,TRUE),\"\")","v":""},"","","","","","","","","","","","","","","","","","","",{"$f":"IFERROR(IF(OR(D86=\"\",'Combined scenario - input'!$D71=\"\"),\"\",D86/'Combined scenario - input'!$D71),\"\")","v":""},{"$f":"IFERROR(IF(OR(E86=\"\",'Combined scenario - input'!$D71=\"\"),\"\",E86/'Combined scenario - input'!$D71),\"\")","v":""},{"$f":"IFERROR(IF(OR(F86=\"\",'Combined scenario - input'!$D71=\"\"),\"\",F86/'Combined scenario - input'!$D71),\"\")","v":""},{"$f":"IFERROR(IF(OR(G86=\"\",'Combined scenario - input'!$D71=\"\"),\"\",G86/'Combined scenario - input'!$D71),\"\")","v":""},{"$f":"IFERROR(IF(OR(H86=\"\",'Combined scenario - input'!$D71=\"\"),\"\",H86/'Combined scenario - input'!$D71),\"\")","v":""},{"$f":"IFERROR(IF(OR(I86=\"\",'Combined scenario - input'!$D71=\"\"),\"\",I86/'Combined scenario - input'!$D71),\"\")","v":""},{"$f":"IFERROR(IF(OR(J86=\"\",'Combined scenario - input'!$D71=\"\"),\"\",J86/'Combined scenario - input'!$D71),\"\")","v":""},{"$f":"IFERROR(IF(OR(K86=\"\",'Combined scenario - input'!$D71=\"\"),\"\",K86/'Combined scenario - input'!$D71),\"\")","v":""},{"$f":"IFERROR(IF(OR(L86=\"\",'Combined scenario - input'!$D71=\"\"),\"\",L86/'Combined scenario - input'!$D71),\"\")","v":""},{"$f":"IFERROR(IF(OR(M86=\"\",'Combined scenario - input'!$D71=\"\"),\"\",M86/'Combined scenario - input'!$D71),\"\")","v":""},{"$f":"IFERROR(IF(OR(N86=\"\",'Combined scenario - input'!$D71=\"\"),\"\",N86/'Combined scenario - input'!$D71),\"\")","v":""},{"$f":"IFERROR(IF(OR(O86=\"\",'Combined scenario - input'!$D71=\"\"),\"\",O86/'Combined scenario - input'!$D71),\"\")","v":""},{"$f":"IFERROR(IF(OR(P86=\"\",'Combined scenario - input'!$D71=\"\"),\"\",P86/'Combined scenario - input'!$D71),\"\")","v":""},{"$f":"IFERROR(IF(OR(Q86=\"\",'Combined scenario - input'!$D71=\"\"),\"\",Q86/'Combined scenario - input'!$D71),\"\")","v":""},{"$f":"IFERROR(IF(OR(R86=\"\",'Combined scenario - input'!$D71=\"\"),\"\",R86/'Combined scenario - input'!$D71),\"\")","v":""},{"$f":"IFERROR(IF(OR(S86=\"\",'Combined scenario - input'!$D71=\"\"),\"\",S86/'Combined scenario - input'!$D71),\"\")","v":""},{"$f":"IFERROR(IF(OR(T86=\"\",'Combined scenario - input'!$D71=\"\"),\"\",T86/'Combined scenario - input'!$D71),\"\")","v":""},{"$f":"IFERROR(IF(OR(U86=\"\",'Combined scenario - input'!$D71=\"\"),\"\",U86/'Combined scenario - input'!$D71),\"\")","v":""},{"$f":"IFERROR(IF(OR(V86=\"\",'Combined scenario - input'!$D71=\"\"),\"\",V86/'Combined scenario - input'!$D71),\"\")","v":""},{"$f":"IFERROR(IF(OR(W86=\"\",'Combined scenario - input'!$D71=\"\"),\"\",W86/'Combined scenario - input'!$D71),\"\")","v":""}]
[{"$f":"IFERROR('Combined scenario - input'!A72,\"\")","v":""},{"$f":"IFERROR('Combined scenario - input'!B72,\"\")","v":""},{"$f":"IFERROR('Combined scenario - input'!C72,\"\")","v":""},{"$f":"IFERROR(repcalc('Combined scenario - input'!$CV72:$GH72,'Combined scenario - input'!$G72,'Combined scenario - input'!$E72,'Combined scenario - input'!$F72,20,TRUE,TRUE),\"\")","v":""},"","","","","","","","","","","","","","","","","","","",{"$f":"IFERROR(IF(OR(D87=\"\",'Combined scenario - input'!$D72=\"\"),\"\",D87/'Combined scenario - input'!$D72),\"\")","v":""},{"$f":"IFERROR(IF(OR(E87=\"\",'Combined scenario - input'!$D72=\"\"),\"\",E87/'Combined scenario - input'!$D72),\"\")","v":""},{"$f":"IFERROR(IF(OR(F87=\"\",'Combined scenario - input'!$D72=\"\"),\"\",F87/'Combined scenario - input'!$D72),\"\")","v":""},{"$f":"IFERROR(IF(OR(G87=\"\",'Combined scenario - input'!$D72=\"\"),\"\",G87/'Combined scenario - input'!$D72),\"\")","v":""},{"$f":"IFERROR(IF(OR(H87=\"\",'Combined scenario - input'!$D72=\"\"),\"\",H87/'Combined scenario - input'!$D72),\"\")","v":""},{"$f":"IFERROR(IF(OR(I87=\"\",'Combined scenario - input'!$D72=\"\"),\"\",I87/'Combined scenario - input'!$D72),\"\")","v":""},{"$f":"IFERROR(IF(OR(J87=\"\",'Combined scenario - input'!$D72=\"\"),\"\",J87/'Combined scenario - input'!$D72),\"\")","v":""},{"$f":"IFERROR(IF(OR(K87=\"\",'Combined scenario - input'!$D72=\"\"),\"\",K87/'Combined scenario - input'!$D72),\"\")","v":""},{"$f":"IFERROR(IF(OR(L87=\"\",'Combined scenario - input'!$D72=\"\"),\"\",L87/'Combined scenario - input'!$D72),\"\")","v":""},{"$f":"IFERROR(IF(OR(M87=\"\",'Combined scenario - input'!$D72=\"\"),\"\",M87/'Combined scenario - input'!$D72),\"\")","v":""},{"$f":"IFERROR(IF(OR(N87=\"\",'Combined scenario - input'!$D72=\"\"),\"\",N87/'Combined scenario - input'!$D72),\"\")","v":""},{"$f":"IFERROR(IF(OR(O87=\"\",'Combined scenario - input'!$D72=\"\"),\"\",O87/'Combined scenario - input'!$D72),\"\")","v":""},{"$f":"IFERROR(IF(OR(P87=\"\",'Combined scenario - input'!$D72=\"\"),\"\",P87/'Combined scenario - input'!$D72),\"\")","v":""},{"$f":"IFERROR(IF(OR(Q87=\"\",'Combined scenario - input'!$D72=\"\"),\"\",Q87/'Combined scenario - input'!$D72),\"\")","v":""},{"$f":"IFERROR(IF(OR(R87=\"\",'Combined scenario - input'!$D72=\"\"),\"\",R87/'Combined scenario - input'!$D72),\"\")","v":""},{"$f":"IFERROR(IF(OR(S87=\"\",'Combined scenario - input'!$D72=\"\"),\"\",S87/'Combined scenario - input'!$D72),\"\")","v":""},{"$f":"IFERROR(IF(OR(T87=\"\",'Combined scenario - input'!$D72=\"\"),\"\",T87/'Combined scenario - input'!$D72),\"\")","v":""},{"$f":"IFERROR(IF(OR(U87=\"\",'Combined scenario - input'!$D72=\"\"),\"\",U87/'Combined scenario - input'!$D72),\"\")","v":""},{"$f":"IFERROR(IF(OR(V87=\"\",'Combined scenario - input'!$D72=\"\"),\"\",V87/'Combined scenario - input'!$D72),\"\")","v":""},{"$f":"IFERROR(IF(OR(W87=\"\",'Combined scenario - input'!$D72=\"\"),\"\",W87/'Combined scenario - input'!$D72),\"\")","v":""}]
[{"$f":"IFERROR('Combined scenario - input'!A73,\"\")","v":""},{"$f":"IFERROR('Combined scenario - input'!B73,\"\")","v":""},{"$f":"IFERROR('Combined scenario - input'!C73,\"\")","v":""},{"$f":"IFERROR(repcalc('Combined scenario - input'!$CV73:$GH73,'Combined scenario - input'!$G73,'Combined scenario - input'!$E73,'Combined scenario - input'!$F73,20,TRUE,TRUE),\"\")","v":""},"","","","","","","","","","","","","","","","","","","",{"$f":"IFERROR(IF(OR(D88=\"\",'Combined scenario - input'!$D73=\"\"),\"\",D88/'Combined scenario - input'!$D73),\"\")","v":""},{"$f":"IFERROR(IF(OR(E88=\"\",'Combined scenario - input'!$D73=\"\"),\"\",E88/'Combined scenario - input'!$D73),\"\")","v":""},{"$f":"IFERROR(IF(OR(F88=\"\",'Combined scenario - input'!$D73=\"\"),\"\",F88/'Combined scenario - input'!$D73),\"\")","v":""},{"$f":"IFERROR(IF(OR(G88=\"\",'Combined scenario - input'!$D73=\"\"),\"\",G88/'Combined scenario - input'!$D73),\"\")","v":""},{"$f":"IFERROR(IF(OR(H88=\"\",'Combined scenario - input'!$D73=\"\"),\"\",H88/'Combined scenario - input'!$D73),\"\")","v":""},{"$f":"IFERROR(IF(OR(I88=\"\",'Combined scenario - input'!$D73=\"\"),\"\",I88/'Combined scenario - input'!$D73),\"\")","v":""},{"$f":"IFERROR(IF(OR(J88=\"\",'Combined scenario - input'!$D73=\"\"),\"\",J88/'Combined scenario - input'!$D73),\"\")","v":""},{"$f":"IFERROR(IF(OR(K88=\"\",'Combined scenario - input'!$D73=\"\"),\"\",K88/'Combined scenario - input'!$D73),\"\")","v":""},{"$f":"IFERROR(IF(OR(L88=\"\",'Combined scenario - input'!$D73=\"\"),\"\",L88/'Combined scenario - input'!$D73),\"\")","v":""},{"$f":"IFERROR(IF(OR(M88=\"\",'Combined scenario - input'!$D73=\"\"),\"\",M88/'Combined scenario - input'!$D73),\"\")","v":""},{"$f":"IFERROR(IF(OR(N88=\"\",'Combined scenario - input'!$D73=\"\"),\"\",N88/'Combined scenario - input'!$D73),\"\")","v":""},{"$f":"IFERROR(IF(OR(O88=\"\",'Combined scenario - input'!$D73=\"\"),\"\",O88/'Combined scenario - input'!$D73),\"\")","v":""},{"$f":"IFERROR(IF(OR(P88=\"\",'Combined scenario - input'!$D73=\"\"),\"\",P88/'Combined scenario - input'!$D73),\"\")","v":""},{"$f":"IFERROR(IF(OR(Q88=\"\",'Combined scenario - input'!$D73=\"\"),\"\",Q88/'Combined scenario - input'!$D73),\"\")","v":""},{"$f":"IFERROR(IF(OR(R88=\"\",'Combined scenario - input'!$D73=\"\"),\"\",R88/'Combined scenario - input'!$D73),\"\")","v":""},{"$f":"IFERROR(IF(OR(S88=\"\",'Combined scenario - input'!$D73=\"\"),\"\",S88/'Combined scenario - input'!$D73),\"\")","v":""},{"$f":"IFERROR(IF(OR(T88=\"\",'Combined scenario - input'!$D73=\"\"),\"\",T88/'Combined scenario - input'!$D73),\"\")","v":""},{"$f":"IFERROR(IF(OR(U88=\"\",'Combined scenario - input'!$D73=\"\"),\"\",U88/'Combined scenario - input'!$D73),\"\")","v":""},{"$f":"IFERROR(IF(OR(V88=\"\",'Combined scenario - input'!$D73=\"\"),\"\",V88/'Combined scenario - input'!$D73),\"\")","v":""},{"$f":"IFERROR(IF(OR(W88=\"\",'Combined scenario - input'!$D73=\"\"),\"\",W88/'Combined scenario - input'!$D73),\"\")","v":""}]
[{"$f":"IFERROR('Combined scenario - input'!A74,\"\")","v":""},{"$f":"IFERROR('Combined scenario - input'!B74,\"\")","v":""},{"$f":"IFERROR('Combined scenario - input'!C74,\"\")","v":""},{"$f":"IFERROR(repcalc('Combined scenario - input'!$CV74:$GH74,'Combined scenario - input'!$G74,'Combined scenario - input'!$E74,'Combined scenario - input'!$F74,20,TRUE,TRUE),\"\")","v":""},"","","","","","","","","","","","","","","","","","","",{"$f":"IFERROR(IF(OR(D89=\"\",'Combined scenario - input'!$D74=\"\"),\"\",D89/'Combined scenario - input'!$D74),\"\")","v":""},{"$f":"IFERROR(IF(OR(E89=\"\",'Combined scenario - input'!$D74=\"\"),\"\",E89/'Combined scenario - input'!$D74),\"\")","v":""},{"$f":"IFERROR(IF(OR(F89=\"\",'Combined scenario - input'!$D74=\"\"),\"\",F89/'Combined scenario - input'!$D74),\"\")","v":""},{"$f":"IFERROR(IF(OR(G89=\"\",'Combined scenario - input'!$D74=\"\"),\"\",G89/'Combined scenario - input'!$D74),\"\")","v":""},{"$f":"IFERROR(IF(OR(H89=\"\",'Combined scenario - input'!$D74=\"\"),\"\",H89/'Combined scenario - input'!$D74),\"\")","v":""},{"$f":"IFERROR(IF(OR(I89=\"\",'Combined scenario - input'!$D74=\"\"),\"\",I89/'Combined scenario - input'!$D74),\"\")","v":""},{"$f":"IFERROR(IF(OR(J89=\"\",'Combined scenario - input'!$D74=\"\"),\"\",J89/'Combined scenario - input'!$D74),\"\")","v":""},{"$f":"IFERROR(IF(OR(K89=\"\",'Combined scenario - input'!$D74=\"\"),\"\",K89/'Combined scenario - input'!$D74),\"\")","v":""},{"$f":"IFERROR(IF(OR(L89=\"\",'Combined scenario - input'!$D74=\"\"),\"\",L89/'Combined scenario - input'!$D74),\"\")","v":""},{"$f":"IFERROR(IF(OR(M89=\"\",'Combined scenario - input'!$D74=\"\"),\"\",M89/'Combined scenario - input'!$D74),\"\")","v":""},{"$f":"IFERROR(IF(OR(N89=\"\",'Combined scenario - input'!$D74=\"\"),\"\",N89/'Combined scenario - input'!$D74),\"\")","v":""},{"$f":"IFERROR(IF(OR(O89=\"\",'Combined scenario - input'!$D74=\"\"),\"\",O89/'Combined scenario - input'!$D74),\"\")","v":""},{"$f":"IFERROR(IF(OR(P89=\"\",'Combined scenario - input'!$D74=\"\"),\"\",P89/'Combined scenario - input'!$D74),\"\")","v":""},{"$f":"IFERROR(IF(OR(Q89=\"\",'Combined scenario - input'!$D74=\"\"),\"\",Q89/'Combined scenario - input'!$D74),\"\")","v":""},{"$f":"IFERROR(IF(OR(R89=\"\",'Combined scenario - input'!$D74=\"\"),\"\",R89/'Combined scenario - input'!$D74),\"\")","v":""},{"$f":"IFERROR(IF(OR(S89=\"\",'Combined scenario - input'!$D74=\"\"),\"\",S89/'Combined scenario - input'!$D74),\"\")","v":""},{"$f":"IFERROR(IF(OR(T89=\"\",'Combined scenario - input'!$D74=\"\"),\"\",T89/'Combined scenario - input'!$D74),\"\")","v":""},{"$f":"IFERROR(IF(OR(U89=\"\",'Combined scenario - input'!$D74=\"\"),\"\",U89/'Combined scenario - input'!$D74),\"\")","v":""},{"$f":"IFERROR(IF(OR(V89=\"\",'Combined scenario - input'!$D74=\"\"),\"\",V89/'Combined scenario - input'!$D74),\"\")","v":""},{"$f":"IFERROR(IF(OR(W89=\"\",'Combined scenario - input'!$D74=\"\"),\"\",W89/'Combined scenario - input'!$D74),\"\")","v":""}]
[{"$f":"IFERROR('Combined scenario - input'!A75,\"\")","v":""},{"$f":"IFERROR('Combined scenario - input'!B75,\"\")","v":""},{"$f":"IFERROR('Combined scenario - input'!C75,\"\")","v":""},{"$f":"IFERROR(repcalc('Combined scenario - input'!$CV75:$GH75,'Combined scenario - input'!$G75,'Combined scenario - input'!$E75,'Combined scenario - input'!$F75,20,TRUE,TRUE),\"\")","v":""},"","","","","","","","","","","","","","","","","","","",{"$f":"IFERROR(IF(OR(D90=\"\",'Combined scenario - input'!$D75=\"\"),\"\",D90/'Combined scenario - input'!$D75),\"\")","v":""},{"$f":"IFERROR(IF(OR(E90=\"\",'Combined scenario - input'!$D75=\"\"),\"\",E90/'Combined scenario - input'!$D75),\"\")","v":""},{"$f":"IFERROR(IF(OR(F90=\"\",'Combined scenario - input'!$D75=\"\"),\"\",F90/'Combined scenario - input'!$D75),\"\")","v":""},{"$f":"IFERROR(IF(OR(G90=\"\",'Combined scenario - input'!$D75=\"\"),\"\",G90/'Combined scenario - input'!$D75),\"\")","v":""},{"$f":"IFERROR(IF(OR(H90=\"\",'Combined scenario - input'!$D75=\"\"),\"\",H90/'Combined scenario - input'!$D75),\"\")","v":""},{"$f":"IFERROR(IF(OR(I90=\"\",'Combined scenario - input'!$D75=\"\"),\"\",I90/'Combined scenario - input'!$D75),\"\")","v":""},{"$f":"IFERROR(IF(OR(J90=\"\",'Combined scenario - input'!$D75=\"\"),\"\",J90/'Combined scenario - input'!$D75),\"\")","v":""},{"$f":"IFERROR(IF(OR(K90=\"\",'Combined scenario - input'!$D75=\"\"),\"\",K90/'Combined scenario - input'!$D75),\"\")","v":""},{"$f":"IFERROR(IF(OR(L90=\"\",'Combined scenario - input'!$D75=\"\"),\"\",L90/'Combined scenario - input'!$D75),\"\")","v":""},{"$f":"IFERROR(IF(OR(M90=\"\",'Combined scenario - input'!$D75=\"\"),\"\",M90/'Combined scenario - input'!$D75),\"\")","v":""},{"$f":"IFERROR(IF(OR(N90=\"\",'Combined scenario - input'!$D75=\"\"),\"\",N90/'Combined scenario - input'!$D75),\"\")","v":""},{"$f":"IFERROR(IF(OR(O90=\"\",'Combined scenario - input'!$D75=\"\"),\"\",O90/'Combined scenario - input'!$D75),\"\")","v":""},{"$f":"IFERROR(IF(OR(P90=\"\",'Combined scenario - input'!$D75=\"\"),\"\",P90/'Combined scenario - input'!$D75),\"\")","v":""},{"$f":"IFERROR(IF(OR(Q90=\"\",'Combined scenario - input'!$D75=\"\"),\"\",Q90/'Combined scenario - input'!$D75),\"\")","v":""},{"$f":"IFERROR(IF(OR(R90=\"\",'Combined scenario - input'!$D75=\"\"),\"\",R90/'Combined scenario - input'!$D75),\"\")","v":""},{"$f":"IFERROR(IF(OR(S90=\"\",'Combined scenario - input'!$D75=\"\"),\"\",S90/'Combined scenario - input'!$D75),\"\")","v":""},{"$f":"IFERROR(IF(OR(T90=\"\",'Combined scenario - input'!$D75=\"\"),\"\",T90/'Combined scenario - input'!$D75),\"\")","v":""},{"$f":"IFERROR(IF(OR(U90=\"\",'Combined scenario - input'!$D75=\"\"),\"\",U90/'Combined scenario - input'!$D75),\"\")","v":""},{"$f":"IFERROR(IF(OR(V90=\"\",'Combined scenario - input'!$D75=\"\"),\"\",V90/'Combined scenario - input'!$D75),\"\")","v":""},{"$f":"IFERROR(IF(OR(W90=\"\",'Combined scenario - input'!$D75=\"\"),\"\",W90/'Combined scenario - input'!$D75),\"\")","v":""}]
[{"$f":"IFERROR('Combined scenario - input'!A76,\"\")","v":""},{"$f":"IFERROR('Combined scenario - input'!B76,\"\")","v":""},{"$f":"IFERROR('Combined scenario - input'!C76,\"\")","v":""},{"$f":"IFERROR(repcalc('Combined scenario - input'!$CV76:$GH76,'Combined scenario - input'!$G76,'Combined scenario - input'!$E76,'Combined scenario - input'!$F76,20,TRUE,TRUE),\"\")","v":""},"","","","","","","","","","","","","","","","","","","",{"$f":"IFERROR(IF(OR(D91=\"\",'Combined scenario - input'!$D76=\"\"),\"\",D91/'Combined scenario - input'!$D76),\"\")","v":""},{"$f":"IFERROR(IF(OR(E91=\"\",'Combined scenario - input'!$D76=\"\"),\"\",E91/'Combined scenario - input'!$D76),\"\")","v":""},{"$f":"IFERROR(IF(OR(F91=\"\",'Combined scenario - input'!$D76=\"\"),\"\",F91/'Combined scenario - input'!$D76),\"\")","v":""},{"$f":"IFERROR(IF(OR(G91=\"\",'Combined scenario - input'!$D76=\"\"),\"\",G91/'Combined scenario - input'!$D76),\"\")","v":""},{"$f":"IFERROR(IF(OR(H91=\"\",'Combined scenario - input'!$D76=\"\"),\"\",H91/'Combined scenario - input'!$D76),\"\")","v":""},{"$f":"IFERROR(IF(OR(I91=\"\",'Combined scenario - input'!$D76=\"\"),\"\",I91/'Combined scenario - input'!$D76),\"\")","v":""},{"$f":"IFERROR(IF(OR(J91=\"\",'Combined scenario - input'!$D76=\"\"),\"\",J91/'Combined scenario - input'!$D76),\"\")","v":""},{"$f":"IFERROR(IF(OR(K91=\"\",'Combined scenario - input'!$D76=\"\"),\"\",K91/'Combined scenario - input'!$D76),\"\")","v":""},{"$f":"IFERROR(IF(OR(L91=\"\",'Combined scenario - input'!$D76=\"\"),\"\",L91/'Combined scenario - input'!$D76),\"\")","v":""},{"$f":"IFERROR(IF(OR(M91=\"\",'Combined scenario - input'!$D76=\"\"),\"\",M91/'Combined scenario - input'!$D76),\"\")","v":""},{"$f":"IFERROR(IF(OR(N91=\"\",'Combined scenario - input'!$D76=\"\"),\"\",N91/'Combined scenario - input'!$D76),\"\")","v":""},{"$f":"IFERROR(IF(OR(O91=\"\",'Combined scenario - input'!$D76=\"\"),\"\",O91/'Combined scenario - input'!$D76),\"\")","v":""},{"$f":"IFERROR(IF(OR(P91=\"\",'Combined scenario - input'!$D76=\"\"),\"\",P91/'Combined scenario - input'!$D76),\"\")","v":""},{"$f":"IFERROR(IF(OR(Q91=\"\",'Combined scenario - input'!$D76=\"\"),\"\",Q91/'Combined scenario - input'!$D76),\"\")","v":""},{"$f":"IFERROR(IF(OR(R91=\"\",'Combined scenario - input'!$D76=\"\"),\"\",R91/'Combined scenario - input'!$D76),\"\")","v":""},{"$f":"IFERROR(IF(OR(S91=\"\",'Combined scenario - input'!$D76=\"\"),\"\",S91/'Combined scenario - input'!$D76),\"\")","v":""},{"$f":"IFERROR(IF(OR(T91=\"\",'Combined scenario - input'!$D76=\"\"),\"\",T91/'Combined scenario - input'!$D76),\"\")","v":""},{"$f":"IFERROR(IF(OR(U91=\"\",'Combined scenario - input'!$D76=\"\"),\"\",U91/'Combined scenario - input'!$D76),\"\")","v":""},{"$f":"IFERROR(IF(OR(V91=\"\",'Combined scenario - input'!$D76=\"\"),\"\",V91/'Combined scenario - input'!$D76),\"\")","v":""},{"$f":"IFERROR(IF(OR(W91=\"\",'Combined scenario - input'!$D76=\"\"),\"\",W91/'Combined scenario - input'!$D76),\"\")","v":""}]
[{"$f":"IFERROR('Combined scenario - input'!A77,\"\")","v":""},{"$f":"IFERROR('Combined scenario - input'!B77,\"\")","v":""},{"$f":"IFERROR('Combined scenario - input'!C77,\"\")","v":""},{"$f":"IFERROR(repcalc('Combined scenario - input'!$CV77:$GH77,'Combined scenario - input'!$G77,'Combined scenario - input'!$E77,'Combined scenario - input'!$F77,20,TRUE,TRUE),\"\")","v":""},"","","","","","","","","","","","","","","","","","","",{"$f":"IFERROR(IF(OR(D92=\"\",'Combined scenario - input'!$D77=\"\"),\"\",D92/'Combined scenario - input'!$D77),\"\")","v":""},{"$f":"IFERROR(IF(OR(E92=\"\",'Combined scenario - input'!$D77=\"\"),\"\",E92/'Combined scenario - input'!$D77),\"\")","v":""},{"$f":"IFERROR(IF(OR(F92=\"\",'Combined scenario - input'!$D77=\"\"),\"\",F92/'Combined scenario - input'!$D77),\"\")","v":""},{"$f":"IFERROR(IF(OR(G92=\"\",'Combined scenario - input'!$D77=\"\"),\"\",G92/'Combined scenario - input'!$D77),\"\")","v":""},{"$f":"IFERROR(IF(OR(H92=\"\",'Combined scenario - input'!$D77=\"\"),\"\",H92/'Combined scenario - input'!$D77),\"\")","v":""},{"$f":"IFERROR(IF(OR(I92=\"\",'Combined scenario - input'!$D77=\"\"),\"\",I92/'Combined scenario - input'!$D77),\"\")","v":""},{"$f":"IFERROR(IF(OR(J92=\"\",'Combined scenario - input'!$D77=\"\"),\"\",J92/'Combined scenario - input'!$D77),\"\")","v":""},{"$f":"IFERROR(IF(OR(K92=\"\",'Combined scenario - input'!$D77=\"\"),\"\",K92/'Combined scenario - input'!$D77),\"\")","v":""},{"$f":"IFERROR(IF(OR(L92=\"\",'Combined scenario - input'!$D77=\"\"),\"\",L92/'Combined scenario - input'!$D77),\"\")","v":""},{"$f":"IFERROR(IF(OR(M92=\"\",'Combined scenario - input'!$D77=\"\"),\"\",M92/'Combined scenario - input'!$D77),\"\")","v":""},{"$f":"IFERROR(IF(OR(N92=\"\",'Combined scenario - input'!$D77=\"\"),\"\",N92/'Combined scenario - input'!$D77),\"\")","v":""},{"$f":"IFERROR(IF(OR(O92=\"\",'Combined scenario - input'!$D77=\"\"),\"\",O92/'Combined scenario - input'!$D77),\"\")","v":""},{"$f":"IFERROR(IF(OR(P92=\"\",'Combined scenario - input'!$D77=\"\"),\"\",P92/'Combined scenario - input'!$D77),\"\")","v":""},{"$f":"IFERROR(IF(OR(Q92=\"\",'Combined scenario - input'!$D77=\"\"),\"\",Q92/'Combined scenario - input'!$D77),\"\")","v":""},{"$f":"IFERROR(IF(OR(R92=\"\",'Combined scenario - input'!$D77=\"\"),\"\",R92/'Combined scenario - input'!$D77),\"\")","v":""},{"$f":"IFERROR(IF(OR(S92=\"\",'Combined scenario - input'!$D77=\"\"),\"\",S92/'Combined scenario - input'!$D77),\"\")","v":""},{"$f":"IFERROR(IF(OR(T92=\"\",'Combined scenario - input'!$D77=\"\"),\"\",T92/'Combined scenario - input'!$D77),\"\")","v":""},{"$f":"IFERROR(IF(OR(U92=\"\",'Combined scenario - input'!$D77=\"\"),\"\",U92/'Combined scenario - input'!$D77),\"\")","v":""},{"$f":"IFERROR(IF(OR(V92=\"\",'Combined scenario - input'!$D77=\"\"),\"\",V92/'Combined scenario - input'!$D77),\"\")","v":""},{"$f":"IFERROR(IF(OR(W92=\"\",'Combined scenario - input'!$D77=\"\"),\"\",W92/'Combined scenario - input'!$D77),\"\")","v":""}]
[{"$f":"IFERROR('Combined scenario - input'!A78,\"\")","v":""},{"$f":"IFERROR('Combined scenario - input'!B78,\"\")","v":""},{"$f":"IFERROR('Combined scenario - input'!C78,\"\")","v":""},{"$f":"IFERROR(repcalc('Combined scenario - input'!$CV78:$GH78,'Combined scenario - input'!$G78,'Combined scenario - input'!$E78,'Combined scenario - input'!$F78,20,TRUE,TRUE),\"\")","v":""},"","","","","","","","","","","","","","","","","","","",{"$f":"IFERROR(IF(OR(D93=\"\",'Combined scenario - input'!$D78=\"\"),\"\",D93/'Combined scenario - input'!$D78),\"\")","v":""},{"$f":"IFERROR(IF(OR(E93=\"\",'Combined scenario - input'!$D78=\"\"),\"\",E93/'Combined scenario - input'!$D78),\"\")","v":""},{"$f":"IFERROR(IF(OR(F93=\"\",'Combined scenario - input'!$D78=\"\"),\"\",F93/'Combined scenario - input'!$D78),\"\")","v":""},{"$f":"IFERROR(IF(OR(G93=\"\",'Combined scenario - input'!$D78=\"\"),\"\",G93/'Combined scenario - input'!$D78),\"\")","v":""},{"$f":"IFERROR(IF(OR(H93=\"\",'Combined scenario - input'!$D78=\"\"),\"\",H93/'Combined scenario - input'!$D78),\"\")","v":""},{"$f":"IFERROR(IF(OR(I93=\"\",'Combined scenario - input'!$D78=\"\"),\"\",I93/'Combined scenario - input'!$D78),\"\")","v":""},{"$f":"IFERROR(IF(OR(J93=\"\",'Combined scenario - input'!$D78=\"\"),\"\",J93/'Combined scenario - input'!$D78),\"\")","v":""},{"$f":"IFERROR(IF(OR(K93=\"\",'Combined scenario - input'!$D78=\"\"),\"\",K93/'Combined scenario - input'!$D78),\"\")","v":""},{"$f":"IFERROR(IF(OR(L93=\"\",'Combined scenario - input'!$D78=\"\"),\"\",L93/'Combined scenario - input'!$D78),\"\")","v":""},{"$f":"IFERROR(IF(OR(M93=\"\",'Combined scenario - input'!$D78=\"\"),\"\",M93/'Combined scenario - input'!$D78),\"\")","v":""},{"$f":"IFERROR(IF(OR(N93=\"\",'Combined scenario - input'!$D78=\"\"),\"\",N93/'Combined scenario - input'!$D78),\"\")","v":""},{"$f":"IFERROR(IF(OR(O93=\"\",'Combined scenario - input'!$D78=\"\"),\"\",O93/'Combined scenario - input'!$D78),\"\")","v":""},{"$f":"IFERROR(IF(OR(P93=\"\",'Combined scenario - input'!$D78=\"\"),\"\",P93/'Combined scenario - input'!$D78),\"\")","v":""},{"$f":"IFERROR(IF(OR(Q93=\"\",'Combined scenario - input'!$D78=\"\"),\"\",Q93/'Combined scenario - input'!$D78),\"\")","v":""},{"$f":"IFERROR(IF(OR(R93=\"\",'Combined scenario - input'!$D78=\"\"),\"\",R93/'Combined scenario - input'!$D78),\"\")","v":""},{"$f":"IFERROR(IF(OR(S93=\"\",'Combined scenario - input'!$D78=\"\"),\"\",S93/'Combined scenario - input'!$D78),\"\")","v":""},{"$f":"IFERROR(IF(OR(T93=\"\",'Combined scenario - input'!$D78=\"\"),\"\",T93/'Combined scenario - input'!$D78),\"\")","v":""},{"$f":"IFERROR(IF(OR(U93=\"\",'Combined scenario - input'!$D78=\"\"),\"\",U93/'Combined scenario - input'!$D78),\"\")","v":""},{"$f":"IFERROR(IF(OR(V93=\"\",'Combined scenario - input'!$D78=\"\"),\"\",V93/'Combined scenario - input'!$D78),\"\")","v":""},{"$f":"IFERROR(IF(OR(W93=\"\",'Combined scenario - input'!$D78=\"\"),\"\",W93/'Combined scenario - input'!$D78),\"\")","v":""}]
[{"$f":"IFERROR('Combined scenario - input'!A79,\"\")","v":""},{"$f":"IFERROR('Combined scenario - input'!B79,\"\")","v":""},{"$f":"IFERROR('Combined scenario - input'!C79,\"\")","v":""},{"$f":"IFERROR(repcalc('Combined scenario - input'!$CV79:$GH79,'Combined scenario - input'!$G79,'Combined scenario - input'!$E79,'Combined scenario - input'!$F79,20,TRUE,TRUE),\"\")","v":""},"","","","","","","","","","","","","","","","","","","",{"$f":"IFERROR(IF(OR(D94=\"\",'Combined scenario - input'!$D79=\"\"),\"\",D94/'Combined scenario - input'!$D79),\"\")","v":""},{"$f":"IFERROR(IF(OR(E94=\"\",'Combined scenario - input'!$D79=\"\"),\"\",E94/'Combined scenario - input'!$D79),\"\")","v":""},{"$f":"IFERROR(IF(OR(F94=\"\",'Combined scenario - input'!$D79=\"\"),\"\",F94/'Combined scenario - input'!$D79),\"\")","v":""},{"$f":"IFERROR(IF(OR(G94=\"\",'Combined scenario - input'!$D79=\"\"),\"\",G94/'Combined scenario - input'!$D79),\"\")","v":""},{"$f":"IFERROR(IF(OR(H94=\"\",'Combined scenario - input'!$D79=\"\"),\"\",H94/'Combined scenario - input'!$D79),\"\")","v":""},{"$f":"IFERROR(IF(OR(I94=\"\",'Combined scenario - input'!$D79=\"\"),\"\",I94/'Combined scenario - input'!$D79),\"\")","v":""},{"$f":"IFERROR(IF(OR(J94=\"\",'Combined scenario - input'!$D79=\"\"),\"\",J94/'Combined scenario - input'!$D79),\"\")","v":""},{"$f":"IFERROR(IF(OR(K94=\"\",'Combined scenario - input'!$D79=\"\"),\"\",K94/'Combined scenario - input'!$D79),\"\")","v":""},{"$f":"IFERROR(IF(OR(L94=\"\",'Combined scenario - input'!$D79=\"\"),\"\",L94/'Combined scenario - input'!$D79),\"\")","v":""},{"$f":"IFERROR(IF(OR(M94=\"\",'Combined scenario - input'!$D79=\"\"),\"\",M94/'Combined scenario - input'!$D79),\"\")","v":""},{"$f":"IFERROR(IF(OR(N94=\"\",'Combined scenario - input'!$D79=\"\"),\"\",N94/'Combined scenario - input'!$D79),\"\")","v":""},{"$f":"IFERROR(IF(OR(O94=\"\",'Combined scenario - input'!$D79=\"\"),\"\",O94/'Combined scenario - input'!$D79),\"\")","v":""},{"$f":"IFERROR(IF(OR(P94=\"\",'Combined scenario - input'!$D79=\"\"),\"\",P94/'Combined scenario - input'!$D79),\"\")","v":""},{"$f":"IFERROR(IF(OR(Q94=\"\",'Combined scenario - input'!$D79=\"\"),\"\",Q94/'Combined scenario - input'!$D79),\"\")","v":""},{"$f":"IFERROR(IF(OR(R94=\"\",'Combined scenario - input'!$D79=\"\"),\"\",R94/'Combined scenario - input'!$D79),\"\")","v":""},{"$f":"IFERROR(IF(OR(S94=\"\",'Combined scenario - input'!$D79=\"\"),\"\",S94/'Combined scenario - input'!$D79),\"\")","v":""},{"$f":"IFERROR(IF(OR(T94=\"\",'Combined scenario - input'!$D79=\"\"),\"\",T94/'Combined scenario - input'!$D79),\"\")","v":""},{"$f":"IFERROR(IF(OR(U94=\"\",'Combined scenario - input'!$D79=\"\"),\"\",U94/'Combined scenario - input'!$D79),\"\")","v":""},{"$f":"IFERROR(IF(OR(V94=\"\",'Combined scenario - input'!$D79=\"\"),\"\",V94/'Combined scenario - input'!$D79),\"\")","v":""},{"$f":"IFERROR(IF(OR(W94=\"\",'Combined scenario - input'!$D79=\"\"),\"\",W94/'Combined scenario - input'!$D79),\"\")","v":""}]
[{"$f":"IFERROR('Combined scenario - input'!A80,\"\")","v":""},{"$f":"IFERROR('Combined scenario - input'!B80,\"\")","v":""},{"$f":"IFERROR('Combined scenario - input'!C80,\"\")","v":""},{"$f":"IFERROR(repcalc('Combined scenario - input'!$CV80:$GH80,'Combined scenario - input'!$G80,'Combined scenario - input'!$E80,'Combined scenario - input'!$F80,20,TRUE,TRUE),\"\")","v":""},"","","","","","","","","","","","","","","","","","","",{"$f":"IFERROR(IF(OR(D95=\"\",'Combined scenario - input'!$D80=\"\"),\"\",D95/'Combined scenario - input'!$D80),\"\")","v":""},{"$f":"IFERROR(IF(OR(E95=\"\",'Combined scenario - input'!$D80=\"\"),\"\",E95/'Combined scenario - input'!$D80),\"\")","v":""},{"$f":"IFERROR(IF(OR(F95=\"\",'Combined scenario - input'!$D80=\"\"),\"\",F95/'Combined scenario - input'!$D80),\"\")","v":""},{"$f":"IFERROR(IF(OR(G95=\"\",'Combined scenario - input'!$D80=\"\"),\"\",G95/'Combined scenario - input'!$D80),\"\")","v":""},{"$f":"IFERROR(IF(OR(H95=\"\",'Combined scenario - input'!$D80=\"\"),\"\",H95/'Combined scenario - input'!$D80),\"\")","v":""},{"$f":"IFERROR(IF(OR(I95=\"\",'Combined scenario - input'!$D80=\"\"),\"\",I95/'Combined scenario - input'!$D80),\"\")","v":""},{"$f":"IFERROR(IF(OR(J95=\"\",'Combined scenario - input'!$D80=\"\"),\"\",J95/'Combined scenario - input'!$D80),\"\")","v":""},{"$f":"IFERROR(IF(OR(K95=\"\",'Combined scenario - input'!$D80=\"\"),\"\",K95/'Combined scenario - input'!$D80),\"\")","v":""},{"$f":"IFERROR(IF(OR(L95=\"\",'Combined scenario - input'!$D80=\"\"),\"\",L95/'Combined scenario - input'!$D80),\"\")","v":""},{"$f":"IFERROR(IF(OR(M95=\"\",'Combined scenario - input'!$D80=\"\"),\"\",M95/'Combined scenario - input'!$D80),\"\")","v":""},{"$f":"IFERROR(IF(OR(N95=\"\",'Combined scenario - input'!$D80=\"\"),\"\",N95/'Combined scenario - input'!$D80),\"\")","v":""},{"$f":"IFERROR(IF(OR(O95=\"\",'Combined scenario - input'!$D80=\"\"),\"\",O95/'Combined scenario - input'!$D80),\"\")","v":""},{"$f":"IFERROR(IF(OR(P95=\"\",'Combined scenario - input'!$D80=\"\"),\"\",P95/'Combined scenario - input'!$D80),\"\")","v":""},{"$f":"IFERROR(IF(OR(Q95=\"\",'Combined scenario - input'!$D80=\"\"),\"\",Q95/'Combined scenario - input'!$D80),\"\")","v":""},{"$f":"IFERROR(IF(OR(R95=\"\",'Combined scenario - input'!$D80=\"\"),\"\",R95/'Combined scenario - input'!$D80),\"\")","v":""},{"$f":"IFERROR(IF(OR(S95=\"\",'Combined scenario - input'!$D80=\"\"),\"\",S95/'Combined scenario - input'!$D80),\"\")","v":""},{"$f":"IFERROR(IF(OR(T95=\"\",'Combined scenario - input'!$D80=\"\"),\"\",T95/'Combined scenario - input'!$D80),\"\")","v":""},{"$f":"IFERROR(IF(OR(U95=\"\",'Combined scenario - input'!$D80=\"\"),\"\",U95/'Combined scenario - input'!$D80),\"\")","v":""},{"$f":"IFERROR(IF(OR(V95=\"\",'Combined scenario - input'!$D80=\"\"),\"\",V95/'Combined scenario - input'!$D80),\"\")","v":""},{"$f":"IFERROR(IF(OR(W95=\"\",'Combined scenario - input'!$D80=\"\"),\"\",W95/'Combined scenario - input'!$D80),\"\")","v":""}]
[{"$f":"IFERROR('Combined scenario - input'!A81,\"\")","v":""},{"$f":"IFERROR('Combined scenario - input'!B81,\"\")","v":""},{"$f":"IFERROR('Combined scenario - input'!C81,\"\")","v":""},{"$f":"IFERROR(repcalc('Combined scenario - input'!$CV81:$GH81,'Combined scenario - input'!$G81,'Combined scenario - input'!$E81,'Combined scenario - input'!$F81,20,TRUE,TRUE),\"\")","v":""},"","","","","","","","","","","","","","","","","","","",{"$f":"IFERROR(IF(OR(D96=\"\",'Combined scenario - input'!$D81=\"\"),\"\",D96/'Combined scenario - input'!$D81),\"\")","v":""},{"$f":"IFERROR(IF(OR(E96=\"\",'Combined scenario - input'!$D81=\"\"),\"\",E96/'Combined scenario - input'!$D81),\"\")","v":""},{"$f":"IFERROR(IF(OR(F96=\"\",'Combined scenario - input'!$D81=\"\"),\"\",F96/'Combined scenario - input'!$D81),\"\")","v":""},{"$f":"IFERROR(IF(OR(G96=\"\",'Combined scenario - input'!$D81=\"\"),\"\",G96/'Combined scenario - input'!$D81),\"\")","v":""},{"$f":"IFERROR(IF(OR(H96=\"\",'Combined scenario - input'!$D81=\"\"),\"\",H96/'Combined scenario - input'!$D81),\"\")","v":""},{"$f":"IFERROR(IF(OR(I96=\"\",'Combined scenario - input'!$D81=\"\"),\"\",I96/'Combined scenario - input'!$D81),\"\")","v":""},{"$f":"IFERROR(IF(OR(J96=\"\",'Combined scenario - input'!$D81=\"\"),\"\",J96/'Combined scenario - input'!$D81),\"\")","v":""},{"$f":"IFERROR(IF(OR(K96=\"\",'Combined scenario - input'!$D81=\"\"),\"\",K96/'Combined scenario - input'!$D81),\"\")","v":""},{"$f":"IFERROR(IF(OR(L96=\"\",'Combined scenario - input'!$D81=\"\"),\"\",L96/'Combined scenario - input'!$D81),\"\")","v":""},{"$f":"IFERROR(IF(OR(M96=\"\",'Combined scenario - input'!$D81=\"\"),\"\",M96/'Combined scenario - input'!$D81),\"\")","v":""},{"$f":"IFERROR(IF(OR(N96=\"\",'Combined scenario - input'!$D81=\"\"),\"\",N96/'Combined scenario - input'!$D81),\"\")","v":""},{"$f":"IFERROR(IF(OR(O96=\"\",'Combined scenario - input'!$D81=\"\"),\"\",O96/'Combined scenario - input'!$D81),\"\")","v":""},{"$f":"IFERROR(IF(OR(P96=\"\",'Combined scenario - input'!$D81=\"\"),\"\",P96/'Combined scenario - input'!$D81),\"\")","v":""},{"$f":"IFERROR(IF(OR(Q96=\"\",'Combined scenario - input'!$D81=\"\"),\"\",Q96/'Combined scenario - input'!$D81),\"\")","v":""},{"$f":"IFERROR(IF(OR(R96=\"\",'Combined scenario - input'!$D81=\"\"),\"\",R96/'Combined scenario - input'!$D81),\"\")","v":""},{"$f":"IFERROR(IF(OR(S96=\"\",'Combined scenario - input'!$D81=\"\"),\"\",S96/'Combined scenario - input'!$D81),\"\")","v":""},{"$f":"IFERROR(IF(OR(T96=\"\",'Combined scenario - input'!$D81=\"\"),\"\",T96/'Combined scenario - input'!$D81),\"\")","v":""},{"$f":"IFERROR(IF(OR(U96=\"\",'Combined scenario - input'!$D81=\"\"),\"\",U96/'Combined scenario - input'!$D81),\"\")","v":""},{"$f":"IFERROR(IF(OR(V96=\"\",'Combined scenario - input'!$D81=\"\"),\"\",V96/'Combined scenario - input'!$D81),\"\")","v":""},{"$f":"IFERROR(IF(OR(W96=\"\",'Combined scenario - input'!$D81=\"\"),\"\",W96/'Combined scenario - input'!$D81),\"\")","v":""}]
[{"$f":"IFERROR('Combined scenario - input'!A82,\"\")","v":""},{"$f":"IFERROR('Combined scenario - input'!B82,\"\")","v":""},{"$f":"IFERROR('Combined scenario - input'!C82,\"\")","v":""},{"$f":"IFERROR(repcalc('Combined scenario - input'!$CV82:$GH82,'Combined scenario - input'!$G82,'Combined scenario - input'!$E82,'Combined scenario - input'!$F82,20,TRUE,TRUE),\"\")","v":""},"","","","","","","","","","","","","","","","","","","",{"$f":"IFERROR(IF(OR(D97=\"\",'Combined scenario - input'!$D82=\"\"),\"\",D97/'Combined scenario - input'!$D82),\"\")","v":""},{"$f":"IFERROR(IF(OR(E97=\"\",'Combined scenario - input'!$D82=\"\"),\"\",E97/'Combined scenario - input'!$D82),\"\")","v":""},{"$f":"IFERROR(IF(OR(F97=\"\",'Combined scenario - input'!$D82=\"\"),\"\",F97/'Combined scenario - input'!$D82),\"\")","v":""},{"$f":"IFERROR(IF(OR(G97=\"\",'Combined scenario - input'!$D82=\"\"),\"\",G97/'Combined scenario - input'!$D82),\"\")","v":""},{"$f":"IFERROR(IF(OR(H97=\"\",'Combined scenario - input'!$D82=\"\"),\"\",H97/'Combined scenario - input'!$D82),\"\")","v":""},{"$f":"IFERROR(IF(OR(I97=\"\",'Combined scenario - input'!$D82=\"\"),\"\",I97/'Combined scenario - input'!$D82),\"\")","v":""},{"$f":"IFERROR(IF(OR(J97=\"\",'Combined scenario - input'!$D82=\"\"),\"\",J97/'Combined scenario - input'!$D82),\"\")","v":""},{"$f":"IFERROR(IF(OR(K97=\"\",'Combined scenario - input'!$D82=\"\"),\"\",K97/'Combined scenario - input'!$D82),\"\")","v":""},{"$f":"IFERROR(IF(OR(L97=\"\",'Combined scenario - input'!$D82=\"\"),\"\",L97/'Combined scenario - input'!$D82),\"\")","v":""},{"$f":"IFERROR(IF(OR(M97=\"\",'Combined scenario - input'!$D82=\"\"),\"\",M97/'Combined scenario - input'!$D82),\"\")","v":""},{"$f":"IFERROR(IF(OR(N97=\"\",'Combined scenario - input'!$D82=\"\"),\"\",N97/'Combined scenario - input'!$D82),\"\")","v":""},{"$f":"IFERROR(IF(OR(O97=\"\",'Combined scenario - input'!$D82=\"\"),\"\",O97/'Combined scenario - input'!$D82),\"\")","v":""},{"$f":"IFERROR(IF(OR(P97=\"\",'Combined scenario - input'!$D82=\"\"),\"\",P97/'Combined scenario - input'!$D82),\"\")","v":""},{"$f":"IFERROR(IF(OR(Q97=\"\",'Combined scenario - input'!$D82=\"\"),\"\",Q97/'Combined scenario - input'!$D82),\"\")","v":""},{"$f":"IFERROR(IF(OR(R97=\"\",'Combined scenario - input'!$D82=\"\"),\"\",R97/'Combined scenario - input'!$D82),\"\")","v":""},{"$f":"IFERROR(IF(OR(S97=\"\",'Combined scenario - input'!$D82=\"\"),\"\",S97/'Combined scenario - input'!$D82),\"\")","v":""},{"$f":"IFERROR(IF(OR(T97=\"\",'Combined scenario - input'!$D82=\"\"),\"\",T97/'Combined scenario - input'!$D82),\"\")","v":""},{"$f":"IFERROR(IF(OR(U97=\"\",'Combined scenario - input'!$D82=\"\"),\"\",U97/'Combined scenario - input'!$D82),\"\")","v":""},{"$f":"IFERROR(IF(OR(V97=\"\",'Combined scenario - input'!$D82=\"\"),\"\",V97/'Combined scenario - input'!$D82),\"\")","v":""},{"$f":"IFERROR(IF(OR(W97=\"\",'Combined scenario - input'!$D82=\"\"),\"\",W97/'Combined scenario - input'!$D82),\"\")","v":""}]
[{"$f":"IFERROR('Combined scenario - input'!A83,\"\")","v":""},{"$f":"IFERROR('Combined scenario - input'!B83,\"\")","v":""},{"$f":"IFERROR('Combined scenario - input'!C83,\"\")","v":""},{"$f":"IFERROR(repcalc('Combined scenario - input'!$CV83:$GH83,'Combined scenario - input'!$G83,'Combined scenario - input'!$E83,'Combined scenario - input'!$F83,20,TRUE,TRUE),\"\")","v":""},"","","","","","","","","","","","","","","","","","","",{"$f":"IFERROR(IF(OR(D98=\"\",'Combined scenario - input'!$D83=\"\"),\"\",D98/'Combined scenario - input'!$D83),\"\")","v":""},{"$f":"IFERROR(IF(OR(E98=\"\",'Combined scenario - input'!$D83=\"\"),\"\",E98/'Combined scenario - input'!$D83),\"\")","v":""},{"$f":"IFERROR(IF(OR(F98=\"\",'Combined scenario - input'!$D83=\"\"),\"\",F98/'Combined scenario - input'!$D83),\"\")","v":""},{"$f":"IFERROR(IF(OR(G98=\"\",'Combined scenario - input'!$D83=\"\"),\"\",G98/'Combined scenario - input'!$D83),\"\")","v":""},{"$f":"IFERROR(IF(OR(H98=\"\",'Combined scenario - input'!$D83=\"\"),\"\",H98/'Combined scenario - input'!$D83),\"\")","v":""},{"$f":"IFERROR(IF(OR(I98=\"\",'Combined scenario - input'!$D83=\"\"),\"\",I98/'Combined scenario - input'!$D83),\"\")","v":""},{"$f":"IFERROR(IF(OR(J98=\"\",'Combined scenario - input'!$D83=\"\"),\"\",J98/'Combined scenario - input'!$D83),\"\")","v":""},{"$f":"IFERROR(IF(OR(K98=\"\",'Combined scenario - input'!$D83=\"\"),\"\",K98/'Combined scenario - input'!$D83),\"\")","v":""},{"$f":"IFERROR(IF(OR(L98=\"\",'Combined scenario - input'!$D83=\"\"),\"\",L98/'Combined scenario - input'!$D83),\"\")","v":""},{"$f":"IFERROR(IF(OR(M98=\"\",'Combined scenario - input'!$D83=\"\"),\"\",M98/'Combined scenario - input'!$D83),\"\")","v":""},{"$f":"IFERROR(IF(OR(N98=\"\",'Combined scenario - input'!$D83=\"\"),\"\",N98/'Combined scenario - input'!$D83),\"\")","v":""},{"$f":"IFERROR(IF(OR(O98=\"\",'Combined scenario - input'!$D83=\"\"),\"\",O98/'Combined scenario - input'!$D83),\"\")","v":""},{"$f":"IFERROR(IF(OR(P98=\"\",'Combined scenario - input'!$D83=\"\"),\"\",P98/'Combined scenario - input'!$D83),\"\")","v":""},{"$f":"IFERROR(IF(OR(Q98=\"\",'Combined scenario - input'!$D83=\"\"),\"\",Q98/'Combined scenario - input'!$D83),\"\")","v":""},{"$f":"IFERROR(IF(OR(R98=\"\",'Combined scenario - input'!$D83=\"\"),\"\",R98/'Combined scenario - input'!$D83),\"\")","v":""},{"$f":"IFERROR(IF(OR(S98=\"\",'Combined scenario - input'!$D83=\"\"),\"\",S98/'Combined scenario - input'!$D83),\"\")","v":""},{"$f":"IFERROR(IF(OR(T98=\"\",'Combined scenario - input'!$D83=\"\"),\"\",T98/'Combined scenario - input'!$D83),\"\")","v":""},{"$f":"IFERROR(IF(OR(U98=\"\",'Combined scenario - input'!$D83=\"\"),\"\",U98/'Combined scenario - input'!$D83),\"\")","v":""},{"$f":"IFERROR(IF(OR(V98=\"\",'Combined scenario - input'!$D83=\"\"),\"\",V98/'Combined scenario - input'!$D83),\"\")","v":""},{"$f":"IFERROR(IF(OR(W98=\"\",'Combined scenario - input'!$D83=\"\"),\"\",W98/'Combined scenario - input'!$D83),\"\")","v":""}]
[{"$f":"IFERROR('Combined scenario - input'!A84,\"\")","v":""},{"$f":"IFERROR('Combined scenario - input'!B84,\"\")","v":""},{"$f":"IFERROR('Combined scenario - input'!C84,\"\")","v":""},{"$f":"IFERROR(repcalc('Combined scenario - input'!$CV84:$GH84,'Combined scenario - input'!$G84,'Combined scenario - input'!$E84,'Combined scenario - input'!$F84,20,TRUE,TRUE),\"\")","v":""},"","","","","","","","","","","","","","","","","","","",{"$f":"IFERROR(IF(OR(D99=\"\",'Combined scenario - input'!$D84=\"\"),\"\",D99/'Combined scenario - input'!$D84),\"\")","v":""},{"$f":"IFERROR(IF(OR(E99=\"\",'Combined scenario - input'!$D84=\"\"),\"\",E99/'Combined scenario - input'!$D84),\"\")","v":""},{"$f":"IFERROR(IF(OR(F99=\"\",'Combined scenario - input'!$D84=\"\"),\"\",F99/'Combined scenario - input'!$D84),\"\")","v":""},{"$f":"IFERROR(IF(OR(G99=\"\",'Combined scenario - input'!$D84=\"\"),\"\",G99/'Combined scenario - input'!$D84),\"\")","v":""},{"$f":"IFERROR(IF(OR(H99=\"\",'Combined scenario - input'!$D84=\"\"),\"\",H99/'Combined scenario - input'!$D84),\"\")","v":""},{"$f":"IFERROR(IF(OR(I99=\"\",'Combined scenario - input'!$D84=\"\"),\"\",I99/'Combined scenario - input'!$D84),\"\")","v":""},{"$f":"IFERROR(IF(OR(J99=\"\",'Combined scenario - input'!$D84=\"\"),\"\",J99/'Combined scenario - input'!$D84),\"\")","v":""},{"$f":"IFERROR(IF(OR(K99=\"\",'Combined scenario - input'!$D84=\"\"),\"\",K99/'Combined scenario - input'!$D84),\"\")","v":""},{"$f":"IFERROR(IF(OR(L99=\"\",'Combined scenario - input'!$D84=\"\"),\"\",L99/'Combined scenario - input'!$D84),\"\")","v":""},{"$f":"IFERROR(IF(OR(M99=\"\",'Combined scenario - input'!$D84=\"\"),\"\",M99/'Combined scenario - input'!$D84),\"\")","v":""},{"$f":"IFERROR(IF(OR(N99=\"\",'Combined scenario - input'!$D84=\"\"),\"\",N99/'Combined scenario - input'!$D84),\"\")","v":""},{"$f":"IFERROR(IF(OR(O99=\"\",'Combined scenario - input'!$D84=\"\"),\"\",O99/'Combined scenario - input'!$D84),\"\")","v":""},{"$f":"IFERROR(IF(OR(P99=\"\",'Combined scenario - input'!$D84=\"\"),\"\",P99/'Combined scenario - input'!$D84),\"\")","v":""},{"$f":"IFERROR(IF(OR(Q99=\"\",'Combined scenario - input'!$D84=\"\"),\"\",Q99/'Combined scenario - input'!$D84),\"\")","v":""},{"$f":"IFERROR(IF(OR(R99=\"\",'Combined scenario - input'!$D84=\"\"),\"\",R99/'Combined scenario - input'!$D84),\"\")","v":""},{"$f":"IFERROR(IF(OR(S99=\"\",'Combined scenario - input'!$D84=\"\"),\"\",S99/'Combined scenario - input'!$D84),\"\")","v":""},{"$f":"IFERROR(IF(OR(T99=\"\",'Combined scenario - input'!$D84=\"\"),\"\",T99/'Combined scenario - input'!$D84),\"\")","v":""},{"$f":"IFERROR(IF(OR(U99=\"\",'Combined scenario - input'!$D84=\"\"),\"\",U99/'Combined scenario - input'!$D84),\"\")","v":""},{"$f":"IFERROR(IF(OR(V99=\"\",'Combined scenario - input'!$D84=\"\"),\"\",V99/'Combined scenario - input'!$D84),\"\")","v":""},{"$f":"IFERROR(IF(OR(W99=\"\",'Combined scenario - input'!$D84=\"\"),\"\",W99/'Combined scenario - input'!$D84),\"\")","v":""}]
[{"$f":"IFERROR('Combined scenario - input'!A85,\"\")","v":""},{"$f":"IFERROR('Combined scenario - input'!B85,\"\")","v":""},{"$f":"IFERROR('Combined scenario - input'!C85,\"\")","v":""},{"$f":"IFERROR(repcalc('Combined scenario - input'!$CV85:$GH85,'Combined scenario - input'!$G85,'Combined scenario - input'!$E85,'Combined scenario - input'!$F85,20,TRUE,TRUE),\"\")","v":""},"","","","","","","","","","","","","","","","","","","",{"$f":"IFERROR(IF(OR(D100=\"\",'Combined scenario - input'!$D85=\"\"),\"\",D100/'Combined scenario - input'!$D85),\"\")","v":""},{"$f":"IFERROR(IF(OR(E100=\"\",'Combined scenario - input'!$D85=\"\"),\"\",E100/'Combined scenario - input'!$D85),\"\")","v":""},{"$f":"IFERROR(IF(OR(F100=\"\",'Combined scenario - input'!$D85=\"\"),\"\",F100/'Combined scenario - input'!$D85),\"\")","v":""},{"$f":"IFERROR(IF(OR(G100=\"\",'Combined scenario - input'!$D85=\"\"),\"\",G100/'Combined scenario - input'!$D85),\"\")","v":""},{"$f":"IFERROR(IF(OR(H100=\"\",'Combined scenario - input'!$D85=\"\"),\"\",H100/'Combined scenario - input'!$D85),\"\")","v":""},{"$f":"IFERROR(IF(OR(I100=\"\",'Combined scenario - input'!$D85=\"\"),\"\",I100/'Combined scenario - input'!$D85),\"\")","v":""},{"$f":"IFERROR(IF(OR(J100=\"\",'Combined scenario - input'!$D85=\"\"),\"\",J100/'Combined scenario - input'!$D85),\"\")","v":""},{"$f":"IFERROR(IF(OR(K100=\"\",'Combined scenario - input'!$D85=\"\"),\"\",K100/'Combined scenario - input'!$D85),\"\")","v":""},{"$f":"IFERROR(IF(OR(L100=\"\",'Combined scenario - input'!$D85=\"\"),\"\",L100/'Combined scenario - input'!$D85),\"\")","v":""},{"$f":"IFERROR(IF(OR(M100=\"\",'Combined scenario - input'!$D85=\"\"),\"\",M100/'Combined scenario - input'!$D85),\"\")","v":""},{"$f":"IFERROR(IF(OR(N100=\"\",'Combined scenario - input'!$D85=\"\"),\"\",N100/'Combined scenario - input'!$D85),\"\")","v":""},{"$f":"IFERROR(IF(OR(O100=\"\",'Combined scenario - input'!$D85=\"\"),\"\",O100/'Combined scenario - input'!$D85),\"\")","v":""},{"$f":"IFERROR(IF(OR(P100=\"\",'Combined scenario - input'!$D85=\"\"),\"\",P100/'Combined scenario - input'!$D85),\"\")","v":""},{"$f":"IFERROR(IF(OR(Q100=\"\",'Combined scenario - input'!$D85=\"\"),\"\",Q100/'Combined scenario - input'!$D85),\"\")","v":""},{"$f":"IFERROR(IF(OR(R100=\"\",'Combined scenario - input'!$D85=\"\"),\"\",R100/'Combined scenario - input'!$D85),\"\")","v":""},{"$f":"IFERROR(IF(OR(S100=\"\",'Combined scenario - input'!$D85=\"\"),\"\",S100/'Combined scenario - input'!$D85),\"\")","v":""},{"$f":"IFERROR(IF(OR(T100=\"\",'Combined scenario - input'!$D85=\"\"),\"\",T100/'Combined scenario - input'!$D85),\"\")","v":""},{"$f":"IFERROR(IF(OR(U100=\"\",'Combined scenario - input'!$D85=\"\"),\"\",U100/'Combined scenario - input'!$D85),\"\")","v":""},{"$f":"IFERROR(IF(OR(V100=\"\",'Combined scenario - input'!$D85=\"\"),\"\",V100/'Combined scenario - input'!$D85),\"\")","v":""},{"$f":"IFERROR(IF(OR(W100=\"\",'Combined scenario - input'!$D85=\"\"),\"\",W100/'Combined scenario - input'!$D85),\"\")","v":""}]
[{"$f":"IFERROR('Combined scenario - input'!A86,\"\")","v":""},{"$f":"IFERROR('Combined scenario - input'!B86,\"\")","v":""},{"$f":"IFERROR('Combined scenario - input'!C86,\"\")","v":""},{"$f":"IFERROR(repcalc('Combined scenario - input'!$CV86:$GH86,'Combined scenario - input'!$G86,'Combined scenario - input'!$E86,'Combined scenario - input'!$F86,20,TRUE,TRUE),\"\")","v":""},"","","","","","","","","","","","","","","","","","","",{"$f":"IFERROR(IF(OR(D101=\"\",'Combined scenario - input'!$D86=\"\"),\"\",D101/'Combined scenario - input'!$D86),\"\")","v":""},{"$f":"IFERROR(IF(OR(E101=\"\",'Combined scenario - input'!$D86=\"\"),\"\",E101/'Combined scenario - input'!$D86),\"\")","v":""},{"$f":"IFERROR(IF(OR(F101=\"\",'Combined scenario - input'!$D86=\"\"),\"\",F101/'Combined scenario - input'!$D86),\"\")","v":""},{"$f":"IFERROR(IF(OR(G101=\"\",'Combined scenario - input'!$D86=\"\"),\"\",G101/'Combined scenario - input'!$D86),\"\")","v":""},{"$f":"IFERROR(IF(OR(H101=\"\",'Combined scenario - input'!$D86=\"\"),\"\",H101/'Combined scenario - input'!$D86),\"\")","v":""},{"$f":"IFERROR(IF(OR(I101=\"\",'Combined scenario - input'!$D86=\"\"),\"\",I101/'Combined scenario - input'!$D86),\"\")","v":""},{"$f":"IFERROR(IF(OR(J101=\"\",'Combined scenario - input'!$D86=\"\"),\"\",J101/'Combined scenario - input'!$D86),\"\")","v":""},{"$f":"IFERROR(IF(OR(K101=\"\",'Combined scenario - input'!$D86=\"\"),\"\",K101/'Combined scenario - input'!$D86),\"\")","v":""},{"$f":"IFERROR(IF(OR(L101=\"\",'Combined scenario - input'!$D86=\"\"),\"\",L101/'Combined scenario - input'!$D86),\"\")","v":""},{"$f":"IFERROR(IF(OR(M101=\"\",'Combined scenario - input'!$D86=\"\"),\"\",M101/'Combined scenario - input'!$D86),\"\")","v":""},{"$f":"IFERROR(IF(OR(N101=\"\",'Combined scenario - input'!$D86=\"\"),\"\",N101/'Combined scenario - input'!$D86),\"\")","v":""},{"$f":"IFERROR(IF(OR(O101=\"\",'Combined scenario - input'!$D86=\"\"),\"\",O101/'Combined scenario - input'!$D86),\"\")","v":""},{"$f":"IFERROR(IF(OR(P101=\"\",'Combined scenario - input'!$D86=\"\"),\"\",P101/'Combined scenario - input'!$D86),\"\")","v":""},{"$f":"IFERROR(IF(OR(Q101=\"\",'Combined scenario - input'!$D86=\"\"),\"\",Q101/'Combined scenario - input'!$D86),\"\")","v":""},{"$f":"IFERROR(IF(OR(R101=\"\",'Combined scenario - input'!$D86=\"\"),\"\",R101/'Combined scenario - input'!$D86),\"\")","v":""},{"$f":"IFERROR(IF(OR(S101=\"\",'Combined scenario - input'!$D86=\"\"),\"\",S101/'Combined scenario - input'!$D86),\"\")","v":""},{"$f":"IFERROR(IF(OR(T101=\"\",'Combined scenario - input'!$D86=\"\"),\"\",T101/'Combined scenario - input'!$D86),\"\")","v":""},{"$f":"IFERROR(IF(OR(U101=\"\",'Combined scenario - input'!$D86=\"\"),\"\",U101/'Combined scenario - input'!$D86),\"\")","v":""},{"$f":"IFERROR(IF(OR(V101=\"\",'Combined scenario - input'!$D86=\"\"),\"\",V101/'Combined scenario - input'!$D86),\"\")","v":""},{"$f":"IFERROR(IF(OR(W101=\"\",'Combined scenario - input'!$D86=\"\"),\"\",W101/'Combined scenario - input'!$D86),\"\")","v":""}]
[{"$f":"IFERROR('Combined scenario - input'!A87,\"\")","v":""},{"$f":"IFERROR('Combined scenario - input'!B87,\"\")","v":""},{"$f":"IFERROR('Combined scenario - input'!C87,\"\")","v":""},{"$f":"IFERROR(repcalc('Combined scenario - input'!$CV87:$GH87,'Combined scenario - input'!$G87,'Combined scenario - input'!$E87,'Combined scenario - input'!$F87,20,TRUE,TRUE),\"\")","v":""},"","","","","","","","","","","","","","","","","","","",{"$f":"IFERROR(IF(OR(D102=\"\",'Combined scenario - input'!$D87=\"\"),\"\",D102/'Combined scenario - input'!$D87),\"\")","v":""},{"$f":"IFERROR(IF(OR(E102=\"\",'Combined scenario - input'!$D87=\"\"),\"\",E102/'Combined scenario - input'!$D87),\"\")","v":""},{"$f":"IFERROR(IF(OR(F102=\"\",'Combined scenario - input'!$D87=\"\"),\"\",F102/'Combined scenario - input'!$D87),\"\")","v":""},{"$f":"IFERROR(IF(OR(G102=\"\",'Combined scenario - input'!$D87=\"\"),\"\",G102/'Combined scenario - input'!$D87),\"\")","v":""},{"$f":"IFERROR(IF(OR(H102=\"\",'Combined scenario - input'!$D87=\"\"),\"\",H102/'Combined scenario - input'!$D87),\"\")","v":""},{"$f":"IFERROR(IF(OR(I102=\"\",'Combined scenario - input'!$D87=\"\"),\"\",I102/'Combined scenario - input'!$D87),\"\")","v":""},{"$f":"IFERROR(IF(OR(J102=\"\",'Combined scenario - input'!$D87=\"\"),\"\",J102/'Combined scenario - input'!$D87),\"\")","v":""},{"$f":"IFERROR(IF(OR(K102=\"\",'Combined scenario - input'!$D87=\"\"),\"\",K102/'Combined scenario - input'!$D87),\"\")","v":""},{"$f":"IFERROR(IF(OR(L102=\"\",'Combined scenario - input'!$D87=\"\"),\"\",L102/'Combined scenario - input'!$D87),\"\")","v":""},{"$f":"IFERROR(IF(OR(M102=\"\",'Combined scenario - input'!$D87=\"\"),\"\",M102/'Combined scenario - input'!$D87),\"\")","v":""},{"$f":"IFERROR(IF(OR(N102=\"\",'Combined scenario - input'!$D87=\"\"),\"\",N102/'Combined scenario - input'!$D87),\"\")","v":""},{"$f":"IFERROR(IF(OR(O102=\"\",'Combined scenario - input'!$D87=\"\"),\"\",O102/'Combined scenario - input'!$D87),\"\")","v":""},{"$f":"IFERROR(IF(OR(P102=\"\",'Combined scenario - input'!$D87=\"\"),\"\",P102/'Combined scenario - input'!$D87),\"\")","v":""},{"$f":"IFERROR(IF(OR(Q102=\"\",'Combined scenario - input'!$D87=\"\"),\"\",Q102/'Combined scenario - input'!$D87),\"\")","v":""},{"$f":"IFERROR(IF(OR(R102=\"\",'Combined scenario - input'!$D87=\"\"),\"\",R102/'Combined scenario - input'!$D87),\"\")","v":""},{"$f":"IFERROR(IF(OR(S102=\"\",'Combined scenario - input'!$D87=\"\"),\"\",S102/'Combined scenario - input'!$D87),\"\")","v":""},{"$f":"IFERROR(IF(OR(T102=\"\",'Combined scenario - input'!$D87=\"\"),\"\",T102/'Combined scenario - input'!$D87),\"\")","v":""},{"$f":"IFERROR(IF(OR(U102=\"\",'Combined scenario - input'!$D87=\"\"),\"\",U102/'Combined scenario - input'!$D87),\"\")","v":""},{"$f":"IFERROR(IF(OR(V102=\"\",'Combined scenario - input'!$D87=\"\"),\"\",V102/'Combined scenario - input'!$D87),\"\")","v":""},{"$f":"IFERROR(IF(OR(W102=\"\",'Combined scenario - input'!$D87=\"\"),\"\",W102/'Combined scenario - input'!$D87),\"\")","v":""}]
[{"$f":"IFERROR('Combined scenario - input'!A88,\"\")","v":""},{"$f":"IFERROR('Combined scenario - input'!B88,\"\")","v":""},{"$f":"IFERROR('Combined scenario - input'!C88,\"\")","v":""},{"$f":"IFERROR(repcalc('Combined scenario - input'!$CV88:$GH88,'Combined scenario - input'!$G88,'Combined scenario - input'!$E88,'Combined scenario - input'!$F88,20,TRUE,TRUE),\"\")","v":""},"","","","","","","","","","","","","","","","","","","",{"$f":"IFERROR(IF(OR(D103=\"\",'Combined scenario - input'!$D88=\"\"),\"\",D103/'Combined scenario - input'!$D88),\"\")","v":""},{"$f":"IFERROR(IF(OR(E103=\"\",'Combined scenario - input'!$D88=\"\"),\"\",E103/'Combined scenario - input'!$D88),\"\")","v":""},{"$f":"IFERROR(IF(OR(F103=\"\",'Combined scenario - input'!$D88=\"\"),\"\",F103/'Combined scenario - input'!$D88),\"\")","v":""},{"$f":"IFERROR(IF(OR(G103=\"\",'Combined scenario - input'!$D88=\"\"),\"\",G103/'Combined scenario - input'!$D88),\"\")","v":""},{"$f":"IFERROR(IF(OR(H103=\"\",'Combined scenario - input'!$D88=\"\"),\"\",H103/'Combined scenario - input'!$D88),\"\")","v":""},{"$f":"IFERROR(IF(OR(I103=\"\",'Combined scenario - input'!$D88=\"\"),\"\",I103/'Combined scenario - input'!$D88),\"\")","v":""},{"$f":"IFERROR(IF(OR(J103=\"\",'Combined scenario - input'!$D88=\"\"),\"\",J103/'Combined scenario - input'!$D88),\"\")","v":""},{"$f":"IFERROR(IF(OR(K103=\"\",'Combined scenario - input'!$D88=\"\"),\"\",K103/'Combined scenario - input'!$D88),\"\")","v":""},{"$f":"IFERROR(IF(OR(L103=\"\",'Combined scenario - input'!$D88=\"\"),\"\",L103/'Combined scenario - input'!$D88),\"\")","v":""},{"$f":"IFERROR(IF(OR(M103=\"\",'Combined scenario - input'!$D88=\"\"),\"\",M103/'Combined scenario - input'!$D88),\"\")","v":""},{"$f":"IFERROR(IF(OR(N103=\"\",'Combined scenario - input'!$D88=\"\"),\"\",N103/'Combined scenario - input'!$D88),\"\")","v":""},{"$f":"IFERROR(IF(OR(O103=\"\",'Combined scenario - input'!$D88=\"\"),\"\",O103/'Combined scenario - input'!$D88),\"\")","v":""},{"$f":"IFERROR(IF(OR(P103=\"\",'Combined scenario - input'!$D88=\"\"),\"\",P103/'Combined scenario - input'!$D88),\"\")","v":""},{"$f":"IFERROR(IF(OR(Q103=\"\",'Combined scenario - input'!$D88=\"\"),\"\",Q103/'Combined scenario - input'!$D88),\"\")","v":""},{"$f":"IFERROR(IF(OR(R103=\"\",'Combined scenario - input'!$D88=\"\"),\"\",R103/'Combined scenario - input'!$D88),\"\")","v":""},{"$f":"IFERROR(IF(OR(S103=\"\",'Combined scenario - input'!$D88=\"\"),\"\",S103/'Combined scenario - input'!$D88),\"\")","v":""},{"$f":"IFERROR(IF(OR(T103=\"\",'Combined scenario - input'!$D88=\"\"),\"\",T103/'Combined scenario - input'!$D88),\"\")","v":""},{"$f":"IFERROR(IF(OR(U103=\"\",'Combined scenario - input'!$D88=\"\"),\"\",U103/'Combined scenario - input'!$D88),\"\")","v":""},{"$f":"IFERROR(IF(OR(V103=\"\",'Combined scenario - input'!$D88=\"\"),\"\",V103/'Combined scenario - input'!$D88),\"\")","v":""},{"$f":"IFERROR(IF(OR(W103=\"\",'Combined scenario - input'!$D88=\"\"),\"\",W103/'Combined scenario - input'!$D88),\"\")","v":""}]
[{"$f":"IFERROR('Combined scenario - input'!A89,\"\")","v":""},{"$f":"IFERROR('Combined scenario - input'!B89,\"\")","v":""},{"$f":"IFERROR('Combined scenario - input'!C89,\"\")","v":""},{"$f":"IFERROR(repcalc('Combined scenario - input'!$CV89:$GH89,'Combined scenario - input'!$G89,'Combined scenario - input'!$E89,'Combined scenario - input'!$F89,20,TRUE,TRUE),\"\")","v":""},"","","","","","","","","","","","","","","","","","","",{"$f":"IFERROR(IF(OR(D104=\"\",'Combined scenario - input'!$D89=\"\"),\"\",D104/'Combined scenario - input'!$D89),\"\")","v":""},{"$f":"IFERROR(IF(OR(E104=\"\",'Combined scenario - input'!$D89=\"\"),\"\",E104/'Combined scenario - input'!$D89),\"\")","v":""},{"$f":"IFERROR(IF(OR(F104=\"\",'Combined scenario - input'!$D89=\"\"),\"\",F104/'Combined scenario - input'!$D89),\"\")","v":""},{"$f":"IFERROR(IF(OR(G104=\"\",'Combined scenario - input'!$D89=\"\"),\"\",G104/'Combined scenario - input'!$D89),\"\")","v":""},{"$f":"IFERROR(IF(OR(H104=\"\",'Combined scenario - input'!$D89=\"\"),\"\",H104/'Combined scenario - input'!$D89),\"\")","v":""},{"$f":"IFERROR(IF(OR(I104=\"\",'Combined scenario - input'!$D89=\"\"),\"\",I104/'Combined scenario - input'!$D89),\"\")","v":""},{"$f":"IFERROR(IF(OR(J104=\"\",'Combined scenario - input'!$D89=\"\"),\"\",J104/'Combined scenario - input'!$D89),\"\")","v":""},{"$f":"IFERROR(IF(OR(K104=\"\",'Combined scenario - input'!$D89=\"\"),\"\",K104/'Combined scenario - input'!$D89),\"\")","v":""},{"$f":"IFERROR(IF(OR(L104=\"\",'Combined scenario - input'!$D89=\"\"),\"\",L104/'Combined scenario - input'!$D89),\"\")","v":""},{"$f":"IFERROR(IF(OR(M104=\"\",'Combined scenario - input'!$D89=\"\"),\"\",M104/'Combined scenario - input'!$D89),\"\")","v":""},{"$f":"IFERROR(IF(OR(N104=\"\",'Combined scenario - input'!$D89=\"\"),\"\",N104/'Combined scenario - input'!$D89),\"\")","v":""},{"$f":"IFERROR(IF(OR(O104=\"\",'Combined scenario - input'!$D89=\"\"),\"\",O104/'Combined scenario - input'!$D89),\"\")","v":""},{"$f":"IFERROR(IF(OR(P104=\"\",'Combined scenario - input'!$D89=\"\"),\"\",P104/'Combined scenario - input'!$D89),\"\")","v":""},{"$f":"IFERROR(IF(OR(Q104=\"\",'Combined scenario - input'!$D89=\"\"),\"\",Q104/'Combined scenario - input'!$D89),\"\")","v":""},{"$f":"IFERROR(IF(OR(R104=\"\",'Combined scenario - input'!$D89=\"\"),\"\",R104/'Combined scenario - input'!$D89),\"\")","v":""},{"$f":"IFERROR(IF(OR(S104=\"\",'Combined scenario - input'!$D89=\"\"),\"\",S104/'Combined scenario - input'!$D89),\"\")","v":""},{"$f":"IFERROR(IF(OR(T104=\"\",'Combined scenario - input'!$D89=\"\"),\"\",T104/'Combined scenario - input'!$D89),\"\")","v":""},{"$f":"IFERROR(IF(OR(U104=\"\",'Combined scenario - input'!$D89=\"\"),\"\",U104/'Combined scenario - input'!$D89),\"\")","v":""},{"$f":"IFERROR(IF(OR(V104=\"\",'Combined scenario - input'!$D89=\"\"),\"\",V104/'Combined scenario - input'!$D89),\"\")","v":""},{"$f":"IFERROR(IF(OR(W104=\"\",'Combined scenario - input'!$D89=\"\"),\"\",W104/'Combined scenario - input'!$D89),\"\")","v":""}]
[{"$f":"IFERROR('Combined scenario - input'!A90,\"\")","v":""},{"$f":"IFERROR('Combined scenario - input'!B90,\"\")","v":""},{"$f":"IFERROR('Combined scenario - input'!C90,\"\")","v":""},{"$f":"IFERROR(repcalc('Combined scenario - input'!$CV90:$GH90,'Combined scenario - input'!$G90,'Combined scenario - input'!$E90,'Combined scenario - input'!$F90,20,TRUE,TRUE),\"\")","v":""},"","","","","","","","","","","","","","","","","","","",{"$f":"IFERROR(IF(OR(D105=\"\",'Combined scenario - input'!$D90=\"\"),\"\",D105/'Combined scenario - input'!$D90),\"\")","v":""},{"$f":"IFERROR(IF(OR(E105=\"\",'Combined scenario - input'!$D90=\"\"),\"\",E105/'Combined scenario - input'!$D90),\"\")","v":""},{"$f":"IFERROR(IF(OR(F105=\"\",'Combined scenario - input'!$D90=\"\"),\"\",F105/'Combined scenario - input'!$D90),\"\")","v":""},{"$f":"IFERROR(IF(OR(G105=\"\",'Combined scenario - input'!$D90=\"\"),\"\",G105/'Combined scenario - input'!$D90),\"\")","v":""},{"$f":"IFERROR(IF(OR(H105=\"\",'Combined scenario - input'!$D90=\"\"),\"\",H105/'Combined scenario - input'!$D90),\"\")","v":""},{"$f":"IFERROR(IF(OR(I105=\"\",'Combined scenario - input'!$D90=\"\"),\"\",I105/'Combined scenario - input'!$D90),\"\")","v":""},{"$f":"IFERROR(IF(OR(J105=\"\",'Combined scenario - input'!$D90=\"\"),\"\",J105/'Combined scenario - input'!$D90),\"\")","v":""},{"$f":"IFERROR(IF(OR(K105=\"\",'Combined scenario - input'!$D90=\"\"),\"\",K105/'Combined scenario - input'!$D90),\"\")","v":""},{"$f":"IFERROR(IF(OR(L105=\"\",'Combined scenario - input'!$D90=\"\"),\"\",L105/'Combined scenario - input'!$D90),\"\")","v":""},{"$f":"IFERROR(IF(OR(M105=\"\",'Combined scenario - input'!$D90=\"\"),\"\",M105/'Combined scenario - input'!$D90),\"\")","v":""},{"$f":"IFERROR(IF(OR(N105=\"\",'Combined scenario - input'!$D90=\"\"),\"\",N105/'Combined scenario - input'!$D90),\"\")","v":""},{"$f":"IFERROR(IF(OR(O105=\"\",'Combined scenario - input'!$D90=\"\"),\"\",O105/'Combined scenario - input'!$D90),\"\")","v":""},{"$f":"IFERROR(IF(OR(P105=\"\",'Combined scenario - input'!$D90=\"\"),\"\",P105/'Combined scenario - input'!$D90),\"\")","v":""},{"$f":"IFERROR(IF(OR(Q105=\"\",'Combined scenario - input'!$D90=\"\"),\"\",Q105/'Combined scenario - input'!$D90),\"\")","v":""},{"$f":"IFERROR(IF(OR(R105=\"\",'Combined scenario - input'!$D90=\"\"),\"\",R105/'Combined scenario - input'!$D90),\"\")","v":""},{"$f":"IFERROR(IF(OR(S105=\"\",'Combined scenario - input'!$D90=\"\"),\"\",S105/'Combined scenario - input'!$D90),\"\")","v":""},{"$f":"IFERROR(IF(OR(T105=\"\",'Combined scenario - input'!$D90=\"\"),\"\",T105/'Combined scenario - input'!$D90),\"\")","v":""},{"$f":"IFERROR(IF(OR(U105=\"\",'Combined scenario - input'!$D90=\"\"),\"\",U105/'Combined scenario - input'!$D90),\"\")","v":""},{"$f":"IFERROR(IF(OR(V105=\"\",'Combined scenario - input'!$D90=\"\"),\"\",V105/'Combined scenario - input'!$D90),\"\")","v":""},{"$f":"IFERROR(IF(OR(W105=\"\",'Combined scenario - input'!$D90=\"\"),\"\",W105/'Combined scenario - input'!$D90),\"\")","v":""}]
[{"$f":"IFERROR('Combined scenario - input'!A91,\"\")","v":""},{"$f":"IFERROR('Combined scenario - input'!B91,\"\")","v":""},{"$f":"IFERROR('Combined scenario - input'!C91,\"\")","v":""},{"$f":"IFERROR(repcalc('Combined scenario - input'!$CV91:$GH91,'Combined scenario - input'!$G91,'Combined scenario - input'!$E91,'Combined scenario - input'!$F91,20,TRUE,TRUE),\"\")","v":""},"","","","","","","","","","","","","","","","","","","",{"$f":"IFERROR(IF(OR(D106=\"\",'Combined scenario - input'!$D91=\"\"),\"\",D106/'Combined scenario - input'!$D91),\"\")","v":""},{"$f":"IFERROR(IF(OR(E106=\"\",'Combined scenario - input'!$D91=\"\"),\"\",E106/'Combined scenario - input'!$D91),\"\")","v":""},{"$f":"IFERROR(IF(OR(F106=\"\",'Combined scenario - input'!$D91=\"\"),\"\",F106/'Combined scenario - input'!$D91),\"\")","v":""},{"$f":"IFERROR(IF(OR(G106=\"\",'Combined scenario - input'!$D91=\"\"),\"\",G106/'Combined scenario - input'!$D91),\"\")","v":""},{"$f":"IFERROR(IF(OR(H106=\"\",'Combined scenario - input'!$D91=\"\"),\"\",H106/'Combined scenario - input'!$D91),\"\")","v":""},{"$f":"IFERROR(IF(OR(I106=\"\",'Combined scenario - input'!$D91=\"\"),\"\",I106/'Combined scenario - input'!$D91),\"\")","v":""},{"$f":"IFERROR(IF(OR(J106=\"\",'Combined scenario - input'!$D91=\"\"),\"\",J106/'Combined scenario - input'!$D91),\"\")","v":""},{"$f":"IFERROR(IF(OR(K106=\"\",'Combined scenario - input'!$D91=\"\"),\"\",K106/'Combined scenario - input'!$D91),\"\")","v":""},{"$f":"IFERROR(IF(OR(L106=\"\",'Combined scenario - input'!$D91=\"\"),\"\",L106/'Combined scenario - input'!$D91),\"\")","v":""},{"$f":"IFERROR(IF(OR(M106=\"\",'Combined scenario - input'!$D91=\"\"),\"\",M106/'Combined scenario - input'!$D91),\"\")","v":""},{"$f":"IFERROR(IF(OR(N106=\"\",'Combined scenario - input'!$D91=\"\"),\"\",N106/'Combined scenario - input'!$D91),\"\")","v":""},{"$f":"IFERROR(IF(OR(O106=\"\",'Combined scenario - input'!$D91=\"\"),\"\",O106/'Combined scenario - input'!$D91),\"\")","v":""},{"$f":"IFERROR(IF(OR(P106=\"\",'Combined scenario - input'!$D91=\"\"),\"\",P106/'Combined scenario - input'!$D91),\"\")","v":""},{"$f":"IFERROR(IF(OR(Q106=\"\",'Combined scenario - input'!$D91=\"\"),\"\",Q106/'Combined scenario - input'!$D91),\"\")","v":""},{"$f":"IFERROR(IF(OR(R106=\"\",'Combined scenario - input'!$D91=\"\"),\"\",R106/'Combined scenario - input'!$D91),\"\")","v":""},{"$f":"IFERROR(IF(OR(S106=\"\",'Combined scenario - input'!$D91=\"\"),\"\",S106/'Combined scenario - input'!$D91),\"\")","v":""},{"$f":"IFERROR(IF(OR(T106=\"\",'Combined scenario - input'!$D91=\"\"),\"\",T106/'Combined scenario - input'!$D91),\"\")","v":""},{"$f":"IFERROR(IF(OR(U106=\"\",'Combined scenario - input'!$D91=\"\"),\"\",U106/'Combined scenario - input'!$D91),\"\")","v":""},{"$f":"IFERROR(IF(OR(V106=\"\",'Combined scenario - input'!$D91=\"\"),\"\",V106/'Combined scenario - input'!$D91),\"\")","v":""},{"$f":"IFERROR(IF(OR(W106=\"\",'Combined scenario - input'!$D91=\"\"),\"\",W106/'Combined scenario - input'!$D91),\"\")","v":""}]
[{"$f":"IFERROR('Combined scenario - input'!A92,\"\")","v":""},{"$f":"IFERROR('Combined scenario - input'!B92,\"\")","v":""},{"$f":"IFERROR('Combined scenario - input'!C92,\"\")","v":""},{"$f":"IFERROR(repcalc('Combined scenario - input'!$CV92:$GH92,'Combined scenario - input'!$G92,'Combined scenario - input'!$E92,'Combined scenario - input'!$F92,20,TRUE,TRUE),\"\")","v":""},"","","","","","","","","","","","","","","","","","","",{"$f":"IFERROR(IF(OR(D107=\"\",'Combined scenario - input'!$D92=\"\"),\"\",D107/'Combined scenario - input'!$D92),\"\")","v":""},{"$f":"IFERROR(IF(OR(E107=\"\",'Combined scenario - input'!$D92=\"\"),\"\",E107/'Combined scenario - input'!$D92),\"\")","v":""},{"$f":"IFERROR(IF(OR(F107=\"\",'Combined scenario - input'!$D92=\"\"),\"\",F107/'Combined scenario - input'!$D92),\"\")","v":""},{"$f":"IFERROR(IF(OR(G107=\"\",'Combined scenario - input'!$D92=\"\"),\"\",G107/'Combined scenario - input'!$D92),\"\")","v":""},{"$f":"IFERROR(IF(OR(H107=\"\",'Combined scenario - input'!$D92=\"\"),\"\",H107/'Combined scenario - input'!$D92),\"\")","v":""},{"$f":"IFERROR(IF(OR(I107=\"\",'Combined scenario - input'!$D92=\"\"),\"\",I107/'Combined scenario - input'!$D92),\"\")","v":""},{"$f":"IFERROR(IF(OR(J107=\"\",'Combined scenario - input'!$D92=\"\"),\"\",J107/'Combined scenario - input'!$D92),\"\")","v":""},{"$f":"IFERROR(IF(OR(K107=\"\",'Combined scenario - input'!$D92=\"\"),\"\",K107/'Combined scenario - input'!$D92),\"\")","v":""},{"$f":"IFERROR(IF(OR(L107=\"\",'Combined scenario - input'!$D92=\"\"),\"\",L107/'Combined scenario - input'!$D92),\"\")","v":""},{"$f":"IFERROR(IF(OR(M107=\"\",'Combined scenario - input'!$D92=\"\"),\"\",M107/'Combined scenario - input'!$D92),\"\")","v":""},{"$f":"IFERROR(IF(OR(N107=\"\",'Combined scenario - input'!$D92=\"\"),\"\",N107/'Combined scenario - input'!$D92),\"\")","v":""},{"$f":"IFERROR(IF(OR(O107=\"\",'Combined scenario - input'!$D92=\"\"),\"\",O107/'Combined scenario - input'!$D92),\"\")","v":""},{"$f":"IFERROR(IF(OR(P107=\"\",'Combined scenario - input'!$D92=\"\"),\"\",P107/'Combined scenario - input'!$D92),\"\")","v":""},{"$f":"IFERROR(IF(OR(Q107=\"\",'Combined scenario - input'!$D92=\"\"),\"\",Q107/'Combined scenario - input'!$D92),\"\")","v":""},{"$f":"IFERROR(IF(OR(R107=\"\",'Combined scenario - input'!$D92=\"\"),\"\",R107/'Combined scenario - input'!$D92),\"\")","v":""},{"$f":"IFERROR(IF(OR(S107=\"\",'Combined scenario - input'!$D92=\"\"),\"\",S107/'Combined scenario - input'!$D92),\"\")","v":""},{"$f":"IFERROR(IF(OR(T107=\"\",'Combined scenario - input'!$D92=\"\"),\"\",T107/'Combined scenario - input'!$D92),\"\")","v":""},{"$f":"IFERROR(IF(OR(U107=\"\",'Combined scenario - input'!$D92=\"\"),\"\",U107/'Combined scenario - input'!$D92),\"\")","v":""},{"$f":"IFERROR(IF(OR(V107=\"\",'Combined scenario - input'!$D92=\"\"),\"\",V107/'Combined scenario - input'!$D92),\"\")","v":""},{"$f":"IFERROR(IF(OR(W107=\"\",'Combined scenario - input'!$D92=\"\"),\"\",W107/'Combined scenario - input'!$D92),\"\")","v":""}]
[{"$f":"IFERROR('Combined scenario - input'!A93,\"\")","v":""},{"$f":"IFERROR('Combined scenario - input'!B93,\"\")","v":""},{"$f":"IFERROR('Combined scenario - input'!C93,\"\")","v":""},{"$f":"IFERROR(repcalc('Combined scenario - input'!$CV93:$GH93,'Combined scenario - input'!$G93,'Combined scenario - input'!$E93,'Combined scenario - input'!$F93,20,TRUE,TRUE),\"\")","v":""},"","","","","","","","","","","","","","","","","","","",{"$f":"IFERROR(IF(OR(D108=\"\",'Combined scenario - input'!$D93=\"\"),\"\",D108/'Combined scenario - input'!$D93),\"\")","v":""},{"$f":"IFERROR(IF(OR(E108=\"\",'Combined scenario - input'!$D93=\"\"),\"\",E108/'Combined scenario - input'!$D93),\"\")","v":""},{"$f":"IFERROR(IF(OR(F108=\"\",'Combined scenario - input'!$D93=\"\"),\"\",F108/'Combined scenario - input'!$D93),\"\")","v":""},{"$f":"IFERROR(IF(OR(G108=\"\",'Combined scenario - input'!$D93=\"\"),\"\",G108/'Combined scenario - input'!$D93),\"\")","v":""},{"$f":"IFERROR(IF(OR(H108=\"\",'Combined scenario - input'!$D93=\"\"),\"\",H108/'Combined scenario - input'!$D93),\"\")","v":""},{"$f":"IFERROR(IF(OR(I108=\"\",'Combined scenario - input'!$D93=\"\"),\"\",I108/'Combined scenario - input'!$D93),\"\")","v":""},{"$f":"IFERROR(IF(OR(J108=\"\",'Combined scenario - input'!$D93=\"\"),\"\",J108/'Combined scenario - input'!$D93),\"\")","v":""},{"$f":"IFERROR(IF(OR(K108=\"\",'Combined scenario - input'!$D93=\"\"),\"\",K108/'Combined scenario - input'!$D93),\"\")","v":""},{"$f":"IFERROR(IF(OR(L108=\"\",'Combined scenario - input'!$D93=\"\"),\"\",L108/'Combined scenario - input'!$D93),\"\")","v":""},{"$f":"IFERROR(IF(OR(M108=\"\",'Combined scenario - input'!$D93=\"\"),\"\",M108/'Combined scenario - input'!$D93),\"\")","v":""},{"$f":"IFERROR(IF(OR(N108=\"\",'Combined scenario - input'!$D93=\"\"),\"\",N108/'Combined scenario - input'!$D93),\"\")","v":""},{"$f":"IFERROR(IF(OR(O108=\"\",'Combined scenario - input'!$D93=\"\"),\"\",O108/'Combined scenario - input'!$D93),\"\")","v":""},{"$f":"IFERROR(IF(OR(P108=\"\",'Combined scenario - input'!$D93=\"\"),\"\",P108/'Combined scenario - input'!$D93),\"\")","v":""},{"$f":"IFERROR(IF(OR(Q108=\"\",'Combined scenario - input'!$D93=\"\"),\"\",Q108/'Combined scenario - input'!$D93),\"\")","v":""},{"$f":"IFERROR(IF(OR(R108=\"\",'Combined scenario - input'!$D93=\"\"),\"\",R108/'Combined scenario - input'!$D93),\"\")","v":""},{"$f":"IFERROR(IF(OR(S108=\"\",'Combined scenario - input'!$D93=\"\"),\"\",S108/'Combined scenario - input'!$D93),\"\")","v":""},{"$f":"IFERROR(IF(OR(T108=\"\",'Combined scenario - input'!$D93=\"\"),\"\",T108/'Combined scenario - input'!$D93),\"\")","v":""},{"$f":"IFERROR(IF(OR(U108=\"\",'Combined scenario - input'!$D93=\"\"),\"\",U108/'Combined scenario - input'!$D93),\"\")","v":""},{"$f":"IFERROR(IF(OR(V108=\"\",'Combined scenario - input'!$D93=\"\"),\"\",V108/'Combined scenario - input'!$D93),\"\")","v":""},{"$f":"IFERROR(IF(OR(W108=\"\",'Combined scenario - input'!$D93=\"\"),\"\",W108/'Combined scenario - input'!$D93),\"\")","v":""}]
[{"$f":"IFERROR('Combined scenario - input'!A94,\"\")","v":""},{"$f":"IFERROR('Combined scenario - input'!B94,\"\")","v":""},{"$f":"IFERROR('Combined scenario - input'!C94,\"\")","v":""},{"$f":"IFERROR(repcalc('Combined scenario - input'!$CV94:$GH94,'Combined scenario - input'!$G94,'Combined scenario - input'!$E94,'Combined scenario - input'!$F94,20,TRUE,TRUE),\"\")","v":""},"","","","","","","","","","","","","","","","","","","",{"$f":"IFERROR(IF(OR(D109=\"\",'Combined scenario - input'!$D94=\"\"),\"\",D109/'Combined scenario - input'!$D94),\"\")","v":""},{"$f":"IFERROR(IF(OR(E109=\"\",'Combined scenario - input'!$D94=\"\"),\"\",E109/'Combined scenario - input'!$D94),\"\")","v":""},{"$f":"IFERROR(IF(OR(F109=\"\",'Combined scenario - input'!$D94=\"\"),\"\",F109/'Combined scenario - input'!$D94),\"\")","v":""},{"$f":"IFERROR(IF(OR(G109=\"\",'Combined scenario - input'!$D94=\"\"),\"\",G109/'Combined scenario - input'!$D94),\"\")","v":""},{"$f":"IFERROR(IF(OR(H109=\"\",'Combined scenario - input'!$D94=\"\"),\"\",H109/'Combined scenario - input'!$D94),\"\")","v":""},{"$f":"IFERROR(IF(OR(I109=\"\",'Combined scenario - input'!$D94=\"\"),\"\",I109/'Combined scenario - input'!$D94),\"\")","v":""},{"$f":"IFERROR(IF(OR(J109=\"\",'Combined scenario - input'!$D94=\"\"),\"\",J109/'Combined scenario - input'!$D94),\"\")","v":""},{"$f":"IFERROR(IF(OR(K109=\"\",'Combined scenario - input'!$D94=\"\"),\"\",K109/'Combined scenario - input'!$D94),\"\")","v":""},{"$f":"IFERROR(IF(OR(L109=\"\",'Combined scenario - input'!$D94=\"\"),\"\",L109/'Combined scenario - input'!$D94),\"\")","v":""},{"$f":"IFERROR(IF(OR(M109=\"\",'Combined scenario - input'!$D94=\"\"),\"\",M109/'Combined scenario - input'!$D94),\"\")","v":""},{"$f":"IFERROR(IF(OR(N109=\"\",'Combined scenario - input'!$D94=\"\"),\"\",N109/'Combined scenario - input'!$D94),\"\")","v":""},{"$f":"IFERROR(IF(OR(O109=\"\",'Combined scenario - input'!$D94=\"\"),\"\",O109/'Combined scenario - input'!$D94),\"\")","v":""},{"$f":"IFERROR(IF(OR(P109=\"\",'Combined scenario - input'!$D94=\"\"),\"\",P109/'Combined scenario - input'!$D94),\"\")","v":""},{"$f":"IFERROR(IF(OR(Q109=\"\",'Combined scenario - input'!$D94=\"\"),\"\",Q109/'Combined scenario - input'!$D94),\"\")","v":""},{"$f":"IFERROR(IF(OR(R109=\"\",'Combined scenario - input'!$D94=\"\"),\"\",R109/'Combined scenario - input'!$D94),\"\")","v":""},{"$f":"IFERROR(IF(OR(S109=\"\",'Combined scenario - input'!$D94=\"\"),\"\",S109/'Combined scenario - input'!$D94),\"\")","v":""},{"$f":"IFERROR(IF(OR(T109=\"\",'Combined scenario - input'!$D94=\"\"),\"\",T109/'Combined scenario - input'!$D94),\"\")","v":""},{"$f":"IFERROR(IF(OR(U109=\"\",'Combined scenario - input'!$D94=\"\"),\"\",U109/'Combined scenario - input'!$D94),\"\")","v":""},{"$f":"IFERROR(IF(OR(V109=\"\",'Combined scenario - input'!$D94=\"\"),\"\",V109/'Combined scenario - input'!$D94),\"\")","v":""},{"$f":"IFERROR(IF(OR(W109=\"\",'Combined scenario - input'!$D94=\"\"),\"\",W109/'Combined scenario - input'!$D94),\"\")","v":""}]
[{"$f":"IFERROR('Combined scenario - input'!A95,\"\")","v":""},{"$f":"IFERROR('Combined scenario - input'!B95,\"\")","v":""},{"$f":"IFERROR('Combined scenario - input'!C95,\"\")","v":""},{"$f":"IFERROR(repcalc('Combined scenario - input'!$CV95:$GH95,'Combined scenario - input'!$G95,'Combined scenario - input'!$E95,'Combined scenario - input'!$F95,20,TRUE,TRUE),\"\")","v":""},"","","","","","","","","","","","","","","","","","","",{"$f":"IFERROR(IF(OR(D110=\"\",'Combined scenario - input'!$D95=\"\"),\"\",D110/'Combined scenario - input'!$D95),\"\")","v":""},{"$f":"IFERROR(IF(OR(E110=\"\",'Combined scenario - input'!$D95=\"\"),\"\",E110/'Combined scenario - input'!$D95),\"\")","v":""},{"$f":"IFERROR(IF(OR(F110=\"\",'Combined scenario - input'!$D95=\"\"),\"\",F110/'Combined scenario - input'!$D95),\"\")","v":""},{"$f":"IFERROR(IF(OR(G110=\"\",'Combined scenario - input'!$D95=\"\"),\"\",G110/'Combined scenario - input'!$D95),\"\")","v":""},{"$f":"IFERROR(IF(OR(H110=\"\",'Combined scenario - input'!$D95=\"\"),\"\",H110/'Combined scenario - input'!$D95),\"\")","v":""},{"$f":"IFERROR(IF(OR(I110=\"\",'Combined scenario - input'!$D95=\"\"),\"\",I110/'Combined scenario - input'!$D95),\"\")","v":""},{"$f":"IFERROR(IF(OR(J110=\"\",'Combined scenario - input'!$D95=\"\"),\"\",J110/'Combined scenario - input'!$D95),\"\")","v":""},{"$f":"IFERROR(IF(OR(K110=\"\",'Combined scenario - input'!$D95=\"\"),\"\",K110/'Combined scenario - input'!$D95),\"\")","v":""},{"$f":"IFERROR(IF(OR(L110=\"\",'Combined scenario - input'!$D95=\"\"),\"\",L110/'Combined scenario - input'!$D95),\"\")","v":""},{"$f":"IFERROR(IF(OR(M110=\"\",'Combined scenario - input'!$D95=\"\"),\"\",M110/'Combined scenario - input'!$D95),\"\")","v":""},{"$f":"IFERROR(IF(OR(N110=\"\",'Combined scenario - input'!$D95=\"\"),\"\",N110/'Combined scenario - input'!$D95),\"\")","v":""},{"$f":"IFERROR(IF(OR(O110=\"\",'Combined scenario - input'!$D95=\"\"),\"\",O110/'Combined scenario - input'!$D95),\"\")","v":""},{"$f":"IFERROR(IF(OR(P110=\"\",'Combined scenario - input'!$D95=\"\"),\"\",P110/'Combined scenario - input'!$D95),\"\")","v":""},{"$f":"IFERROR(IF(OR(Q110=\"\",'Combined scenario - input'!$D95=\"\"),\"\",Q110/'Combined scenario - input'!$D95),\"\")","v":""},{"$f":"IFERROR(IF(OR(R110=\"\",'Combined scenario - input'!$D95=\"\"),\"\",R110/'Combined scenario - input'!$D95),\"\")","v":""},{"$f":"IFERROR(IF(OR(S110=\"\",'Combined scenario - input'!$D95=\"\"),\"\",S110/'Combined scenario - input'!$D95),\"\")","v":""},{"$f":"IFERROR(IF(OR(T110=\"\",'Combined scenario - input'!$D95=\"\"),\"\",T110/'Combined scenario - input'!$D95),\"\")","v":""},{"$f":"IFERROR(IF(OR(U110=\"\",'Combined scenario - input'!$D95=\"\"),\"\",U110/'Combined scenario - input'!$D95),\"\")","v":""},{"$f":"IFERROR(IF(OR(V110=\"\",'Combined scenario - input'!$D95=\"\"),\"\",V110/'Combined scenario - input'!$D95),\"\")","v":""},{"$f":"IFERROR(IF(OR(W110=\"\",'Combined scenario - input'!$D95=\"\"),\"\",W110/'Combined scenario - input'!$D95),\"\")","v":""}]
[{"$f":"IFERROR('Combined scenario - input'!A96,\"\")","v":""},{"$f":"IFERROR('Combined scenario - input'!B96,\"\")","v":""},{"$f":"IFERROR('Combined scenario - input'!C96,\"\")","v":""},{"$f":"IFERROR(repcalc('Combined scenario - input'!$CV96:$GH96,'Combined scenario - input'!$G96,'Combined scenario - input'!$E96,'Combined scenario - input'!$F96,20,TRUE,TRUE),\"\")","v":""},"","","","","","","","","","","","","","","","","","","",{"$f":"IFERROR(IF(OR(D111=\"\",'Combined scenario - input'!$D96=\"\"),\"\",D111/'Combined scenario - input'!$D96),\"\")","v":""},{"$f":"IFERROR(IF(OR(E111=\"\",'Combined scenario - input'!$D96=\"\"),\"\",E111/'Combined scenario - input'!$D96),\"\")","v":""},{"$f":"IFERROR(IF(OR(F111=\"\",'Combined scenario - input'!$D96=\"\"),\"\",F111/'Combined scenario - input'!$D96),\"\")","v":""},{"$f":"IFERROR(IF(OR(G111=\"\",'Combined scenario - input'!$D96=\"\"),\"\",G111/'Combined scenario - input'!$D96),\"\")","v":""},{"$f":"IFERROR(IF(OR(H111=\"\",'Combined scenario - input'!$D96=\"\"),\"\",H111/'Combined scenario - input'!$D96),\"\")","v":""},{"$f":"IFERROR(IF(OR(I111=\"\",'Combined scenario - input'!$D96=\"\"),\"\",I111/'Combined scenario - input'!$D96),\"\")","v":""},{"$f":"IFERROR(IF(OR(J111=\"\",'Combined scenario - input'!$D96=\"\"),\"\",J111/'Combined scenario - input'!$D96),\"\")","v":""},{"$f":"IFERROR(IF(OR(K111=\"\",'Combined scenario - input'!$D96=\"\"),\"\",K111/'Combined scenario - input'!$D96),\"\")","v":""},{"$f":"IFERROR(IF(OR(L111=\"\",'Combined scenario - input'!$D96=\"\"),\"\",L111/'Combined scenario - input'!$D96),\"\")","v":""},{"$f":"IFERROR(IF(OR(M111=\"\",'Combined scenario - input'!$D96=\"\"),\"\",M111/'Combined scenario - input'!$D96),\"\")","v":""},{"$f":"IFERROR(IF(OR(N111=\"\",'Combined scenario - input'!$D96=\"\"),\"\",N111/'Combined scenario - input'!$D96),\"\")","v":""},{"$f":"IFERROR(IF(OR(O111=\"\",'Combined scenario - input'!$D96=\"\"),\"\",O111/'Combined scenario - input'!$D96),\"\")","v":""},{"$f":"IFERROR(IF(OR(P111=\"\",'Combined scenario - input'!$D96=\"\"),\"\",P111/'Combined scenario - input'!$D96),\"\")","v":""},{"$f":"IFERROR(IF(OR(Q111=\"\",'Combined scenario - input'!$D96=\"\"),\"\",Q111/'Combined scenario - input'!$D96),\"\")","v":""},{"$f":"IFERROR(IF(OR(R111=\"\",'Combined scenario - input'!$D96=\"\"),\"\",R111/'Combined scenario - input'!$D96),\"\")","v":""},{"$f":"IFERROR(IF(OR(S111=\"\",'Combined scenario - input'!$D96=\"\"),\"\",S111/'Combined scenario - input'!$D96),\"\")","v":""},{"$f":"IFERROR(IF(OR(T111=\"\",'Combined scenario - input'!$D96=\"\"),\"\",T111/'Combined scenario - input'!$D96),\"\")","v":""},{"$f":"IFERROR(IF(OR(U111=\"\",'Combined scenario - input'!$D96=\"\"),\"\",U111/'Combined scenario - input'!$D96),\"\")","v":""},{"$f":"IFERROR(IF(OR(V111=\"\",'Combined scenario - input'!$D96=\"\"),\"\",V111/'Combined scenario - input'!$D96),\"\")","v":""},{"$f":"IFERROR(IF(OR(W111=\"\",'Combined scenario - input'!$D96=\"\"),\"\",W111/'Combined scenario - input'!$D96),\"\")","v":""}]
[{"$f":"IFERROR('Combined scenario - input'!A97,\"\")","v":""},{"$f":"IFERROR('Combined scenario - input'!B97,\"\")","v":""},{"$f":"IFERROR('Combined scenario - input'!C97,\"\")","v":""},{"$f":"IFERROR(repcalc('Combined scenario - input'!$CV97:$GH97,'Combined scenario - input'!$G97,'Combined scenario - input'!$E97,'Combined scenario - input'!$F97,20,TRUE,TRUE),\"\")","v":""},"","","","","","","","","","","","","","","","","","","",{"$f":"IFERROR(IF(OR(D112=\"\",'Combined scenario - input'!$D97=\"\"),\"\",D112/'Combined scenario - input'!$D97),\"\")","v":""},{"$f":"IFERROR(IF(OR(E112=\"\",'Combined scenario - input'!$D97=\"\"),\"\",E112/'Combined scenario - input'!$D97),\"\")","v":""},{"$f":"IFERROR(IF(OR(F112=\"\",'Combined scenario - input'!$D97=\"\"),\"\",F112/'Combined scenario - input'!$D97),\"\")","v":""},{"$f":"IFERROR(IF(OR(G112=\"\",'Combined scenario - input'!$D97=\"\"),\"\",G112/'Combined scenario - input'!$D97),\"\")","v":""},{"$f":"IFERROR(IF(OR(H112=\"\",'Combined scenario - input'!$D97=\"\"),\"\",H112/'Combined scenario - input'!$D97),\"\")","v":""},{"$f":"IFERROR(IF(OR(I112=\"\",'Combined scenario - input'!$D97=\"\"),\"\",I112/'Combined scenario - input'!$D97),\"\")","v":""},{"$f":"IFERROR(IF(OR(J112=\"\",'Combined scenario - input'!$D97=\"\"),\"\",J112/'Combined scenario - input'!$D97),\"\")","v":""},{"$f":"IFERROR(IF(OR(K112=\"\",'Combined scenario - input'!$D97=\"\"),\"\",K112/'Combined scenario - input'!$D97),\"\")","v":""},{"$f":"IFERROR(IF(OR(L112=\"\",'Combined scenario - input'!$D97=\"\"),\"\",L112/'Combined scenario - input'!$D97),\"\")","v":""},{"$f":"IFERROR(IF(OR(M112=\"\",'Combined scenario - input'!$D97=\"\"),\"\",M112/'Combined scenario - input'!$D97),\"\")","v":""},{"$f":"IFERROR(IF(OR(N112=\"\",'Combined scenario - input'!$D97=\"\"),\"\",N112/'Combined scenario - input'!$D97),\"\")","v":""},{"$f":"IFERROR(IF(OR(O112=\"\",'Combined scenario - input'!$D97=\"\"),\"\",O112/'Combined scenario - input'!$D97),\"\")","v":""},{"$f":"IFERROR(IF(OR(P112=\"\",'Combined scenario - input'!$D97=\"\"),\"\",P112/'Combined scenario - input'!$D97),\"\")","v":""},{"$f":"IFERROR(IF(OR(Q112=\"\",'Combined scenario - input'!$D97=\"\"),\"\",Q112/'Combined scenario - input'!$D97),\"\")","v":""},{"$f":"IFERROR(IF(OR(R112=\"\",'Combined scenario - input'!$D97=\"\"),\"\",R112/'Combined scenario - input'!$D97),\"\")","v":""},{"$f":"IFERROR(IF(OR(S112=\"\",'Combined scenario - input'!$D97=\"\"),\"\",S112/'Combined scenario - input'!$D97),\"\")","v":""},{"$f":"IFERROR(IF(OR(T112=\"\",'Combined scenario - input'!$D97=\"\"),\"\",T112/'Combined scenario - input'!$D97),\"\")","v":""},{"$f":"IFERROR(IF(OR(U112=\"\",'Combined scenario - input'!$D97=\"\"),\"\",U112/'Combined scenario - input'!$D97),\"\")","v":""},{"$f":"IFERROR(IF(OR(V112=\"\",'Combined scenario - input'!$D97=\"\"),\"\",V112/'Combined scenario - input'!$D97),\"\")","v":""},{"$f":"IFERROR(IF(OR(W112=\"\",'Combined scenario - input'!$D97=\"\"),\"\",W112/'Combined scenario - input'!$D97),\"\")","v":""}]
[{"$f":"IFERROR('Combined scenario - input'!A98,\"\")","v":""},{"$f":"IFERROR('Combined scenario - input'!B98,\"\")","v":""},{"$f":"IFERROR('Combined scenario - input'!C98,\"\")","v":""},{"$f":"IFERROR(repcalc('Combined scenario - input'!$CV98:$GH98,'Combined scenario - input'!$G98,'Combined scenario - input'!$E98,'Combined scenario - input'!$F98,20,TRUE,TRUE),\"\")","v":""},"","","","","","","","","","","","","","","","","","","",{"$f":"IFERROR(IF(OR(D113=\"\",'Combined scenario - input'!$D98=\"\"),\"\",D113/'Combined scenario - input'!$D98),\"\")","v":""},{"$f":"IFERROR(IF(OR(E113=\"\",'Combined scenario - input'!$D98=\"\"),\"\",E113/'Combined scenario - input'!$D98),\"\")","v":""},{"$f":"IFERROR(IF(OR(F113=\"\",'Combined scenario - input'!$D98=\"\"),\"\",F113/'Combined scenario - input'!$D98),\"\")","v":""},{"$f":"IFERROR(IF(OR(G113=\"\",'Combined scenario - input'!$D98=\"\"),\"\",G113/'Combined scenario - input'!$D98),\"\")","v":""},{"$f":"IFERROR(IF(OR(H113=\"\",'Combined scenario - input'!$D98=\"\"),\"\",H113/'Combined scenario - input'!$D98),\"\")","v":""},{"$f":"IFERROR(IF(OR(I113=\"\",'Combined scenario - input'!$D98=\"\"),\"\",I113/'Combined scenario - input'!$D98),\"\")","v":""},{"$f":"IFERROR(IF(OR(J113=\"\",'Combined scenario - input'!$D98=\"\"),\"\",J113/'Combined scenario - input'!$D98),\"\")","v":""},{"$f":"IFERROR(IF(OR(K113=\"\",'Combined scenario - input'!$D98=\"\"),\"\",K113/'Combined scenario - input'!$D98),\"\")","v":""},{"$f":"IFERROR(IF(OR(L113=\"\",'Combined scenario - input'!$D98=\"\"),\"\",L113/'Combined scenario - input'!$D98),\"\")","v":""},{"$f":"IFERROR(IF(OR(M113=\"\",'Combined scenario - input'!$D98=\"\"),\"\",M113/'Combined scenario - input'!$D98),\"\")","v":""},{"$f":"IFERROR(IF(OR(N113=\"\",'Combined scenario - input'!$D98=\"\"),\"\",N113/'Combined scenario - input'!$D98),\"\")","v":""},{"$f":"IFERROR(IF(OR(O113=\"\",'Combined scenario - input'!$D98=\"\"),\"\",O113/'Combined scenario - input'!$D98),\"\")","v":""},{"$f":"IFERROR(IF(OR(P113=\"\",'Combined scenario - input'!$D98=\"\"),\"\",P113/'Combined scenario - input'!$D98),\"\")","v":""},{"$f":"IFERROR(IF(OR(Q113=\"\",'Combined scenario - input'!$D98=\"\"),\"\",Q113/'Combined scenario - input'!$D98),\"\")","v":""},{"$f":"IFERROR(IF(OR(R113=\"\",'Combined scenario - input'!$D98=\"\"),\"\",R113/'Combined scenario - input'!$D98),\"\")","v":""},{"$f":"IFERROR(IF(OR(S113=\"\",'Combined scenario - input'!$D98=\"\"),\"\",S113/'Combined scenario - input'!$D98),\"\")","v":""},{"$f":"IFERROR(IF(OR(T113=\"\",'Combined scenario - input'!$D98=\"\"),\"\",T113/'Combined scenario - input'!$D98),\"\")","v":""},{"$f":"IFERROR(IF(OR(U113=\"\",'Combined scenario - input'!$D98=\"\"),\"\",U113/'Combined scenario - input'!$D98),\"\")","v":""},{"$f":"IFERROR(IF(OR(V113=\"\",'Combined scenario - input'!$D98=\"\"),\"\",V113/'Combined scenario - input'!$D98),\"\")","v":""},{"$f":"IFERROR(IF(OR(W113=\"\",'Combined scenario - input'!$D98=\"\"),\"\",W113/'Combined scenario - input'!$D98),\"\")","v":""}]
[{"$f":"IFERROR('Combined scenario - input'!A99,\"\")","v":""},{"$f":"IFERROR('Combined scenario - input'!B99,\"\")","v":""},{"$f":"IFERROR('Combined scenario - input'!C99,\"\")","v":""},{"$f":"IFERROR(repcalc('Combined scenario - input'!$CV99:$GH99,'Combined scenario - input'!$G99,'Combined scenario - input'!$E99,'Combined scenario - input'!$F99,20,TRUE,TRUE),\"\")","v":""},"","","","","","","","","","","","","","","","","","","",{"$f":"IFERROR(IF(OR(D114=\"\",'Combined scenario - input'!$D99=\"\"),\"\",D114/'Combined scenario - input'!$D99),\"\")","v":""},{"$f":"IFERROR(IF(OR(E114=\"\",'Combined scenario - input'!$D99=\"\"),\"\",E114/'Combined scenario - input'!$D99),\"\")","v":""},{"$f":"IFERROR(IF(OR(F114=\"\",'Combined scenario - input'!$D99=\"\"),\"\",F114/'Combined scenario - input'!$D99),\"\")","v":""},{"$f":"IFERROR(IF(OR(G114=\"\",'Combined scenario - input'!$D99=\"\"),\"\",G114/'Combined scenario - input'!$D99),\"\")","v":""},{"$f":"IFERROR(IF(OR(H114=\"\",'Combined scenario - input'!$D99=\"\"),\"\",H114/'Combined scenario - input'!$D99),\"\")","v":""},{"$f":"IFERROR(IF(OR(I114=\"\",'Combined scenario - input'!$D99=\"\"),\"\",I114/'Combined scenario - input'!$D99),\"\")","v":""},{"$f":"IFERROR(IF(OR(J114=\"\",'Combined scenario - input'!$D99=\"\"),\"\",J114/'Combined scenario - input'!$D99),\"\")","v":""},{"$f":"IFERROR(IF(OR(K114=\"\",'Combined scenario - input'!$D99=\"\"),\"\",K114/'Combined scenario - input'!$D99),\"\")","v":""},{"$f":"IFERROR(IF(OR(L114=\"\",'Combined scenario - input'!$D99=\"\"),\"\",L114/'Combined scenario - input'!$D99),\"\")","v":""},{"$f":"IFERROR(IF(OR(M114=\"\",'Combined scenario - input'!$D99=\"\"),\"\",M114/'Combined scenario - input'!$D99),\"\")","v":""},{"$f":"IFERROR(IF(OR(N114=\"\",'Combined scenario - input'!$D99=\"\"),\"\",N114/'Combined scenario - input'!$D99),\"\")","v":""},{"$f":"IFERROR(IF(OR(O114=\"\",'Combined scenario - input'!$D99=\"\"),\"\",O114/'Combined scenario - input'!$D99),\"\")","v":""},{"$f":"IFERROR(IF(OR(P114=\"\",'Combined scenario - input'!$D99=\"\"),\"\",P114/'Combined scenario - input'!$D99),\"\")","v":""},{"$f":"IFERROR(IF(OR(Q114=\"\",'Combined scenario - input'!$D99=\"\"),\"\",Q114/'Combined scenario - input'!$D99),\"\")","v":""},{"$f":"IFERROR(IF(OR(R114=\"\",'Combined scenario - input'!$D99=\"\"),\"\",R114/'Combined scenario - input'!$D99),\"\")","v":""},{"$f":"IFERROR(IF(OR(S114=\"\",'Combined scenario - input'!$D99=\"\"),\"\",S114/'Combined scenario - input'!$D99),\"\")","v":""},{"$f":"IFERROR(IF(OR(T114=\"\",'Combined scenario - input'!$D99=\"\"),\"\",T114/'Combined scenario - input'!$D99),\"\")","v":""},{"$f":"IFERROR(IF(OR(U114=\"\",'Combined scenario - input'!$D99=\"\"),\"\",U114/'Combined scenario - input'!$D99),\"\")","v":""},{"$f":"IFERROR(IF(OR(V114=\"\",'Combined scenario - input'!$D99=\"\"),\"\",V114/'Combined scenario - input'!$D99),\"\")","v":""},{"$f":"IFERROR(IF(OR(W114=\"\",'Combined scenario - input'!$D99=\"\"),\"\",W114/'Combined scenario - input'!$D99),\"\")","v":""}]
[{"$f":"IFERROR('Combined scenario - input'!A100,\"\")","v":""},{"$f":"IFERROR('Combined scenario - input'!B100,\"\")","v":""},{"$f":"IFERROR('Combined scenario - input'!C100,\"\")","v":""},{"$f":"IFERROR(repcalc('Combined scenario - input'!$CV100:$GH100,'Combined scenario - input'!$G100,'Combined scenario - input'!$E100,'Combined scenario - input'!$F100,20,TRUE,TRUE),\"\")","v":""},"","","","","","","","","","","","","","","","","","","",{"$f":"IFERROR(IF(OR(D115=\"\",'Combined scenario - input'!$D100=\"\"),\"\",D115/'Combined scenario - input'!$D100),\"\")","v":""},{"$f":"IFERROR(IF(OR(E115=\"\",'Combined scenario - input'!$D100=\"\"),\"\",E115/'Combined scenario - input'!$D100),\"\")","v":""},{"$f":"IFERROR(IF(OR(F115=\"\",'Combined scenario - input'!$D100=\"\"),\"\",F115/'Combined scenario - input'!$D100),\"\")","v":""},{"$f":"IFERROR(IF(OR(G115=\"\",'Combined scenario - input'!$D100=\"\"),\"\",G115/'Combined scenario - input'!$D100),\"\")","v":""},{"$f":"IFERROR(IF(OR(H115=\"\",'Combined scenario - input'!$D100=\"\"),\"\",H115/'Combined scenario - input'!$D100),\"\")","v":""},{"$f":"IFERROR(IF(OR(I115=\"\",'Combined scenario - input'!$D100=\"\"),\"\",I115/'Combined scenario - input'!$D100),\"\")","v":""},{"$f":"IFERROR(IF(OR(J115=\"\",'Combined scenario - input'!$D100=\"\"),\"\",J115/'Combined scenario - input'!$D100),\"\")","v":""},{"$f":"IFERROR(IF(OR(K115=\"\",'Combined scenario - input'!$D100=\"\"),\"\",K115/'Combined scenario - input'!$D100),\"\")","v":""},{"$f":"IFERROR(IF(OR(L115=\"\",'Combined scenario - input'!$D100=\"\"),\"\",L115/'Combined scenario - input'!$D100),\"\")","v":""},{"$f":"IFERROR(IF(OR(M115=\"\",'Combined scenario - input'!$D100=\"\"),\"\",M115/'Combined scenario - input'!$D100),\"\")","v":""},{"$f":"IFERROR(IF(OR(N115=\"\",'Combined scenario - input'!$D100=\"\"),\"\",N115/'Combined scenario - input'!$D100),\"\")","v":""},{"$f":"IFERROR(IF(OR(O115=\"\",'Combined scenario - input'!$D100=\"\"),\"\",O115/'Combined scenario - input'!$D100),\"\")","v":""},{"$f":"IFERROR(IF(OR(P115=\"\",'Combined scenario - input'!$D100=\"\"),\"\",P115/'Combined scenario - input'!$D100),\"\")","v":""},{"$f":"IFERROR(IF(OR(Q115=\"\",'Combined scenario - input'!$D100=\"\"),\"\",Q115/'Combined scenario - input'!$D100),\"\")","v":""},{"$f":"IFERROR(IF(OR(R115=\"\",'Combined scenario - input'!$D100=\"\"),\"\",R115/'Combined scenario - input'!$D100),\"\")","v":""},{"$f":"IFERROR(IF(OR(S115=\"\",'Combined scenario - input'!$D100=\"\"),\"\",S115/'Combined scenario - input'!$D100),\"\")","v":""},{"$f":"IFERROR(IF(OR(T115=\"\",'Combined scenario - input'!$D100=\"\"),\"\",T115/'Combined scenario - input'!$D100),\"\")","v":""},{"$f":"IFERROR(IF(OR(U115=\"\",'Combined scenario - input'!$D100=\"\"),\"\",U115/'Combined scenario - input'!$D100),\"\")","v":""},{"$f":"IFERROR(IF(OR(V115=\"\",'Combined scenario - input'!$D100=\"\"),\"\",V115/'Combined scenario - input'!$D100),\"\")","v":""},{"$f":"IFERROR(IF(OR(W115=\"\",'Combined scenario - input'!$D100=\"\"),\"\",W115/'Combined scenario - input'!$D100),\"\")","v":""}]
[{"$f":"IFERROR('Combined scenario - input'!A101,\"\")","v":""},{"$f":"IFERROR('Combined scenario - input'!B101,\"\")","v":""},{"$f":"IFERROR('Combined scenario - input'!C101,\"\")","v":""},{"$f":"IFERROR(repcalc('Combined scenario - input'!$CV101:$GH101,'Combined scenario - input'!$G101,'Combined scenario - input'!$E101,'Combined scenario - input'!$F101,20,TRUE,TRUE),\"\")","v":""},"","","","","","","","","","","","","","","","","","","",{"$f":"IFERROR(IF(OR(D116=\"\",'Combined scenario - input'!$D101=\"\"),\"\",D116/'Combined scenario - input'!$D101),\"\")","v":""},{"$f":"IFERROR(IF(OR(E116=\"\",'Combined scenario - input'!$D101=\"\"),\"\",E116/'Combined scenario - input'!$D101),\"\")","v":""},{"$f":"IFERROR(IF(OR(F116=\"\",'Combined scenario - input'!$D101=\"\"),\"\",F116/'Combined scenario - input'!$D101),\"\")","v":""},{"$f":"IFERROR(IF(OR(G116=\"\",'Combined scenario - input'!$D101=\"\"),\"\",G116/'Combined scenario - input'!$D101),\"\")","v":""},{"$f":"IFERROR(IF(OR(H116=\"\",'Combined scenario - input'!$D101=\"\"),\"\",H116/'Combined scenario - input'!$D101),\"\")","v":""},{"$f":"IFERROR(IF(OR(I116=\"\",'Combined scenario - input'!$D101=\"\"),\"\",I116/'Combined scenario - input'!$D101),\"\")","v":""},{"$f":"IFERROR(IF(OR(J116=\"\",'Combined scenario - input'!$D101=\"\"),\"\",J116/'Combined scenario - input'!$D101),\"\")","v":""},{"$f":"IFERROR(IF(OR(K116=\"\",'Combined scenario - input'!$D101=\"\"),\"\",K116/'Combined scenario - input'!$D101),\"\")","v":""},{"$f":"IFERROR(IF(OR(L116=\"\",'Combined scenario - input'!$D101=\"\"),\"\",L116/'Combined scenario - input'!$D101),\"\")","v":""},{"$f":"IFERROR(IF(OR(M116=\"\",'Combined scenario - input'!$D101=\"\"),\"\",M116/'Combined scenario - input'!$D101),\"\")","v":""},{"$f":"IFERROR(IF(OR(N116=\"\",'Combined scenario - input'!$D101=\"\"),\"\",N116/'Combined scenario - input'!$D101),\"\")","v":""},{"$f":"IFERROR(IF(OR(O116=\"\",'Combined scenario - input'!$D101=\"\"),\"\",O116/'Combined scenario - input'!$D101),\"\")","v":""},{"$f":"IFERROR(IF(OR(P116=\"\",'Combined scenario - input'!$D101=\"\"),\"\",P116/'Combined scenario - input'!$D101),\"\")","v":""},{"$f":"IFERROR(IF(OR(Q116=\"\",'Combined scenario - input'!$D101=\"\"),\"\",Q116/'Combined scenario - input'!$D101),\"\")","v":""},{"$f":"IFERROR(IF(OR(R116=\"\",'Combined scenario - input'!$D101=\"\"),\"\",R116/'Combined scenario - input'!$D101),\"\")","v":""},{"$f":"IFERROR(IF(OR(S116=\"\",'Combined scenario - input'!$D101=\"\"),\"\",S116/'Combined scenario - input'!$D101),\"\")","v":""},{"$f":"IFERROR(IF(OR(T116=\"\",'Combined scenario - input'!$D101=\"\"),\"\",T116/'Combined scenario - input'!$D101),\"\")","v":""},{"$f":"IFERROR(IF(OR(U116=\"\",'Combined scenario - input'!$D101=\"\"),\"\",U116/'Combined scenario - input'!$D101),\"\")","v":""},{"$f":"IFERROR(IF(OR(V116=\"\",'Combined scenario - input'!$D101=\"\"),\"\",V116/'Combined scenario - input'!$D101),\"\")","v":""},{"$f":"IFERROR(IF(OR(W116=\"\",'Combined scenario - input'!$D101=\"\"),\"\",W116/'Combined scenario - input'!$D101),\"\")","v":""}]
[{"$f":"IFERROR('Combined scenario - input'!A102,\"\")","v":""},{"$f":"IFERROR('Combined scenario - input'!B102,\"\")","v":""},{"$f":"IFERROR('Combined scenario - input'!C102,\"\")","v":""},{"$f":"IFERROR(repcalc('Combined scenario - input'!$CV102:$GH102,'Combined scenario - input'!$G102,'Combined scenario - input'!$E102,'Combined scenario - input'!$F102,20,TRUE,TRUE),\"\")","v":""},"","","","","","","","","","","","","","","","","","","",{"$f":"IFERROR(IF(OR(D117=\"\",'Combined scenario - input'!$D102=\"\"),\"\",D117/'Combined scenario - input'!$D102),\"\")","v":""},{"$f":"IFERROR(IF(OR(E117=\"\",'Combined scenario - input'!$D102=\"\"),\"\",E117/'Combined scenario - input'!$D102),\"\")","v":""},{"$f":"IFERROR(IF(OR(F117=\"\",'Combined scenario - input'!$D102=\"\"),\"\",F117/'Combined scenario - input'!$D102),\"\")","v":""},{"$f":"IFERROR(IF(OR(G117=\"\",'Combined scenario - input'!$D102=\"\"),\"\",G117/'Combined scenario - input'!$D102),\"\")","v":""},{"$f":"IFERROR(IF(OR(H117=\"\",'Combined scenario - input'!$D102=\"\"),\"\",H117/'Combined scenario - input'!$D102),\"\")","v":""},{"$f":"IFERROR(IF(OR(I117=\"\",'Combined scenario - input'!$D102=\"\"),\"\",I117/'Combined scenario - input'!$D102),\"\")","v":""},{"$f":"IFERROR(IF(OR(J117=\"\",'Combined scenario - input'!$D102=\"\"),\"\",J117/'Combined scenario - input'!$D102),\"\")","v":""},{"$f":"IFERROR(IF(OR(K117=\"\",'Combined scenario - input'!$D102=\"\"),\"\",K117/'Combined scenario - input'!$D102),\"\")","v":""},{"$f":"IFERROR(IF(OR(L117=\"\",'Combined scenario - input'!$D102=\"\"),\"\",L117/'Combined scenario - input'!$D102),\"\")","v":""},{"$f":"IFERROR(IF(OR(M117=\"\",'Combined scenario - input'!$D102=\"\"),\"\",M117/'Combined scenario - input'!$D102),\"\")","v":""},{"$f":"IFERROR(IF(OR(N117=\"\",'Combined scenario - input'!$D102=\"\"),\"\",N117/'Combined scenario - input'!$D102),\"\")","v":""},{"$f":"IFERROR(IF(OR(O117=\"\",'Combined scenario - input'!$D102=\"\"),\"\",O117/'Combined scenario - input'!$D102),\"\")","v":""},{"$f":"IFERROR(IF(OR(P117=\"\",'Combined scenario - input'!$D102=\"\"),\"\",P117/'Combined scenario - input'!$D102),\"\")","v":""},{"$f":"IFERROR(IF(OR(Q117=\"\",'Combined scenario - input'!$D102=\"\"),\"\",Q117/'Combined scenario - input'!$D102),\"\")","v":""},{"$f":"IFERROR(IF(OR(R117=\"\",'Combined scenario - input'!$D102=\"\"),\"\",R117/'Combined scenario - input'!$D102),\"\")","v":""},{"$f":"IFERROR(IF(OR(S117=\"\",'Combined scenario - input'!$D102=\"\"),\"\",S117/'Combined scenario - input'!$D102),\"\")","v":""},{"$f":"IFERROR(IF(OR(T117=\"\",'Combined scenario - input'!$D102=\"\"),\"\",T117/'Combined scenario - input'!$D102),\"\")","v":""},{"$f":"IFERROR(IF(OR(U117=\"\",'Combined scenario - input'!$D102=\"\"),\"\",U117/'Combined scenario - input'!$D102),\"\")","v":""},{"$f":"IFERROR(IF(OR(V117=\"\",'Combined scenario - input'!$D102=\"\"),\"\",V117/'Combined scenario - input'!$D102),\"\")","v":""},{"$f":"IFERROR(IF(OR(W117=\"\",'Combined scenario - input'!$D102=\"\"),\"\",W117/'Combined scenario - input'!$D102),\"\")","v":""}]
[{"$f":"IFERROR('Combined scenario - input'!A103,\"\")","v":""},{"$f":"IFERROR('Combined scenario - input'!B103,\"\")","v":""},{"$f":"IFERROR('Combined scenario - input'!C103,\"\")","v":""},{"$f":"IFERROR(repcalc('Combined scenario - input'!$CV103:$GH103,'Combined scenario - input'!$G103,'Combined scenario - input'!$E103,'Combined scenario - input'!$F103,20,TRUE,TRUE),\"\")","v":""},"","","","","","","","","","","","","","","","","","","",{"$f":"IFERROR(IF(OR(D118=\"\",'Combined scenario - input'!$D103=\"\"),\"\",D118/'Combined scenario - input'!$D103),\"\")","v":""},{"$f":"IFERROR(IF(OR(E118=\"\",'Combined scenario - input'!$D103=\"\"),\"\",E118/'Combined scenario - input'!$D103),\"\")","v":""},{"$f":"IFERROR(IF(OR(F118=\"\",'Combined scenario - input'!$D103=\"\"),\"\",F118/'Combined scenario - input'!$D103),\"\")","v":""},{"$f":"IFERROR(IF(OR(G118=\"\",'Combined scenario - input'!$D103=\"\"),\"\",G118/'Combined scenario - input'!$D103),\"\")","v":""},{"$f":"IFERROR(IF(OR(H118=\"\",'Combined scenario - input'!$D103=\"\"),\"\",H118/'Combined scenario - input'!$D103),\"\")","v":""},{"$f":"IFERROR(IF(OR(I118=\"\",'Combined scenario - input'!$D103=\"\"),\"\",I118/'Combined scenario - input'!$D103),\"\")","v":""},{"$f":"IFERROR(IF(OR(J118=\"\",'Combined scenario - input'!$D103=\"\"),\"\",J118/'Combined scenario - input'!$D103),\"\")","v":""},{"$f":"IFERROR(IF(OR(K118=\"\",'Combined scenario - input'!$D103=\"\"),\"\",K118/'Combined scenario - input'!$D103),\"\")","v":""},{"$f":"IFERROR(IF(OR(L118=\"\",'Combined scenario - input'!$D103=\"\"),\"\",L118/'Combined scenario - input'!$D103),\"\")","v":""},{"$f":"IFERROR(IF(OR(M118=\"\",'Combined scenario - input'!$D103=\"\"),\"\",M118/'Combined scenario - input'!$D103),\"\")","v":""},{"$f":"IFERROR(IF(OR(N118=\"\",'Combined scenario - input'!$D103=\"\"),\"\",N118/'Combined scenario - input'!$D103),\"\")","v":""},{"$f":"IFERROR(IF(OR(O118=\"\",'Combined scenario - input'!$D103=\"\"),\"\",O118/'Combined scenario - input'!$D103),\"\")","v":""},{"$f":"IFERROR(IF(OR(P118=\"\",'Combined scenario - input'!$D103=\"\"),\"\",P118/'Combined scenario - input'!$D103),\"\")","v":""},{"$f":"IFERROR(IF(OR(Q118=\"\",'Combined scenario - input'!$D103=\"\"),\"\",Q118/'Combined scenario - input'!$D103),\"\")","v":""},{"$f":"IFERROR(IF(OR(R118=\"\",'Combined scenario - input'!$D103=\"\"),\"\",R118/'Combined scenario - input'!$D103),\"\")","v":""},{"$f":"IFERROR(IF(OR(S118=\"\",'Combined scenario - input'!$D103=\"\"),\"\",S118/'Combined scenario - input'!$D103),\"\")","v":""},{"$f":"IFERROR(IF(OR(T118=\"\",'Combined scenario - input'!$D103=\"\"),\"\",T118/'Combined scenario - input'!$D103),\"\")","v":""},{"$f":"IFERROR(IF(OR(U118=\"\",'Combined scenario - input'!$D103=\"\"),\"\",U118/'Combined scenario - input'!$D103),\"\")","v":""},{"$f":"IFERROR(IF(OR(V118=\"\",'Combined scenario - input'!$D103=\"\"),\"\",V118/'Combined scenario - input'!$D103),\"\")","v":""},{"$f":"IFERROR(IF(OR(W118=\"\",'Combined scenario - input'!$D103=\"\"),\"\",W118/'Combined scenario - input'!$D103),\"\")","v":""}]
[{"$f":"IFERROR('Combined scenario - input'!A104,\"\")","v":""},{"$f":"IFERROR('Combined scenario - input'!B104,\"\")","v":""},{"$f":"IFERROR('Combined scenario - input'!C104,\"\")","v":""},{"$f":"IFERROR(repcalc('Combined scenario - input'!$CV104:$GH104,'Combined scenario - input'!$G104,'Combined scenario - input'!$E104,'Combined scenario - input'!$F104,20,TRUE,TRUE),\"\")","v":""},"","","","","","","","","","","","","","","","","","","",{"$f":"IFERROR(IF(OR(D119=\"\",'Combined scenario - input'!$D104=\"\"),\"\",D119/'Combined scenario - input'!$D104),\"\")","v":""},{"$f":"IFERROR(IF(OR(E119=\"\",'Combined scenario - input'!$D104=\"\"),\"\",E119/'Combined scenario - input'!$D104),\"\")","v":""},{"$f":"IFERROR(IF(OR(F119=\"\",'Combined scenario - input'!$D104=\"\"),\"\",F119/'Combined scenario - input'!$D104),\"\")","v":""},{"$f":"IFERROR(IF(OR(G119=\"\",'Combined scenario - input'!$D104=\"\"),\"\",G119/'Combined scenario - input'!$D104),\"\")","v":""},{"$f":"IFERROR(IF(OR(H119=\"\",'Combined scenario - input'!$D104=\"\"),\"\",H119/'Combined scenario - input'!$D104),\"\")","v":""},{"$f":"IFERROR(IF(OR(I119=\"\",'Combined scenario - input'!$D104=\"\"),\"\",I119/'Combined scenario - input'!$D104),\"\")","v":""},{"$f":"IFERROR(IF(OR(J119=\"\",'Combined scenario - input'!$D104=\"\"),\"\",J119/'Combined scenario - input'!$D104),\"\")","v":""},{"$f":"IFERROR(IF(OR(K119=\"\",'Combined scenario - input'!$D104=\"\"),\"\",K119/'Combined scenario - input'!$D104),\"\")","v":""},{"$f":"IFERROR(IF(OR(L119=\"\",'Combined scenario - input'!$D104=\"\"),\"\",L119/'Combined scenario - input'!$D104),\"\")","v":""},{"$f":"IFERROR(IF(OR(M119=\"\",'Combined scenario - input'!$D104=\"\"),\"\",M119/'Combined scenario - input'!$D104),\"\")","v":""},{"$f":"IFERROR(IF(OR(N119=\"\",'Combined scenario - input'!$D104=\"\"),\"\",N119/'Combined scenario - input'!$D104),\"\")","v":""},{"$f":"IFERROR(IF(OR(O119=\"\",'Combined scenario - input'!$D104=\"\"),\"\",O119/'Combined scenario - input'!$D104),\"\")","v":""},{"$f":"IFERROR(IF(OR(P119=\"\",'Combined scenario - input'!$D104=\"\"),\"\",P119/'Combined scenario - input'!$D104),\"\")","v":""},{"$f":"IFERROR(IF(OR(Q119=\"\",'Combined scenario - input'!$D104=\"\"),\"\",Q119/'Combined scenario - input'!$D104),\"\")","v":""},{"$f":"IFERROR(IF(OR(R119=\"\",'Combined scenario - input'!$D104=\"\"),\"\",R119/'Combined scenario - input'!$D104),\"\")","v":""},{"$f":"IFERROR(IF(OR(S119=\"\",'Combined scenario - input'!$D104=\"\"),\"\",S119/'Combined scenario - input'!$D104),\"\")","v":""},{"$f":"IFERROR(IF(OR(T119=\"\",'Combined scenario - input'!$D104=\"\"),\"\",T119/'Combined scenario - input'!$D104),\"\")","v":""},{"$f":"IFERROR(IF(OR(U119=\"\",'Combined scenario - input'!$D104=\"\"),\"\",U119/'Combined scenario - input'!$D104),\"\")","v":""},{"$f":"IFERROR(IF(OR(V119=\"\",'Combined scenario - input'!$D104=\"\"),\"\",V119/'Combined scenario - input'!$D104),\"\")","v":""},{"$f":"IFERROR(IF(OR(W119=\"\",'Combined scenario - input'!$D104=\"\"),\"\",W119/'Combined scenario - input'!$D104),\"\")","v":""}]
[{"$f":"IFERROR('Combined scenario - input'!A105,\"\")","v":""},{"$f":"IFERROR('Combined scenario - input'!B105,\"\")","v":""},{"$f":"IFERROR('Combined scenario - input'!C105,\"\")","v":""},{"$f":"IFERROR(repcalc('Combined scenario - input'!$CV105:$GH105,'Combined scenario - input'!$G105,'Combined scenario - input'!$E105,'Combined scenario - input'!$F105,20,TRUE,TRUE),\"\")","v":""},"","","","","","","","","","","","","","","","","","","",{"$f":"IFERROR(IF(OR(D120=\"\",'Combined scenario - input'!$D105=\"\"),\"\",D120/'Combined scenario - input'!$D105),\"\")","v":""},{"$f":"IFERROR(IF(OR(E120=\"\",'Combined scenario - input'!$D105=\"\"),\"\",E120/'Combined scenario - input'!$D105),\"\")","v":""},{"$f":"IFERROR(IF(OR(F120=\"\",'Combined scenario - input'!$D105=\"\"),\"\",F120/'Combined scenario - input'!$D105),\"\")","v":""},{"$f":"IFERROR(IF(OR(G120=\"\",'Combined scenario - input'!$D105=\"\"),\"\",G120/'Combined scenario - input'!$D105),\"\")","v":""},{"$f":"IFERROR(IF(OR(H120=\"\",'Combined scenario - input'!$D105=\"\"),\"\",H120/'Combined scenario - input'!$D105),\"\")","v":""},{"$f":"IFERROR(IF(OR(I120=\"\",'Combined scenario - input'!$D105=\"\"),\"\",I120/'Combined scenario - input'!$D105),\"\")","v":""},{"$f":"IFERROR(IF(OR(J120=\"\",'Combined scenario - input'!$D105=\"\"),\"\",J120/'Combined scenario - input'!$D105),\"\")","v":""},{"$f":"IFERROR(IF(OR(K120=\"\",'Combined scenario - input'!$D105=\"\"),\"\",K120/'Combined scenario - input'!$D105),\"\")","v":""},{"$f":"IFERROR(IF(OR(L120=\"\",'Combined scenario - input'!$D105=\"\"),\"\",L120/'Combined scenario - input'!$D105),\"\")","v":""},{"$f":"IFERROR(IF(OR(M120=\"\",'Combined scenario - input'!$D105=\"\"),\"\",M120/'Combined scenario - input'!$D105),\"\")","v":""},{"$f":"IFERROR(IF(OR(N120=\"\",'Combined scenario - input'!$D105=\"\"),\"\",N120/'Combined scenario - input'!$D105),\"\")","v":""},{"$f":"IFERROR(IF(OR(O120=\"\",'Combined scenario - input'!$D105=\"\"),\"\",O120/'Combined scenario - input'!$D105),\"\")","v":""},{"$f":"IFERROR(IF(OR(P120=\"\",'Combined scenario - input'!$D105=\"\"),\"\",P120/'Combined scenario - input'!$D105),\"\")","v":""},{"$f":"IFERROR(IF(OR(Q120=\"\",'Combined scenario - input'!$D105=\"\"),\"\",Q120/'Combined scenario - input'!$D105),\"\")","v":""},{"$f":"IFERROR(IF(OR(R120=\"\",'Combined scenario - input'!$D105=\"\"),\"\",R120/'Combined scenario - input'!$D105),\"\")","v":""},{"$f":"IFERROR(IF(OR(S120=\"\",'Combined scenario - input'!$D105=\"\"),\"\",S120/'Combined scenario - input'!$D105),\"\")","v":""},{"$f":"IFERROR(IF(OR(T120=\"\",'Combined scenario - input'!$D105=\"\"),\"\",T120/'Combined scenario - input'!$D105),\"\")","v":""},{"$f":"IFERROR(IF(OR(U120=\"\",'Combined scenario - input'!$D105=\"\"),\"\",U120/'Combined scenario - input'!$D105),\"\")","v":""},{"$f":"IFERROR(IF(OR(V120=\"\",'Combined scenario - input'!$D105=\"\"),\"\",V120/'Combined scenario - input'!$D105),\"\")","v":""},{"$f":"IFERROR(IF(OR(W120=\"\",'Combined scenario - input'!$D105=\"\"),\"\",W120/'Combined scenario - input'!$D105),\"\")","v":""}]
[{"$f":"IFERROR('Combined scenario - input'!A106,\"\")","v":""},{"$f":"IFERROR('Combined scenario - input'!B106,\"\")","v":""},{"$f":"IFERROR('Combined scenario - input'!C106,\"\")","v":""},{"$f":"IFERROR(repcalc('Combined scenario - input'!$CV106:$GH106,'Combined scenario - input'!$G106,'Combined scenario - input'!$E106,'Combined scenario - input'!$F106,20,TRUE,TRUE),\"\")","v":""},"","","","","","","","","","","","","","","","","","","",{"$f":"IFERROR(IF(OR(D121=\"\",'Combined scenario - input'!$D106=\"\"),\"\",D121/'Combined scenario - input'!$D106),\"\")","v":""},{"$f":"IFERROR(IF(OR(E121=\"\",'Combined scenario - input'!$D106=\"\"),\"\",E121/'Combined scenario - input'!$D106),\"\")","v":""},{"$f":"IFERROR(IF(OR(F121=\"\",'Combined scenario - input'!$D106=\"\"),\"\",F121/'Combined scenario - input'!$D106),\"\")","v":""},{"$f":"IFERROR(IF(OR(G121=\"\",'Combined scenario - input'!$D106=\"\"),\"\",G121/'Combined scenario - input'!$D106),\"\")","v":""},{"$f":"IFERROR(IF(OR(H121=\"\",'Combined scenario - input'!$D106=\"\"),\"\",H121/'Combined scenario - input'!$D106),\"\")","v":""},{"$f":"IFERROR(IF(OR(I121=\"\",'Combined scenario - input'!$D106=\"\"),\"\",I121/'Combined scenario - input'!$D106),\"\")","v":""},{"$f":"IFERROR(IF(OR(J121=\"\",'Combined scenario - input'!$D106=\"\"),\"\",J121/'Combined scenario - input'!$D106),\"\")","v":""},{"$f":"IFERROR(IF(OR(K121=\"\",'Combined scenario - input'!$D106=\"\"),\"\",K121/'Combined scenario - input'!$D106),\"\")","v":""},{"$f":"IFERROR(IF(OR(L121=\"\",'Combined scenario - input'!$D106=\"\"),\"\",L121/'Combined scenario - input'!$D106),\"\")","v":""},{"$f":"IFERROR(IF(OR(M121=\"\",'Combined scenario - input'!$D106=\"\"),\"\",M121/'Combined scenario - input'!$D106),\"\")","v":""},{"$f":"IFERROR(IF(OR(N121=\"\",'Combined scenario - input'!$D106=\"\"),\"\",N121/'Combined scenario - input'!$D106),\"\")","v":""},{"$f":"IFERROR(IF(OR(O121=\"\",'Combined scenario - input'!$D106=\"\"),\"\",O121/'Combined scenario - input'!$D106),\"\")","v":""},{"$f":"IFERROR(IF(OR(P121=\"\",'Combined scenario - input'!$D106=\"\"),\"\",P121/'Combined scenario - input'!$D106),\"\")","v":""},{"$f":"IFERROR(IF(OR(Q121=\"\",'Combined scenario - input'!$D106=\"\"),\"\",Q121/'Combined scenario - input'!$D106),\"\")","v":""},{"$f":"IFERROR(IF(OR(R121=\"\",'Combined scenario - input'!$D106=\"\"),\"\",R121/'Combined scenario - input'!$D106),\"\")","v":""},{"$f":"IFERROR(IF(OR(S121=\"\",'Combined scenario - input'!$D106=\"\"),\"\",S121/'Combined scenario - input'!$D106),\"\")","v":""},{"$f":"IFERROR(IF(OR(T121=\"\",'Combined scenario - input'!$D106=\"\"),\"\",T121/'Combined scenario - input'!$D106),\"\")","v":""},{"$f":"IFERROR(IF(OR(U121=\"\",'Combined scenario - input'!$D106=\"\"),\"\",U121/'Combined scenario - input'!$D106),\"\")","v":""},{"$f":"IFERROR(IF(OR(V121=\"\",'Combined scenario - input'!$D106=\"\"),\"\",V121/'Combined scenario - input'!$D106),\"\")","v":""},{"$f":"IFERROR(IF(OR(W121=\"\",'Combined scenario - input'!$D106=\"\"),\"\",W121/'Combined scenario - input'!$D106),\"\")","v":""}]
[{"$f":"IFERROR('Combined scenario - input'!A107,\"\")","v":""},{"$f":"IFERROR('Combined scenario - input'!B107,\"\")","v":""},{"$f":"IFERROR('Combined scenario - input'!C107,\"\")","v":""},{"$f":"IFERROR(repcalc('Combined scenario - input'!$CV107:$GH107,'Combined scenario - input'!$G107,'Combined scenario - input'!$E107,'Combined scenario - input'!$F107,20,TRUE,TRUE),\"\")","v":""},"","","","","","","","","","","","","","","","","","","",{"$f":"IFERROR(IF(OR(D122=\"\",'Combined scenario - input'!$D107=\"\"),\"\",D122/'Combined scenario - input'!$D107),\"\")","v":""},{"$f":"IFERROR(IF(OR(E122=\"\",'Combined scenario - input'!$D107=\"\"),\"\",E122/'Combined scenario - input'!$D107),\"\")","v":""},{"$f":"IFERROR(IF(OR(F122=\"\",'Combined scenario - input'!$D107=\"\"),\"\",F122/'Combined scenario - input'!$D107),\"\")","v":""},{"$f":"IFERROR(IF(OR(G122=\"\",'Combined scenario - input'!$D107=\"\"),\"\",G122/'Combined scenario - input'!$D107),\"\")","v":""},{"$f":"IFERROR(IF(OR(H122=\"\",'Combined scenario - input'!$D107=\"\"),\"\",H122/'Combined scenario - input'!$D107),\"\")","v":""},{"$f":"IFERROR(IF(OR(I122=\"\",'Combined scenario - input'!$D107=\"\"),\"\",I122/'Combined scenario - input'!$D107),\"\")","v":""},{"$f":"IFERROR(IF(OR(J122=\"\",'Combined scenario - input'!$D107=\"\"),\"\",J122/'Combined scenario - input'!$D107),\"\")","v":""},{"$f":"IFERROR(IF(OR(K122=\"\",'Combined scenario - input'!$D107=\"\"),\"\",K122/'Combined scenario - input'!$D107),\"\")","v":""},{"$f":"IFERROR(IF(OR(L122=\"\",'Combined scenario - input'!$D107=\"\"),\"\",L122/'Combined scenario - input'!$D107),\"\")","v":""},{"$f":"IFERROR(IF(OR(M122=\"\",'Combined scenario - input'!$D107=\"\"),\"\",M122/'Combined scenario - input'!$D107),\"\")","v":""},{"$f":"IFERROR(IF(OR(N122=\"\",'Combined scenario - input'!$D107=\"\"),\"\",N122/'Combined scenario - input'!$D107),\"\")","v":""},{"$f":"IFERROR(IF(OR(O122=\"\",'Combined scenario - input'!$D107=\"\"),\"\",O122/'Combined scenario - input'!$D107),\"\")","v":""},{"$f":"IFERROR(IF(OR(P122=\"\",'Combined scenario - input'!$D107=\"\"),\"\",P122/'Combined scenario - input'!$D107),\"\")","v":""},{"$f":"IFERROR(IF(OR(Q122=\"\",'Combined scenario - input'!$D107=\"\"),\"\",Q122/'Combined scenario - input'!$D107),\"\")","v":""},{"$f":"IFERROR(IF(OR(R122=\"\",'Combined scenario - input'!$D107=\"\"),\"\",R122/'Combined scenario - input'!$D107),\"\")","v":""},{"$f":"IFERROR(IF(OR(S122=\"\",'Combined scenario - input'!$D107=\"\"),\"\",S122/'Combined scenario - input'!$D107),\"\")","v":""},{"$f":"IFERROR(IF(OR(T122=\"\",'Combined scenario - input'!$D107=\"\"),\"\",T122/'Combined scenario - input'!$D107),\"\")","v":""},{"$f":"IFERROR(IF(OR(U122=\"\",'Combined scenario - input'!$D107=\"\"),\"\",U122/'Combined scenario - input'!$D107),\"\")","v":""},{"$f":"IFERROR(IF(OR(V122=\"\",'Combined scenario - input'!$D107=\"\"),\"\",V122/'Combined scenario - input'!$D107),\"\")","v":""},{"$f":"IFERROR(IF(OR(W122=\"\",'Combined scenario - input'!$D107=\"\"),\"\",W122/'Combined scenario - input'!$D107),\"\")","v":""}]
[{"$f":"IFERROR('Combined scenario - input'!A108,\"\")","v":""},{"$f":"IFERROR('Combined scenario - input'!B108,\"\")","v":""},{"$f":"IFERROR('Combined scenario - input'!C108,\"\")","v":""},{"$f":"IFERROR(repcalc('Combined scenario - input'!$CV108:$GH108,'Combined scenario - input'!$G108,'Combined scenario - input'!$E108,'Combined scenario - input'!$F108,20,TRUE,TRUE),\"\")","v":""},"","","","","","","","","","","","","","","","","","","",{"$f":"IFERROR(IF(OR(D123=\"\",'Combined scenario - input'!$D108=\"\"),\"\",D123/'Combined scenario - input'!$D108),\"\")","v":""},{"$f":"IFERROR(IF(OR(E123=\"\",'Combined scenario - input'!$D108=\"\"),\"\",E123/'Combined scenario - input'!$D108),\"\")","v":""},{"$f":"IFERROR(IF(OR(F123=\"\",'Combined scenario - input'!$D108=\"\"),\"\",F123/'Combined scenario - input'!$D108),\"\")","v":""},{"$f":"IFERROR(IF(OR(G123=\"\",'Combined scenario - input'!$D108=\"\"),\"\",G123/'Combined scenario - input'!$D108),\"\")","v":""},{"$f":"IFERROR(IF(OR(H123=\"\",'Combined scenario - input'!$D108=\"\"),\"\",H123/'Combined scenario - input'!$D108),\"\")","v":""},{"$f":"IFERROR(IF(OR(I123=\"\",'Combined scenario - input'!$D108=\"\"),\"\",I123/'Combined scenario - input'!$D108),\"\")","v":""},{"$f":"IFERROR(IF(OR(J123=\"\",'Combined scenario - input'!$D108=\"\"),\"\",J123/'Combined scenario - input'!$D108),\"\")","v":""},{"$f":"IFERROR(IF(OR(K123=\"\",'Combined scenario - input'!$D108=\"\"),\"\",K123/'Combined scenario - input'!$D108),\"\")","v":""},{"$f":"IFERROR(IF(OR(L123=\"\",'Combined scenario - input'!$D108=\"\"),\"\",L123/'Combined scenario - input'!$D108),\"\")","v":""},{"$f":"IFERROR(IF(OR(M123=\"\",'Combined scenario - input'!$D108=\"\"),\"\",M123/'Combined scenario - input'!$D108),\"\")","v":""},{"$f":"IFERROR(IF(OR(N123=\"\",'Combined scenario - input'!$D108=\"\"),\"\",N123/'Combined scenario - input'!$D108),\"\")","v":""},{"$f":"IFERROR(IF(OR(O123=\"\",'Combined scenario - input'!$D108=\"\"),\"\",O123/'Combined scenario - input'!$D108),\"\")","v":""},{"$f":"IFERROR(IF(OR(P123=\"\",'Combined scenario - input'!$D108=\"\"),\"\",P123/'Combined scenario - input'!$D108),\"\")","v":""},{"$f":"IFERROR(IF(OR(Q123=\"\",'Combined scenario - input'!$D108=\"\"),\"\",Q123/'Combined scenario - input'!$D108),\"\")","v":""},{"$f":"IFERROR(IF(OR(R123=\"\",'Combined scenario - input'!$D108=\"\"),\"\",R123/'Combined scenario - input'!$D108),\"\")","v":""},{"$f":"IFERROR(IF(OR(S123=\"\",'Combined scenario - input'!$D108=\"\"),\"\",S123/'Combined scenario - input'!$D108),\"\")","v":""},{"$f":"IFERROR(IF(OR(T123=\"\",'Combined scenario - input'!$D108=\"\"),\"\",T123/'Combined scenario - input'!$D108),\"\")","v":""},{"$f":"IFERROR(IF(OR(U123=\"\",'Combined scenario - input'!$D108=\"\"),\"\",U123/'Combined scenario - input'!$D108),\"\")","v":""},{"$f":"IFERROR(IF(OR(V123=\"\",'Combined scenario - input'!$D108=\"\"),\"\",V123/'Combined scenario - input'!$D108),\"\")","v":""},{"$f":"IFERROR(IF(OR(W123=\"\",'Combined scenario - input'!$D108=\"\"),\"\",W123/'Combined scenario - input'!$D108),\"\")","v":""}]
[{"$f":"IFERROR('Combined scenario - input'!A109,\"\")","v":""},{"$f":"IFERROR('Combined scenario - input'!B109,\"\")","v":""},{"$f":"IFERROR('Combined scenario - input'!C109,\"\")","v":""},{"$f":"IFERROR(repcalc('Combined scenario - input'!$CV109:$GH109,'Combined scenario - input'!$G109,'Combined scenario - input'!$E109,'Combined scenario - input'!$F109,20,TRUE,TRUE),\"\")","v":""},"","","","","","","","","","","","","","","","","","","",{"$f":"IFERROR(IF(OR(D124=\"\",'Combined scenario - input'!$D109=\"\"),\"\",D124/'Combined scenario - input'!$D109),\"\")","v":""},{"$f":"IFERROR(IF(OR(E124=\"\",'Combined scenario - input'!$D109=\"\"),\"\",E124/'Combined scenario - input'!$D109),\"\")","v":""},{"$f":"IFERROR(IF(OR(F124=\"\",'Combined scenario - input'!$D109=\"\"),\"\",F124/'Combined scenario - input'!$D109),\"\")","v":""},{"$f":"IFERROR(IF(OR(G124=\"\",'Combined scenario - input'!$D109=\"\"),\"\",G124/'Combined scenario - input'!$D109),\"\")","v":""},{"$f":"IFERROR(IF(OR(H124=\"\",'Combined scenario - input'!$D109=\"\"),\"\",H124/'Combined scenario - input'!$D109),\"\")","v":""},{"$f":"IFERROR(IF(OR(I124=\"\",'Combined scenario - input'!$D109=\"\"),\"\",I124/'Combined scenario - input'!$D109),\"\")","v":""},{"$f":"IFERROR(IF(OR(J124=\"\",'Combined scenario - input'!$D109=\"\"),\"\",J124/'Combined scenario - input'!$D109),\"\")","v":""},{"$f":"IFERROR(IF(OR(K124=\"\",'Combined scenario - input'!$D109=\"\"),\"\",K124/'Combined scenario - input'!$D109),\"\")","v":""},{"$f":"IFERROR(IF(OR(L124=\"\",'Combined scenario - input'!$D109=\"\"),\"\",L124/'Combined scenario - input'!$D109),\"\")","v":""},{"$f":"IFERROR(IF(OR(M124=\"\",'Combined scenario - input'!$D109=\"\"),\"\",M124/'Combined scenario - input'!$D109),\"\")","v":""},{"$f":"IFERROR(IF(OR(N124=\"\",'Combined scenario - input'!$D109=\"\"),\"\",N124/'Combined scenario - input'!$D109),\"\")","v":""},{"$f":"IFERROR(IF(OR(O124=\"\",'Combined scenario - input'!$D109=\"\"),\"\",O124/'Combined scenario - input'!$D109),\"\")","v":""},{"$f":"IFERROR(IF(OR(P124=\"\",'Combined scenario - input'!$D109=\"\"),\"\",P124/'Combined scenario - input'!$D109),\"\")","v":""},{"$f":"IFERROR(IF(OR(Q124=\"\",'Combined scenario - input'!$D109=\"\"),\"\",Q124/'Combined scenario - input'!$D109),\"\")","v":""},{"$f":"IFERROR(IF(OR(R124=\"\",'Combined scenario - input'!$D109=\"\"),\"\",R124/'Combined scenario - input'!$D109),\"\")","v":""},{"$f":"IFERROR(IF(OR(S124=\"\",'Combined scenario - input'!$D109=\"\"),\"\",S124/'Combined scenario - input'!$D109),\"\")","v":""},{"$f":"IFERROR(IF(OR(T124=\"\",'Combined scenario - input'!$D109=\"\"),\"\",T124/'Combined scenario - input'!$D109),\"\")","v":""},{"$f":"IFERROR(IF(OR(U124=\"\",'Combined scenario - input'!$D109=\"\"),\"\",U124/'Combined scenario - input'!$D109),\"\")","v":""},{"$f":"IFERROR(IF(OR(V124=\"\",'Combined scenario - input'!$D109=\"\"),\"\",V124/'Combined scenario - input'!$D109),\"\")","v":""},{"$f":"IFERROR(IF(OR(W124=\"\",'Combined scenario - input'!$D109=\"\"),\"\",W124/'Combined scenario - input'!$D109),\"\")","v":""}]
[{"$f":"IFERROR('Combined scenario - input'!A110,\"\")","v":""},{"$f":"IFERROR('Combined scenario - input'!B110,\"\")","v":""},{"$f":"IFERROR('Combined scenario - input'!C110,\"\")","v":""},{"$f":"IFERROR(repcalc('Combined scenario - input'!$CV110:$GH110,'Combined scenario - input'!$G110,'Combined scenario - input'!$E110,'Combined scenario - input'!$F110,20,TRUE,TRUE),\"\")","v":""},"","","","","","","","","","","","","","","","","","","",{"$f":"IFERROR(IF(OR(D125=\"\",'Combined scenario - input'!$D110=\"\"),\"\",D125/'Combined scenario - input'!$D110),\"\")","v":""},{"$f":"IFERROR(IF(OR(E125=\"\",'Combined scenario - input'!$D110=\"\"),\"\",E125/'Combined scenario - input'!$D110),\"\")","v":""},{"$f":"IFERROR(IF(OR(F125=\"\",'Combined scenario - input'!$D110=\"\"),\"\",F125/'Combined scenario - input'!$D110),\"\")","v":""},{"$f":"IFERROR(IF(OR(G125=\"\",'Combined scenario - input'!$D110=\"\"),\"\",G125/'Combined scenario - input'!$D110),\"\")","v":""},{"$f":"IFERROR(IF(OR(H125=\"\",'Combined scenario - input'!$D110=\"\"),\"\",H125/'Combined scenario - input'!$D110),\"\")","v":""},{"$f":"IFERROR(IF(OR(I125=\"\",'Combined scenario - input'!$D110=\"\"),\"\",I125/'Combined scenario - input'!$D110),\"\")","v":""},{"$f":"IFERROR(IF(OR(J125=\"\",'Combined scenario - input'!$D110=\"\"),\"\",J125/'Combined scenario - input'!$D110),\"\")","v":""},{"$f":"IFERROR(IF(OR(K125=\"\",'Combined scenario - input'!$D110=\"\"),\"\",K125/'Combined scenario - input'!$D110),\"\")","v":""},{"$f":"IFERROR(IF(OR(L125=\"\",'Combined scenario - input'!$D110=\"\"),\"\",L125/'Combined scenario - input'!$D110),\"\")","v":""},{"$f":"IFERROR(IF(OR(M125=\"\",'Combined scenario - input'!$D110=\"\"),\"\",M125/'Combined scenario - input'!$D110),\"\")","v":""},{"$f":"IFERROR(IF(OR(N125=\"\",'Combined scenario - input'!$D110=\"\"),\"\",N125/'Combined scenario - input'!$D110),\"\")","v":""},{"$f":"IFERROR(IF(OR(O125=\"\",'Combined scenario - input'!$D110=\"\"),\"\",O125/'Combined scenario - input'!$D110),\"\")","v":""},{"$f":"IFERROR(IF(OR(P125=\"\",'Combined scenario - input'!$D110=\"\"),\"\",P125/'Combined scenario - input'!$D110),\"\")","v":""},{"$f":"IFERROR(IF(OR(Q125=\"\",'Combined scenario - input'!$D110=\"\"),\"\",Q125/'Combined scenario - input'!$D110),\"\")","v":""},{"$f":"IFERROR(IF(OR(R125=\"\",'Combined scenario - input'!$D110=\"\"),\"\",R125/'Combined scenario - input'!$D110),\"\")","v":""},{"$f":"IFERROR(IF(OR(S125=\"\",'Combined scenario - input'!$D110=\"\"),\"\",S125/'Combined scenario - input'!$D110),\"\")","v":""},{"$f":"IFERROR(IF(OR(T125=\"\",'Combined scenario - input'!$D110=\"\"),\"\",T125/'Combined scenario - input'!$D110),\"\")","v":""},{"$f":"IFERROR(IF(OR(U125=\"\",'Combined scenario - input'!$D110=\"\"),\"\",U125/'Combined scenario - input'!$D110),\"\")","v":""},{"$f":"IFERROR(IF(OR(V125=\"\",'Combined scenario - input'!$D110=\"\"),\"\",V125/'Combined scenario - input'!$D110),\"\")","v":""},{"$f":"IFERROR(IF(OR(W125=\"\",'Combined scenario - input'!$D110=\"\"),\"\",W125/'Combined scenario - input'!$D110),\"\")","v":""}]
[{"$f":"IFERROR('Combined scenario - input'!A111,\"\")","v":""},{"$f":"IFERROR('Combined scenario - input'!B111,\"\")","v":""},{"$f":"IFERROR('Combined scenario - input'!C111,\"\")","v":""},{"$f":"IFERROR(repcalc('Combined scenario - input'!$CV111:$GH111,'Combined scenario - input'!$G111,'Combined scenario - input'!$E111,'Combined scenario - input'!$F111,20,TRUE,TRUE),\"\")","v":""},"","","","","","","","","","","","","","","","","","","",{"$f":"IFERROR(IF(OR(D126=\"\",'Combined scenario - input'!$D111=\"\"),\"\",D126/'Combined scenario - input'!$D111),\"\")","v":""},{"$f":"IFERROR(IF(OR(E126=\"\",'Combined scenario - input'!$D111=\"\"),\"\",E126/'Combined scenario - input'!$D111),\"\")","v":""},{"$f":"IFERROR(IF(OR(F126=\"\",'Combined scenario - input'!$D111=\"\"),\"\",F126/'Combined scenario - input'!$D111),\"\")","v":""},{"$f":"IFERROR(IF(OR(G126=\"\",'Combined scenario - input'!$D111=\"\"),\"\",G126/'Combined scenario - input'!$D111),\"\")","v":""},{"$f":"IFERROR(IF(OR(H126=\"\",'Combined scenario - input'!$D111=\"\"),\"\",H126/'Combined scenario - input'!$D111),\"\")","v":""},{"$f":"IFERROR(IF(OR(I126=\"\",'Combined scenario - input'!$D111=\"\"),\"\",I126/'Combined scenario - input'!$D111),\"\")","v":""},{"$f":"IFERROR(IF(OR(J126=\"\",'Combined scenario - input'!$D111=\"\"),\"\",J126/'Combined scenario - input'!$D111),\"\")","v":""},{"$f":"IFERROR(IF(OR(K126=\"\",'Combined scenario - input'!$D111=\"\"),\"\",K126/'Combined scenario - input'!$D111),\"\")","v":""},{"$f":"IFERROR(IF(OR(L126=\"\",'Combined scenario - input'!$D111=\"\"),\"\",L126/'Combined scenario - input'!$D111),\"\")","v":""},{"$f":"IFERROR(IF(OR(M126=\"\",'Combined scenario - input'!$D111=\"\"),\"\",M126/'Combined scenario - input'!$D111),\"\")","v":""},{"$f":"IFERROR(IF(OR(N126=\"\",'Combined scenario - input'!$D111=\"\"),\"\",N126/'Combined scenario - input'!$D111),\"\")","v":""},{"$f":"IFERROR(IF(OR(O126=\"\",'Combined scenario - input'!$D111=\"\"),\"\",O126/'Combined scenario - input'!$D111),\"\")","v":""},{"$f":"IFERROR(IF(OR(P126=\"\",'Combined scenario - input'!$D111=\"\"),\"\",P126/'Combined scenario - input'!$D111),\"\")","v":""},{"$f":"IFERROR(IF(OR(Q126=\"\",'Combined scenario - input'!$D111=\"\"),\"\",Q126/'Combined scenario - input'!$D111),\"\")","v":""},{"$f":"IFERROR(IF(OR(R126=\"\",'Combined scenario - input'!$D111=\"\"),\"\",R126/'Combined scenario - input'!$D111),\"\")","v":""},{"$f":"IFERROR(IF(OR(S126=\"\",'Combined scenario - input'!$D111=\"\"),\"\",S126/'Combined scenario - input'!$D111),\"\")","v":""},{"$f":"IFERROR(IF(OR(T126=\"\",'Combined scenario - input'!$D111=\"\"),\"\",T126/'Combined scenario - input'!$D111),\"\")","v":""},{"$f":"IFERROR(IF(OR(U126=\"\",'Combined scenario - input'!$D111=\"\"),\"\",U126/'Combined scenario - input'!$D111),\"\")","v":""},{"$f":"IFERROR(IF(OR(V126=\"\",'Combined scenario - input'!$D111=\"\"),\"\",V126/'Combined scenario - input'!$D111),\"\")","v":""},{"$f":"IFERROR(IF(OR(W126=\"\",'Combined scenario - input'!$D111=\"\"),\"\",W126/'Combined scenario - input'!$D111),\"\")","v":""}]
[{"$f":"IFERROR('Combined scenario - input'!A112,\"\")","v":""},{"$f":"IFERROR('Combined scenario - input'!B112,\"\")","v":""},{"$f":"IFERROR('Combined scenario - input'!C112,\"\")","v":""},{"$f":"IFERROR(repcalc('Combined scenario - input'!$CV112:$GH112,'Combined scenario - input'!$G112,'Combined scenario - input'!$E112,'Combined scenario - input'!$F112,20,TRUE,TRUE),\"\")","v":""},"","","","","","","","","","","","","","","","","","","",{"$f":"IFERROR(IF(OR(D127=\"\",'Combined scenario - input'!$D112=\"\"),\"\",D127/'Combined scenario - input'!$D112),\"\")","v":""},{"$f":"IFERROR(IF(OR(E127=\"\",'Combined scenario - input'!$D112=\"\"),\"\",E127/'Combined scenario - input'!$D112),\"\")","v":""},{"$f":"IFERROR(IF(OR(F127=\"\",'Combined scenario - input'!$D112=\"\"),\"\",F127/'Combined scenario - input'!$D112),\"\")","v":""},{"$f":"IFERROR(IF(OR(G127=\"\",'Combined scenario - input'!$D112=\"\"),\"\",G127/'Combined scenario - input'!$D112),\"\")","v":""},{"$f":"IFERROR(IF(OR(H127=\"\",'Combined scenario - input'!$D112=\"\"),\"\",H127/'Combined scenario - input'!$D112),\"\")","v":""},{"$f":"IFERROR(IF(OR(I127=\"\",'Combined scenario - input'!$D112=\"\"),\"\",I127/'Combined scenario - input'!$D112),\"\")","v":""},{"$f":"IFERROR(IF(OR(J127=\"\",'Combined scenario - input'!$D112=\"\"),\"\",J127/'Combined scenario - input'!$D112),\"\")","v":""},{"$f":"IFERROR(IF(OR(K127=\"\",'Combined scenario - input'!$D112=\"\"),\"\",K127/'Combined scenario - input'!$D112),\"\")","v":""},{"$f":"IFERROR(IF(OR(L127=\"\",'Combined scenario - input'!$D112=\"\"),\"\",L127/'Combined scenario - input'!$D112),\"\")","v":""},{"$f":"IFERROR(IF(OR(M127=\"\",'Combined scenario - input'!$D112=\"\"),\"\",M127/'Combined scenario - input'!$D112),\"\")","v":""},{"$f":"IFERROR(IF(OR(N127=\"\",'Combined scenario - input'!$D112=\"\"),\"\",N127/'Combined scenario - input'!$D112),\"\")","v":""},{"$f":"IFERROR(IF(OR(O127=\"\",'Combined scenario - input'!$D112=\"\"),\"\",O127/'Combined scenario - input'!$D112),\"\")","v":""},{"$f":"IFERROR(IF(OR(P127=\"\",'Combined scenario - input'!$D112=\"\"),\"\",P127/'Combined scenario - input'!$D112),\"\")","v":""},{"$f":"IFERROR(IF(OR(Q127=\"\",'Combined scenario - input'!$D112=\"\"),\"\",Q127/'Combined scenario - input'!$D112),\"\")","v":""},{"$f":"IFERROR(IF(OR(R127=\"\",'Combined scenario - input'!$D112=\"\"),\"\",R127/'Combined scenario - input'!$D112),\"\")","v":""},{"$f":"IFERROR(IF(OR(S127=\"\",'Combined scenario - input'!$D112=\"\"),\"\",S127/'Combined scenario - input'!$D112),\"\")","v":""},{"$f":"IFERROR(IF(OR(T127=\"\",'Combined scenario - input'!$D112=\"\"),\"\",T127/'Combined scenario - input'!$D112),\"\")","v":""},{"$f":"IFERROR(IF(OR(U127=\"\",'Combined scenario - input'!$D112=\"\"),\"\",U127/'Combined scenario - input'!$D112),\"\")","v":""},{"$f":"IFERROR(IF(OR(V127=\"\",'Combined scenario - input'!$D112=\"\"),\"\",V127/'Combined scenario - input'!$D112),\"\")","v":""},{"$f":"IFERROR(IF(OR(W127=\"\",'Combined scenario - input'!$D112=\"\"),\"\",W127/'Combined scenario - input'!$D112),\"\")","v":""}]
[{"$f":"IFERROR('Combined scenario - input'!A113,\"\")","v":""},{"$f":"IFERROR('Combined scenario - input'!B113,\"\")","v":""},{"$f":"IFERROR('Combined scenario - input'!C113,\"\")","v":""},{"$f":"IFERROR(repcalc('Combined scenario - input'!$CV113:$GH113,'Combined scenario - input'!$G113,'Combined scenario - input'!$E113,'Combined scenario - input'!$F113,20,TRUE,TRUE),\"\")","v":""},"","","","","","","","","","","","","","","","","","","",{"$f":"IFERROR(IF(OR(D128=\"\",'Combined scenario - input'!$D113=\"\"),\"\",D128/'Combined scenario - input'!$D113),\"\")","v":""},{"$f":"IFERROR(IF(OR(E128=\"\",'Combined scenario - input'!$D113=\"\"),\"\",E128/'Combined scenario - input'!$D113),\"\")","v":""},{"$f":"IFERROR(IF(OR(F128=\"\",'Combined scenario - input'!$D113=\"\"),\"\",F128/'Combined scenario - input'!$D113),\"\")","v":""},{"$f":"IFERROR(IF(OR(G128=\"\",'Combined scenario - input'!$D113=\"\"),\"\",G128/'Combined scenario - input'!$D113),\"\")","v":""},{"$f":"IFERROR(IF(OR(H128=\"\",'Combined scenario - input'!$D113=\"\"),\"\",H128/'Combined scenario - input'!$D113),\"\")","v":""},{"$f":"IFERROR(IF(OR(I128=\"\",'Combined scenario - input'!$D113=\"\"),\"\",I128/'Combined scenario - input'!$D113),\"\")","v":""},{"$f":"IFERROR(IF(OR(J128=\"\",'Combined scenario - input'!$D113=\"\"),\"\",J128/'Combined scenario - input'!$D113),\"\")","v":""},{"$f":"IFERROR(IF(OR(K128=\"\",'Combined scenario - input'!$D113=\"\"),\"\",K128/'Combined scenario - input'!$D113),\"\")","v":""},{"$f":"IFERROR(IF(OR(L128=\"\",'Combined scenario - input'!$D113=\"\"),\"\",L128/'Combined scenario - input'!$D113),\"\")","v":""},{"$f":"IFERROR(IF(OR(M128=\"\",'Combined scenario - input'!$D113=\"\"),\"\",M128/'Combined scenario - input'!$D113),\"\")","v":""},{"$f":"IFERROR(IF(OR(N128=\"\",'Combined scenario - input'!$D113=\"\"),\"\",N128/'Combined scenario - input'!$D113),\"\")","v":""},{"$f":"IFERROR(IF(OR(O128=\"\",'Combined scenario - input'!$D113=\"\"),\"\",O128/'Combined scenario - input'!$D113),\"\")","v":""},{"$f":"IFERROR(IF(OR(P128=\"\",'Combined scenario - input'!$D113=\"\"),\"\",P128/'Combined scenario - input'!$D113),\"\")","v":""},{"$f":"IFERROR(IF(OR(Q128=\"\",'Combined scenario - input'!$D113=\"\"),\"\",Q128/'Combined scenario - input'!$D113),\"\")","v":""},{"$f":"IFERROR(IF(OR(R128=\"\",'Combined scenario - input'!$D113=\"\"),\"\",R128/'Combined scenario - input'!$D113),\"\")","v":""},{"$f":"IFERROR(IF(OR(S128=\"\",'Combined scenario - input'!$D113=\"\"),\"\",S128/'Combined scenario - input'!$D113),\"\")","v":""},{"$f":"IFERROR(IF(OR(T128=\"\",'Combined scenario - input'!$D113=\"\"),\"\",T128/'Combined scenario - input'!$D113),\"\")","v":""},{"$f":"IFERROR(IF(OR(U128=\"\",'Combined scenario - input'!$D113=\"\"),\"\",U128/'Combined scenario - input'!$D113),\"\")","v":""},{"$f":"IFERROR(IF(OR(V128=\"\",'Combined scenario - input'!$D113=\"\"),\"\",V128/'Combined scenario - input'!$D113),\"\")","v":""},{"$f":"IFERROR(IF(OR(W128=\"\",'Combined scenario - input'!$D113=\"\"),\"\",W128/'Combined scenario - input'!$D113),\"\")","v":""}]
[{"$f":"IFERROR('Combined scenario - input'!A114,\"\")","v":""},{"$f":"IFERROR('Combined scenario - input'!B114,\"\")","v":""},{"$f":"IFERROR('Combined scenario - input'!C114,\"\")","v":""},{"$f":"IFERROR(repcalc('Combined scenario - input'!$CV114:$GH114,'Combined scenario - input'!$G114,'Combined scenario - input'!$E114,'Combined scenario - input'!$F114,20,TRUE,TRUE),\"\")","v":""},"","","","","","","","","","","","","","","","","","","",{"$f":"IFERROR(IF(OR(D129=\"\",'Combined scenario - input'!$D114=\"\"),\"\",D129/'Combined scenario - input'!$D114),\"\")","v":""},{"$f":"IFERROR(IF(OR(E129=\"\",'Combined scenario - input'!$D114=\"\"),\"\",E129/'Combined scenario - input'!$D114),\"\")","v":""},{"$f":"IFERROR(IF(OR(F129=\"\",'Combined scenario - input'!$D114=\"\"),\"\",F129/'Combined scenario - input'!$D114),\"\")","v":""},{"$f":"IFERROR(IF(OR(G129=\"\",'Combined scenario - input'!$D114=\"\"),\"\",G129/'Combined scenario - input'!$D114),\"\")","v":""},{"$f":"IFERROR(IF(OR(H129=\"\",'Combined scenario - input'!$D114=\"\"),\"\",H129/'Combined scenario - input'!$D114),\"\")","v":""},{"$f":"IFERROR(IF(OR(I129=\"\",'Combined scenario - input'!$D114=\"\"),\"\",I129/'Combined scenario - input'!$D114),\"\")","v":""},{"$f":"IFERROR(IF(OR(J129=\"\",'Combined scenario - input'!$D114=\"\"),\"\",J129/'Combined scenario - input'!$D114),\"\")","v":""},{"$f":"IFERROR(IF(OR(K129=\"\",'Combined scenario - input'!$D114=\"\"),\"\",K129/'Combined scenario - input'!$D114),\"\")","v":""},{"$f":"IFERROR(IF(OR(L129=\"\",'Combined scenario - input'!$D114=\"\"),\"\",L129/'Combined scenario - input'!$D114),\"\")","v":""},{"$f":"IFERROR(IF(OR(M129=\"\",'Combined scenario - input'!$D114=\"\"),\"\",M129/'Combined scenario - input'!$D114),\"\")","v":""},{"$f":"IFERROR(IF(OR(N129=\"\",'Combined scenario - input'!$D114=\"\"),\"\",N129/'Combined scenario - input'!$D114),\"\")","v":""},{"$f":"IFERROR(IF(OR(O129=\"\",'Combined scenario - input'!$D114=\"\"),\"\",O129/'Combined scenario - input'!$D114),\"\")","v":""},{"$f":"IFERROR(IF(OR(P129=\"\",'Combined scenario - input'!$D114=\"\"),\"\",P129/'Combined scenario - input'!$D114),\"\")","v":""},{"$f":"IFERROR(IF(OR(Q129=\"\",'Combined scenario - input'!$D114=\"\"),\"\",Q129/'Combined scenario - input'!$D114),\"\")","v":""},{"$f":"IFERROR(IF(OR(R129=\"\",'Combined scenario - input'!$D114=\"\"),\"\",R129/'Combined scenario - input'!$D114),\"\")","v":""},{"$f":"IFERROR(IF(OR(S129=\"\",'Combined scenario - input'!$D114=\"\"),\"\",S129/'Combined scenario - input'!$D114),\"\")","v":""},{"$f":"IFERROR(IF(OR(T129=\"\",'Combined scenario - input'!$D114=\"\"),\"\",T129/'Combined scenario - input'!$D114),\"\")","v":""},{"$f":"IFERROR(IF(OR(U129=\"\",'Combined scenario - input'!$D114=\"\"),\"\",U129/'Combined scenario - input'!$D114),\"\")","v":""},{"$f":"IFERROR(IF(OR(V129=\"\",'Combined scenario - input'!$D114=\"\"),\"\",V129/'Combined scenario - input'!$D114),\"\")","v":""},{"$f":"IFERROR(IF(OR(W129=\"\",'Combined scenario - input'!$D114=\"\"),\"\",W129/'Combined scenario - input'!$D114),\"\")","v":""}]
[{"$f":"IFERROR('Combined scenario - input'!A115,\"\")","v":""},{"$f":"IFERROR('Combined scenario - input'!B115,\"\")","v":""},{"$f":"IFERROR('Combined scenario - input'!C115,\"\")","v":""},{"$f":"IFERROR(repcalc('Combined scenario - input'!$CV115:$GH115,'Combined scenario - input'!$G115,'Combined scenario - input'!$E115,'Combined scenario - input'!$F115,20,TRUE,TRUE),\"\")","v":""},"","","","","","","","","","","","","","","","","","","",{"$f":"IFERROR(IF(OR(D130=\"\",'Combined scenario - input'!$D115=\"\"),\"\",D130/'Combined scenario - input'!$D115),\"\")","v":""},{"$f":"IFERROR(IF(OR(E130=\"\",'Combined scenario - input'!$D115=\"\"),\"\",E130/'Combined scenario - input'!$D115),\"\")","v":""},{"$f":"IFERROR(IF(OR(F130=\"\",'Combined scenario - input'!$D115=\"\"),\"\",F130/'Combined scenario - input'!$D115),\"\")","v":""},{"$f":"IFERROR(IF(OR(G130=\"\",'Combined scenario - input'!$D115=\"\"),\"\",G130/'Combined scenario - input'!$D115),\"\")","v":""},{"$f":"IFERROR(IF(OR(H130=\"\",'Combined scenario - input'!$D115=\"\"),\"\",H130/'Combined scenario - input'!$D115),\"\")","v":""},{"$f":"IFERROR(IF(OR(I130=\"\",'Combined scenario - input'!$D115=\"\"),\"\",I130/'Combined scenario - input'!$D115),\"\")","v":""},{"$f":"IFERROR(IF(OR(J130=\"\",'Combined scenario - input'!$D115=\"\"),\"\",J130/'Combined scenario - input'!$D115),\"\")","v":""},{"$f":"IFERROR(IF(OR(K130=\"\",'Combined scenario - input'!$D115=\"\"),\"\",K130/'Combined scenario - input'!$D115),\"\")","v":""},{"$f":"IFERROR(IF(OR(L130=\"\",'Combined scenario - input'!$D115=\"\"),\"\",L130/'Combined scenario - input'!$D115),\"\")","v":""},{"$f":"IFERROR(IF(OR(M130=\"\",'Combined scenario - input'!$D115=\"\"),\"\",M130/'Combined scenario - input'!$D115),\"\")","v":""},{"$f":"IFERROR(IF(OR(N130=\"\",'Combined scenario - input'!$D115=\"\"),\"\",N130/'Combined scenario - input'!$D115),\"\")","v":""},{"$f":"IFERROR(IF(OR(O130=\"\",'Combined scenario - input'!$D115=\"\"),\"\",O130/'Combined scenario - input'!$D115),\"\")","v":""},{"$f":"IFERROR(IF(OR(P130=\"\",'Combined scenario - input'!$D115=\"\"),\"\",P130/'Combined scenario - input'!$D115),\"\")","v":""},{"$f":"IFERROR(IF(OR(Q130=\"\",'Combined scenario - input'!$D115=\"\"),\"\",Q130/'Combined scenario - input'!$D115),\"\")","v":""},{"$f":"IFERROR(IF(OR(R130=\"\",'Combined scenario - input'!$D115=\"\"),\"\",R130/'Combined scenario - input'!$D115),\"\")","v":""},{"$f":"IFERROR(IF(OR(S130=\"\",'Combined scenario - input'!$D115=\"\"),\"\",S130/'Combined scenario - input'!$D115),\"\")","v":""},{"$f":"IFERROR(IF(OR(T130=\"\",'Combined scenario - input'!$D115=\"\"),\"\",T130/'Combined scenario - input'!$D115),\"\")","v":""},{"$f":"IFERROR(IF(OR(U130=\"\",'Combined scenario - input'!$D115=\"\"),\"\",U130/'Combined scenario - input'!$D115),\"\")","v":""},{"$f":"IFERROR(IF(OR(V130=\"\",'Combined scenario - input'!$D115=\"\"),\"\",V130/'Combined scenario - input'!$D115),\"\")","v":""},{"$f":"IFERROR(IF(OR(W130=\"\",'Combined scenario - input'!$D115=\"\"),\"\",W130/'Combined scenario - input'!$D115),\"\")","v":""}]
[{"$f":"IFERROR('Combined scenario - input'!A116,\"\")","v":""},{"$f":"IFERROR('Combined scenario - input'!B116,\"\")","v":""},{"$f":"IFERROR('Combined scenario - input'!C116,\"\")","v":""},{"$f":"IFERROR(repcalc('Combined scenario - input'!$CV116:$GH116,'Combined scenario - input'!$G116,'Combined scenario - input'!$E116,'Combined scenario - input'!$F116,20,TRUE,TRUE),\"\")","v":""},"","","","","","","","","","","","","","","","","","","",{"$f":"IFERROR(IF(OR(D131=\"\",'Combined scenario - input'!$D116=\"\"),\"\",D131/'Combined scenario - input'!$D116),\"\")","v":""},{"$f":"IFERROR(IF(OR(E131=\"\",'Combined scenario - input'!$D116=\"\"),\"\",E131/'Combined scenario - input'!$D116),\"\")","v":""},{"$f":"IFERROR(IF(OR(F131=\"\",'Combined scenario - input'!$D116=\"\"),\"\",F131/'Combined scenario - input'!$D116),\"\")","v":""},{"$f":"IFERROR(IF(OR(G131=\"\",'Combined scenario - input'!$D116=\"\"),\"\",G131/'Combined scenario - input'!$D116),\"\")","v":""},{"$f":"IFERROR(IF(OR(H131=\"\",'Combined scenario - input'!$D116=\"\"),\"\",H131/'Combined scenario - input'!$D116),\"\")","v":""},{"$f":"IFERROR(IF(OR(I131=\"\",'Combined scenario - input'!$D116=\"\"),\"\",I131/'Combined scenario - input'!$D116),\"\")","v":""},{"$f":"IFERROR(IF(OR(J131=\"\",'Combined scenario - input'!$D116=\"\"),\"\",J131/'Combined scenario - input'!$D116),\"\")","v":""},{"$f":"IFERROR(IF(OR(K131=\"\",'Combined scenario - input'!$D116=\"\"),\"\",K131/'Combined scenario - input'!$D116),\"\")","v":""},{"$f":"IFERROR(IF(OR(L131=\"\",'Combined scenario - input'!$D116=\"\"),\"\",L131/'Combined scenario - input'!$D116),\"\")","v":""},{"$f":"IFERROR(IF(OR(M131=\"\",'Combined scenario - input'!$D116=\"\"),\"\",M131/'Combined scenario - input'!$D116),\"\")","v":""},{"$f":"IFERROR(IF(OR(N131=\"\",'Combined scenario - input'!$D116=\"\"),\"\",N131/'Combined scenario - input'!$D116),\"\")","v":""},{"$f":"IFERROR(IF(OR(O131=\"\",'Combined scenario - input'!$D116=\"\"),\"\",O131/'Combined scenario - input'!$D116),\"\")","v":""},{"$f":"IFERROR(IF(OR(P131=\"\",'Combined scenario - input'!$D116=\"\"),\"\",P131/'Combined scenario - input'!$D116),\"\")","v":""},{"$f":"IFERROR(IF(OR(Q131=\"\",'Combined scenario - input'!$D116=\"\"),\"\",Q131/'Combined scenario - input'!$D116),\"\")","v":""},{"$f":"IFERROR(IF(OR(R131=\"\",'Combined scenario - input'!$D116=\"\"),\"\",R131/'Combined scenario - input'!$D116),\"\")","v":""},{"$f":"IFERROR(IF(OR(S131=\"\",'Combined scenario - input'!$D116=\"\"),\"\",S131/'Combined scenario - input'!$D116),\"\")","v":""},{"$f":"IFERROR(IF(OR(T131=\"\",'Combined scenario - input'!$D116=\"\"),\"\",T131/'Combined scenario - input'!$D116),\"\")","v":""},{"$f":"IFERROR(IF(OR(U131=\"\",'Combined scenario - input'!$D116=\"\"),\"\",U131/'Combined scenario - input'!$D116),\"\")","v":""},{"$f":"IFERROR(IF(OR(V131=\"\",'Combined scenario - input'!$D116=\"\"),\"\",V131/'Combined scenario - input'!$D116),\"\")","v":""},{"$f":"IFERROR(IF(OR(W131=\"\",'Combined scenario - input'!$D116=\"\"),\"\",W131/'Combined scenario - input'!$D116),\"\")","v":""}]
[{"$f":"IFERROR('Combined scenario - input'!A117,\"\")","v":""},{"$f":"IFERROR('Combined scenario - input'!B117,\"\")","v":""},{"$f":"IFERROR('Combined scenario - input'!C117,\"\")","v":""},{"$f":"IFERROR(repcalc('Combined scenario - input'!$CV117:$GH117,'Combined scenario - input'!$G117,'Combined scenario - input'!$E117,'Combined scenario - input'!$F117,20,TRUE,TRUE),\"\")","v":""},"","","","","","","","","","","","","","","","","","","",{"$f":"IFERROR(IF(OR(D132=\"\",'Combined scenario - input'!$D117=\"\"),\"\",D132/'Combined scenario - input'!$D117),\"\")","v":""},{"$f":"IFERROR(IF(OR(E132=\"\",'Combined scenario - input'!$D117=\"\"),\"\",E132/'Combined scenario - input'!$D117),\"\")","v":""},{"$f":"IFERROR(IF(OR(F132=\"\",'Combined scenario - input'!$D117=\"\"),\"\",F132/'Combined scenario - input'!$D117),\"\")","v":""},{"$f":"IFERROR(IF(OR(G132=\"\",'Combined scenario - input'!$D117=\"\"),\"\",G132/'Combined scenario - input'!$D117),\"\")","v":""},{"$f":"IFERROR(IF(OR(H132=\"\",'Combined scenario - input'!$D117=\"\"),\"\",H132/'Combined scenario - input'!$D117),\"\")","v":""},{"$f":"IFERROR(IF(OR(I132=\"\",'Combined scenario - input'!$D117=\"\"),\"\",I132/'Combined scenario - input'!$D117),\"\")","v":""},{"$f":"IFERROR(IF(OR(J132=\"\",'Combined scenario - input'!$D117=\"\"),\"\",J132/'Combined scenario - input'!$D117),\"\")","v":""},{"$f":"IFERROR(IF(OR(K132=\"\",'Combined scenario - input'!$D117=\"\"),\"\",K132/'Combined scenario - input'!$D117),\"\")","v":""},{"$f":"IFERROR(IF(OR(L132=\"\",'Combined scenario - input'!$D117=\"\"),\"\",L132/'Combined scenario - input'!$D117),\"\")","v":""},{"$f":"IFERROR(IF(OR(M132=\"\",'Combined scenario - input'!$D117=\"\"),\"\",M132/'Combined scenario - input'!$D117),\"\")","v":""},{"$f":"IFERROR(IF(OR(N132=\"\",'Combined scenario - input'!$D117=\"\"),\"\",N132/'Combined scenario - input'!$D117),\"\")","v":""},{"$f":"IFERROR(IF(OR(O132=\"\",'Combined scenario - input'!$D117=\"\"),\"\",O132/'Combined scenario - input'!$D117),\"\")","v":""},{"$f":"IFERROR(IF(OR(P132=\"\",'Combined scenario - input'!$D117=\"\"),\"\",P132/'Combined scenario - input'!$D117),\"\")","v":""},{"$f":"IFERROR(IF(OR(Q132=\"\",'Combined scenario - input'!$D117=\"\"),\"\",Q132/'Combined scenario - input'!$D117),\"\")","v":""},{"$f":"IFERROR(IF(OR(R132=\"\",'Combined scenario - input'!$D117=\"\"),\"\",R132/'Combined scenario - input'!$D117),\"\")","v":""},{"$f":"IFERROR(IF(OR(S132=\"\",'Combined scenario - input'!$D117=\"\"),\"\",S132/'Combined scenario - input'!$D117),\"\")","v":""},{"$f":"IFERROR(IF(OR(T132=\"\",'Combined scenario - input'!$D117=\"\"),\"\",T132/'Combined scenario - input'!$D117),\"\")","v":""},{"$f":"IFERROR(IF(OR(U132=\"\",'Combined scenario - input'!$D117=\"\"),\"\",U132/'Combined scenario - input'!$D117),\"\")","v":""},{"$f":"IFERROR(IF(OR(V132=\"\",'Combined scenario - input'!$D117=\"\"),\"\",V132/'Combined scenario - input'!$D117),\"\")","v":""},{"$f":"IFERROR(IF(OR(W132=\"\",'Combined scenario - input'!$D117=\"\"),\"\",W132/'Combined scenario - input'!$D117),\"\")","v":""}]
[{"$f":"IFERROR('Combined scenario - input'!A118,\"\")","v":""},{"$f":"IFERROR('Combined scenario - input'!B118,\"\")","v":""},{"$f":"IFERROR('Combined scenario - input'!C118,\"\")","v":""},{"$f":"IFERROR(repcalc('Combined scenario - input'!$CV118:$GH118,'Combined scenario - input'!$G118,'Combined scenario - input'!$E118,'Combined scenario - input'!$F118,20,TRUE,TRUE),\"\")","v":""},"","","","","","","","","","","","","","","","","","","",{"$f":"IFERROR(IF(OR(D133=\"\",'Combined scenario - input'!$D118=\"\"),\"\",D133/'Combined scenario - input'!$D118),\"\")","v":""},{"$f":"IFERROR(IF(OR(E133=\"\",'Combined scenario - input'!$D118=\"\"),\"\",E133/'Combined scenario - input'!$D118),\"\")","v":""},{"$f":"IFERROR(IF(OR(F133=\"\",'Combined scenario - input'!$D118=\"\"),\"\",F133/'Combined scenario - input'!$D118),\"\")","v":""},{"$f":"IFERROR(IF(OR(G133=\"\",'Combined scenario - input'!$D118=\"\"),\"\",G133/'Combined scenario - input'!$D118),\"\")","v":""},{"$f":"IFERROR(IF(OR(H133=\"\",'Combined scenario - input'!$D118=\"\"),\"\",H133/'Combined scenario - input'!$D118),\"\")","v":""},{"$f":"IFERROR(IF(OR(I133=\"\",'Combined scenario - input'!$D118=\"\"),\"\",I133/'Combined scenario - input'!$D118),\"\")","v":""},{"$f":"IFERROR(IF(OR(J133=\"\",'Combined scenario - input'!$D118=\"\"),\"\",J133/'Combined scenario - input'!$D118),\"\")","v":""},{"$f":"IFERROR(IF(OR(K133=\"\",'Combined scenario - input'!$D118=\"\"),\"\",K133/'Combined scenario - input'!$D118),\"\")","v":""},{"$f":"IFERROR(IF(OR(L133=\"\",'Combined scenario - input'!$D118=\"\"),\"\",L133/'Combined scenario - input'!$D118),\"\")","v":""},{"$f":"IFERROR(IF(OR(M133=\"\",'Combined scenario - input'!$D118=\"\"),\"\",M133/'Combined scenario - input'!$D118),\"\")","v":""},{"$f":"IFERROR(IF(OR(N133=\"\",'Combined scenario - input'!$D118=\"\"),\"\",N133/'Combined scenario - input'!$D118),\"\")","v":""},{"$f":"IFERROR(IF(OR(O133=\"\",'Combined scenario - input'!$D118=\"\"),\"\",O133/'Combined scenario - input'!$D118),\"\")","v":""},{"$f":"IFERROR(IF(OR(P133=\"\",'Combined scenario - input'!$D118=\"\"),\"\",P133/'Combined scenario - input'!$D118),\"\")","v":""},{"$f":"IFERROR(IF(OR(Q133=\"\",'Combined scenario - input'!$D118=\"\"),\"\",Q133/'Combined scenario - input'!$D118),\"\")","v":""},{"$f":"IFERROR(IF(OR(R133=\"\",'Combined scenario - input'!$D118=\"\"),\"\",R133/'Combined scenario - input'!$D118),\"\")","v":""},{"$f":"IFERROR(IF(OR(S133=\"\",'Combined scenario - input'!$D118=\"\"),\"\",S133/'Combined scenario - input'!$D118),\"\")","v":""},{"$f":"IFERROR(IF(OR(T133=\"\",'Combined scenario - input'!$D118=\"\"),\"\",T133/'Combined scenario - input'!$D118),\"\")","v":""},{"$f":"IFERROR(IF(OR(U133=\"\",'Combined scenario - input'!$D118=\"\"),\"\",U133/'Combined scenario - input'!$D118),\"\")","v":""},{"$f":"IFERROR(IF(OR(V133=\"\",'Combined scenario - input'!$D118=\"\"),\"\",V133/'Combined scenario - input'!$D118),\"\")","v":""},{"$f":"IFERROR(IF(OR(W133=\"\",'Combined scenario - input'!$D118=\"\"),\"\",W133/'Combined scenario - input'!$D118),\"\")","v":""}]
[{"$f":"IFERROR('Combined scenario - input'!A119,\"\")","v":""},{"$f":"IFERROR('Combined scenario - input'!B119,\"\")","v":""},{"$f":"IFERROR('Combined scenario - input'!C119,\"\")","v":""},{"$f":"IFERROR(repcalc('Combined scenario - input'!$CV119:$GH119,'Combined scenario - input'!$G119,'Combined scenario - input'!$E119,'Combined scenario - input'!$F119,20,TRUE,TRUE),\"\")","v":""},"","","","","","","","","","","","","","","","","","","",{"$f":"IFERROR(IF(OR(D134=\"\",'Combined scenario - input'!$D119=\"\"),\"\",D134/'Combined scenario - input'!$D119),\"\")","v":""},{"$f":"IFERROR(IF(OR(E134=\"\",'Combined scenario - input'!$D119=\"\"),\"\",E134/'Combined scenario - input'!$D119),\"\")","v":""},{"$f":"IFERROR(IF(OR(F134=\"\",'Combined scenario - input'!$D119=\"\"),\"\",F134/'Combined scenario - input'!$D119),\"\")","v":""},{"$f":"IFERROR(IF(OR(G134=\"\",'Combined scenario - input'!$D119=\"\"),\"\",G134/'Combined scenario - input'!$D119),\"\")","v":""},{"$f":"IFERROR(IF(OR(H134=\"\",'Combined scenario - input'!$D119=\"\"),\"\",H134/'Combined scenario - input'!$D119),\"\")","v":""},{"$f":"IFERROR(IF(OR(I134=\"\",'Combined scenario - input'!$D119=\"\"),\"\",I134/'Combined scenario - input'!$D119),\"\")","v":""},{"$f":"IFERROR(IF(OR(J134=\"\",'Combined scenario - input'!$D119=\"\"),\"\",J134/'Combined scenario - input'!$D119),\"\")","v":""},{"$f":"IFERROR(IF(OR(K134=\"\",'Combined scenario - input'!$D119=\"\"),\"\",K134/'Combined scenario - input'!$D119),\"\")","v":""},{"$f":"IFERROR(IF(OR(L134=\"\",'Combined scenario - input'!$D119=\"\"),\"\",L134/'Combined scenario - input'!$D119),\"\")","v":""},{"$f":"IFERROR(IF(OR(M134=\"\",'Combined scenario - input'!$D119=\"\"),\"\",M134/'Combined scenario - input'!$D119),\"\")","v":""},{"$f":"IFERROR(IF(OR(N134=\"\",'Combined scenario - input'!$D119=\"\"),\"\",N134/'Combined scenario - input'!$D119),\"\")","v":""},{"$f":"IFERROR(IF(OR(O134=\"\",'Combined scenario - input'!$D119=\"\"),\"\",O134/'Combined scenario - input'!$D119),\"\")","v":""},{"$f":"IFERROR(IF(OR(P134=\"\",'Combined scenario - input'!$D119=\"\"),\"\",P134/'Combined scenario - input'!$D119),\"\")","v":""},{"$f":"IFERROR(IF(OR(Q134=\"\",'Combined scenario - input'!$D119=\"\"),\"\",Q134/'Combined scenario - input'!$D119),\"\")","v":""},{"$f":"IFERROR(IF(OR(R134=\"\",'Combined scenario - input'!$D119=\"\"),\"\",R134/'Combined scenario - input'!$D119),\"\")","v":""},{"$f":"IFERROR(IF(OR(S134=\"\",'Combined scenario - input'!$D119=\"\"),\"\",S134/'Combined scenario - input'!$D119),\"\")","v":""},{"$f":"IFERROR(IF(OR(T134=\"\",'Combined scenario - input'!$D119=\"\"),\"\",T134/'Combined scenario - input'!$D119),\"\")","v":""},{"$f":"IFERROR(IF(OR(U134=\"\",'Combined scenario - input'!$D119=\"\"),\"\",U134/'Combined scenario - input'!$D119),\"\")","v":""},{"$f":"IFERROR(IF(OR(V134=\"\",'Combined scenario - input'!$D119=\"\"),\"\",V134/'Combined scenario - input'!$D119),\"\")","v":""},{"$f":"IFERROR(IF(OR(W134=\"\",'Combined scenario - input'!$D119=\"\"),\"\",W134/'Combined scenario - input'!$D119),\"\")","v":""}]
[{"$f":"IFERROR('Combined scenario - input'!A120,\"\")","v":""},{"$f":"IFERROR('Combined scenario - input'!B120,\"\")","v":""},{"$f":"IFERROR('Combined scenario - input'!C120,\"\")","v":""},{"$f":"IFERROR(repcalc('Combined scenario - input'!$CV120:$GH120,'Combined scenario - input'!$G120,'Combined scenario - input'!$E120,'Combined scenario - input'!$F120,20,TRUE,TRUE),\"\")","v":""},"","","","","","","","","","","","","","","","","","","",{"$f":"IFERROR(IF(OR(D135=\"\",'Combined scenario - input'!$D120=\"\"),\"\",D135/'Combined scenario - input'!$D120),\"\")","v":""},{"$f":"IFERROR(IF(OR(E135=\"\",'Combined scenario - input'!$D120=\"\"),\"\",E135/'Combined scenario - input'!$D120),\"\")","v":""},{"$f":"IFERROR(IF(OR(F135=\"\",'Combined scenario - input'!$D120=\"\"),\"\",F135/'Combined scenario - input'!$D120),\"\")","v":""},{"$f":"IFERROR(IF(OR(G135=\"\",'Combined scenario - input'!$D120=\"\"),\"\",G135/'Combined scenario - input'!$D120),\"\")","v":""},{"$f":"IFERROR(IF(OR(H135=\"\",'Combined scenario - input'!$D120=\"\"),\"\",H135/'Combined scenario - input'!$D120),\"\")","v":""},{"$f":"IFERROR(IF(OR(I135=\"\",'Combined scenario - input'!$D120=\"\"),\"\",I135/'Combined scenario - input'!$D120),\"\")","v":""},{"$f":"IFERROR(IF(OR(J135=\"\",'Combined scenario - input'!$D120=\"\"),\"\",J135/'Combined scenario - input'!$D120),\"\")","v":""},{"$f":"IFERROR(IF(OR(K135=\"\",'Combined scenario - input'!$D120=\"\"),\"\",K135/'Combined scenario - input'!$D120),\"\")","v":""},{"$f":"IFERROR(IF(OR(L135=\"\",'Combined scenario - input'!$D120=\"\"),\"\",L135/'Combined scenario - input'!$D120),\"\")","v":""},{"$f":"IFERROR(IF(OR(M135=\"\",'Combined scenario - input'!$D120=\"\"),\"\",M135/'Combined scenario - input'!$D120),\"\")","v":""},{"$f":"IFERROR(IF(OR(N135=\"\",'Combined scenario - input'!$D120=\"\"),\"\",N135/'Combined scenario - input'!$D120),\"\")","v":""},{"$f":"IFERROR(IF(OR(O135=\"\",'Combined scenario - input'!$D120=\"\"),\"\",O135/'Combined scenario - input'!$D120),\"\")","v":""},{"$f":"IFERROR(IF(OR(P135=\"\",'Combined scenario - input'!$D120=\"\"),\"\",P135/'Combined scenario - input'!$D120),\"\")","v":""},{"$f":"IFERROR(IF(OR(Q135=\"\",'Combined scenario - input'!$D120=\"\"),\"\",Q135/'Combined scenario - input'!$D120),\"\")","v":""},{"$f":"IFERROR(IF(OR(R135=\"\",'Combined scenario - input'!$D120=\"\"),\"\",R135/'Combined scenario - input'!$D120),\"\")","v":""},{"$f":"IFERROR(IF(OR(S135=\"\",'Combined scenario - input'!$D120=\"\"),\"\",S135/'Combined scenario - input'!$D120),\"\")","v":""},{"$f":"IFERROR(IF(OR(T135=\"\",'Combined scenario - input'!$D120=\"\"),\"\",T135/'Combined scenario - input'!$D120),\"\")","v":""},{"$f":"IFERROR(IF(OR(U135=\"\",'Combined scenario - input'!$D120=\"\"),\"\",U135/'Combined scenario - input'!$D120),\"\")","v":""},{"$f":"IFERROR(IF(OR(V135=\"\",'Combined scenario - input'!$D120=\"\"),\"\",V135/'Combined scenario - input'!$D120),\"\")","v":""},{"$f":"IFERROR(IF(OR(W135=\"\",'Combined scenario - input'!$D120=\"\"),\"\",W135/'Combined scenario - input'!$D120),\"\")","v":""}]
[{"$f":"IFERROR('Combined scenario - input'!A121,\"\")","v":""},{"$f":"IFERROR('Combined scenario - input'!B121,\"\")","v":""},{"$f":"IFERROR('Combined scenario - input'!C121,\"\")","v":""},{"$f":"IFERROR(repcalc('Combined scenario - input'!$CV121:$GH121,'Combined scenario - input'!$G121,'Combined scenario - input'!$E121,'Combined scenario - input'!$F121,20,TRUE,TRUE),\"\")","v":""},"","","","","","","","","","","","","","","","","","","",{"$f":"IFERROR(IF(OR(D136=\"\",'Combined scenario - input'!$D121=\"\"),\"\",D136/'Combined scenario - input'!$D121),\"\")","v":""},{"$f":"IFERROR(IF(OR(E136=\"\",'Combined scenario - input'!$D121=\"\"),\"\",E136/'Combined scenario - input'!$D121),\"\")","v":""},{"$f":"IFERROR(IF(OR(F136=\"\",'Combined scenario - input'!$D121=\"\"),\"\",F136/'Combined scenario - input'!$D121),\"\")","v":""},{"$f":"IFERROR(IF(OR(G136=\"\",'Combined scenario - input'!$D121=\"\"),\"\",G136/'Combined scenario - input'!$D121),\"\")","v":""},{"$f":"IFERROR(IF(OR(H136=\"\",'Combined scenario - input'!$D121=\"\"),\"\",H136/'Combined scenario - input'!$D121),\"\")","v":""},{"$f":"IFERROR(IF(OR(I136=\"\",'Combined scenario - input'!$D121=\"\"),\"\",I136/'Combined scenario - input'!$D121),\"\")","v":""},{"$f":"IFERROR(IF(OR(J136=\"\",'Combined scenario - input'!$D121=\"\"),\"\",J136/'Combined scenario - input'!$D121),\"\")","v":""},{"$f":"IFERROR(IF(OR(K136=\"\",'Combined scenario - input'!$D121=\"\"),\"\",K136/'Combined scenario - input'!$D121),\"\")","v":""},{"$f":"IFERROR(IF(OR(L136=\"\",'Combined scenario - input'!$D121=\"\"),\"\",L136/'Combined scenario - input'!$D121),\"\")","v":""},{"$f":"IFERROR(IF(OR(M136=\"\",'Combined scenario - input'!$D121=\"\"),\"\",M136/'Combined scenario - input'!$D121),\"\")","v":""},{"$f":"IFERROR(IF(OR(N136=\"\",'Combined scenario - input'!$D121=\"\"),\"\",N136/'Combined scenario - input'!$D121),\"\")","v":""},{"$f":"IFERROR(IF(OR(O136=\"\",'Combined scenario - input'!$D121=\"\"),\"\",O136/'Combined scenario - input'!$D121),\"\")","v":""},{"$f":"IFERROR(IF(OR(P136=\"\",'Combined scenario - input'!$D121=\"\"),\"\",P136/'Combined scenario - input'!$D121),\"\")","v":""},{"$f":"IFERROR(IF(OR(Q136=\"\",'Combined scenario - input'!$D121=\"\"),\"\",Q136/'Combined scenario - input'!$D121),\"\")","v":""},{"$f":"IFERROR(IF(OR(R136=\"\",'Combined scenario - input'!$D121=\"\"),\"\",R136/'Combined scenario - input'!$D121),\"\")","v":""},{"$f":"IFERROR(IF(OR(S136=\"\",'Combined scenario - input'!$D121=\"\"),\"\",S136/'Combined scenario - input'!$D121),\"\")","v":""},{"$f":"IFERROR(IF(OR(T136=\"\",'Combined scenario - input'!$D121=\"\"),\"\",T136/'Combined scenario - input'!$D121),\"\")","v":""},{"$f":"IFERROR(IF(OR(U136=\"\",'Combined scenario - input'!$D121=\"\"),\"\",U136/'Combined scenario - input'!$D121),\"\")","v":""},{"$f":"IFERROR(IF(OR(V136=\"\",'Combined scenario - input'!$D121=\"\"),\"\",V136/'Combined scenario - input'!$D121),\"\")","v":""},{"$f":"IFERROR(IF(OR(W136=\"\",'Combined scenario - input'!$D121=\"\"),\"\",W136/'Combined scenario - input'!$D121),\"\")","v":""}]
[{"$f":"IFERROR('Combined scenario - input'!A122,\"\")","v":""},{"$f":"IFERROR('Combined scenario - input'!B122,\"\")","v":""},{"$f":"IFERROR('Combined scenario - input'!C122,\"\")","v":""},{"$f":"IFERROR(repcalc('Combined scenario - input'!$CV122:$GH122,'Combined scenario - input'!$G122,'Combined scenario - input'!$E122,'Combined scenario - input'!$F122,20,TRUE,TRUE),\"\")","v":""},"","","","","","","","","","","","","","","","","","","",{"$f":"IFERROR(IF(OR(D137=\"\",'Combined scenario - input'!$D122=\"\"),\"\",D137/'Combined scenario - input'!$D122),\"\")","v":""},{"$f":"IFERROR(IF(OR(E137=\"\",'Combined scenario - input'!$D122=\"\"),\"\",E137/'Combined scenario - input'!$D122),\"\")","v":""},{"$f":"IFERROR(IF(OR(F137=\"\",'Combined scenario - input'!$D122=\"\"),\"\",F137/'Combined scenario - input'!$D122),\"\")","v":""},{"$f":"IFERROR(IF(OR(G137=\"\",'Combined scenario - input'!$D122=\"\"),\"\",G137/'Combined scenario - input'!$D122),\"\")","v":""},{"$f":"IFERROR(IF(OR(H137=\"\",'Combined scenario - input'!$D122=\"\"),\"\",H137/'Combined scenario - input'!$D122),\"\")","v":""},{"$f":"IFERROR(IF(OR(I137=\"\",'Combined scenario - input'!$D122=\"\"),\"\",I137/'Combined scenario - input'!$D122),\"\")","v":""},{"$f":"IFERROR(IF(OR(J137=\"\",'Combined scenario - input'!$D122=\"\"),\"\",J137/'Combined scenario - input'!$D122),\"\")","v":""},{"$f":"IFERROR(IF(OR(K137=\"\",'Combined scenario - input'!$D122=\"\"),\"\",K137/'Combined scenario - input'!$D122),\"\")","v":""},{"$f":"IFERROR(IF(OR(L137=\"\",'Combined scenario - input'!$D122=\"\"),\"\",L137/'Combined scenario - input'!$D122),\"\")","v":""},{"$f":"IFERROR(IF(OR(M137=\"\",'Combined scenario - input'!$D122=\"\"),\"\",M137/'Combined scenario - input'!$D122),\"\")","v":""},{"$f":"IFERROR(IF(OR(N137=\"\",'Combined scenario - input'!$D122=\"\"),\"\",N137/'Combined scenario - input'!$D122),\"\")","v":""},{"$f":"IFERROR(IF(OR(O137=\"\",'Combined scenario - input'!$D122=\"\"),\"\",O137/'Combined scenario - input'!$D122),\"\")","v":""},{"$f":"IFERROR(IF(OR(P137=\"\",'Combined scenario - input'!$D122=\"\"),\"\",P137/'Combined scenario - input'!$D122),\"\")","v":""},{"$f":"IFERROR(IF(OR(Q137=\"\",'Combined scenario - input'!$D122=\"\"),\"\",Q137/'Combined scenario - input'!$D122),\"\")","v":""},{"$f":"IFERROR(IF(OR(R137=\"\",'Combined scenario - input'!$D122=\"\"),\"\",R137/'Combined scenario - input'!$D122),\"\")","v":""},{"$f":"IFERROR(IF(OR(S137=\"\",'Combined scenario - input'!$D122=\"\"),\"\",S137/'Combined scenario - input'!$D122),\"\")","v":""},{"$f":"IFERROR(IF(OR(T137=\"\",'Combined scenario - input'!$D122=\"\"),\"\",T137/'Combined scenario - input'!$D122),\"\")","v":""},{"$f":"IFERROR(IF(OR(U137=\"\",'Combined scenario - input'!$D122=\"\"),\"\",U137/'Combined scenario - input'!$D122),\"\")","v":""},{"$f":"IFERROR(IF(OR(V137=\"\",'Combined scenario - input'!$D122=\"\"),\"\",V137/'Combined scenario - input'!$D122),\"\")","v":""},{"$f":"IFERROR(IF(OR(W137=\"\",'Combined scenario - input'!$D122=\"\"),\"\",W137/'Combined scenario - input'!$D122),\"\")","v":""}]
[{"$f":"IFERROR('Combined scenario - input'!A123,\"\")","v":""},{"$f":"IFERROR('Combined scenario - input'!B123,\"\")","v":""},{"$f":"IFERROR('Combined scenario - input'!C123,\"\")","v":""},{"$f":"IFERROR(repcalc('Combined scenario - input'!$CV123:$GH123,'Combined scenario - input'!$G123,'Combined scenario - input'!$E123,'Combined scenario - input'!$F123,20,TRUE,TRUE),\"\")","v":""},"","","","","","","","","","","","","","","","","","","",{"$f":"IFERROR(IF(OR(D138=\"\",'Combined scenario - input'!$D123=\"\"),\"\",D138/'Combined scenario - input'!$D123),\"\")","v":""},{"$f":"IFERROR(IF(OR(E138=\"\",'Combined scenario - input'!$D123=\"\"),\"\",E138/'Combined scenario - input'!$D123),\"\")","v":""},{"$f":"IFERROR(IF(OR(F138=\"\",'Combined scenario - input'!$D123=\"\"),\"\",F138/'Combined scenario - input'!$D123),\"\")","v":""},{"$f":"IFERROR(IF(OR(G138=\"\",'Combined scenario - input'!$D123=\"\"),\"\",G138/'Combined scenario - input'!$D123),\"\")","v":""},{"$f":"IFERROR(IF(OR(H138=\"\",'Combined scenario - input'!$D123=\"\"),\"\",H138/'Combined scenario - input'!$D123),\"\")","v":""},{"$f":"IFERROR(IF(OR(I138=\"\",'Combined scenario - input'!$D123=\"\"),\"\",I138/'Combined scenario - input'!$D123),\"\")","v":""},{"$f":"IFERROR(IF(OR(J138=\"\",'Combined scenario - input'!$D123=\"\"),\"\",J138/'Combined scenario - input'!$D123),\"\")","v":""},{"$f":"IFERROR(IF(OR(K138=\"\",'Combined scenario - input'!$D123=\"\"),\"\",K138/'Combined scenario - input'!$D123),\"\")","v":""},{"$f":"IFERROR(IF(OR(L138=\"\",'Combined scenario - input'!$D123=\"\"),\"\",L138/'Combined scenario - input'!$D123),\"\")","v":""},{"$f":"IFERROR(IF(OR(M138=\"\",'Combined scenario - input'!$D123=\"\"),\"\",M138/'Combined scenario - input'!$D123),\"\")","v":""},{"$f":"IFERROR(IF(OR(N138=\"\",'Combined scenario - input'!$D123=\"\"),\"\",N138/'Combined scenario - input'!$D123),\"\")","v":""},{"$f":"IFERROR(IF(OR(O138=\"\",'Combined scenario - input'!$D123=\"\"),\"\",O138/'Combined scenario - input'!$D123),\"\")","v":""},{"$f":"IFERROR(IF(OR(P138=\"\",'Combined scenario - input'!$D123=\"\"),\"\",P138/'Combined scenario - input'!$D123),\"\")","v":""},{"$f":"IFERROR(IF(OR(Q138=\"\",'Combined scenario - input'!$D123=\"\"),\"\",Q138/'Combined scenario - input'!$D123),\"\")","v":""},{"$f":"IFERROR(IF(OR(R138=\"\",'Combined scenario - input'!$D123=\"\"),\"\",R138/'Combined scenario - input'!$D123),\"\")","v":""},{"$f":"IFERROR(IF(OR(S138=\"\",'Combined scenario - input'!$D123=\"\"),\"\",S138/'Combined scenario - input'!$D123),\"\")","v":""},{"$f":"IFERROR(IF(OR(T138=\"\",'Combined scenario - input'!$D123=\"\"),\"\",T138/'Combined scenario - input'!$D123),\"\")","v":""},{"$f":"IFERROR(IF(OR(U138=\"\",'Combined scenario - input'!$D123=\"\"),\"\",U138/'Combined scenario - input'!$D123),\"\")","v":""},{"$f":"IFERROR(IF(OR(V138=\"\",'Combined scenario - input'!$D123=\"\"),\"\",V138/'Combined scenario - input'!$D123),\"\")","v":""},{"$f":"IFERROR(IF(OR(W138=\"\",'Combined scenario - input'!$D123=\"\"),\"\",W138/'Combined scenario - input'!$D123),\"\")","v":""}]
[{"$f":"IFERROR('Combined scenario - input'!A124,\"\")","v":""},{"$f":"IFERROR('Combined scenario - input'!B124,\"\")","v":""},{"$f":"IFERROR('Combined scenario - input'!C124,\"\")","v":""},{"$f":"IFERROR(repcalc('Combined scenario - input'!$CV124:$GH124,'Combined scenario - input'!$G124,'Combined scenario - input'!$E124,'Combined scenario - input'!$F124,20,TRUE,TRUE),\"\")","v":""},"","","","","","","","","","","","","","","","","","","",{"$f":"IFERROR(IF(OR(D139=\"\",'Combined scenario - input'!$D124=\"\"),\"\",D139/'Combined scenario - input'!$D124),\"\")","v":""},{"$f":"IFERROR(IF(OR(E139=\"\",'Combined scenario - input'!$D124=\"\"),\"\",E139/'Combined scenario - input'!$D124),\"\")","v":""},{"$f":"IFERROR(IF(OR(F139=\"\",'Combined scenario - input'!$D124=\"\"),\"\",F139/'Combined scenario - input'!$D124),\"\")","v":""},{"$f":"IFERROR(IF(OR(G139=\"\",'Combined scenario - input'!$D124=\"\"),\"\",G139/'Combined scenario - input'!$D124),\"\")","v":""},{"$f":"IFERROR(IF(OR(H139=\"\",'Combined scenario - input'!$D124=\"\"),\"\",H139/'Combined scenario - input'!$D124),\"\")","v":""},{"$f":"IFERROR(IF(OR(I139=\"\",'Combined scenario - input'!$D124=\"\"),\"\",I139/'Combined scenario - input'!$D124),\"\")","v":""},{"$f":"IFERROR(IF(OR(J139=\"\",'Combined scenario - input'!$D124=\"\"),\"\",J139/'Combined scenario - input'!$D124),\"\")","v":""},{"$f":"IFERROR(IF(OR(K139=\"\",'Combined scenario - input'!$D124=\"\"),\"\",K139/'Combined scenario - input'!$D124),\"\")","v":""},{"$f":"IFERROR(IF(OR(L139=\"\",'Combined scenario - input'!$D124=\"\"),\"\",L139/'Combined scenario - input'!$D124),\"\")","v":""},{"$f":"IFERROR(IF(OR(M139=\"\",'Combined scenario - input'!$D124=\"\"),\"\",M139/'Combined scenario - input'!$D124),\"\")","v":""},{"$f":"IFERROR(IF(OR(N139=\"\",'Combined scenario - input'!$D124=\"\"),\"\",N139/'Combined scenario - input'!$D124),\"\")","v":""},{"$f":"IFERROR(IF(OR(O139=\"\",'Combined scenario - input'!$D124=\"\"),\"\",O139/'Combined scenario - input'!$D124),\"\")","v":""},{"$f":"IFERROR(IF(OR(P139=\"\",'Combined scenario - input'!$D124=\"\"),\"\",P139/'Combined scenario - input'!$D124),\"\")","v":""},{"$f":"IFERROR(IF(OR(Q139=\"\",'Combined scenario - input'!$D124=\"\"),\"\",Q139/'Combined scenario - input'!$D124),\"\")","v":""},{"$f":"IFERROR(IF(OR(R139=\"\",'Combined scenario - input'!$D124=\"\"),\"\",R139/'Combined scenario - input'!$D124),\"\")","v":""},{"$f":"IFERROR(IF(OR(S139=\"\",'Combined scenario - input'!$D124=\"\"),\"\",S139/'Combined scenario - input'!$D124),\"\")","v":""},{"$f":"IFERROR(IF(OR(T139=\"\",'Combined scenario - input'!$D124=\"\"),\"\",T139/'Combined scenario - input'!$D124),\"\")","v":""},{"$f":"IFERROR(IF(OR(U139=\"\",'Combined scenario - input'!$D124=\"\"),\"\",U139/'Combined scenario - input'!$D124),\"\")","v":""},{"$f":"IFERROR(IF(OR(V139=\"\",'Combined scenario - input'!$D124=\"\"),\"\",V139/'Combined scenario - input'!$D124),\"\")","v":""},{"$f":"IFERROR(IF(OR(W139=\"\",'Combined scenario - input'!$D124=\"\"),\"\",W139/'Combined scenario - input'!$D124),\"\")","v":""}]
[{"$f":"IFERROR('Combined scenario - input'!A125,\"\")","v":""},{"$f":"IFERROR('Combined scenario - input'!B125,\"\")","v":""},{"$f":"IFERROR('Combined scenario - input'!C125,\"\")","v":""},{"$f":"IFERROR(repcalc('Combined scenario - input'!$CV125:$GH125,'Combined scenario - input'!$G125,'Combined scenario - input'!$E125,'Combined scenario - input'!$F125,20,TRUE,TRUE),\"\")","v":""},"","","","","","","","","","","","","","","","","","","",{"$f":"IFERROR(IF(OR(D140=\"\",'Combined scenario - input'!$D125=\"\"),\"\",D140/'Combined scenario - input'!$D125),\"\")","v":""},{"$f":"IFERROR(IF(OR(E140=\"\",'Combined scenario - input'!$D125=\"\"),\"\",E140/'Combined scenario - input'!$D125),\"\")","v":""},{"$f":"IFERROR(IF(OR(F140=\"\",'Combined scenario - input'!$D125=\"\"),\"\",F140/'Combined scenario - input'!$D125),\"\")","v":""},{"$f":"IFERROR(IF(OR(G140=\"\",'Combined scenario - input'!$D125=\"\"),\"\",G140/'Combined scenario - input'!$D125),\"\")","v":""},{"$f":"IFERROR(IF(OR(H140=\"\",'Combined scenario - input'!$D125=\"\"),\"\",H140/'Combined scenario - input'!$D125),\"\")","v":""},{"$f":"IFERROR(IF(OR(I140=\"\",'Combined scenario - input'!$D125=\"\"),\"\",I140/'Combined scenario - input'!$D125),\"\")","v":""},{"$f":"IFERROR(IF(OR(J140=\"\",'Combined scenario - input'!$D125=\"\"),\"\",J140/'Combined scenario - input'!$D125),\"\")","v":""},{"$f":"IFERROR(IF(OR(K140=\"\",'Combined scenario - input'!$D125=\"\"),\"\",K140/'Combined scenario - input'!$D125),\"\")","v":""},{"$f":"IFERROR(IF(OR(L140=\"\",'Combined scenario - input'!$D125=\"\"),\"\",L140/'Combined scenario - input'!$D125),\"\")","v":""},{"$f":"IFERROR(IF(OR(M140=\"\",'Combined scenario - input'!$D125=\"\"),\"\",M140/'Combined scenario - input'!$D125),\"\")","v":""},{"$f":"IFERROR(IF(OR(N140=\"\",'Combined scenario - input'!$D125=\"\"),\"\",N140/'Combined scenario - input'!$D125),\"\")","v":""},{"$f":"IFERROR(IF(OR(O140=\"\",'Combined scenario - input'!$D125=\"\"),\"\",O140/'Combined scenario - input'!$D125),\"\")","v":""},{"$f":"IFERROR(IF(OR(P140=\"\",'Combined scenario - input'!$D125=\"\"),\"\",P140/'Combined scenario - input'!$D125),\"\")","v":""},{"$f":"IFERROR(IF(OR(Q140=\"\",'Combined scenario - input'!$D125=\"\"),\"\",Q140/'Combined scenario - input'!$D125),\"\")","v":""},{"$f":"IFERROR(IF(OR(R140=\"\",'Combined scenario - input'!$D125=\"\"),\"\",R140/'Combined scenario - input'!$D125),\"\")","v":""},{"$f":"IFERROR(IF(OR(S140=\"\",'Combined scenario - input'!$D125=\"\"),\"\",S140/'Combined scenario - input'!$D125),\"\")","v":""},{"$f":"IFERROR(IF(OR(T140=\"\",'Combined scenario - input'!$D125=\"\"),\"\",T140/'Combined scenario - input'!$D125),\"\")","v":""},{"$f":"IFERROR(IF(OR(U140=\"\",'Combined scenario - input'!$D125=\"\"),\"\",U140/'Combined scenario - input'!$D125),\"\")","v":""},{"$f":"IFERROR(IF(OR(V140=\"\",'Combined scenario - input'!$D125=\"\"),\"\",V140/'Combined scenario - input'!$D125),\"\")","v":""},{"$f":"IFERROR(IF(OR(W140=\"\",'Combined scenario - input'!$D125=\"\"),\"\",W140/'Combined scenario - input'!$D125),\"\")","v":""}]
[{"$f":"IFERROR('Combined scenario - input'!A126,\"\")","v":""},{"$f":"IFERROR('Combined scenario - input'!B126,\"\")","v":""},{"$f":"IFERROR('Combined scenario - input'!C126,\"\")","v":""},{"$f":"IFERROR(repcalc('Combined scenario - input'!$CV126:$GH126,'Combined scenario - input'!$G126,'Combined scenario - input'!$E126,'Combined scenario - input'!$F126,20,TRUE,TRUE),\"\")","v":""},"","","","","","","","","","","","","","","","","","","",{"$f":"IFERROR(IF(OR(D141=\"\",'Combined scenario - input'!$D126=\"\"),\"\",D141/'Combined scenario - input'!$D126),\"\")","v":""},{"$f":"IFERROR(IF(OR(E141=\"\",'Combined scenario - input'!$D126=\"\"),\"\",E141/'Combined scenario - input'!$D126),\"\")","v":""},{"$f":"IFERROR(IF(OR(F141=\"\",'Combined scenario - input'!$D126=\"\"),\"\",F141/'Combined scenario - input'!$D126),\"\")","v":""},{"$f":"IFERROR(IF(OR(G141=\"\",'Combined scenario - input'!$D126=\"\"),\"\",G141/'Combined scenario - input'!$D126),\"\")","v":""},{"$f":"IFERROR(IF(OR(H141=\"\",'Combined scenario - input'!$D126=\"\"),\"\",H141/'Combined scenario - input'!$D126),\"\")","v":""},{"$f":"IFERROR(IF(OR(I141=\"\",'Combined scenario - input'!$D126=\"\"),\"\",I141/'Combined scenario - input'!$D126),\"\")","v":""},{"$f":"IFERROR(IF(OR(J141=\"\",'Combined scenario - input'!$D126=\"\"),\"\",J141/'Combined scenario - input'!$D126),\"\")","v":""},{"$f":"IFERROR(IF(OR(K141=\"\",'Combined scenario - input'!$D126=\"\"),\"\",K141/'Combined scenario - input'!$D126),\"\")","v":""},{"$f":"IFERROR(IF(OR(L141=\"\",'Combined scenario - input'!$D126=\"\"),\"\",L141/'Combined scenario - input'!$D126),\"\")","v":""},{"$f":"IFERROR(IF(OR(M141=\"\",'Combined scenario - input'!$D126=\"\"),\"\",M141/'Combined scenario - input'!$D126),\"\")","v":""},{"$f":"IFERROR(IF(OR(N141=\"\",'Combined scenario - input'!$D126=\"\"),\"\",N141/'Combined scenario - input'!$D126),\"\")","v":""},{"$f":"IFERROR(IF(OR(O141=\"\",'Combined scenario - input'!$D126=\"\"),\"\",O141/'Combined scenario - input'!$D126),\"\")","v":""},{"$f":"IFERROR(IF(OR(P141=\"\",'Combined scenario - input'!$D126=\"\"),\"\",P141/'Combined scenario - input'!$D126),\"\")","v":""},{"$f":"IFERROR(IF(OR(Q141=\"\",'Combined scenario - input'!$D126=\"\"),\"\",Q141/'Combined scenario - input'!$D126),\"\")","v":""},{"$f":"IFERROR(IF(OR(R141=\"\",'Combined scenario - input'!$D126=\"\"),\"\",R141/'Combined scenario - input'!$D126),\"\")","v":""},{"$f":"IFERROR(IF(OR(S141=\"\",'Combined scenario - input'!$D126=\"\"),\"\",S141/'Combined scenario - input'!$D126),\"\")","v":""},{"$f":"IFERROR(IF(OR(T141=\"\",'Combined scenario - input'!$D126=\"\"),\"\",T141/'Combined scenario - input'!$D126),\"\")","v":""},{"$f":"IFERROR(IF(OR(U141=\"\",'Combined scenario - input'!$D126=\"\"),\"\",U141/'Combined scenario - input'!$D126),\"\")","v":""},{"$f":"IFERROR(IF(OR(V141=\"\",'Combined scenario - input'!$D126=\"\"),\"\",V141/'Combined scenario - input'!$D126),\"\")","v":""},{"$f":"IFERROR(IF(OR(W141=\"\",'Combined scenario - input'!$D126=\"\"),\"\",W141/'Combined scenario - input'!$D126),\"\")","v":""}]
[{"$f":"IFERROR('Combined scenario - input'!A127,\"\")","v":""},{"$f":"IFERROR('Combined scenario - input'!B127,\"\")","v":""},{"$f":"IFERROR('Combined scenario - input'!C127,\"\")","v":""},{"$f":"IFERROR(repcalc('Combined scenario - input'!$CV127:$GH127,'Combined scenario - input'!$G127,'Combined scenario - input'!$E127,'Combined scenario - input'!$F127,20,TRUE,TRUE),\"\")","v":""},"","","","","","","","","","","","","","","","","","","",{"$f":"IFERROR(IF(OR(D142=\"\",'Combined scenario - input'!$D127=\"\"),\"\",D142/'Combined scenario - input'!$D127),\"\")","v":""},{"$f":"IFERROR(IF(OR(E142=\"\",'Combined scenario - input'!$D127=\"\"),\"\",E142/'Combined scenario - input'!$D127),\"\")","v":""},{"$f":"IFERROR(IF(OR(F142=\"\",'Combined scenario - input'!$D127=\"\"),\"\",F142/'Combined scenario - input'!$D127),\"\")","v":""},{"$f":"IFERROR(IF(OR(G142=\"\",'Combined scenario - input'!$D127=\"\"),\"\",G142/'Combined scenario - input'!$D127),\"\")","v":""},{"$f":"IFERROR(IF(OR(H142=\"\",'Combined scenario - input'!$D127=\"\"),\"\",H142/'Combined scenario - input'!$D127),\"\")","v":""},{"$f":"IFERROR(IF(OR(I142=\"\",'Combined scenario - input'!$D127=\"\"),\"\",I142/'Combined scenario - input'!$D127),\"\")","v":""},{"$f":"IFERROR(IF(OR(J142=\"\",'Combined scenario - input'!$D127=\"\"),\"\",J142/'Combined scenario - input'!$D127),\"\")","v":""},{"$f":"IFERROR(IF(OR(K142=\"\",'Combined scenario - input'!$D127=\"\"),\"\",K142/'Combined scenario - input'!$D127),\"\")","v":""},{"$f":"IFERROR(IF(OR(L142=\"\",'Combined scenario - input'!$D127=\"\"),\"\",L142/'Combined scenario - input'!$D127),\"\")","v":""},{"$f":"IFERROR(IF(OR(M142=\"\",'Combined scenario - input'!$D127=\"\"),\"\",M142/'Combined scenario - input'!$D127),\"\")","v":""},{"$f":"IFERROR(IF(OR(N142=\"\",'Combined scenario - input'!$D127=\"\"),\"\",N142/'Combined scenario - input'!$D127),\"\")","v":""},{"$f":"IFERROR(IF(OR(O142=\"\",'Combined scenario - input'!$D127=\"\"),\"\",O142/'Combined scenario - input'!$D127),\"\")","v":""},{"$f":"IFERROR(IF(OR(P142=\"\",'Combined scenario - input'!$D127=\"\"),\"\",P142/'Combined scenario - input'!$D127),\"\")","v":""},{"$f":"IFERROR(IF(OR(Q142=\"\",'Combined scenario - input'!$D127=\"\"),\"\",Q142/'Combined scenario - input'!$D127),\"\")","v":""},{"$f":"IFERROR(IF(OR(R142=\"\",'Combined scenario - input'!$D127=\"\"),\"\",R142/'Combined scenario - input'!$D127),\"\")","v":""},{"$f":"IFERROR(IF(OR(S142=\"\",'Combined scenario - input'!$D127=\"\"),\"\",S142/'Combined scenario - input'!$D127),\"\")","v":""},{"$f":"IFERROR(IF(OR(T142=\"\",'Combined scenario - input'!$D127=\"\"),\"\",T142/'Combined scenario - input'!$D127),\"\")","v":""},{"$f":"IFERROR(IF(OR(U142=\"\",'Combined scenario - input'!$D127=\"\"),\"\",U142/'Combined scenario - input'!$D127),\"\")","v":""},{"$f":"IFERROR(IF(OR(V142=\"\",'Combined scenario - input'!$D127=\"\"),\"\",V142/'Combined scenario - input'!$D127),\"\")","v":""},{"$f":"IFERROR(IF(OR(W142=\"\",'Combined scenario - input'!$D127=\"\"),\"\",W142/'Combined scenario - input'!$D127),\"\")","v":""}]
[{"$f":"IFERROR('Combined scenario - input'!A128,\"\")","v":""},{"$f":"IFERROR('Combined scenario - input'!B128,\"\")","v":""},{"$f":"IFERROR('Combined scenario - input'!C128,\"\")","v":""},{"$f":"IFERROR(repcalc('Combined scenario - input'!$CV128:$GH128,'Combined scenario - input'!$G128,'Combined scenario - input'!$E128,'Combined scenario - input'!$F128,20,TRUE,TRUE),\"\")","v":""},"","","","","","","","","","","","","","","","","","","",{"$f":"IFERROR(IF(OR(D143=\"\",'Combined scenario - input'!$D128=\"\"),\"\",D143/'Combined scenario - input'!$D128),\"\")","v":""},{"$f":"IFERROR(IF(OR(E143=\"\",'Combined scenario - input'!$D128=\"\"),\"\",E143/'Combined scenario - input'!$D128),\"\")","v":""},{"$f":"IFERROR(IF(OR(F143=\"\",'Combined scenario - input'!$D128=\"\"),\"\",F143/'Combined scenario - input'!$D128),\"\")","v":""},{"$f":"IFERROR(IF(OR(G143=\"\",'Combined scenario - input'!$D128=\"\"),\"\",G143/'Combined scenario - input'!$D128),\"\")","v":""},{"$f":"IFERROR(IF(OR(H143=\"\",'Combined scenario - input'!$D128=\"\"),\"\",H143/'Combined scenario - input'!$D128),\"\")","v":""},{"$f":"IFERROR(IF(OR(I143=\"\",'Combined scenario - input'!$D128=\"\"),\"\",I143/'Combined scenario - input'!$D128),\"\")","v":""},{"$f":"IFERROR(IF(OR(J143=\"\",'Combined scenario - input'!$D128=\"\"),\"\",J143/'Combined scenario - input'!$D128),\"\")","v":""},{"$f":"IFERROR(IF(OR(K143=\"\",'Combined scenario - input'!$D128=\"\"),\"\",K143/'Combined scenario - input'!$D128),\"\")","v":""},{"$f":"IFERROR(IF(OR(L143=\"\",'Combined scenario - input'!$D128=\"\"),\"\",L143/'Combined scenario - input'!$D128),\"\")","v":""},{"$f":"IFERROR(IF(OR(M143=\"\",'Combined scenario - input'!$D128=\"\"),\"\",M143/'Combined scenario - input'!$D128),\"\")","v":""},{"$f":"IFERROR(IF(OR(N143=\"\",'Combined scenario - input'!$D128=\"\"),\"\",N143/'Combined scenario - input'!$D128),\"\")","v":""},{"$f":"IFERROR(IF(OR(O143=\"\",'Combined scenario - input'!$D128=\"\"),\"\",O143/'Combined scenario - input'!$D128),\"\")","v":""},{"$f":"IFERROR(IF(OR(P143=\"\",'Combined scenario - input'!$D128=\"\"),\"\",P143/'Combined scenario - input'!$D128),\"\")","v":""},{"$f":"IFERROR(IF(OR(Q143=\"\",'Combined scenario - input'!$D128=\"\"),\"\",Q143/'Combined scenario - input'!$D128),\"\")","v":""},{"$f":"IFERROR(IF(OR(R143=\"\",'Combined scenario - input'!$D128=\"\"),\"\",R143/'Combined scenario - input'!$D128),\"\")","v":""},{"$f":"IFERROR(IF(OR(S143=\"\",'Combined scenario - input'!$D128=\"\"),\"\",S143/'Combined scenario - input'!$D128),\"\")","v":""},{"$f":"IFERROR(IF(OR(T143=\"\",'Combined scenario - input'!$D128=\"\"),\"\",T143/'Combined scenario - input'!$D128),\"\")","v":""},{"$f":"IFERROR(IF(OR(U143=\"\",'Combined scenario - input'!$D128=\"\"),\"\",U143/'Combined scenario - input'!$D128),\"\")","v":""},{"$f":"IFERROR(IF(OR(V143=\"\",'Combined scenario - input'!$D128=\"\"),\"\",V143/'Combined scenario - input'!$D128),\"\")","v":""},{"$f":"IFERROR(IF(OR(W143=\"\",'Combined scenario - input'!$D128=\"\"),\"\",W143/'Combined scenario - input'!$D128),\"\")","v":""}]
[{"$f":"IFERROR('Combined scenario - input'!A129,\"\")","v":""},{"$f":"IFERROR('Combined scenario - input'!B129,\"\")","v":""},{"$f":"IFERROR('Combined scenario - input'!C129,\"\")","v":""},{"$f":"IFERROR(repcalc('Combined scenario - input'!$CV129:$GH129,'Combined scenario - input'!$G129,'Combined scenario - input'!$E129,'Combined scenario - input'!$F129,20,TRUE,TRUE),\"\")","v":""},"","","","","","","","","","","","","","","","","","","",{"$f":"IFERROR(IF(OR(D144=\"\",'Combined scenario - input'!$D129=\"\"),\"\",D144/'Combined scenario - input'!$D129),\"\")","v":""},{"$f":"IFERROR(IF(OR(E144=\"\",'Combined scenario - input'!$D129=\"\"),\"\",E144/'Combined scenario - input'!$D129),\"\")","v":""},{"$f":"IFERROR(IF(OR(F144=\"\",'Combined scenario - input'!$D129=\"\"),\"\",F144/'Combined scenario - input'!$D129),\"\")","v":""},{"$f":"IFERROR(IF(OR(G144=\"\",'Combined scenario - input'!$D129=\"\"),\"\",G144/'Combined scenario - input'!$D129),\"\")","v":""},{"$f":"IFERROR(IF(OR(H144=\"\",'Combined scenario - input'!$D129=\"\"),\"\",H144/'Combined scenario - input'!$D129),\"\")","v":""},{"$f":"IFERROR(IF(OR(I144=\"\",'Combined scenario - input'!$D129=\"\"),\"\",I144/'Combined scenario - input'!$D129),\"\")","v":""},{"$f":"IFERROR(IF(OR(J144=\"\",'Combined scenario - input'!$D129=\"\"),\"\",J144/'Combined scenario - input'!$D129),\"\")","v":""},{"$f":"IFERROR(IF(OR(K144=\"\",'Combined scenario - input'!$D129=\"\"),\"\",K144/'Combined scenario - input'!$D129),\"\")","v":""},{"$f":"IFERROR(IF(OR(L144=\"\",'Combined scenario - input'!$D129=\"\"),\"\",L144/'Combined scenario - input'!$D129),\"\")","v":""},{"$f":"IFERROR(IF(OR(M144=\"\",'Combined scenario - input'!$D129=\"\"),\"\",M144/'Combined scenario - input'!$D129),\"\")","v":""},{"$f":"IFERROR(IF(OR(N144=\"\",'Combined scenario - input'!$D129=\"\"),\"\",N144/'Combined scenario - input'!$D129),\"\")","v":""},{"$f":"IFERROR(IF(OR(O144=\"\",'Combined scenario - input'!$D129=\"\"),\"\",O144/'Combined scenario - input'!$D129),\"\")","v":""},{"$f":"IFERROR(IF(OR(P144=\"\",'Combined scenario - input'!$D129=\"\"),\"\",P144/'Combined scenario - input'!$D129),\"\")","v":""},{"$f":"IFERROR(IF(OR(Q144=\"\",'Combined scenario - input'!$D129=\"\"),\"\",Q144/'Combined scenario - input'!$D129),\"\")","v":""},{"$f":"IFERROR(IF(OR(R144=\"\",'Combined scenario - input'!$D129=\"\"),\"\",R144/'Combined scenario - input'!$D129),\"\")","v":""},{"$f":"IFERROR(IF(OR(S144=\"\",'Combined scenario - input'!$D129=\"\"),\"\",S144/'Combined scenario - input'!$D129),\"\")","v":""},{"$f":"IFERROR(IF(OR(T144=\"\",'Combined scenario - input'!$D129=\"\"),\"\",T144/'Combined scenario - input'!$D129),\"\")","v":""},{"$f":"IFERROR(IF(OR(U144=\"\",'Combined scenario - input'!$D129=\"\"),\"\",U144/'Combined scenario - input'!$D129),\"\")","v":""},{"$f":"IFERROR(IF(OR(V144=\"\",'Combined scenario - input'!$D129=\"\"),\"\",V144/'Combined scenario - input'!$D129),\"\")","v":""},{"$f":"IFERROR(IF(OR(W144=\"\",'Combined scenario - input'!$D129=\"\"),\"\",W144/'Combined scenario - input'!$D129),\"\")","v":""}]
[{"$f":"IFERROR('Combined scenario - input'!A130,\"\")","v":""},{"$f":"IFERROR('Combined scenario - input'!B130,\"\")","v":""},{"$f":"IFERROR('Combined scenario - input'!C130,\"\")","v":""},{"$f":"IFERROR(repcalc('Combined scenario - input'!$CV130:$GH130,'Combined scenario - input'!$G130,'Combined scenario - input'!$E130,'Combined scenario - input'!$F130,20,TRUE,TRUE),\"\")","v":""},"","","","","","","","","","","","","","","","","","","",{"$f":"IFERROR(IF(OR(D145=\"\",'Combined scenario - input'!$D130=\"\"),\"\",D145/'Combined scenario - input'!$D130),\"\")","v":""},{"$f":"IFERROR(IF(OR(E145=\"\",'Combined scenario - input'!$D130=\"\"),\"\",E145/'Combined scenario - input'!$D130),\"\")","v":""},{"$f":"IFERROR(IF(OR(F145=\"\",'Combined scenario - input'!$D130=\"\"),\"\",F145/'Combined scenario - input'!$D130),\"\")","v":""},{"$f":"IFERROR(IF(OR(G145=\"\",'Combined scenario - input'!$D130=\"\"),\"\",G145/'Combined scenario - input'!$D130),\"\")","v":""},{"$f":"IFERROR(IF(OR(H145=\"\",'Combined scenario - input'!$D130=\"\"),\"\",H145/'Combined scenario - input'!$D130),\"\")","v":""},{"$f":"IFERROR(IF(OR(I145=\"\",'Combined scenario - input'!$D130=\"\"),\"\",I145/'Combined scenario - input'!$D130),\"\")","v":""},{"$f":"IFERROR(IF(OR(J145=\"\",'Combined scenario - input'!$D130=\"\"),\"\",J145/'Combined scenario - input'!$D130),\"\")","v":""},{"$f":"IFERROR(IF(OR(K145=\"\",'Combined scenario - input'!$D130=\"\"),\"\",K145/'Combined scenario - input'!$D130),\"\")","v":""},{"$f":"IFERROR(IF(OR(L145=\"\",'Combined scenario - input'!$D130=\"\"),\"\",L145/'Combined scenario - input'!$D130),\"\")","v":""},{"$f":"IFERROR(IF(OR(M145=\"\",'Combined scenario - input'!$D130=\"\"),\"\",M145/'Combined scenario - input'!$D130),\"\")","v":""},{"$f":"IFERROR(IF(OR(N145=\"\",'Combined scenario - input'!$D130=\"\"),\"\",N145/'Combined scenario - input'!$D130),\"\")","v":""},{"$f":"IFERROR(IF(OR(O145=\"\",'Combined scenario - input'!$D130=\"\"),\"\",O145/'Combined scenario - input'!$D130),\"\")","v":""},{"$f":"IFERROR(IF(OR(P145=\"\",'Combined scenario - input'!$D130=\"\"),\"\",P145/'Combined scenario - input'!$D130),\"\")","v":""},{"$f":"IFERROR(IF(OR(Q145=\"\",'Combined scenario - input'!$D130=\"\"),\"\",Q145/'Combined scenario - input'!$D130),\"\")","v":""},{"$f":"IFERROR(IF(OR(R145=\"\",'Combined scenario - input'!$D130=\"\"),\"\",R145/'Combined scenario - input'!$D130),\"\")","v":""},{"$f":"IFERROR(IF(OR(S145=\"\",'Combined scenario - input'!$D130=\"\"),\"\",S145/'Combined scenario - input'!$D130),\"\")","v":""},{"$f":"IFERROR(IF(OR(T145=\"\",'Combined scenario - input'!$D130=\"\"),\"\",T145/'Combined scenario - input'!$D130),\"\")","v":""},{"$f":"IFERROR(IF(OR(U145=\"\",'Combined scenario - input'!$D130=\"\"),\"\",U145/'Combined scenario - input'!$D130),\"\")","v":""},{"$f":"IFERROR(IF(OR(V145=\"\",'Combined scenario - input'!$D130=\"\"),\"\",V145/'Combined scenario - input'!$D130),\"\")","v":""},{"$f":"IFERROR(IF(OR(W145=\"\",'Combined scenario - input'!$D130=\"\"),\"\",W145/'Combined scenario - input'!$D130),\"\")","v":""}]
[{"$f":"IFERROR('Combined scenario - input'!A131,\"\")","v":""},{"$f":"IFERROR('Combined scenario - input'!B131,\"\")","v":""},{"$f":"IFERROR('Combined scenario - input'!C131,\"\")","v":""},{"$f":"IFERROR(repcalc('Combined scenario - input'!$CV131:$GH131,'Combined scenario - input'!$G131,'Combined scenario - input'!$E131,'Combined scenario - input'!$F131,20,TRUE,TRUE),\"\")","v":""},"","","","","","","","","","","","","","","","","","","",{"$f":"IFERROR(IF(OR(D146=\"\",'Combined scenario - input'!$D131=\"\"),\"\",D146/'Combined scenario - input'!$D131),\"\")","v":""},{"$f":"IFERROR(IF(OR(E146=\"\",'Combined scenario - input'!$D131=\"\"),\"\",E146/'Combined scenario - input'!$D131),\"\")","v":""},{"$f":"IFERROR(IF(OR(F146=\"\",'Combined scenario - input'!$D131=\"\"),\"\",F146/'Combined scenario - input'!$D131),\"\")","v":""},{"$f":"IFERROR(IF(OR(G146=\"\",'Combined scenario - input'!$D131=\"\"),\"\",G146/'Combined scenario - input'!$D131),\"\")","v":""},{"$f":"IFERROR(IF(OR(H146=\"\",'Combined scenario - input'!$D131=\"\"),\"\",H146/'Combined scenario - input'!$D131),\"\")","v":""},{"$f":"IFERROR(IF(OR(I146=\"\",'Combined scenario - input'!$D131=\"\"),\"\",I146/'Combined scenario - input'!$D131),\"\")","v":""},{"$f":"IFERROR(IF(OR(J146=\"\",'Combined scenario - input'!$D131=\"\"),\"\",J146/'Combined scenario - input'!$D131),\"\")","v":""},{"$f":"IFERROR(IF(OR(K146=\"\",'Combined scenario - input'!$D131=\"\"),\"\",K146/'Combined scenario - input'!$D131),\"\")","v":""},{"$f":"IFERROR(IF(OR(L146=\"\",'Combined scenario - input'!$D131=\"\"),\"\",L146/'Combined scenario - input'!$D131),\"\")","v":""},{"$f":"IFERROR(IF(OR(M146=\"\",'Combined scenario - input'!$D131=\"\"),\"\",M146/'Combined scenario - input'!$D131),\"\")","v":""},{"$f":"IFERROR(IF(OR(N146=\"\",'Combined scenario - input'!$D131=\"\"),\"\",N146/'Combined scenario - input'!$D131),\"\")","v":""},{"$f":"IFERROR(IF(OR(O146=\"\",'Combined scenario - input'!$D131=\"\"),\"\",O146/'Combined scenario - input'!$D131),\"\")","v":""},{"$f":"IFERROR(IF(OR(P146=\"\",'Combined scenario - input'!$D131=\"\"),\"\",P146/'Combined scenario - input'!$D131),\"\")","v":""},{"$f":"IFERROR(IF(OR(Q146=\"\",'Combined scenario - input'!$D131=\"\"),\"\",Q146/'Combined scenario - input'!$D131),\"\")","v":""},{"$f":"IFERROR(IF(OR(R146=\"\",'Combined scenario - input'!$D131=\"\"),\"\",R146/'Combined scenario - input'!$D131),\"\")","v":""},{"$f":"IFERROR(IF(OR(S146=\"\",'Combined scenario - input'!$D131=\"\"),\"\",S146/'Combined scenario - input'!$D131),\"\")","v":""},{"$f":"IFERROR(IF(OR(T146=\"\",'Combined scenario - input'!$D131=\"\"),\"\",T146/'Combined scenario - input'!$D131),\"\")","v":""},{"$f":"IFERROR(IF(OR(U146=\"\",'Combined scenario - input'!$D131=\"\"),\"\",U146/'Combined scenario - input'!$D131),\"\")","v":""},{"$f":"IFERROR(IF(OR(V146=\"\",'Combined scenario - input'!$D131=\"\"),\"\",V146/'Combined scenario - input'!$D131),\"\")","v":""},{"$f":"IFERROR(IF(OR(W146=\"\",'Combined scenario - input'!$D131=\"\"),\"\",W146/'Combined scenario - input'!$D131),\"\")","v":""}]
[{"$f":"IFERROR('Combined scenario - input'!A132,\"\")","v":""},{"$f":"IFERROR('Combined scenario - input'!B132,\"\")","v":""},{"$f":"IFERROR('Combined scenario - input'!C132,\"\")","v":""},{"$f":"IFERROR(repcalc('Combined scenario - input'!$CV132:$GH132,'Combined scenario - input'!$G132,'Combined scenario - input'!$E132,'Combined scenario - input'!$F132,20,TRUE,TRUE),\"\")","v":""},"","","","","","","","","","","","","","","","","","","",{"$f":"IFERROR(IF(OR(D147=\"\",'Combined scenario - input'!$D132=\"\"),\"\",D147/'Combined scenario - input'!$D132),\"\")","v":""},{"$f":"IFERROR(IF(OR(E147=\"\",'Combined scenario - input'!$D132=\"\"),\"\",E147/'Combined scenario - input'!$D132),\"\")","v":""},{"$f":"IFERROR(IF(OR(F147=\"\",'Combined scenario - input'!$D132=\"\"),\"\",F147/'Combined scenario - input'!$D132),\"\")","v":""},{"$f":"IFERROR(IF(OR(G147=\"\",'Combined scenario - input'!$D132=\"\"),\"\",G147/'Combined scenario - input'!$D132),\"\")","v":""},{"$f":"IFERROR(IF(OR(H147=\"\",'Combined scenario - input'!$D132=\"\"),\"\",H147/'Combined scenario - input'!$D132),\"\")","v":""},{"$f":"IFERROR(IF(OR(I147=\"\",'Combined scenario - input'!$D132=\"\"),\"\",I147/'Combined scenario - input'!$D132),\"\")","v":""},{"$f":"IFERROR(IF(OR(J147=\"\",'Combined scenario - input'!$D132=\"\"),\"\",J147/'Combined scenario - input'!$D132),\"\")","v":""},{"$f":"IFERROR(IF(OR(K147=\"\",'Combined scenario - input'!$D132=\"\"),\"\",K147/'Combined scenario - input'!$D132),\"\")","v":""},{"$f":"IFERROR(IF(OR(L147=\"\",'Combined scenario - input'!$D132=\"\"),\"\",L147/'Combined scenario - input'!$D132),\"\")","v":""},{"$f":"IFERROR(IF(OR(M147=\"\",'Combined scenario - input'!$D132=\"\"),\"\",M147/'Combined scenario - input'!$D132),\"\")","v":""},{"$f":"IFERROR(IF(OR(N147=\"\",'Combined scenario - input'!$D132=\"\"),\"\",N147/'Combined scenario - input'!$D132),\"\")","v":""},{"$f":"IFERROR(IF(OR(O147=\"\",'Combined scenario - input'!$D132=\"\"),\"\",O147/'Combined scenario - input'!$D132),\"\")","v":""},{"$f":"IFERROR(IF(OR(P147=\"\",'Combined scenario - input'!$D132=\"\"),\"\",P147/'Combined scenario - input'!$D132),\"\")","v":""},{"$f":"IFERROR(IF(OR(Q147=\"\",'Combined scenario - input'!$D132=\"\"),\"\",Q147/'Combined scenario - input'!$D132),\"\")","v":""},{"$f":"IFERROR(IF(OR(R147=\"\",'Combined scenario - input'!$D132=\"\"),\"\",R147/'Combined scenario - input'!$D132),\"\")","v":""},{"$f":"IFERROR(IF(OR(S147=\"\",'Combined scenario - input'!$D132=\"\"),\"\",S147/'Combined scenario - input'!$D132),\"\")","v":""},{"$f":"IFERROR(IF(OR(T147=\"\",'Combined scenario - input'!$D132=\"\"),\"\",T147/'Combined scenario - input'!$D132),\"\")","v":""},{"$f":"IFERROR(IF(OR(U147=\"\",'Combined scenario - input'!$D132=\"\"),\"\",U147/'Combined scenario - input'!$D132),\"\")","v":""},{"$f":"IFERROR(IF(OR(V147=\"\",'Combined scenario - input'!$D132=\"\"),\"\",V147/'Combined scenario - input'!$D132),\"\")","v":""},{"$f":"IFERROR(IF(OR(W147=\"\",'Combined scenario - input'!$D132=\"\"),\"\",W147/'Combined scenario - input'!$D132),\"\")","v":""}]
[{"$f":"IFERROR('Combined scenario - input'!A133,\"\")","v":""},{"$f":"IFERROR('Combined scenario - input'!B133,\"\")","v":""},{"$f":"IFERROR('Combined scenario - input'!C133,\"\")","v":""},{"$f":"IFERROR(repcalc('Combined scenario - input'!$CV133:$GH133,'Combined scenario - input'!$G133,'Combined scenario - input'!$E133,'Combined scenario - input'!$F133,20,TRUE,TRUE),\"\")","v":""},"","","","","","","","","","","","","","","","","","","",{"$f":"IFERROR(IF(OR(D148=\"\",'Combined scenario - input'!$D133=\"\"),\"\",D148/'Combined scenario - input'!$D133),\"\")","v":""},{"$f":"IFERROR(IF(OR(E148=\"\",'Combined scenario - input'!$D133=\"\"),\"\",E148/'Combined scenario - input'!$D133),\"\")","v":""},{"$f":"IFERROR(IF(OR(F148=\"\",'Combined scenario - input'!$D133=\"\"),\"\",F148/'Combined scenario - input'!$D133),\"\")","v":""},{"$f":"IFERROR(IF(OR(G148=\"\",'Combined scenario - input'!$D133=\"\"),\"\",G148/'Combined scenario - input'!$D133),\"\")","v":""},{"$f":"IFERROR(IF(OR(H148=\"\",'Combined scenario - input'!$D133=\"\"),\"\",H148/'Combined scenario - input'!$D133),\"\")","v":""},{"$f":"IFERROR(IF(OR(I148=\"\",'Combined scenario - input'!$D133=\"\"),\"\",I148/'Combined scenario - input'!$D133),\"\")","v":""},{"$f":"IFERROR(IF(OR(J148=\"\",'Combined scenario - input'!$D133=\"\"),\"\",J148/'Combined scenario - input'!$D133),\"\")","v":""},{"$f":"IFERROR(IF(OR(K148=\"\",'Combined scenario - input'!$D133=\"\"),\"\",K148/'Combined scenario - input'!$D133),\"\")","v":""},{"$f":"IFERROR(IF(OR(L148=\"\",'Combined scenario - input'!$D133=\"\"),\"\",L148/'Combined scenario - input'!$D133),\"\")","v":""},{"$f":"IFERROR(IF(OR(M148=\"\",'Combined scenario - input'!$D133=\"\"),\"\",M148/'Combined scenario - input'!$D133),\"\")","v":""},{"$f":"IFERROR(IF(OR(N148=\"\",'Combined scenario - input'!$D133=\"\"),\"\",N148/'Combined scenario - input'!$D133),\"\")","v":""},{"$f":"IFERROR(IF(OR(O148=\"\",'Combined scenario - input'!$D133=\"\"),\"\",O148/'Combined scenario - input'!$D133),\"\")","v":""},{"$f":"IFERROR(IF(OR(P148=\"\",'Combined scenario - input'!$D133=\"\"),\"\",P148/'Combined scenario - input'!$D133),\"\")","v":""},{"$f":"IFERROR(IF(OR(Q148=\"\",'Combined scenario - input'!$D133=\"\"),\"\",Q148/'Combined scenario - input'!$D133),\"\")","v":""},{"$f":"IFERROR(IF(OR(R148=\"\",'Combined scenario - input'!$D133=\"\"),\"\",R148/'Combined scenario - input'!$D133),\"\")","v":""},{"$f":"IFERROR(IF(OR(S148=\"\",'Combined scenario - input'!$D133=\"\"),\"\",S148/'Combined scenario - input'!$D133),\"\")","v":""},{"$f":"IFERROR(IF(OR(T148=\"\",'Combined scenario - input'!$D133=\"\"),\"\",T148/'Combined scenario - input'!$D133),\"\")","v":""},{"$f":"IFERROR(IF(OR(U148=\"\",'Combined scenario - input'!$D133=\"\"),\"\",U148/'Combined scenario - input'!$D133),\"\")","v":""},{"$f":"IFERROR(IF(OR(V148=\"\",'Combined scenario - input'!$D133=\"\"),\"\",V148/'Combined scenario - input'!$D133),\"\")","v":""},{"$f":"IFERROR(IF(OR(W148=\"\",'Combined scenario - input'!$D133=\"\"),\"\",W148/'Combined scenario - input'!$D133),\"\")","v":""}]
[{"$f":"IFERROR('Combined scenario - input'!A134,\"\")","v":""},{"$f":"IFERROR('Combined scenario - input'!B134,\"\")","v":""},{"$f":"IFERROR('Combined scenario - input'!C134,\"\")","v":""},{"$f":"IFERROR(repcalc('Combined scenario - input'!$CV134:$GH134,'Combined scenario - input'!$G134,'Combined scenario - input'!$E134,'Combined scenario - input'!$F134,20,TRUE,TRUE),\"\")","v":""},"","","","","","","","","","","","","","","","","","","",{"$f":"IFERROR(IF(OR(D149=\"\",'Combined scenario - input'!$D134=\"\"),\"\",D149/'Combined scenario - input'!$D134),\"\")","v":""},{"$f":"IFERROR(IF(OR(E149=\"\",'Combined scenario - input'!$D134=\"\"),\"\",E149/'Combined scenario - input'!$D134),\"\")","v":""},{"$f":"IFERROR(IF(OR(F149=\"\",'Combined scenario - input'!$D134=\"\"),\"\",F149/'Combined scenario - input'!$D134),\"\")","v":""},{"$f":"IFERROR(IF(OR(G149=\"\",'Combined scenario - input'!$D134=\"\"),\"\",G149/'Combined scenario - input'!$D134),\"\")","v":""},{"$f":"IFERROR(IF(OR(H149=\"\",'Combined scenario - input'!$D134=\"\"),\"\",H149/'Combined scenario - input'!$D134),\"\")","v":""},{"$f":"IFERROR(IF(OR(I149=\"\",'Combined scenario - input'!$D134=\"\"),\"\",I149/'Combined scenario - input'!$D134),\"\")","v":""},{"$f":"IFERROR(IF(OR(J149=\"\",'Combined scenario - input'!$D134=\"\"),\"\",J149/'Combined scenario - input'!$D134),\"\")","v":""},{"$f":"IFERROR(IF(OR(K149=\"\",'Combined scenario - input'!$D134=\"\"),\"\",K149/'Combined scenario - input'!$D134),\"\")","v":""},{"$f":"IFERROR(IF(OR(L149=\"\",'Combined scenario - input'!$D134=\"\"),\"\",L149/'Combined scenario - input'!$D134),\"\")","v":""},{"$f":"IFERROR(IF(OR(M149=\"\",'Combined scenario - input'!$D134=\"\"),\"\",M149/'Combined scenario - input'!$D134),\"\")","v":""},{"$f":"IFERROR(IF(OR(N149=\"\",'Combined scenario - input'!$D134=\"\"),\"\",N149/'Combined scenario - input'!$D134),\"\")","v":""},{"$f":"IFERROR(IF(OR(O149=\"\",'Combined scenario - input'!$D134=\"\"),\"\",O149/'Combined scenario - input'!$D134),\"\")","v":""},{"$f":"IFERROR(IF(OR(P149=\"\",'Combined scenario - input'!$D134=\"\"),\"\",P149/'Combined scenario - input'!$D134),\"\")","v":""},{"$f":"IFERROR(IF(OR(Q149=\"\",'Combined scenario - input'!$D134=\"\"),\"\",Q149/'Combined scenario - input'!$D134),\"\")","v":""},{"$f":"IFERROR(IF(OR(R149=\"\",'Combined scenario - input'!$D134=\"\"),\"\",R149/'Combined scenario - input'!$D134),\"\")","v":""},{"$f":"IFERROR(IF(OR(S149=\"\",'Combined scenario - input'!$D134=\"\"),\"\",S149/'Combined scenario - input'!$D134),\"\")","v":""},{"$f":"IFERROR(IF(OR(T149=\"\",'Combined scenario - input'!$D134=\"\"),\"\",T149/'Combined scenario - input'!$D134),\"\")","v":""},{"$f":"IFERROR(IF(OR(U149=\"\",'Combined scenario - input'!$D134=\"\"),\"\",U149/'Combined scenario - input'!$D134),\"\")","v":""},{"$f":"IFERROR(IF(OR(V149=\"\",'Combined scenario - input'!$D134=\"\"),\"\",V149/'Combined scenario - input'!$D134),\"\")","v":""},{"$f":"IFERROR(IF(OR(W149=\"\",'Combined scenario - input'!$D134=\"\"),\"\",W149/'Combined scenario - input'!$D134),\"\")","v":""}]
[{"$f":"IFERROR('Combined scenario - input'!A135,\"\")","v":""},{"$f":"IFERROR('Combined scenario - input'!B135,\"\")","v":""},{"$f":"IFERROR('Combined scenario - input'!C135,\"\")","v":""},{"$f":"IFERROR(repcalc('Combined scenario - input'!$CV135:$GH135,'Combined scenario - input'!$G135,'Combined scenario - input'!$E135,'Combined scenario - input'!$F135,20,TRUE,TRUE),\"\")","v":""},"","","","","","","","","","","","","","","","","","","",{"$f":"IFERROR(IF(OR(D150=\"\",'Combined scenario - input'!$D135=\"\"),\"\",D150/'Combined scenario - input'!$D135),\"\")","v":""},{"$f":"IFERROR(IF(OR(E150=\"\",'Combined scenario - input'!$D135=\"\"),\"\",E150/'Combined scenario - input'!$D135),\"\")","v":""},{"$f":"IFERROR(IF(OR(F150=\"\",'Combined scenario - input'!$D135=\"\"),\"\",F150/'Combined scenario - input'!$D135),\"\")","v":""},{"$f":"IFERROR(IF(OR(G150=\"\",'Combined scenario - input'!$D135=\"\"),\"\",G150/'Combined scenario - input'!$D135),\"\")","v":""},{"$f":"IFERROR(IF(OR(H150=\"\",'Combined scenario - input'!$D135=\"\"),\"\",H150/'Combined scenario - input'!$D135),\"\")","v":""},{"$f":"IFERROR(IF(OR(I150=\"\",'Combined scenario - input'!$D135=\"\"),\"\",I150/'Combined scenario - input'!$D135),\"\")","v":""},{"$f":"IFERROR(IF(OR(J150=\"\",'Combined scenario - input'!$D135=\"\"),\"\",J150/'Combined scenario - input'!$D135),\"\")","v":""},{"$f":"IFERROR(IF(OR(K150=\"\",'Combined scenario - input'!$D135=\"\"),\"\",K150/'Combined scenario - input'!$D135),\"\")","v":""},{"$f":"IFERROR(IF(OR(L150=\"\",'Combined scenario - input'!$D135=\"\"),\"\",L150/'Combined scenario - input'!$D135),\"\")","v":""},{"$f":"IFERROR(IF(OR(M150=\"\",'Combined scenario - input'!$D135=\"\"),\"\",M150/'Combined scenario - input'!$D135),\"\")","v":""},{"$f":"IFERROR(IF(OR(N150=\"\",'Combined scenario - input'!$D135=\"\"),\"\",N150/'Combined scenario - input'!$D135),\"\")","v":""},{"$f":"IFERROR(IF(OR(O150=\"\",'Combined scenario - input'!$D135=\"\"),\"\",O150/'Combined scenario - input'!$D135),\"\")","v":""},{"$f":"IFERROR(IF(OR(P150=\"\",'Combined scenario - input'!$D135=\"\"),\"\",P150/'Combined scenario - input'!$D135),\"\")","v":""},{"$f":"IFERROR(IF(OR(Q150=\"\",'Combined scenario - input'!$D135=\"\"),\"\",Q150/'Combined scenario - input'!$D135),\"\")","v":""},{"$f":"IFERROR(IF(OR(R150=\"\",'Combined scenario - input'!$D135=\"\"),\"\",R150/'Combined scenario - input'!$D135),\"\")","v":""},{"$f":"IFERROR(IF(OR(S150=\"\",'Combined scenario - input'!$D135=\"\"),\"\",S150/'Combined scenario - input'!$D135),\"\")","v":""},{"$f":"IFERROR(IF(OR(T150=\"\",'Combined scenario - input'!$D135=\"\"),\"\",T150/'Combined scenario - input'!$D135),\"\")","v":""},{"$f":"IFERROR(IF(OR(U150=\"\",'Combined scenario - input'!$D135=\"\"),\"\",U150/'Combined scenario - input'!$D135),\"\")","v":""},{"$f":"IFERROR(IF(OR(V150=\"\",'Combined scenario - input'!$D135=\"\"),\"\",V150/'Combined scenario - input'!$D135),\"\")","v":""},{"$f":"IFERROR(IF(OR(W150=\"\",'Combined scenario - input'!$D135=\"\"),\"\",W150/'Combined scenario - input'!$D135),\"\")","v":""}]
[{"$f":"IFERROR('Combined scenario - input'!A136,\"\")","v":""},{"$f":"IFERROR('Combined scenario - input'!B136,\"\")","v":""},{"$f":"IFERROR('Combined scenario - input'!C136,\"\")","v":""},{"$f":"IFERROR(repcalc('Combined scenario - input'!$CV136:$GH136,'Combined scenario - input'!$G136,'Combined scenario - input'!$E136,'Combined scenario - input'!$F136,20,TRUE,TRUE),\"\")","v":""},"","","","","","","","","","","","","","","","","","","",{"$f":"IFERROR(IF(OR(D151=\"\",'Combined scenario - input'!$D136=\"\"),\"\",D151/'Combined scenario - input'!$D136),\"\")","v":""},{"$f":"IFERROR(IF(OR(E151=\"\",'Combined scenario - input'!$D136=\"\"),\"\",E151/'Combined scenario - input'!$D136),\"\")","v":""},{"$f":"IFERROR(IF(OR(F151=\"\",'Combined scenario - input'!$D136=\"\"),\"\",F151/'Combined scenario - input'!$D136),\"\")","v":""},{"$f":"IFERROR(IF(OR(G151=\"\",'Combined scenario - input'!$D136=\"\"),\"\",G151/'Combined scenario - input'!$D136),\"\")","v":""},{"$f":"IFERROR(IF(OR(H151=\"\",'Combined scenario - input'!$D136=\"\"),\"\",H151/'Combined scenario - input'!$D136),\"\")","v":""},{"$f":"IFERROR(IF(OR(I151=\"\",'Combined scenario - input'!$D136=\"\"),\"\",I151/'Combined scenario - input'!$D136),\"\")","v":""},{"$f":"IFERROR(IF(OR(J151=\"\",'Combined scenario - input'!$D136=\"\"),\"\",J151/'Combined scenario - input'!$D136),\"\")","v":""},{"$f":"IFERROR(IF(OR(K151=\"\",'Combined scenario - input'!$D136=\"\"),\"\",K151/'Combined scenario - input'!$D136),\"\")","v":""},{"$f":"IFERROR(IF(OR(L151=\"\",'Combined scenario - input'!$D136=\"\"),\"\",L151/'Combined scenario - input'!$D136),\"\")","v":""},{"$f":"IFERROR(IF(OR(M151=\"\",'Combined scenario - input'!$D136=\"\"),\"\",M151/'Combined scenario - input'!$D136),\"\")","v":""},{"$f":"IFERROR(IF(OR(N151=\"\",'Combined scenario - input'!$D136=\"\"),\"\",N151/'Combined scenario - input'!$D136),\"\")","v":""},{"$f":"IFERROR(IF(OR(O151=\"\",'Combined scenario - input'!$D136=\"\"),\"\",O151/'Combined scenario - input'!$D136),\"\")","v":""},{"$f":"IFERROR(IF(OR(P151=\"\",'Combined scenario - input'!$D136=\"\"),\"\",P151/'Combined scenario - input'!$D136),\"\")","v":""},{"$f":"IFERROR(IF(OR(Q151=\"\",'Combined scenario - input'!$D136=\"\"),\"\",Q151/'Combined scenario - input'!$D136),\"\")","v":""},{"$f":"IFERROR(IF(OR(R151=\"\",'Combined scenario - input'!$D136=\"\"),\"\",R151/'Combined scenario - input'!$D136),\"\")","v":""},{"$f":"IFERROR(IF(OR(S151=\"\",'Combined scenario - input'!$D136=\"\"),\"\",S151/'Combined scenario - input'!$D136),\"\")","v":""},{"$f":"IFERROR(IF(OR(T151=\"\",'Combined scenario - input'!$D136=\"\"),\"\",T151/'Combined scenario - input'!$D136),\"\")","v":""},{"$f":"IFERROR(IF(OR(U151=\"\",'Combined scenario - input'!$D136=\"\"),\"\",U151/'Combined scenario - input'!$D136),\"\")","v":""},{"$f":"IFERROR(IF(OR(V151=\"\",'Combined scenario - input'!$D136=\"\"),\"\",V151/'Combined scenario - input'!$D136),\"\")","v":""},{"$f":"IFERROR(IF(OR(W151=\"\",'Combined scenario - input'!$D136=\"\"),\"\",W151/'Combined scenario - input'!$D136),\"\")","v":""}]
[{"$f":"IFERROR('Combined scenario - input'!A137,\"\")","v":""},{"$f":"IFERROR('Combined scenario - input'!B137,\"\")","v":""},{"$f":"IFERROR('Combined scenario - input'!C137,\"\")","v":""},{"$f":"IFERROR(repcalc('Combined scenario - input'!$CV137:$GH137,'Combined scenario - input'!$G137,'Combined scenario - input'!$E137,'Combined scenario - input'!$F137,20,TRUE,TRUE),\"\")","v":""},"","","","","","","","","","","","","","","","","","","",{"$f":"IFERROR(IF(OR(D152=\"\",'Combined scenario - input'!$D137=\"\"),\"\",D152/'Combined scenario - input'!$D137),\"\")","v":""},{"$f":"IFERROR(IF(OR(E152=\"\",'Combined scenario - input'!$D137=\"\"),\"\",E152/'Combined scenario - input'!$D137),\"\")","v":""},{"$f":"IFERROR(IF(OR(F152=\"\",'Combined scenario - input'!$D137=\"\"),\"\",F152/'Combined scenario - input'!$D137),\"\")","v":""},{"$f":"IFERROR(IF(OR(G152=\"\",'Combined scenario - input'!$D137=\"\"),\"\",G152/'Combined scenario - input'!$D137),\"\")","v":""},{"$f":"IFERROR(IF(OR(H152=\"\",'Combined scenario - input'!$D137=\"\"),\"\",H152/'Combined scenario - input'!$D137),\"\")","v":""},{"$f":"IFERROR(IF(OR(I152=\"\",'Combined scenario - input'!$D137=\"\"),\"\",I152/'Combined scenario - input'!$D137),\"\")","v":""},{"$f":"IFERROR(IF(OR(J152=\"\",'Combined scenario - input'!$D137=\"\"),\"\",J152/'Combined scenario - input'!$D137),\"\")","v":""},{"$f":"IFERROR(IF(OR(K152=\"\",'Combined scenario - input'!$D137=\"\"),\"\",K152/'Combined scenario - input'!$D137),\"\")","v":""},{"$f":"IFERROR(IF(OR(L152=\"\",'Combined scenario - input'!$D137=\"\"),\"\",L152/'Combined scenario - input'!$D137),\"\")","v":""},{"$f":"IFERROR(IF(OR(M152=\"\",'Combined scenario - input'!$D137=\"\"),\"\",M152/'Combined scenario - input'!$D137),\"\")","v":""},{"$f":"IFERROR(IF(OR(N152=\"\",'Combined scenario - input'!$D137=\"\"),\"\",N152/'Combined scenario - input'!$D137),\"\")","v":""},{"$f":"IFERROR(IF(OR(O152=\"\",'Combined scenario - input'!$D137=\"\"),\"\",O152/'Combined scenario - input'!$D137),\"\")","v":""},{"$f":"IFERROR(IF(OR(P152=\"\",'Combined scenario - input'!$D137=\"\"),\"\",P152/'Combined scenario - input'!$D137),\"\")","v":""},{"$f":"IFERROR(IF(OR(Q152=\"\",'Combined scenario - input'!$D137=\"\"),\"\",Q152/'Combined scenario - input'!$D137),\"\")","v":""},{"$f":"IFERROR(IF(OR(R152=\"\",'Combined scenario - input'!$D137=\"\"),\"\",R152/'Combined scenario - input'!$D137),\"\")","v":""},{"$f":"IFERROR(IF(OR(S152=\"\",'Combined scenario - input'!$D137=\"\"),\"\",S152/'Combined scenario - input'!$D137),\"\")","v":""},{"$f":"IFERROR(IF(OR(T152=\"\",'Combined scenario - input'!$D137=\"\"),\"\",T152/'Combined scenario - input'!$D137),\"\")","v":""},{"$f":"IFERROR(IF(OR(U152=\"\",'Combined scenario - input'!$D137=\"\"),\"\",U152/'Combined scenario - input'!$D137),\"\")","v":""},{"$f":"IFERROR(IF(OR(V152=\"\",'Combined scenario - input'!$D137=\"\"),\"\",V152/'Combined scenario - input'!$D137),\"\")","v":""},{"$f":"IFERROR(IF(OR(W152=\"\",'Combined scenario - input'!$D137=\"\"),\"\",W152/'Combined scenario - input'!$D137),\"\")","v":""}]
[{"$f":"IFERROR('Combined scenario - input'!A138,\"\")","v":""},{"$f":"IFERROR('Combined scenario - input'!B138,\"\")","v":""},{"$f":"IFERROR('Combined scenario - input'!C138,\"\")","v":""},{"$f":"IFERROR(repcalc('Combined scenario - input'!$CV138:$GH138,'Combined scenario - input'!$G138,'Combined scenario - input'!$E138,'Combined scenario - input'!$F138,20,TRUE,TRUE),\"\")","v":""},"","","","","","","","","","","","","","","","","","","",{"$f":"IFERROR(IF(OR(D153=\"\",'Combined scenario - input'!$D138=\"\"),\"\",D153/'Combined scenario - input'!$D138),\"\")","v":""},{"$f":"IFERROR(IF(OR(E153=\"\",'Combined scenario - input'!$D138=\"\"),\"\",E153/'Combined scenario - input'!$D138),\"\")","v":""},{"$f":"IFERROR(IF(OR(F153=\"\",'Combined scenario - input'!$D138=\"\"),\"\",F153/'Combined scenario - input'!$D138),\"\")","v":""},{"$f":"IFERROR(IF(OR(G153=\"\",'Combined scenario - input'!$D138=\"\"),\"\",G153/'Combined scenario - input'!$D138),\"\")","v":""},{"$f":"IFERROR(IF(OR(H153=\"\",'Combined scenario - input'!$D138=\"\"),\"\",H153/'Combined scenario - input'!$D138),\"\")","v":""},{"$f":"IFERROR(IF(OR(I153=\"\",'Combined scenario - input'!$D138=\"\"),\"\",I153/'Combined scenario - input'!$D138),\"\")","v":""},{"$f":"IFERROR(IF(OR(J153=\"\",'Combined scenario - input'!$D138=\"\"),\"\",J153/'Combined scenario - input'!$D138),\"\")","v":""},{"$f":"IFERROR(IF(OR(K153=\"\",'Combined scenario - input'!$D138=\"\"),\"\",K153/'Combined scenario - input'!$D138),\"\")","v":""},{"$f":"IFERROR(IF(OR(L153=\"\",'Combined scenario - input'!$D138=\"\"),\"\",L153/'Combined scenario - input'!$D138),\"\")","v":""},{"$f":"IFERROR(IF(OR(M153=\"\",'Combined scenario - input'!$D138=\"\"),\"\",M153/'Combined scenario - input'!$D138),\"\")","v":""},{"$f":"IFERROR(IF(OR(N153=\"\",'Combined scenario - input'!$D138=\"\"),\"\",N153/'Combined scenario - input'!$D138),\"\")","v":""},{"$f":"IFERROR(IF(OR(O153=\"\",'Combined scenario - input'!$D138=\"\"),\"\",O153/'Combined scenario - input'!$D138),\"\")","v":""},{"$f":"IFERROR(IF(OR(P153=\"\",'Combined scenario - input'!$D138=\"\"),\"\",P153/'Combined scenario - input'!$D138),\"\")","v":""},{"$f":"IFERROR(IF(OR(Q153=\"\",'Combined scenario - input'!$D138=\"\"),\"\",Q153/'Combined scenario - input'!$D138),\"\")","v":""},{"$f":"IFERROR(IF(OR(R153=\"\",'Combined scenario - input'!$D138=\"\"),\"\",R153/'Combined scenario - input'!$D138),\"\")","v":""},{"$f":"IFERROR(IF(OR(S153=\"\",'Combined scenario - input'!$D138=\"\"),\"\",S153/'Combined scenario - input'!$D138),\"\")","v":""},{"$f":"IFERROR(IF(OR(T153=\"\",'Combined scenario - input'!$D138=\"\"),\"\",T153/'Combined scenario - input'!$D138),\"\")","v":""},{"$f":"IFERROR(IF(OR(U153=\"\",'Combined scenario - input'!$D138=\"\"),\"\",U153/'Combined scenario - input'!$D138),\"\")","v":""},{"$f":"IFERROR(IF(OR(V153=\"\",'Combined scenario - input'!$D138=\"\"),\"\",V153/'Combined scenario - input'!$D138),\"\")","v":""},{"$f":"IFERROR(IF(OR(W153=\"\",'Combined scenario - input'!$D138=\"\"),\"\",W153/'Combined scenario - input'!$D138),\"\")","v":""}]
[{"$f":"IFERROR('Combined scenario - input'!A139,\"\")","v":""},{"$f":"IFERROR('Combined scenario - input'!B139,\"\")","v":""},{"$f":"IFERROR('Combined scenario - input'!C139,\"\")","v":""},{"$f":"IFERROR(repcalc('Combined scenario - input'!$CV139:$GH139,'Combined scenario - input'!$G139,'Combined scenario - input'!$E139,'Combined scenario - input'!$F139,20,TRUE,TRUE),\"\")","v":""},"","","","","","","","","","","","","","","","","","","",{"$f":"IFERROR(IF(OR(D154=\"\",'Combined scenario - input'!$D139=\"\"),\"\",D154/'Combined scenario - input'!$D139),\"\")","v":""},{"$f":"IFERROR(IF(OR(E154=\"\",'Combined scenario - input'!$D139=\"\"),\"\",E154/'Combined scenario - input'!$D139),\"\")","v":""},{"$f":"IFERROR(IF(OR(F154=\"\",'Combined scenario - input'!$D139=\"\"),\"\",F154/'Combined scenario - input'!$D139),\"\")","v":""},{"$f":"IFERROR(IF(OR(G154=\"\",'Combined scenario - input'!$D139=\"\"),\"\",G154/'Combined scenario - input'!$D139),\"\")","v":""},{"$f":"IFERROR(IF(OR(H154=\"\",'Combined scenario - input'!$D139=\"\"),\"\",H154/'Combined scenario - input'!$D139),\"\")","v":""},{"$f":"IFERROR(IF(OR(I154=\"\",'Combined scenario - input'!$D139=\"\"),\"\",I154/'Combined scenario - input'!$D139),\"\")","v":""},{"$f":"IFERROR(IF(OR(J154=\"\",'Combined scenario - input'!$D139=\"\"),\"\",J154/'Combined scenario - input'!$D139),\"\")","v":""},{"$f":"IFERROR(IF(OR(K154=\"\",'Combined scenario - input'!$D139=\"\"),\"\",K154/'Combined scenario - input'!$D139),\"\")","v":""},{"$f":"IFERROR(IF(OR(L154=\"\",'Combined scenario - input'!$D139=\"\"),\"\",L154/'Combined scenario - input'!$D139),\"\")","v":""},{"$f":"IFERROR(IF(OR(M154=\"\",'Combined scenario - input'!$D139=\"\"),\"\",M154/'Combined scenario - input'!$D139),\"\")","v":""},{"$f":"IFERROR(IF(OR(N154=\"\",'Combined scenario - input'!$D139=\"\"),\"\",N154/'Combined scenario - input'!$D139),\"\")","v":""},{"$f":"IFERROR(IF(OR(O154=\"\",'Combined scenario - input'!$D139=\"\"),\"\",O154/'Combined scenario - input'!$D139),\"\")","v":""},{"$f":"IFERROR(IF(OR(P154=\"\",'Combined scenario - input'!$D139=\"\"),\"\",P154/'Combined scenario - input'!$D139),\"\")","v":""},{"$f":"IFERROR(IF(OR(Q154=\"\",'Combined scenario - input'!$D139=\"\"),\"\",Q154/'Combined scenario - input'!$D139),\"\")","v":""},{"$f":"IFERROR(IF(OR(R154=\"\",'Combined scenario - input'!$D139=\"\"),\"\",R154/'Combined scenario - input'!$D139),\"\")","v":""},{"$f":"IFERROR(IF(OR(S154=\"\",'Combined scenario - input'!$D139=\"\"),\"\",S154/'Combined scenario - input'!$D139),\"\")","v":""},{"$f":"IFERROR(IF(OR(T154=\"\",'Combined scenario - input'!$D139=\"\"),\"\",T154/'Combined scenario - input'!$D139),\"\")","v":""},{"$f":"IFERROR(IF(OR(U154=\"\",'Combined scenario - input'!$D139=\"\"),\"\",U154/'Combined scenario - input'!$D139),\"\")","v":""},{"$f":"IFERROR(IF(OR(V154=\"\",'Combined scenario - input'!$D139=\"\"),\"\",V154/'Combined scenario - input'!$D139),\"\")","v":""},{"$f":"IFERROR(IF(OR(W154=\"\",'Combined scenario - input'!$D139=\"\"),\"\",W154/'Combined scenario - input'!$D139),\"\")","v":""}]
[{"$f":"IFERROR('Combined scenario - input'!A140,\"\")","v":""},{"$f":"IFERROR('Combined scenario - input'!B140,\"\")","v":""},{"$f":"IFERROR('Combined scenario - input'!C140,\"\")","v":""},{"$f":"IFERROR(repcalc('Combined scenario - input'!$CV140:$GH140,'Combined scenario - input'!$G140,'Combined scenario - input'!$E140,'Combined scenario - input'!$F140,20,TRUE,TRUE),\"\")","v":""},"","","","","","","","","","","","","","","","","","","",{"$f":"IFERROR(IF(OR(D155=\"\",'Combined scenario - input'!$D140=\"\"),\"\",D155/'Combined scenario - input'!$D140),\"\")","v":""},{"$f":"IFERROR(IF(OR(E155=\"\",'Combined scenario - input'!$D140=\"\"),\"\",E155/'Combined scenario - input'!$D140),\"\")","v":""},{"$f":"IFERROR(IF(OR(F155=\"\",'Combined scenario - input'!$D140=\"\"),\"\",F155/'Combined scenario - input'!$D140),\"\")","v":""},{"$f":"IFERROR(IF(OR(G155=\"\",'Combined scenario - input'!$D140=\"\"),\"\",G155/'Combined scenario - input'!$D140),\"\")","v":""},{"$f":"IFERROR(IF(OR(H155=\"\",'Combined scenario - input'!$D140=\"\"),\"\",H155/'Combined scenario - input'!$D140),\"\")","v":""},{"$f":"IFERROR(IF(OR(I155=\"\",'Combined scenario - input'!$D140=\"\"),\"\",I155/'Combined scenario - input'!$D140),\"\")","v":""},{"$f":"IFERROR(IF(OR(J155=\"\",'Combined scenario - input'!$D140=\"\"),\"\",J155/'Combined scenario - input'!$D140),\"\")","v":""},{"$f":"IFERROR(IF(OR(K155=\"\",'Combined scenario - input'!$D140=\"\"),\"\",K155/'Combined scenario - input'!$D140),\"\")","v":""},{"$f":"IFERROR(IF(OR(L155=\"\",'Combined scenario - input'!$D140=\"\"),\"\",L155/'Combined scenario - input'!$D140),\"\")","v":""},{"$f":"IFERROR(IF(OR(M155=\"\",'Combined scenario - input'!$D140=\"\"),\"\",M155/'Combined scenario - input'!$D140),\"\")","v":""},{"$f":"IFERROR(IF(OR(N155=\"\",'Combined scenario - input'!$D140=\"\"),\"\",N155/'Combined scenario - input'!$D140),\"\")","v":""},{"$f":"IFERROR(IF(OR(O155=\"\",'Combined scenario - input'!$D140=\"\"),\"\",O155/'Combined scenario - input'!$D140),\"\")","v":""},{"$f":"IFERROR(IF(OR(P155=\"\",'Combined scenario - input'!$D140=\"\"),\"\",P155/'Combined scenario - input'!$D140),\"\")","v":""},{"$f":"IFERROR(IF(OR(Q155=\"\",'Combined scenario - input'!$D140=\"\"),\"\",Q155/'Combined scenario - input'!$D140),\"\")","v":""},{"$f":"IFERROR(IF(OR(R155=\"\",'Combined scenario - input'!$D140=\"\"),\"\",R155/'Combined scenario - input'!$D140),\"\")","v":""},{"$f":"IFERROR(IF(OR(S155=\"\",'Combined scenario - input'!$D140=\"\"),\"\",S155/'Combined scenario - input'!$D140),\"\")","v":""},{"$f":"IFERROR(IF(OR(T155=\"\",'Combined scenario - input'!$D140=\"\"),\"\",T155/'Combined scenario - input'!$D140),\"\")","v":""},{"$f":"IFERROR(IF(OR(U155=\"\",'Combined scenario - input'!$D140=\"\"),\"\",U155/'Combined scenario - input'!$D140),\"\")","v":""},{"$f":"IFERROR(IF(OR(V155=\"\",'Combined scenario - input'!$D140=\"\"),\"\",V155/'Combined scenario - input'!$D140),\"\")","v":""},{"$f":"IFERROR(IF(OR(W155=\"\",'Combined scenario - input'!$D140=\"\"),\"\",W155/'Combined scenario - input'!$D140),\"\")","v":""}]
[{"$f":"IFERROR('Combined scenario - input'!A141,\"\")","v":""},{"$f":"IFERROR('Combined scenario - input'!B141,\"\")","v":""},{"$f":"IFERROR('Combined scenario - input'!C141,\"\")","v":""},{"$f":"IFERROR(repcalc('Combined scenario - input'!$CV141:$GH141,'Combined scenario - input'!$G141,'Combined scenario - input'!$E141,'Combined scenario - input'!$F141,20,TRUE,TRUE),\"\")","v":""},"","","","","","","","","","","","","","","","","","","",{"$f":"IFERROR(IF(OR(D156=\"\",'Combined scenario - input'!$D141=\"\"),\"\",D156/'Combined scenario - input'!$D141),\"\")","v":""},{"$f":"IFERROR(IF(OR(E156=\"\",'Combined scenario - input'!$D141=\"\"),\"\",E156/'Combined scenario - input'!$D141),\"\")","v":""},{"$f":"IFERROR(IF(OR(F156=\"\",'Combined scenario - input'!$D141=\"\"),\"\",F156/'Combined scenario - input'!$D141),\"\")","v":""},{"$f":"IFERROR(IF(OR(G156=\"\",'Combined scenario - input'!$D141=\"\"),\"\",G156/'Combined scenario - input'!$D141),\"\")","v":""},{"$f":"IFERROR(IF(OR(H156=\"\",'Combined scenario - input'!$D141=\"\"),\"\",H156/'Combined scenario - input'!$D141),\"\")","v":""},{"$f":"IFERROR(IF(OR(I156=\"\",'Combined scenario - input'!$D141=\"\"),\"\",I156/'Combined scenario - input'!$D141),\"\")","v":""},{"$f":"IFERROR(IF(OR(J156=\"\",'Combined scenario - input'!$D141=\"\"),\"\",J156/'Combined scenario - input'!$D141),\"\")","v":""},{"$f":"IFERROR(IF(OR(K156=\"\",'Combined scenario - input'!$D141=\"\"),\"\",K156/'Combined scenario - input'!$D141),\"\")","v":""},{"$f":"IFERROR(IF(OR(L156=\"\",'Combined scenario - input'!$D141=\"\"),\"\",L156/'Combined scenario - input'!$D141),\"\")","v":""},{"$f":"IFERROR(IF(OR(M156=\"\",'Combined scenario - input'!$D141=\"\"),\"\",M156/'Combined scenario - input'!$D141),\"\")","v":""},{"$f":"IFERROR(IF(OR(N156=\"\",'Combined scenario - input'!$D141=\"\"),\"\",N156/'Combined scenario - input'!$D141),\"\")","v":""},{"$f":"IFERROR(IF(OR(O156=\"\",'Combined scenario - input'!$D141=\"\"),\"\",O156/'Combined scenario - input'!$D141),\"\")","v":""},{"$f":"IFERROR(IF(OR(P156=\"\",'Combined scenario - input'!$D141=\"\"),\"\",P156/'Combined scenario - input'!$D141),\"\")","v":""},{"$f":"IFERROR(IF(OR(Q156=\"\",'Combined scenario - input'!$D141=\"\"),\"\",Q156/'Combined scenario - input'!$D141),\"\")","v":""},{"$f":"IFERROR(IF(OR(R156=\"\",'Combined scenario - input'!$D141=\"\"),\"\",R156/'Combined scenario - input'!$D141),\"\")","v":""},{"$f":"IFERROR(IF(OR(S156=\"\",'Combined scenario - input'!$D141=\"\"),\"\",S156/'Combined scenario - input'!$D141),\"\")","v":""},{"$f":"IFERROR(IF(OR(T156=\"\",'Combined scenario - input'!$D141=\"\"),\"\",T156/'Combined scenario - input'!$D141),\"\")","v":""},{"$f":"IFERROR(IF(OR(U156=\"\",'Combined scenario - input'!$D141=\"\"),\"\",U156/'Combined scenario - input'!$D141),\"\")","v":""},{"$f":"IFERROR(IF(OR(V156=\"\",'Combined scenario - input'!$D141=\"\"),\"\",V156/'Combined scenario - input'!$D141),\"\")","v":""},{"$f":"IFERROR(IF(OR(W156=\"\",'Combined scenario - input'!$D141=\"\"),\"\",W156/'Combined scenario - input'!$D141),\"\")","v":""}]
[{"$f":"IFERROR('Combined scenario - input'!A142,\"\")","v":""},{"$f":"IFERROR('Combined scenario - input'!B142,\"\")","v":""},{"$f":"IFERROR('Combined scenario - input'!C142,\"\")","v":""},{"$f":"IFERROR(repcalc('Combined scenario - input'!$CV142:$GH142,'Combined scenario - input'!$G142,'Combined scenario - input'!$E142,'Combined scenario - input'!$F142,20,TRUE,TRUE),\"\")","v":""},"","","","","","","","","","","","","","","","","","","",{"$f":"IFERROR(IF(OR(D157=\"\",'Combined scenario - input'!$D142=\"\"),\"\",D157/'Combined scenario - input'!$D142),\"\")","v":""},{"$f":"IFERROR(IF(OR(E157=\"\",'Combined scenario - input'!$D142=\"\"),\"\",E157/'Combined scenario - input'!$D142),\"\")","v":""},{"$f":"IFERROR(IF(OR(F157=\"\",'Combined scenario - input'!$D142=\"\"),\"\",F157/'Combined scenario - input'!$D142),\"\")","v":""},{"$f":"IFERROR(IF(OR(G157=\"\",'Combined scenario - input'!$D142=\"\"),\"\",G157/'Combined scenario - input'!$D142),\"\")","v":""},{"$f":"IFERROR(IF(OR(H157=\"\",'Combined scenario - input'!$D142=\"\"),\"\",H157/'Combined scenario - input'!$D142),\"\")","v":""},{"$f":"IFERROR(IF(OR(I157=\"\",'Combined scenario - input'!$D142=\"\"),\"\",I157/'Combined scenario - input'!$D142),\"\")","v":""},{"$f":"IFERROR(IF(OR(J157=\"\",'Combined scenario - input'!$D142=\"\"),\"\",J157/'Combined scenario - input'!$D142),\"\")","v":""},{"$f":"IFERROR(IF(OR(K157=\"\",'Combined scenario - input'!$D142=\"\"),\"\",K157/'Combined scenario - input'!$D142),\"\")","v":""},{"$f":"IFERROR(IF(OR(L157=\"\",'Combined scenario - input'!$D142=\"\"),\"\",L157/'Combined scenario - input'!$D142),\"\")","v":""},{"$f":"IFERROR(IF(OR(M157=\"\",'Combined scenario - input'!$D142=\"\"),\"\",M157/'Combined scenario - input'!$D142),\"\")","v":""},{"$f":"IFERROR(IF(OR(N157=\"\",'Combined scenario - input'!$D142=\"\"),\"\",N157/'Combined scenario - input'!$D142),\"\")","v":""},{"$f":"IFERROR(IF(OR(O157=\"\",'Combined scenario - input'!$D142=\"\"),\"\",O157/'Combined scenario - input'!$D142),\"\")","v":""},{"$f":"IFERROR(IF(OR(P157=\"\",'Combined scenario - input'!$D142=\"\"),\"\",P157/'Combined scenario - input'!$D142),\"\")","v":""},{"$f":"IFERROR(IF(OR(Q157=\"\",'Combined scenario - input'!$D142=\"\"),\"\",Q157/'Combined scenario - input'!$D142),\"\")","v":""},{"$f":"IFERROR(IF(OR(R157=\"\",'Combined scenario - input'!$D142=\"\"),\"\",R157/'Combined scenario - input'!$D142),\"\")","v":""},{"$f":"IFERROR(IF(OR(S157=\"\",'Combined scenario - input'!$D142=\"\"),\"\",S157/'Combined scenario - input'!$D142),\"\")","v":""},{"$f":"IFERROR(IF(OR(T157=\"\",'Combined scenario - input'!$D142=\"\"),\"\",T157/'Combined scenario - input'!$D142),\"\")","v":""},{"$f":"IFERROR(IF(OR(U157=\"\",'Combined scenario - input'!$D142=\"\"),\"\",U157/'Combined scenario - input'!$D142),\"\")","v":""},{"$f":"IFERROR(IF(OR(V157=\"\",'Combined scenario - input'!$D142=\"\"),\"\",V157/'Combined scenario - input'!$D142),\"\")","v":""},{"$f":"IFERROR(IF(OR(W157=\"\",'Combined scenario - input'!$D142=\"\"),\"\",W157/'Combined scenario - input'!$D142),\"\")","v":""}]
[{"$f":"IFERROR('Combined scenario - input'!A143,\"\")","v":""},{"$f":"IFERROR('Combined scenario - input'!B143,\"\")","v":""},{"$f":"IFERROR('Combined scenario - input'!C143,\"\")","v":""},{"$f":"IFERROR(repcalc('Combined scenario - input'!$CV143:$GH143,'Combined scenario - input'!$G143,'Combined scenario - input'!$E143,'Combined scenario - input'!$F143,20,TRUE,TRUE),\"\")","v":""},"","","","","","","","","","","","","","","","","","","",{"$f":"IFERROR(IF(OR(D158=\"\",'Combined scenario - input'!$D143=\"\"),\"\",D158/'Combined scenario - input'!$D143),\"\")","v":""},{"$f":"IFERROR(IF(OR(E158=\"\",'Combined scenario - input'!$D143=\"\"),\"\",E158/'Combined scenario - input'!$D143),\"\")","v":""},{"$f":"IFERROR(IF(OR(F158=\"\",'Combined scenario - input'!$D143=\"\"),\"\",F158/'Combined scenario - input'!$D143),\"\")","v":""},{"$f":"IFERROR(IF(OR(G158=\"\",'Combined scenario - input'!$D143=\"\"),\"\",G158/'Combined scenario - input'!$D143),\"\")","v":""},{"$f":"IFERROR(IF(OR(H158=\"\",'Combined scenario - input'!$D143=\"\"),\"\",H158/'Combined scenario - input'!$D143),\"\")","v":""},{"$f":"IFERROR(IF(OR(I158=\"\",'Combined scenario - input'!$D143=\"\"),\"\",I158/'Combined scenario - input'!$D143),\"\")","v":""},{"$f":"IFERROR(IF(OR(J158=\"\",'Combined scenario - input'!$D143=\"\"),\"\",J158/'Combined scenario - input'!$D143),\"\")","v":""},{"$f":"IFERROR(IF(OR(K158=\"\",'Combined scenario - input'!$D143=\"\"),\"\",K158/'Combined scenario - input'!$D143),\"\")","v":""},{"$f":"IFERROR(IF(OR(L158=\"\",'Combined scenario - input'!$D143=\"\"),\"\",L158/'Combined scenario - input'!$D143),\"\")","v":""},{"$f":"IFERROR(IF(OR(M158=\"\",'Combined scenario - input'!$D143=\"\"),\"\",M158/'Combined scenario - input'!$D143),\"\")","v":""},{"$f":"IFERROR(IF(OR(N158=\"\",'Combined scenario - input'!$D143=\"\"),\"\",N158/'Combined scenario - input'!$D143),\"\")","v":""},{"$f":"IFERROR(IF(OR(O158=\"\",'Combined scenario - input'!$D143=\"\"),\"\",O158/'Combined scenario - input'!$D143),\"\")","v":""},{"$f":"IFERROR(IF(OR(P158=\"\",'Combined scenario - input'!$D143=\"\"),\"\",P158/'Combined scenario - input'!$D143),\"\")","v":""},{"$f":"IFERROR(IF(OR(Q158=\"\",'Combined scenario - input'!$D143=\"\"),\"\",Q158/'Combined scenario - input'!$D143),\"\")","v":""},{"$f":"IFERROR(IF(OR(R158=\"\",'Combined scenario - input'!$D143=\"\"),\"\",R158/'Combined scenario - input'!$D143),\"\")","v":""},{"$f":"IFERROR(IF(OR(S158=\"\",'Combined scenario - input'!$D143=\"\"),\"\",S158/'Combined scenario - input'!$D143),\"\")","v":""},{"$f":"IFERROR(IF(OR(T158=\"\",'Combined scenario - input'!$D143=\"\"),\"\",T158/'Combined scenario - input'!$D143),\"\")","v":""},{"$f":"IFERROR(IF(OR(U158=\"\",'Combined scenario - input'!$D143=\"\"),\"\",U158/'Combined scenario - input'!$D143),\"\")","v":""},{"$f":"IFERROR(IF(OR(V158=\"\",'Combined scenario - input'!$D143=\"\"),\"\",V158/'Combined scenario - input'!$D143),\"\")","v":""},{"$f":"IFERROR(IF(OR(W158=\"\",'Combined scenario - input'!$D143=\"\"),\"\",W158/'Combined scenario - input'!$D143),\"\")","v":""}]
[{"$f":"IFERROR('Combined scenario - input'!A144,\"\")","v":""},{"$f":"IFERROR('Combined scenario - input'!B144,\"\")","v":""},{"$f":"IFERROR('Combined scenario - input'!C144,\"\")","v":""},{"$f":"IFERROR(repcalc('Combined scenario - input'!$CV144:$GH144,'Combined scenario - input'!$G144,'Combined scenario - input'!$E144,'Combined scenario - input'!$F144,20,TRUE,TRUE),\"\")","v":""},"","","","","","","","","","","","","","","","","","","",{"$f":"IFERROR(IF(OR(D159=\"\",'Combined scenario - input'!$D144=\"\"),\"\",D159/'Combined scenario - input'!$D144),\"\")","v":""},{"$f":"IFERROR(IF(OR(E159=\"\",'Combined scenario - input'!$D144=\"\"),\"\",E159/'Combined scenario - input'!$D144),\"\")","v":""},{"$f":"IFERROR(IF(OR(F159=\"\",'Combined scenario - input'!$D144=\"\"),\"\",F159/'Combined scenario - input'!$D144),\"\")","v":""},{"$f":"IFERROR(IF(OR(G159=\"\",'Combined scenario - input'!$D144=\"\"),\"\",G159/'Combined scenario - input'!$D144),\"\")","v":""},{"$f":"IFERROR(IF(OR(H159=\"\",'Combined scenario - input'!$D144=\"\"),\"\",H159/'Combined scenario - input'!$D144),\"\")","v":""},{"$f":"IFERROR(IF(OR(I159=\"\",'Combined scenario - input'!$D144=\"\"),\"\",I159/'Combined scenario - input'!$D144),\"\")","v":""},{"$f":"IFERROR(IF(OR(J159=\"\",'Combined scenario - input'!$D144=\"\"),\"\",J159/'Combined scenario - input'!$D144),\"\")","v":""},{"$f":"IFERROR(IF(OR(K159=\"\",'Combined scenario - input'!$D144=\"\"),\"\",K159/'Combined scenario - input'!$D144),\"\")","v":""},{"$f":"IFERROR(IF(OR(L159=\"\",'Combined scenario - input'!$D144=\"\"),\"\",L159/'Combined scenario - input'!$D144),\"\")","v":""},{"$f":"IFERROR(IF(OR(M159=\"\",'Combined scenario - input'!$D144=\"\"),\"\",M159/'Combined scenario - input'!$D144),\"\")","v":""},{"$f":"IFERROR(IF(OR(N159=\"\",'Combined scenario - input'!$D144=\"\"),\"\",N159/'Combined scenario - input'!$D144),\"\")","v":""},{"$f":"IFERROR(IF(OR(O159=\"\",'Combined scenario - input'!$D144=\"\"),\"\",O159/'Combined scenario - input'!$D144),\"\")","v":""},{"$f":"IFERROR(IF(OR(P159=\"\",'Combined scenario - input'!$D144=\"\"),\"\",P159/'Combined scenario - input'!$D144),\"\")","v":""},{"$f":"IFERROR(IF(OR(Q159=\"\",'Combined scenario - input'!$D144=\"\"),\"\",Q159/'Combined scenario - input'!$D144),\"\")","v":""},{"$f":"IFERROR(IF(OR(R159=\"\",'Combined scenario - input'!$D144=\"\"),\"\",R159/'Combined scenario - input'!$D144),\"\")","v":""},{"$f":"IFERROR(IF(OR(S159=\"\",'Combined scenario - input'!$D144=\"\"),\"\",S159/'Combined scenario - input'!$D144),\"\")","v":""},{"$f":"IFERROR(IF(OR(T159=\"\",'Combined scenario - input'!$D144=\"\"),\"\",T159/'Combined scenario - input'!$D144),\"\")","v":""},{"$f":"IFERROR(IF(OR(U159=\"\",'Combined scenario - input'!$D144=\"\"),\"\",U159/'Combined scenario - input'!$D144),\"\")","v":""},{"$f":"IFERROR(IF(OR(V159=\"\",'Combined scenario - input'!$D144=\"\"),\"\",V159/'Combined scenario - input'!$D144),\"\")","v":""},{"$f":"IFERROR(IF(OR(W159=\"\",'Combined scenario - input'!$D144=\"\"),\"\",W159/'Combined scenario - input'!$D144),\"\")","v":""}]
[{"$f":"IFERROR('Combined scenario - input'!A145,\"\")","v":""},{"$f":"IFERROR('Combined scenario - input'!B145,\"\")","v":""},{"$f":"IFERROR('Combined scenario - input'!C145,\"\")","v":""},{"$f":"IFERROR(repcalc('Combined scenario - input'!$CV145:$GH145,'Combined scenario - input'!$G145,'Combined scenario - input'!$E145,'Combined scenario - input'!$F145,20,TRUE,TRUE),\"\")","v":""},"","","","","","","","","","","","","","","","","","","",{"$f":"IFERROR(IF(OR(D160=\"\",'Combined scenario - input'!$D145=\"\"),\"\",D160/'Combined scenario - input'!$D145),\"\")","v":""},{"$f":"IFERROR(IF(OR(E160=\"\",'Combined scenario - input'!$D145=\"\"),\"\",E160/'Combined scenario - input'!$D145),\"\")","v":""},{"$f":"IFERROR(IF(OR(F160=\"\",'Combined scenario - input'!$D145=\"\"),\"\",F160/'Combined scenario - input'!$D145),\"\")","v":""},{"$f":"IFERROR(IF(OR(G160=\"\",'Combined scenario - input'!$D145=\"\"),\"\",G160/'Combined scenario - input'!$D145),\"\")","v":""},{"$f":"IFERROR(IF(OR(H160=\"\",'Combined scenario - input'!$D145=\"\"),\"\",H160/'Combined scenario - input'!$D145),\"\")","v":""},{"$f":"IFERROR(IF(OR(I160=\"\",'Combined scenario - input'!$D145=\"\"),\"\",I160/'Combined scenario - input'!$D145),\"\")","v":""},{"$f":"IFERROR(IF(OR(J160=\"\",'Combined scenario - input'!$D145=\"\"),\"\",J160/'Combined scenario - input'!$D145),\"\")","v":""},{"$f":"IFERROR(IF(OR(K160=\"\",'Combined scenario - input'!$D145=\"\"),\"\",K160/'Combined scenario - input'!$D145),\"\")","v":""},{"$f":"IFERROR(IF(OR(L160=\"\",'Combined scenario - input'!$D145=\"\"),\"\",L160/'Combined scenario - input'!$D145),\"\")","v":""},{"$f":"IFERROR(IF(OR(M160=\"\",'Combined scenario - input'!$D145=\"\"),\"\",M160/'Combined scenario - input'!$D145),\"\")","v":""},{"$f":"IFERROR(IF(OR(N160=\"\",'Combined scenario - input'!$D145=\"\"),\"\",N160/'Combined scenario - input'!$D145),\"\")","v":""},{"$f":"IFERROR(IF(OR(O160=\"\",'Combined scenario - input'!$D145=\"\"),\"\",O160/'Combined scenario - input'!$D145),\"\")","v":""},{"$f":"IFERROR(IF(OR(P160=\"\",'Combined scenario - input'!$D145=\"\"),\"\",P160/'Combined scenario - input'!$D145),\"\")","v":""},{"$f":"IFERROR(IF(OR(Q160=\"\",'Combined scenario - input'!$D145=\"\"),\"\",Q160/'Combined scenario - input'!$D145),\"\")","v":""},{"$f":"IFERROR(IF(OR(R160=\"\",'Combined scenario - input'!$D145=\"\"),\"\",R160/'Combined scenario - input'!$D145),\"\")","v":""},{"$f":"IFERROR(IF(OR(S160=\"\",'Combined scenario - input'!$D145=\"\"),\"\",S160/'Combined scenario - input'!$D145),\"\")","v":""},{"$f":"IFERROR(IF(OR(T160=\"\",'Combined scenario - input'!$D145=\"\"),\"\",T160/'Combined scenario - input'!$D145),\"\")","v":""},{"$f":"IFERROR(IF(OR(U160=\"\",'Combined scenario - input'!$D145=\"\"),\"\",U160/'Combined scenario - input'!$D145),\"\")","v":""},{"$f":"IFERROR(IF(OR(V160=\"\",'Combined scenario - input'!$D145=\"\"),\"\",V160/'Combined scenario - input'!$D145),\"\")","v":""},{"$f":"IFERROR(IF(OR(W160=\"\",'Combined scenario - input'!$D145=\"\"),\"\",W160/'Combined scenario - input'!$D145),\"\")","v":""}]
[{"$f":"IFERROR('Combined scenario - input'!A146,\"\")","v":""},{"$f":"IFERROR('Combined scenario - input'!B146,\"\")","v":""},{"$f":"IFERROR('Combined scenario - input'!C146,\"\")","v":""},{"$f":"IFERROR(repcalc('Combined scenario - input'!$CV146:$GH146,'Combined scenario - input'!$G146,'Combined scenario - input'!$E146,'Combined scenario - input'!$F146,20,TRUE,TRUE),\"\")","v":""},"","","","","","","","","","","","","","","","","","","",{"$f":"IFERROR(IF(OR(D161=\"\",'Combined scenario - input'!$D146=\"\"),\"\",D161/'Combined scenario - input'!$D146),\"\")","v":""},{"$f":"IFERROR(IF(OR(E161=\"\",'Combined scenario - input'!$D146=\"\"),\"\",E161/'Combined scenario - input'!$D146),\"\")","v":""},{"$f":"IFERROR(IF(OR(F161=\"\",'Combined scenario - input'!$D146=\"\"),\"\",F161/'Combined scenario - input'!$D146),\"\")","v":""},{"$f":"IFERROR(IF(OR(G161=\"\",'Combined scenario - input'!$D146=\"\"),\"\",G161/'Combined scenario - input'!$D146),\"\")","v":""},{"$f":"IFERROR(IF(OR(H161=\"\",'Combined scenario - input'!$D146=\"\"),\"\",H161/'Combined scenario - input'!$D146),\"\")","v":""},{"$f":"IFERROR(IF(OR(I161=\"\",'Combined scenario - input'!$D146=\"\"),\"\",I161/'Combined scenario - input'!$D146),\"\")","v":""},{"$f":"IFERROR(IF(OR(J161=\"\",'Combined scenario - input'!$D146=\"\"),\"\",J161/'Combined scenario - input'!$D146),\"\")","v":""},{"$f":"IFERROR(IF(OR(K161=\"\",'Combined scenario - input'!$D146=\"\"),\"\",K161/'Combined scenario - input'!$D146),\"\")","v":""},{"$f":"IFERROR(IF(OR(L161=\"\",'Combined scenario - input'!$D146=\"\"),\"\",L161/'Combined scenario - input'!$D146),\"\")","v":""},{"$f":"IFERROR(IF(OR(M161=\"\",'Combined scenario - input'!$D146=\"\"),\"\",M161/'Combined scenario - input'!$D146),\"\")","v":""},{"$f":"IFERROR(IF(OR(N161=\"\",'Combined scenario - input'!$D146=\"\"),\"\",N161/'Combined scenario - input'!$D146),\"\")","v":""},{"$f":"IFERROR(IF(OR(O161=\"\",'Combined scenario - input'!$D146=\"\"),\"\",O161/'Combined scenario - input'!$D146),\"\")","v":""},{"$f":"IFERROR(IF(OR(P161=\"\",'Combined scenario - input'!$D146=\"\"),\"\",P161/'Combined scenario - input'!$D146),\"\")","v":""},{"$f":"IFERROR(IF(OR(Q161=\"\",'Combined scenario - input'!$D146=\"\"),\"\",Q161/'Combined scenario - input'!$D146),\"\")","v":""},{"$f":"IFERROR(IF(OR(R161=\"\",'Combined scenario - input'!$D146=\"\"),\"\",R161/'Combined scenario - input'!$D146),\"\")","v":""},{"$f":"IFERROR(IF(OR(S161=\"\",'Combined scenario - input'!$D146=\"\"),\"\",S161/'Combined scenario - input'!$D146),\"\")","v":""},{"$f":"IFERROR(IF(OR(T161=\"\",'Combined scenario - input'!$D146=\"\"),\"\",T161/'Combined scenario - input'!$D146),\"\")","v":""},{"$f":"IFERROR(IF(OR(U161=\"\",'Combined scenario - input'!$D146=\"\"),\"\",U161/'Combined scenario - input'!$D146),\"\")","v":""},{"$f":"IFERROR(IF(OR(V161=\"\",'Combined scenario - input'!$D146=\"\"),\"\",V161/'Combined scenario - input'!$D146),\"\")","v":""},{"$f":"IFERROR(IF(OR(W161=\"\",'Combined scenario - input'!$D146=\"\"),\"\",W161/'Combined scenario - input'!$D146),\"\")","v":""}]
[{"$f":"IFERROR('Combined scenario - input'!A147,\"\")","v":""},{"$f":"IFERROR('Combined scenario - input'!B147,\"\")","v":""},{"$f":"IFERROR('Combined scenario - input'!C147,\"\")","v":""},{"$f":"IFERROR(repcalc('Combined scenario - input'!$CV147:$GH147,'Combined scenario - input'!$G147,'Combined scenario - input'!$E147,'Combined scenario - input'!$F147,20,TRUE,TRUE),\"\")","v":""},"","","","","","","","","","","","","","","","","","","",{"$f":"IFERROR(IF(OR(D162=\"\",'Combined scenario - input'!$D147=\"\"),\"\",D162/'Combined scenario - input'!$D147),\"\")","v":""},{"$f":"IFERROR(IF(OR(E162=\"\",'Combined scenario - input'!$D147=\"\"),\"\",E162/'Combined scenario - input'!$D147),\"\")","v":""},{"$f":"IFERROR(IF(OR(F162=\"\",'Combined scenario - input'!$D147=\"\"),\"\",F162/'Combined scenario - input'!$D147),\"\")","v":""},{"$f":"IFERROR(IF(OR(G162=\"\",'Combined scenario - input'!$D147=\"\"),\"\",G162/'Combined scenario - input'!$D147),\"\")","v":""},{"$f":"IFERROR(IF(OR(H162=\"\",'Combined scenario - input'!$D147=\"\"),\"\",H162/'Combined scenario - input'!$D147),\"\")","v":""},{"$f":"IFERROR(IF(OR(I162=\"\",'Combined scenario - input'!$D147=\"\"),\"\",I162/'Combined scenario - input'!$D147),\"\")","v":""},{"$f":"IFERROR(IF(OR(J162=\"\",'Combined scenario - input'!$D147=\"\"),\"\",J162/'Combined scenario - input'!$D147),\"\")","v":""},{"$f":"IFERROR(IF(OR(K162=\"\",'Combined scenario - input'!$D147=\"\"),\"\",K162/'Combined scenario - input'!$D147),\"\")","v":""},{"$f":"IFERROR(IF(OR(L162=\"\",'Combined scenario - input'!$D147=\"\"),\"\",L162/'Combined scenario - input'!$D147),\"\")","v":""},{"$f":"IFERROR(IF(OR(M162=\"\",'Combined scenario - input'!$D147=\"\"),\"\",M162/'Combined scenario - input'!$D147),\"\")","v":""},{"$f":"IFERROR(IF(OR(N162=\"\",'Combined scenario - input'!$D147=\"\"),\"\",N162/'Combined scenario - input'!$D147),\"\")","v":""},{"$f":"IFERROR(IF(OR(O162=\"\",'Combined scenario - input'!$D147=\"\"),\"\",O162/'Combined scenario - input'!$D147),\"\")","v":""},{"$f":"IFERROR(IF(OR(P162=\"\",'Combined scenario - input'!$D147=\"\"),\"\",P162/'Combined scenario - input'!$D147),\"\")","v":""},{"$f":"IFERROR(IF(OR(Q162=\"\",'Combined scenario - input'!$D147=\"\"),\"\",Q162/'Combined scenario - input'!$D147),\"\")","v":""},{"$f":"IFERROR(IF(OR(R162=\"\",'Combined scenario - input'!$D147=\"\"),\"\",R162/'Combined scenario - input'!$D147),\"\")","v":""},{"$f":"IFERROR(IF(OR(S162=\"\",'Combined scenario - input'!$D147=\"\"),\"\",S162/'Combined scenario - input'!$D147),\"\")","v":""},{"$f":"IFERROR(IF(OR(T162=\"\",'Combined scenario - input'!$D147=\"\"),\"\",T162/'Combined scenario - input'!$D147),\"\")","v":""},{"$f":"IFERROR(IF(OR(U162=\"\",'Combined scenario - input'!$D147=\"\"),\"\",U162/'Combined scenario - input'!$D147),\"\")","v":""},{"$f":"IFERROR(IF(OR(V162=\"\",'Combined scenario - input'!$D147=\"\"),\"\",V162/'Combined scenario - input'!$D147),\"\")","v":""},{"$f":"IFERROR(IF(OR(W162=\"\",'Combined scenario - input'!$D147=\"\"),\"\",W162/'Combined scenario - input'!$D147),\"\")","v":""}]
[{"$f":"IFERROR('Combined scenario - input'!A148,\"\")","v":""},{"$f":"IFERROR('Combined scenario - input'!B148,\"\")","v":""},{"$f":"IFERROR('Combined scenario - input'!C148,\"\")","v":""},{"$f":"IFERROR(repcalc('Combined scenario - input'!$CV148:$GH148,'Combined scenario - input'!$G148,'Combined scenario - input'!$E148,'Combined scenario - input'!$F148,20,TRUE,TRUE),\"\")","v":""},"","","","","","","","","","","","","","","","","","","",{"$f":"IFERROR(IF(OR(D163=\"\",'Combined scenario - input'!$D148=\"\"),\"\",D163/'Combined scenario - input'!$D148),\"\")","v":""},{"$f":"IFERROR(IF(OR(E163=\"\",'Combined scenario - input'!$D148=\"\"),\"\",E163/'Combined scenario - input'!$D148),\"\")","v":""},{"$f":"IFERROR(IF(OR(F163=\"\",'Combined scenario - input'!$D148=\"\"),\"\",F163/'Combined scenario - input'!$D148),\"\")","v":""},{"$f":"IFERROR(IF(OR(G163=\"\",'Combined scenario - input'!$D148=\"\"),\"\",G163/'Combined scenario - input'!$D148),\"\")","v":""},{"$f":"IFERROR(IF(OR(H163=\"\",'Combined scenario - input'!$D148=\"\"),\"\",H163/'Combined scenario - input'!$D148),\"\")","v":""},{"$f":"IFERROR(IF(OR(I163=\"\",'Combined scenario - input'!$D148=\"\"),\"\",I163/'Combined scenario - input'!$D148),\"\")","v":""},{"$f":"IFERROR(IF(OR(J163=\"\",'Combined scenario - input'!$D148=\"\"),\"\",J163/'Combined scenario - input'!$D148),\"\")","v":""},{"$f":"IFERROR(IF(OR(K163=\"\",'Combined scenario - input'!$D148=\"\"),\"\",K163/'Combined scenario - input'!$D148),\"\")","v":""},{"$f":"IFERROR(IF(OR(L163=\"\",'Combined scenario - input'!$D148=\"\"),\"\",L163/'Combined scenario - input'!$D148),\"\")","v":""},{"$f":"IFERROR(IF(OR(M163=\"\",'Combined scenario - input'!$D148=\"\"),\"\",M163/'Combined scenario - input'!$D148),\"\")","v":""},{"$f":"IFERROR(IF(OR(N163=\"\",'Combined scenario - input'!$D148=\"\"),\"\",N163/'Combined scenario - input'!$D148),\"\")","v":""},{"$f":"IFERROR(IF(OR(O163=\"\",'Combined scenario - input'!$D148=\"\"),\"\",O163/'Combined scenario - input'!$D148),\"\")","v":""},{"$f":"IFERROR(IF(OR(P163=\"\",'Combined scenario - input'!$D148=\"\"),\"\",P163/'Combined scenario - input'!$D148),\"\")","v":""},{"$f":"IFERROR(IF(OR(Q163=\"\",'Combined scenario - input'!$D148=\"\"),\"\",Q163/'Combined scenario - input'!$D148),\"\")","v":""},{"$f":"IFERROR(IF(OR(R163=\"\",'Combined scenario - input'!$D148=\"\"),\"\",R163/'Combined scenario - input'!$D148),\"\")","v":""},{"$f":"IFERROR(IF(OR(S163=\"\",'Combined scenario - input'!$D148=\"\"),\"\",S163/'Combined scenario - input'!$D148),\"\")","v":""},{"$f":"IFERROR(IF(OR(T163=\"\",'Combined scenario - input'!$D148=\"\"),\"\",T163/'Combined scenario - input'!$D148),\"\")","v":""},{"$f":"IFERROR(IF(OR(U163=\"\",'Combined scenario - input'!$D148=\"\"),\"\",U163/'Combined scenario - input'!$D148),\"\")","v":""},{"$f":"IFERROR(IF(OR(V163=\"\",'Combined scenario - input'!$D148=\"\"),\"\",V163/'Combined scenario - input'!$D148),\"\")","v":""},{"$f":"IFERROR(IF(OR(W163=\"\",'Combined scenario - input'!$D148=\"\"),\"\",W163/'Combined scenario - input'!$D148),\"\")","v":""}]
[{"$f":"IFERROR('Combined scenario - input'!A149,\"\")","v":""},{"$f":"IFERROR('Combined scenario - input'!B149,\"\")","v":""},{"$f":"IFERROR('Combined scenario - input'!C149,\"\")","v":""},{"$f":"IFERROR(repcalc('Combined scenario - input'!$CV149:$GH149,'Combined scenario - input'!$G149,'Combined scenario - input'!$E149,'Combined scenario - input'!$F149,20,TRUE,TRUE),\"\")","v":""},"","","","","","","","","","","","","","","","","","","",{"$f":"IFERROR(IF(OR(D164=\"\",'Combined scenario - input'!$D149=\"\"),\"\",D164/'Combined scenario - input'!$D149),\"\")","v":""},{"$f":"IFERROR(IF(OR(E164=\"\",'Combined scenario - input'!$D149=\"\"),\"\",E164/'Combined scenario - input'!$D149),\"\")","v":""},{"$f":"IFERROR(IF(OR(F164=\"\",'Combined scenario - input'!$D149=\"\"),\"\",F164/'Combined scenario - input'!$D149),\"\")","v":""},{"$f":"IFERROR(IF(OR(G164=\"\",'Combined scenario - input'!$D149=\"\"),\"\",G164/'Combined scenario - input'!$D149),\"\")","v":""},{"$f":"IFERROR(IF(OR(H164=\"\",'Combined scenario - input'!$D149=\"\"),\"\",H164/'Combined scenario - input'!$D149),\"\")","v":""},{"$f":"IFERROR(IF(OR(I164=\"\",'Combined scenario - input'!$D149=\"\"),\"\",I164/'Combined scenario - input'!$D149),\"\")","v":""},{"$f":"IFERROR(IF(OR(J164=\"\",'Combined scenario - input'!$D149=\"\"),\"\",J164/'Combined scenario - input'!$D149),\"\")","v":""},{"$f":"IFERROR(IF(OR(K164=\"\",'Combined scenario - input'!$D149=\"\"),\"\",K164/'Combined scenario - input'!$D149),\"\")","v":""},{"$f":"IFERROR(IF(OR(L164=\"\",'Combined scenario - input'!$D149=\"\"),\"\",L164/'Combined scenario - input'!$D149),\"\")","v":""},{"$f":"IFERROR(IF(OR(M164=\"\",'Combined scenario - input'!$D149=\"\"),\"\",M164/'Combined scenario - input'!$D149),\"\")","v":""},{"$f":"IFERROR(IF(OR(N164=\"\",'Combined scenario - input'!$D149=\"\"),\"\",N164/'Combined scenario - input'!$D149),\"\")","v":""},{"$f":"IFERROR(IF(OR(O164=\"\",'Combined scenario - input'!$D149=\"\"),\"\",O164/'Combined scenario - input'!$D149),\"\")","v":""},{"$f":"IFERROR(IF(OR(P164=\"\",'Combined scenario - input'!$D149=\"\"),\"\",P164/'Combined scenario - input'!$D149),\"\")","v":""},{"$f":"IFERROR(IF(OR(Q164=\"\",'Combined scenario - input'!$D149=\"\"),\"\",Q164/'Combined scenario - input'!$D149),\"\")","v":""},{"$f":"IFERROR(IF(OR(R164=\"\",'Combined scenario - input'!$D149=\"\"),\"\",R164/'Combined scenario - input'!$D149),\"\")","v":""},{"$f":"IFERROR(IF(OR(S164=\"\",'Combined scenario - input'!$D149=\"\"),\"\",S164/'Combined scenario - input'!$D149),\"\")","v":""},{"$f":"IFERROR(IF(OR(T164=\"\",'Combined scenario - input'!$D149=\"\"),\"\",T164/'Combined scenario - input'!$D149),\"\")","v":""},{"$f":"IFERROR(IF(OR(U164=\"\",'Combined scenario - input'!$D149=\"\"),\"\",U164/'Combined scenario - input'!$D149),\"\")","v":""},{"$f":"IFERROR(IF(OR(V164=\"\",'Combined scenario - input'!$D149=\"\"),\"\",V164/'Combined scenario - input'!$D149),\"\")","v":""},{"$f":"IFERROR(IF(OR(W164=\"\",'Combined scenario - input'!$D149=\"\"),\"\",W164/'Combined scenario - input'!$D149),\"\")","v":""}]
[{"$f":"IFERROR('Combined scenario - input'!A150,\"\")","v":""},{"$f":"IFERROR('Combined scenario - input'!B150,\"\")","v":""},{"$f":"IFERROR('Combined scenario - input'!C150,\"\")","v":""},{"$f":"IFERROR(repcalc('Combined scenario - input'!$CV150:$GH150,'Combined scenario - input'!$G150,'Combined scenario - input'!$E150,'Combined scenario - input'!$F150,20,TRUE,TRUE),\"\")","v":""},"","","","","","","","","","","","","","","","","","","",{"$f":"IFERROR(IF(OR(D165=\"\",'Combined scenario - input'!$D150=\"\"),\"\",D165/'Combined scenario - input'!$D150),\"\")","v":""},{"$f":"IFERROR(IF(OR(E165=\"\",'Combined scenario - input'!$D150=\"\"),\"\",E165/'Combined scenario - input'!$D150),\"\")","v":""},{"$f":"IFERROR(IF(OR(F165=\"\",'Combined scenario - input'!$D150=\"\"),\"\",F165/'Combined scenario - input'!$D150),\"\")","v":""},{"$f":"IFERROR(IF(OR(G165=\"\",'Combined scenario - input'!$D150=\"\"),\"\",G165/'Combined scenario - input'!$D150),\"\")","v":""},{"$f":"IFERROR(IF(OR(H165=\"\",'Combined scenario - input'!$D150=\"\"),\"\",H165/'Combined scenario - input'!$D150),\"\")","v":""},{"$f":"IFERROR(IF(OR(I165=\"\",'Combined scenario - input'!$D150=\"\"),\"\",I165/'Combined scenario - input'!$D150),\"\")","v":""},{"$f":"IFERROR(IF(OR(J165=\"\",'Combined scenario - input'!$D150=\"\"),\"\",J165/'Combined scenario - input'!$D150),\"\")","v":""},{"$f":"IFERROR(IF(OR(K165=\"\",'Combined scenario - input'!$D150=\"\"),\"\",K165/'Combined scenario - input'!$D150),\"\")","v":""},{"$f":"IFERROR(IF(OR(L165=\"\",'Combined scenario - input'!$D150=\"\"),\"\",L165/'Combined scenario - input'!$D150),\"\")","v":""},{"$f":"IFERROR(IF(OR(M165=\"\",'Combined scenario - input'!$D150=\"\"),\"\",M165/'Combined scenario - input'!$D150),\"\")","v":""},{"$f":"IFERROR(IF(OR(N165=\"\",'Combined scenario - input'!$D150=\"\"),\"\",N165/'Combined scenario - input'!$D150),\"\")","v":""},{"$f":"IFERROR(IF(OR(O165=\"\",'Combined scenario - input'!$D150=\"\"),\"\",O165/'Combined scenario - input'!$D150),\"\")","v":""},{"$f":"IFERROR(IF(OR(P165=\"\",'Combined scenario - input'!$D150=\"\"),\"\",P165/'Combined scenario - input'!$D150),\"\")","v":""},{"$f":"IFERROR(IF(OR(Q165=\"\",'Combined scenario - input'!$D150=\"\"),\"\",Q165/'Combined scenario - input'!$D150),\"\")","v":""},{"$f":"IFERROR(IF(OR(R165=\"\",'Combined scenario - input'!$D150=\"\"),\"\",R165/'Combined scenario - input'!$D150),\"\")","v":""},{"$f":"IFERROR(IF(OR(S165=\"\",'Combined scenario - input'!$D150=\"\"),\"\",S165/'Combined scenario - input'!$D150),\"\")","v":""},{"$f":"IFERROR(IF(OR(T165=\"\",'Combined scenario - input'!$D150=\"\"),\"\",T165/'Combined scenario - input'!$D150),\"\")","v":""},{"$f":"IFERROR(IF(OR(U165=\"\",'Combined scenario - input'!$D150=\"\"),\"\",U165/'Combined scenario - input'!$D150),\"\")","v":""},{"$f":"IFERROR(IF(OR(V165=\"\",'Combined scenario - input'!$D150=\"\"),\"\",V165/'Combined scenario - input'!$D150),\"\")","v":""},{"$f":"IFERROR(IF(OR(W165=\"\",'Combined scenario - input'!$D150=\"\"),\"\",W165/'Combined scenario - input'!$D150),\"\")","v":""}]
[{"$f":"IFERROR('Combined scenario - input'!A151,\"\")","v":""},{"$f":"IFERROR('Combined scenario - input'!B151,\"\")","v":""},{"$f":"IFERROR('Combined scenario - input'!C151,\"\")","v":""},{"$f":"IFERROR(repcalc('Combined scenario - input'!$CV151:$GH151,'Combined scenario - input'!$G151,'Combined scenario - input'!$E151,'Combined scenario - input'!$F151,20,TRUE,TRUE),\"\")","v":""},"","","","","","","","","","","","","","","","","","","",{"$f":"IFERROR(IF(OR(D166=\"\",'Combined scenario - input'!$D151=\"\"),\"\",D166/'Combined scenario - input'!$D151),\"\")","v":""},{"$f":"IFERROR(IF(OR(E166=\"\",'Combined scenario - input'!$D151=\"\"),\"\",E166/'Combined scenario - input'!$D151),\"\")","v":""},{"$f":"IFERROR(IF(OR(F166=\"\",'Combined scenario - input'!$D151=\"\"),\"\",F166/'Combined scenario - input'!$D151),\"\")","v":""},{"$f":"IFERROR(IF(OR(G166=\"\",'Combined scenario - input'!$D151=\"\"),\"\",G166/'Combined scenario - input'!$D151),\"\")","v":""},{"$f":"IFERROR(IF(OR(H166=\"\",'Combined scenario - input'!$D151=\"\"),\"\",H166/'Combined scenario - input'!$D151),\"\")","v":""},{"$f":"IFERROR(IF(OR(I166=\"\",'Combined scenario - input'!$D151=\"\"),\"\",I166/'Combined scenario - input'!$D151),\"\")","v":""},{"$f":"IFERROR(IF(OR(J166=\"\",'Combined scenario - input'!$D151=\"\"),\"\",J166/'Combined scenario - input'!$D151),\"\")","v":""},{"$f":"IFERROR(IF(OR(K166=\"\",'Combined scenario - input'!$D151=\"\"),\"\",K166/'Combined scenario - input'!$D151),\"\")","v":""},{"$f":"IFERROR(IF(OR(L166=\"\",'Combined scenario - input'!$D151=\"\"),\"\",L166/'Combined scenario - input'!$D151),\"\")","v":""},{"$f":"IFERROR(IF(OR(M166=\"\",'Combined scenario - input'!$D151=\"\"),\"\",M166/'Combined scenario - input'!$D151),\"\")","v":""},{"$f":"IFERROR(IF(OR(N166=\"\",'Combined scenario - input'!$D151=\"\"),\"\",N166/'Combined scenario - input'!$D151),\"\")","v":""},{"$f":"IFERROR(IF(OR(O166=\"\",'Combined scenario - input'!$D151=\"\"),\"\",O166/'Combined scenario - input'!$D151),\"\")","v":""},{"$f":"IFERROR(IF(OR(P166=\"\",'Combined scenario - input'!$D151=\"\"),\"\",P166/'Combined scenario - input'!$D151),\"\")","v":""},{"$f":"IFERROR(IF(OR(Q166=\"\",'Combined scenario - input'!$D151=\"\"),\"\",Q166/'Combined scenario - input'!$D151),\"\")","v":""},{"$f":"IFERROR(IF(OR(R166=\"\",'Combined scenario - input'!$D151=\"\"),\"\",R166/'Combined scenario - input'!$D151),\"\")","v":""},{"$f":"IFERROR(IF(OR(S166=\"\",'Combined scenario - input'!$D151=\"\"),\"\",S166/'Combined scenario - input'!$D151),\"\")","v":""},{"$f":"IFERROR(IF(OR(T166=\"\",'Combined scenario - input'!$D151=\"\"),\"\",T166/'Combined scenario - input'!$D151),\"\")","v":""},{"$f":"IFERROR(IF(OR(U166=\"\",'Combined scenario - input'!$D151=\"\"),\"\",U166/'Combined scenario - input'!$D151),\"\")","v":""},{"$f":"IFERROR(IF(OR(V166=\"\",'Combined scenario - input'!$D151=\"\"),\"\",V166/'Combined scenario - input'!$D151),\"\")","v":""},{"$f":"IFERROR(IF(OR(W166=\"\",'Combined scenario - input'!$D151=\"\"),\"\",W166/'Combined scenario - input'!$D151),\"\")","v":""}]
[{"$f":"IFERROR('Combined scenario - input'!A152,\"\")","v":""},{"$f":"IFERROR('Combined scenario - input'!B152,\"\")","v":""},{"$f":"IFERROR('Combined scenario - input'!C152,\"\")","v":""},{"$f":"IFERROR(repcalc('Combined scenario - input'!$CV152:$GH152,'Combined scenario - input'!$G152,'Combined scenario - input'!$E152,'Combined scenario - input'!$F152,20,TRUE,TRUE),\"\")","v":""},"","","","","","","","","","","","","","","","","","","",{"$f":"IFERROR(IF(OR(D167=\"\",'Combined scenario - input'!$D152=\"\"),\"\",D167/'Combined scenario - input'!$D152),\"\")","v":""},{"$f":"IFERROR(IF(OR(E167=\"\",'Combined scenario - input'!$D152=\"\"),\"\",E167/'Combined scenario - input'!$D152),\"\")","v":""},{"$f":"IFERROR(IF(OR(F167=\"\",'Combined scenario - input'!$D152=\"\"),\"\",F167/'Combined scenario - input'!$D152),\"\")","v":""},{"$f":"IFERROR(IF(OR(G167=\"\",'Combined scenario - input'!$D152=\"\"),\"\",G167/'Combined scenario - input'!$D152),\"\")","v":""},{"$f":"IFERROR(IF(OR(H167=\"\",'Combined scenario - input'!$D152=\"\"),\"\",H167/'Combined scenario - input'!$D152),\"\")","v":""},{"$f":"IFERROR(IF(OR(I167=\"\",'Combined scenario - input'!$D152=\"\"),\"\",I167/'Combined scenario - input'!$D152),\"\")","v":""},{"$f":"IFERROR(IF(OR(J167=\"\",'Combined scenario - input'!$D152=\"\"),\"\",J167/'Combined scenario - input'!$D152),\"\")","v":""},{"$f":"IFERROR(IF(OR(K167=\"\",'Combined scenario - input'!$D152=\"\"),\"\",K167/'Combined scenario - input'!$D152),\"\")","v":""},{"$f":"IFERROR(IF(OR(L167=\"\",'Combined scenario - input'!$D152=\"\"),\"\",L167/'Combined scenario - input'!$D152),\"\")","v":""},{"$f":"IFERROR(IF(OR(M167=\"\",'Combined scenario - input'!$D152=\"\"),\"\",M167/'Combined scenario - input'!$D152),\"\")","v":""},{"$f":"IFERROR(IF(OR(N167=\"\",'Combined scenario - input'!$D152=\"\"),\"\",N167/'Combined scenario - input'!$D152),\"\")","v":""},{"$f":"IFERROR(IF(OR(O167=\"\",'Combined scenario - input'!$D152=\"\"),\"\",O167/'Combined scenario - input'!$D152),\"\")","v":""},{"$f":"IFERROR(IF(OR(P167=\"\",'Combined scenario - input'!$D152=\"\"),\"\",P167/'Combined scenario - input'!$D152),\"\")","v":""},{"$f":"IFERROR(IF(OR(Q167=\"\",'Combined scenario - input'!$D152=\"\"),\"\",Q167/'Combined scenario - input'!$D152),\"\")","v":""},{"$f":"IFERROR(IF(OR(R167=\"\",'Combined scenario - input'!$D152=\"\"),\"\",R167/'Combined scenario - input'!$D152),\"\")","v":""},{"$f":"IFERROR(IF(OR(S167=\"\",'Combined scenario - input'!$D152=\"\"),\"\",S167/'Combined scenario - input'!$D152),\"\")","v":""},{"$f":"IFERROR(IF(OR(T167=\"\",'Combined scenario - input'!$D152=\"\"),\"\",T167/'Combined scenario - input'!$D152),\"\")","v":""},{"$f":"IFERROR(IF(OR(U167=\"\",'Combined scenario - input'!$D152=\"\"),\"\",U167/'Combined scenario - input'!$D152),\"\")","v":""},{"$f":"IFERROR(IF(OR(V167=\"\",'Combined scenario - input'!$D152=\"\"),\"\",V167/'Combined scenario - input'!$D152),\"\")","v":""},{"$f":"IFERROR(IF(OR(W167=\"\",'Combined scenario - input'!$D152=\"\"),\"\",W167/'Combined scenario - input'!$D152),\"\")","v":""}]
[{"$f":"IFERROR('Combined scenario - input'!A153,\"\")","v":""},{"$f":"IFERROR('Combined scenario - input'!B153,\"\")","v":""},{"$f":"IFERROR('Combined scenario - input'!C153,\"\")","v":""},{"$f":"IFERROR(repcalc('Combined scenario - input'!$CV153:$GH153,'Combined scenario - input'!$G153,'Combined scenario - input'!$E153,'Combined scenario - input'!$F153,20,TRUE,TRUE),\"\")","v":""},"","","","","","","","","","","","","","","","","","","",{"$f":"IFERROR(IF(OR(D168=\"\",'Combined scenario - input'!$D153=\"\"),\"\",D168/'Combined scenario - input'!$D153),\"\")","v":""},{"$f":"IFERROR(IF(OR(E168=\"\",'Combined scenario - input'!$D153=\"\"),\"\",E168/'Combined scenario - input'!$D153),\"\")","v":""},{"$f":"IFERROR(IF(OR(F168=\"\",'Combined scenario - input'!$D153=\"\"),\"\",F168/'Combined scenario - input'!$D153),\"\")","v":""},{"$f":"IFERROR(IF(OR(G168=\"\",'Combined scenario - input'!$D153=\"\"),\"\",G168/'Combined scenario - input'!$D153),\"\")","v":""},{"$f":"IFERROR(IF(OR(H168=\"\",'Combined scenario - input'!$D153=\"\"),\"\",H168/'Combined scenario - input'!$D153),\"\")","v":""},{"$f":"IFERROR(IF(OR(I168=\"\",'Combined scenario - input'!$D153=\"\"),\"\",I168/'Combined scenario - input'!$D153),\"\")","v":""},{"$f":"IFERROR(IF(OR(J168=\"\",'Combined scenario - input'!$D153=\"\"),\"\",J168/'Combined scenario - input'!$D153),\"\")","v":""},{"$f":"IFERROR(IF(OR(K168=\"\",'Combined scenario - input'!$D153=\"\"),\"\",K168/'Combined scenario - input'!$D153),\"\")","v":""},{"$f":"IFERROR(IF(OR(L168=\"\",'Combined scenario - input'!$D153=\"\"),\"\",L168/'Combined scenario - input'!$D153),\"\")","v":""},{"$f":"IFERROR(IF(OR(M168=\"\",'Combined scenario - input'!$D153=\"\"),\"\",M168/'Combined scenario - input'!$D153),\"\")","v":""},{"$f":"IFERROR(IF(OR(N168=\"\",'Combined scenario - input'!$D153=\"\"),\"\",N168/'Combined scenario - input'!$D153),\"\")","v":""},{"$f":"IFERROR(IF(OR(O168=\"\",'Combined scenario - input'!$D153=\"\"),\"\",O168/'Combined scenario - input'!$D153),\"\")","v":""},{"$f":"IFERROR(IF(OR(P168=\"\",'Combined scenario - input'!$D153=\"\"),\"\",P168/'Combined scenario - input'!$D153),\"\")","v":""},{"$f":"IFERROR(IF(OR(Q168=\"\",'Combined scenario - input'!$D153=\"\"),\"\",Q168/'Combined scenario - input'!$D153),\"\")","v":""},{"$f":"IFERROR(IF(OR(R168=\"\",'Combined scenario - input'!$D153=\"\"),\"\",R168/'Combined scenario - input'!$D153),\"\")","v":""},{"$f":"IFERROR(IF(OR(S168=\"\",'Combined scenario - input'!$D153=\"\"),\"\",S168/'Combined scenario - input'!$D153),\"\")","v":""},{"$f":"IFERROR(IF(OR(T168=\"\",'Combined scenario - input'!$D153=\"\"),\"\",T168/'Combined scenario - input'!$D153),\"\")","v":""},{"$f":"IFERROR(IF(OR(U168=\"\",'Combined scenario - input'!$D153=\"\"),\"\",U168/'Combined scenario - input'!$D153),\"\")","v":""},{"$f":"IFERROR(IF(OR(V168=\"\",'Combined scenario - input'!$D153=\"\"),\"\",V168/'Combined scenario - input'!$D153),\"\")","v":""},{"$f":"IFERROR(IF(OR(W168=\"\",'Combined scenario - input'!$D153=\"\"),\"\",W168/'Combined scenario - input'!$D153),\"\")","v":""}]
[{"$f":"IFERROR('Combined scenario - input'!A154,\"\")","v":""},{"$f":"IFERROR('Combined scenario - input'!B154,\"\")","v":""},{"$f":"IFERROR('Combined scenario - input'!C154,\"\")","v":""},{"$f":"IFERROR(repcalc('Combined scenario - input'!$CV154:$GH154,'Combined scenario - input'!$G154,'Combined scenario - input'!$E154,'Combined scenario - input'!$F154,20,TRUE,TRUE),\"\")","v":""},"","","","","","","","","","","","","","","","","","","",{"$f":"IFERROR(IF(OR(D169=\"\",'Combined scenario - input'!$D154=\"\"),\"\",D169/'Combined scenario - input'!$D154),\"\")","v":""},{"$f":"IFERROR(IF(OR(E169=\"\",'Combined scenario - input'!$D154=\"\"),\"\",E169/'Combined scenario - input'!$D154),\"\")","v":""},{"$f":"IFERROR(IF(OR(F169=\"\",'Combined scenario - input'!$D154=\"\"),\"\",F169/'Combined scenario - input'!$D154),\"\")","v":""},{"$f":"IFERROR(IF(OR(G169=\"\",'Combined scenario - input'!$D154=\"\"),\"\",G169/'Combined scenario - input'!$D154),\"\")","v":""},{"$f":"IFERROR(IF(OR(H169=\"\",'Combined scenario - input'!$D154=\"\"),\"\",H169/'Combined scenario - input'!$D154),\"\")","v":""},{"$f":"IFERROR(IF(OR(I169=\"\",'Combined scenario - input'!$D154=\"\"),\"\",I169/'Combined scenario - input'!$D154),\"\")","v":""},{"$f":"IFERROR(IF(OR(J169=\"\",'Combined scenario - input'!$D154=\"\"),\"\",J169/'Combined scenario - input'!$D154),\"\")","v":""},{"$f":"IFERROR(IF(OR(K169=\"\",'Combined scenario - input'!$D154=\"\"),\"\",K169/'Combined scenario - input'!$D154),\"\")","v":""},{"$f":"IFERROR(IF(OR(L169=\"\",'Combined scenario - input'!$D154=\"\"),\"\",L169/'Combined scenario - input'!$D154),\"\")","v":""},{"$f":"IFERROR(IF(OR(M169=\"\",'Combined scenario - input'!$D154=\"\"),\"\",M169/'Combined scenario - input'!$D154),\"\")","v":""},{"$f":"IFERROR(IF(OR(N169=\"\",'Combined scenario - input'!$D154=\"\"),\"\",N169/'Combined scenario - input'!$D154),\"\")","v":""},{"$f":"IFERROR(IF(OR(O169=\"\",'Combined scenario - input'!$D154=\"\"),\"\",O169/'Combined scenario - input'!$D154),\"\")","v":""},{"$f":"IFERROR(IF(OR(P169=\"\",'Combined scenario - input'!$D154=\"\"),\"\",P169/'Combined scenario - input'!$D154),\"\")","v":""},{"$f":"IFERROR(IF(OR(Q169=\"\",'Combined scenario - input'!$D154=\"\"),\"\",Q169/'Combined scenario - input'!$D154),\"\")","v":""},{"$f":"IFERROR(IF(OR(R169=\"\",'Combined scenario - input'!$D154=\"\"),\"\",R169/'Combined scenario - input'!$D154),\"\")","v":""},{"$f":"IFERROR(IF(OR(S169=\"\",'Combined scenario - input'!$D154=\"\"),\"\",S169/'Combined scenario - input'!$D154),\"\")","v":""},{"$f":"IFERROR(IF(OR(T169=\"\",'Combined scenario - input'!$D154=\"\"),\"\",T169/'Combined scenario - input'!$D154),\"\")","v":""},{"$f":"IFERROR(IF(OR(U169=\"\",'Combined scenario - input'!$D154=\"\"),\"\",U169/'Combined scenario - input'!$D154),\"\")","v":""},{"$f":"IFERROR(IF(OR(V169=\"\",'Combined scenario - input'!$D154=\"\"),\"\",V169/'Combined scenario - input'!$D154),\"\")","v":""},{"$f":"IFERROR(IF(OR(W169=\"\",'Combined scenario - input'!$D154=\"\"),\"\",W169/'Combined scenario - input'!$D154),\"\")","v":""}]
[{"$f":"IFERROR('Combined scenario - input'!A155,\"\")","v":""},{"$f":"IFERROR('Combined scenario - input'!B155,\"\")","v":""},{"$f":"IFERROR('Combined scenario - input'!C155,\"\")","v":""},{"$f":"IFERROR(repcalc('Combined scenario - input'!$CV155:$GH155,'Combined scenario - input'!$G155,'Combined scenario - input'!$E155,'Combined scenario - input'!$F155,20,TRUE,TRUE),\"\")","v":""},"","","","","","","","","","","","","","","","","","","",{"$f":"IFERROR(IF(OR(D170=\"\",'Combined scenario - input'!$D155=\"\"),\"\",D170/'Combined scenario - input'!$D155),\"\")","v":""},{"$f":"IFERROR(IF(OR(E170=\"\",'Combined scenario - input'!$D155=\"\"),\"\",E170/'Combined scenario - input'!$D155),\"\")","v":""},{"$f":"IFERROR(IF(OR(F170=\"\",'Combined scenario - input'!$D155=\"\"),\"\",F170/'Combined scenario - input'!$D155),\"\")","v":""},{"$f":"IFERROR(IF(OR(G170=\"\",'Combined scenario - input'!$D155=\"\"),\"\",G170/'Combined scenario - input'!$D155),\"\")","v":""},{"$f":"IFERROR(IF(OR(H170=\"\",'Combined scenario - input'!$D155=\"\"),\"\",H170/'Combined scenario - input'!$D155),\"\")","v":""},{"$f":"IFERROR(IF(OR(I170=\"\",'Combined scenario - input'!$D155=\"\"),\"\",I170/'Combined scenario - input'!$D155),\"\")","v":""},{"$f":"IFERROR(IF(OR(J170=\"\",'Combined scenario - input'!$D155=\"\"),\"\",J170/'Combined scenario - input'!$D155),\"\")","v":""},{"$f":"IFERROR(IF(OR(K170=\"\",'Combined scenario - input'!$D155=\"\"),\"\",K170/'Combined scenario - input'!$D155),\"\")","v":""},{"$f":"IFERROR(IF(OR(L170=\"\",'Combined scenario - input'!$D155=\"\"),\"\",L170/'Combined scenario - input'!$D155),\"\")","v":""},{"$f":"IFERROR(IF(OR(M170=\"\",'Combined scenario - input'!$D155=\"\"),\"\",M170/'Combined scenario - input'!$D155),\"\")","v":""},{"$f":"IFERROR(IF(OR(N170=\"\",'Combined scenario - input'!$D155=\"\"),\"\",N170/'Combined scenario - input'!$D155),\"\")","v":""},{"$f":"IFERROR(IF(OR(O170=\"\",'Combined scenario - input'!$D155=\"\"),\"\",O170/'Combined scenario - input'!$D155),\"\")","v":""},{"$f":"IFERROR(IF(OR(P170=\"\",'Combined scenario - input'!$D155=\"\"),\"\",P170/'Combined scenario - input'!$D155),\"\")","v":""},{"$f":"IFERROR(IF(OR(Q170=\"\",'Combined scenario - input'!$D155=\"\"),\"\",Q170/'Combined scenario - input'!$D155),\"\")","v":""},{"$f":"IFERROR(IF(OR(R170=\"\",'Combined scenario - input'!$D155=\"\"),\"\",R170/'Combined scenario - input'!$D155),\"\")","v":""},{"$f":"IFERROR(IF(OR(S170=\"\",'Combined scenario - input'!$D155=\"\"),\"\",S170/'Combined scenario - input'!$D155),\"\")","v":""},{"$f":"IFERROR(IF(OR(T170=\"\",'Combined scenario - input'!$D155=\"\"),\"\",T170/'Combined scenario - input'!$D155),\"\")","v":""},{"$f":"IFERROR(IF(OR(U170=\"\",'Combined scenario - input'!$D155=\"\"),\"\",U170/'Combined scenario - input'!$D155),\"\")","v":""},{"$f":"IFERROR(IF(OR(V170=\"\",'Combined scenario - input'!$D155=\"\"),\"\",V170/'Combined scenario - input'!$D155),\"\")","v":""},{"$f":"IFERROR(IF(OR(W170=\"\",'Combined scenario - input'!$D155=\"\"),\"\",W170/'Combined scenario - input'!$D155),\"\")","v":""}]
[{"$f":"IFERROR('Combined scenario - input'!A156,\"\")","v":""},{"$f":"IFERROR('Combined scenario - input'!B156,\"\")","v":""},{"$f":"IFERROR('Combined scenario - input'!C156,\"\")","v":""},{"$f":"IFERROR(repcalc('Combined scenario - input'!$CV156:$GH156,'Combined scenario - input'!$G156,'Combined scenario - input'!$E156,'Combined scenario - input'!$F156,20,TRUE,TRUE),\"\")","v":""},"","","","","","","","","","","","","","","","","","","",{"$f":"IFERROR(IF(OR(D171=\"\",'Combined scenario - input'!$D156=\"\"),\"\",D171/'Combined scenario - input'!$D156),\"\")","v":""},{"$f":"IFERROR(IF(OR(E171=\"\",'Combined scenario - input'!$D156=\"\"),\"\",E171/'Combined scenario - input'!$D156),\"\")","v":""},{"$f":"IFERROR(IF(OR(F171=\"\",'Combined scenario - input'!$D156=\"\"),\"\",F171/'Combined scenario - input'!$D156),\"\")","v":""},{"$f":"IFERROR(IF(OR(G171=\"\",'Combined scenario - input'!$D156=\"\"),\"\",G171/'Combined scenario - input'!$D156),\"\")","v":""},{"$f":"IFERROR(IF(OR(H171=\"\",'Combined scenario - input'!$D156=\"\"),\"\",H171/'Combined scenario - input'!$D156),\"\")","v":""},{"$f":"IFERROR(IF(OR(I171=\"\",'Combined scenario - input'!$D156=\"\"),\"\",I171/'Combined scenario - input'!$D156),\"\")","v":""},{"$f":"IFERROR(IF(OR(J171=\"\",'Combined scenario - input'!$D156=\"\"),\"\",J171/'Combined scenario - input'!$D156),\"\")","v":""},{"$f":"IFERROR(IF(OR(K171=\"\",'Combined scenario - input'!$D156=\"\"),\"\",K171/'Combined scenario - input'!$D156),\"\")","v":""},{"$f":"IFERROR(IF(OR(L171=\"\",'Combined scenario - input'!$D156=\"\"),\"\",L171/'Combined scenario - input'!$D156),\"\")","v":""},{"$f":"IFERROR(IF(OR(M171=\"\",'Combined scenario - input'!$D156=\"\"),\"\",M171/'Combined scenario - input'!$D156),\"\")","v":""},{"$f":"IFERROR(IF(OR(N171=\"\",'Combined scenario - input'!$D156=\"\"),\"\",N171/'Combined scenario - input'!$D156),\"\")","v":""},{"$f":"IFERROR(IF(OR(O171=\"\",'Combined scenario - input'!$D156=\"\"),\"\",O171/'Combined scenario - input'!$D156),\"\")","v":""},{"$f":"IFERROR(IF(OR(P171=\"\",'Combined scenario - input'!$D156=\"\"),\"\",P171/'Combined scenario - input'!$D156),\"\")","v":""},{"$f":"IFERROR(IF(OR(Q171=\"\",'Combined scenario - input'!$D156=\"\"),\"\",Q171/'Combined scenario - input'!$D156),\"\")","v":""},{"$f":"IFERROR(IF(OR(R171=\"\",'Combined scenario - input'!$D156=\"\"),\"\",R171/'Combined scenario - input'!$D156),\"\")","v":""},{"$f":"IFERROR(IF(OR(S171=\"\",'Combined scenario - input'!$D156=\"\"),\"\",S171/'Combined scenario - input'!$D156),\"\")","v":""},{"$f":"IFERROR(IF(OR(T171=\"\",'Combined scenario - input'!$D156=\"\"),\"\",T171/'Combined scenario - input'!$D156),\"\")","v":""},{"$f":"IFERROR(IF(OR(U171=\"\",'Combined scenario - input'!$D156=\"\"),\"\",U171/'Combined scenario - input'!$D156),\"\")","v":""},{"$f":"IFERROR(IF(OR(V171=\"\",'Combined scenario - input'!$D156=\"\"),\"\",V171/'Combined scenario - input'!$D156),\"\")","v":""},{"$f":"IFERROR(IF(OR(W171=\"\",'Combined scenario - input'!$D156=\"\"),\"\",W171/'Combined scenario - input'!$D156),\"\")","v":""}]
[{"$f":"IFERROR('Combined scenario - input'!A157,\"\")","v":""},{"$f":"IFERROR('Combined scenario - input'!B157,\"\")","v":""},{"$f":"IFERROR('Combined scenario - input'!C157,\"\")","v":""},{"$f":"IFERROR(repcalc('Combined scenario - input'!$CV157:$GH157,'Combined scenario - input'!$G157,'Combined scenario - input'!$E157,'Combined scenario - input'!$F157,20,TRUE,TRUE),\"\")","v":""},"","","","","","","","","","","","","","","","","","","",{"$f":"IFERROR(IF(OR(D172=\"\",'Combined scenario - input'!$D157=\"\"),\"\",D172/'Combined scenario - input'!$D157),\"\")","v":""},{"$f":"IFERROR(IF(OR(E172=\"\",'Combined scenario - input'!$D157=\"\"),\"\",E172/'Combined scenario - input'!$D157),\"\")","v":""},{"$f":"IFERROR(IF(OR(F172=\"\",'Combined scenario - input'!$D157=\"\"),\"\",F172/'Combined scenario - input'!$D157),\"\")","v":""},{"$f":"IFERROR(IF(OR(G172=\"\",'Combined scenario - input'!$D157=\"\"),\"\",G172/'Combined scenario - input'!$D157),\"\")","v":""},{"$f":"IFERROR(IF(OR(H172=\"\",'Combined scenario - input'!$D157=\"\"),\"\",H172/'Combined scenario - input'!$D157),\"\")","v":""},{"$f":"IFERROR(IF(OR(I172=\"\",'Combined scenario - input'!$D157=\"\"),\"\",I172/'Combined scenario - input'!$D157),\"\")","v":""},{"$f":"IFERROR(IF(OR(J172=\"\",'Combined scenario - input'!$D157=\"\"),\"\",J172/'Combined scenario - input'!$D157),\"\")","v":""},{"$f":"IFERROR(IF(OR(K172=\"\",'Combined scenario - input'!$D157=\"\"),\"\",K172/'Combined scenario - input'!$D157),\"\")","v":""},{"$f":"IFERROR(IF(OR(L172=\"\",'Combined scenario - input'!$D157=\"\"),\"\",L172/'Combined scenario - input'!$D157),\"\")","v":""},{"$f":"IFERROR(IF(OR(M172=\"\",'Combined scenario - input'!$D157=\"\"),\"\",M172/'Combined scenario - input'!$D157),\"\")","v":""},{"$f":"IFERROR(IF(OR(N172=\"\",'Combined scenario - input'!$D157=\"\"),\"\",N172/'Combined scenario - input'!$D157),\"\")","v":""},{"$f":"IFERROR(IF(OR(O172=\"\",'Combined scenario - input'!$D157=\"\"),\"\",O172/'Combined scenario - input'!$D157),\"\")","v":""},{"$f":"IFERROR(IF(OR(P172=\"\",'Combined scenario - input'!$D157=\"\"),\"\",P172/'Combined scenario - input'!$D157),\"\")","v":""},{"$f":"IFERROR(IF(OR(Q172=\"\",'Combined scenario - input'!$D157=\"\"),\"\",Q172/'Combined scenario - input'!$D157),\"\")","v":""},{"$f":"IFERROR(IF(OR(R172=\"\",'Combined scenario - input'!$D157=\"\"),\"\",R172/'Combined scenario - input'!$D157),\"\")","v":""},{"$f":"IFERROR(IF(OR(S172=\"\",'Combined scenario - input'!$D157=\"\"),\"\",S172/'Combined scenario - input'!$D157),\"\")","v":""},{"$f":"IFERROR(IF(OR(T172=\"\",'Combined scenario - input'!$D157=\"\"),\"\",T172/'Combined scenario - input'!$D157),\"\")","v":""},{"$f":"IFERROR(IF(OR(U172=\"\",'Combined scenario - input'!$D157=\"\"),\"\",U172/'Combined scenario - input'!$D157),\"\")","v":""},{"$f":"IFERROR(IF(OR(V172=\"\",'Combined scenario - input'!$D157=\"\"),\"\",V172/'Combined scenario - input'!$D157),\"\")","v":""},{"$f":"IFERROR(IF(OR(W172=\"\",'Combined scenario - input'!$D157=\"\"),\"\",W172/'Combined scenario - input'!$D157),\"\")","v":""}]
[{"$f":"IFERROR('Combined scenario - input'!A158,\"\")","v":""},{"$f":"IFERROR('Combined scenario - input'!B158,\"\")","v":""},{"$f":"IFERROR('Combined scenario - input'!C158,\"\")","v":""},{"$f":"IFERROR(repcalc('Combined scenario - input'!$CV158:$GH158,'Combined scenario - input'!$G158,'Combined scenario - input'!$E158,'Combined scenario - input'!$F158,20,TRUE,TRUE),\"\")","v":""},"","","","","","","","","","","","","","","","","","","",{"$f":"IFERROR(IF(OR(D173=\"\",'Combined scenario - input'!$D158=\"\"),\"\",D173/'Combined scenario - input'!$D158),\"\")","v":""},{"$f":"IFERROR(IF(OR(E173=\"\",'Combined scenario - input'!$D158=\"\"),\"\",E173/'Combined scenario - input'!$D158),\"\")","v":""},{"$f":"IFERROR(IF(OR(F173=\"\",'Combined scenario - input'!$D158=\"\"),\"\",F173/'Combined scenario - input'!$D158),\"\")","v":""},{"$f":"IFERROR(IF(OR(G173=\"\",'Combined scenario - input'!$D158=\"\"),\"\",G173/'Combined scenario - input'!$D158),\"\")","v":""},{"$f":"IFERROR(IF(OR(H173=\"\",'Combined scenario - input'!$D158=\"\"),\"\",H173/'Combined scenario - input'!$D158),\"\")","v":""},{"$f":"IFERROR(IF(OR(I173=\"\",'Combined scenario - input'!$D158=\"\"),\"\",I173/'Combined scenario - input'!$D158),\"\")","v":""},{"$f":"IFERROR(IF(OR(J173=\"\",'Combined scenario - input'!$D158=\"\"),\"\",J173/'Combined scenario - input'!$D158),\"\")","v":""},{"$f":"IFERROR(IF(OR(K173=\"\",'Combined scenario - input'!$D158=\"\"),\"\",K173/'Combined scenario - input'!$D158),\"\")","v":""},{"$f":"IFERROR(IF(OR(L173=\"\",'Combined scenario - input'!$D158=\"\"),\"\",L173/'Combined scenario - input'!$D158),\"\")","v":""},{"$f":"IFERROR(IF(OR(M173=\"\",'Combined scenario - input'!$D158=\"\"),\"\",M173/'Combined scenario - input'!$D158),\"\")","v":""},{"$f":"IFERROR(IF(OR(N173=\"\",'Combined scenario - input'!$D158=\"\"),\"\",N173/'Combined scenario - input'!$D158),\"\")","v":""},{"$f":"IFERROR(IF(OR(O173=\"\",'Combined scenario - input'!$D158=\"\"),\"\",O173/'Combined scenario - input'!$D158),\"\")","v":""},{"$f":"IFERROR(IF(OR(P173=\"\",'Combined scenario - input'!$D158=\"\"),\"\",P173/'Combined scenario - input'!$D158),\"\")","v":""},{"$f":"IFERROR(IF(OR(Q173=\"\",'Combined scenario - input'!$D158=\"\"),\"\",Q173/'Combined scenario - input'!$D158),\"\")","v":""},{"$f":"IFERROR(IF(OR(R173=\"\",'Combined scenario - input'!$D158=\"\"),\"\",R173/'Combined scenario - input'!$D158),\"\")","v":""},{"$f":"IFERROR(IF(OR(S173=\"\",'Combined scenario - input'!$D158=\"\"),\"\",S173/'Combined scenario - input'!$D158),\"\")","v":""},{"$f":"IFERROR(IF(OR(T173=\"\",'Combined scenario - input'!$D158=\"\"),\"\",T173/'Combined scenario - input'!$D158),\"\")","v":""},{"$f":"IFERROR(IF(OR(U173=\"\",'Combined scenario - input'!$D158=\"\"),\"\",U173/'Combined scenario - input'!$D158),\"\")","v":""},{"$f":"IFERROR(IF(OR(V173=\"\",'Combined scenario - input'!$D158=\"\"),\"\",V173/'Combined scenario - input'!$D158),\"\")","v":""},{"$f":"IFERROR(IF(OR(W173=\"\",'Combined scenario - input'!$D158=\"\"),\"\",W173/'Combined scenario - input'!$D158),\"\")","v":""}]
[{"$f":"IFERROR('Combined scenario - input'!A159,\"\")","v":""},{"$f":"IFERROR('Combined scenario - input'!B159,\"\")","v":""},{"$f":"IFERROR('Combined scenario - input'!C159,\"\")","v":""},{"$f":"IFERROR(repcalc('Combined scenario - input'!$CV159:$GH159,'Combined scenario - input'!$G159,'Combined scenario - input'!$E159,'Combined scenario - input'!$F159,20,TRUE,TRUE),\"\")","v":""},"","","","","","","","","","","","","","","","","","","",{"$f":"IFERROR(IF(OR(D174=\"\",'Combined scenario - input'!$D159=\"\"),\"\",D174/'Combined scenario - input'!$D159),\"\")","v":""},{"$f":"IFERROR(IF(OR(E174=\"\",'Combined scenario - input'!$D159=\"\"),\"\",E174/'Combined scenario - input'!$D159),\"\")","v":""},{"$f":"IFERROR(IF(OR(F174=\"\",'Combined scenario - input'!$D159=\"\"),\"\",F174/'Combined scenario - input'!$D159),\"\")","v":""},{"$f":"IFERROR(IF(OR(G174=\"\",'Combined scenario - input'!$D159=\"\"),\"\",G174/'Combined scenario - input'!$D159),\"\")","v":""},{"$f":"IFERROR(IF(OR(H174=\"\",'Combined scenario - input'!$D159=\"\"),\"\",H174/'Combined scenario - input'!$D159),\"\")","v":""},{"$f":"IFERROR(IF(OR(I174=\"\",'Combined scenario - input'!$D159=\"\"),\"\",I174/'Combined scenario - input'!$D159),\"\")","v":""},{"$f":"IFERROR(IF(OR(J174=\"\",'Combined scenario - input'!$D159=\"\"),\"\",J174/'Combined scenario - input'!$D159),\"\")","v":""},{"$f":"IFERROR(IF(OR(K174=\"\",'Combined scenario - input'!$D159=\"\"),\"\",K174/'Combined scenario - input'!$D159),\"\")","v":""},{"$f":"IFERROR(IF(OR(L174=\"\",'Combined scenario - input'!$D159=\"\"),\"\",L174/'Combined scenario - input'!$D159),\"\")","v":""},{"$f":"IFERROR(IF(OR(M174=\"\",'Combined scenario - input'!$D159=\"\"),\"\",M174/'Combined scenario - input'!$D159),\"\")","v":""},{"$f":"IFERROR(IF(OR(N174=\"\",'Combined scenario - input'!$D159=\"\"),\"\",N174/'Combined scenario - input'!$D159),\"\")","v":""},{"$f":"IFERROR(IF(OR(O174=\"\",'Combined scenario - input'!$D159=\"\"),\"\",O174/'Combined scenario - input'!$D159),\"\")","v":""},{"$f":"IFERROR(IF(OR(P174=\"\",'Combined scenario - input'!$D159=\"\"),\"\",P174/'Combined scenario - input'!$D159),\"\")","v":""},{"$f":"IFERROR(IF(OR(Q174=\"\",'Combined scenario - input'!$D159=\"\"),\"\",Q174/'Combined scenario - input'!$D159),\"\")","v":""},{"$f":"IFERROR(IF(OR(R174=\"\",'Combined scenario - input'!$D159=\"\"),\"\",R174/'Combined scenario - input'!$D159),\"\")","v":""},{"$f":"IFERROR(IF(OR(S174=\"\",'Combined scenario - input'!$D159=\"\"),\"\",S174/'Combined scenario - input'!$D159),\"\")","v":""},{"$f":"IFERROR(IF(OR(T174=\"\",'Combined scenario - input'!$D159=\"\"),\"\",T174/'Combined scenario - input'!$D159),\"\")","v":""},{"$f":"IFERROR(IF(OR(U174=\"\",'Combined scenario - input'!$D159=\"\"),\"\",U174/'Combined scenario - input'!$D159),\"\")","v":""},{"$f":"IFERROR(IF(OR(V174=\"\",'Combined scenario - input'!$D159=\"\"),\"\",V174/'Combined scenario - input'!$D159),\"\")","v":""},{"$f":"IFERROR(IF(OR(W174=\"\",'Combined scenario - input'!$D159=\"\"),\"\",W174/'Combined scenario - input'!$D159),\"\")","v":""}]
[{"$f":"IFERROR('Combined scenario - input'!A160,\"\")","v":""},{"$f":"IFERROR('Combined scenario - input'!B160,\"\")","v":""},{"$f":"IFERROR('Combined scenario - input'!C160,\"\")","v":""},{"$f":"IFERROR(repcalc('Combined scenario - input'!$CV160:$GH160,'Combined scenario - input'!$G160,'Combined scenario - input'!$E160,'Combined scenario - input'!$F160,20,TRUE,TRUE),\"\")","v":""},"","","","","","","","","","","","","","","","","","","",{"$f":"IFERROR(IF(OR(D175=\"\",'Combined scenario - input'!$D160=\"\"),\"\",D175/'Combined scenario - input'!$D160),\"\")","v":""},{"$f":"IFERROR(IF(OR(E175=\"\",'Combined scenario - input'!$D160=\"\"),\"\",E175/'Combined scenario - input'!$D160),\"\")","v":""},{"$f":"IFERROR(IF(OR(F175=\"\",'Combined scenario - input'!$D160=\"\"),\"\",F175/'Combined scenario - input'!$D160),\"\")","v":""},{"$f":"IFERROR(IF(OR(G175=\"\",'Combined scenario - input'!$D160=\"\"),\"\",G175/'Combined scenario - input'!$D160),\"\")","v":""},{"$f":"IFERROR(IF(OR(H175=\"\",'Combined scenario - input'!$D160=\"\"),\"\",H175/'Combined scenario - input'!$D160),\"\")","v":""},{"$f":"IFERROR(IF(OR(I175=\"\",'Combined scenario - input'!$D160=\"\"),\"\",I175/'Combined scenario - input'!$D160),\"\")","v":""},{"$f":"IFERROR(IF(OR(J175=\"\",'Combined scenario - input'!$D160=\"\"),\"\",J175/'Combined scenario - input'!$D160),\"\")","v":""},{"$f":"IFERROR(IF(OR(K175=\"\",'Combined scenario - input'!$D160=\"\"),\"\",K175/'Combined scenario - input'!$D160),\"\")","v":""},{"$f":"IFERROR(IF(OR(L175=\"\",'Combined scenario - input'!$D160=\"\"),\"\",L175/'Combined scenario - input'!$D160),\"\")","v":""},{"$f":"IFERROR(IF(OR(M175=\"\",'Combined scenario - input'!$D160=\"\"),\"\",M175/'Combined scenario - input'!$D160),\"\")","v":""},{"$f":"IFERROR(IF(OR(N175=\"\",'Combined scenario - input'!$D160=\"\"),\"\",N175/'Combined scenario - input'!$D160),\"\")","v":""},{"$f":"IFERROR(IF(OR(O175=\"\",'Combined scenario - input'!$D160=\"\"),\"\",O175/'Combined scenario - input'!$D160),\"\")","v":""},{"$f":"IFERROR(IF(OR(P175=\"\",'Combined scenario - input'!$D160=\"\"),\"\",P175/'Combined scenario - input'!$D160),\"\")","v":""},{"$f":"IFERROR(IF(OR(Q175=\"\",'Combined scenario - input'!$D160=\"\"),\"\",Q175/'Combined scenario - input'!$D160),\"\")","v":""},{"$f":"IFERROR(IF(OR(R175=\"\",'Combined scenario - input'!$D160=\"\"),\"\",R175/'Combined scenario - input'!$D160),\"\")","v":""},{"$f":"IFERROR(IF(OR(S175=\"\",'Combined scenario - input'!$D160=\"\"),\"\",S175/'Combined scenario - input'!$D160),\"\")","v":""},{"$f":"IFERROR(IF(OR(T175=\"\",'Combined scenario - input'!$D160=\"\"),\"\",T175/'Combined scenario - input'!$D160),\"\")","v":""},{"$f":"IFERROR(IF(OR(U175=\"\",'Combined scenario - input'!$D160=\"\"),\"\",U175/'Combined scenario - input'!$D160),\"\")","v":""},{"$f":"IFERROR(IF(OR(V175=\"\",'Combined scenario - input'!$D160=\"\"),\"\",V175/'Combined scenario - input'!$D160),\"\")","v":""},{"$f":"IFERROR(IF(OR(W175=\"\",'Combined scenario - input'!$D160=\"\"),\"\",W175/'Combined scenario - input'!$D160),\"\")","v":""}]