{"text_format":"1","workbook":"xlsx","n_sheets":8,"sheets":["Historical scenario - input","Historical scenario - output","Cost scenario - input","Cost scenario - output","Lives scenario - input","Lives scenario - output","Combined scenario - input","Combined scenario - output"],"not_rendered":{"charts":0,"images":0,"macros":1,"external_links":0,"defined_names":1,"comments":0,"pivot_tables":0},"unopened":[],"bounds":{"document_bytes":16777216,"sheet_cells":100000,"rows_first":2000,"rows_last":500,"rows_between":2000,"halvings":0,"cell_chars":16384,"cell_head_chars":4096},"cells_cut":0,"cells_raw":0,"read":"whole","date_system":"1900"}

{"sheet":"Historical scenario - input","index":0,"n_rows":189,"n_cols":190,"rows_kept":189,"cut":false,"hidden":false,"merged":[[2,3,3,3],[2,4,3,5],[2,6,3,6]]}
[null,"Unit cost - historical","Calibration period: Calendar Year 2016 to 2019"]
[null,"Replacement lives - calibrated"," Reference to 2020 refers to calendar year 2020"]
[null,null,"All expenditure values are in $2020-21","Unit cost","Replacement \nlife",null,"Method","Volume",null,null,null,null,null,null,null,null,null,null,null,null,null,null,null,null,null,null,null,null,null,null,null,null,null,null,null,null,null,null,null,null,null,null,null,null,null,null,null,null,null,null,null,null,null,null,null,null,null,null,null,null,null,null,null,null,null,null,null,null,null,null,null,null,null,null,null,null,null,null,null,null,null,null,null,null,null,null,null,null,null,null,null,null,null,null,null,null,null,null,null,"Replacement Cost (NOT depreciated)"]
[null,null,null,null,null,null,null,"Installation date",null,null,null,null,null,null,null,null,null,null,null,null,null,null,null,null,null,null,null,null,null,null,null,null,null,null,null,null,null,null,null,null,null,null,null,null,null,null,null,null,null,null,null,null,null,null,null,null,null,null,null,null,null,null,null,null,null,null,null,null,null,null,null,null,null,null,null,null,null,null,null,null,null,null,null,null,null,null,null,null,null,null,null,null,null,null,null,null,null,null,null,"Installation date"]
["ID","Asset group","Asset category","$ ('000)","μ","σ","#",2019,2018,2017,2016,2015,2014,2013,2012,2011,2010,2009,2008,2007,2006,2005,2004,2003,2002,2001,2000,1999,1998,1997,1996,1995,1994,1993,1992,1991,1990,1989,1988,1987,1986,1985,1984,1983,1982,1981,1980,1979,1978,1977,1976,1975,1974,1973,1972,1971,1970,1969,1968,1967,1966,1965,1964,1963,1962,1961,1960,1959,1958,1957,1956,1955,1954,1953,1952,1951,1950,1949,1948,1947,1946,1945,1944,1943,1942,1941,1940,1939,1938,1937,1936,1935,1934,1933,1932,1931,1930,1929,null,2019,2018,2017,2016,2015,2014,2013,2012,2011,2010,2009,2008,2007,2006,2005,2004,2003,2002,2001,2000,1999,1998,1997,1996,1995,1994,1993,1992,1991,1990,1989,1988,1987,1986,1985,1984,1983,1982,1981,1980,1979,1978,1977,1976,1975,1974,1973,1972,1971,1970,1969,1968,1967,1966,1965,1964,1963,1962,1961,1960,1959,1958,1957,1956,1955,1954,1953,1952,1951,1950,1949,1948,1947,1946,1945,1944,1943,1942,1941,1940,1939,1938,1937,1936,1935,1934,1933,1932,1931,1930,1929]
[1,"OVERHEAD CONDUCTORS","˂ = 1 kv",283.61406329279561,73.36785069618206,8.5655035284670831,2,17.702689999999997,18.48236,13.37276,19.029859999999999,21.382090000000002,27.005610000000001,38.707226999999996,37.28763,35.284382000000001,30.668676999999999,39.310144000000001,28.873533999999999,26.730554999999999,21.910481999999998,19.102374999999999,29.537651999999998,20.114369,21.084419,39.605641000000006,21.394096000000001,36.868538000000001,33.696016999999998,32.816095000000004,24.534625999999999,15.234165000000001,17.776460999999998,17.873431,53.321916999999999,32.720505000000003,73.137790999999993,65.073250000000002,76.962717999999995,62.566357000000004,107.562355,95.371972,57.305833,60.6554,43.652462,41.554130000000001,46.856095000000003,44.510120000000001,79.420428999999999,47.112336999999997,49.589040000000004,39.199656000000004,70.036342000000005,54.678069000000001,77.940843999999998,68.737081000000003,17.473617999999998,46.092343,61.353639000000001,44.463397999999998,42.436964000000003,58.238144999999996,24.275917,11.084513000000001,19.912188999999998,23.922408000000001,15.903030000000001,11.868613999999999,9.8195769999999989,3.9259490000000001,1.6355789999999999,5.3430209999999994,5.6680000000000003E-3,0,0.19349,3.0449999999999998E-2,0,0,0,7.6560000000000003E-2,0,0,0,0,0,0,0,0,0,0,0,0,0,0,0,0,0,0,null,5020.7318421127393,5241.8572188402341,3792.7028010393651,5397.1359184930388,6064.2614265922521,7659.1707838005541,10977.913928266606,10575.296254858344,10007.146949795178,8698.0680997843046,11148.90966846491,8188.9402993626854,7581.1613176215542,6214.1208287236586,5417.7021922927161,8377.2935038485703,5704.7179226606459,5979.8377447578223,11232.716773325743,6067.6664970361453,10456.43586984484,9556.6642981531168,9307.1060443523947,6958.3649712290689,4320.623436522892,5041.6543351759119,5069.1563908934149,15122.845542931194,9279.9953760422359,20742.906085769257,18455.688844167911,21827.70917403758,17744.698734197646,30506.196558892148,27048.83250316673,16252.740147508375,17202.724454649833,12380.452120554355,11785.335655897057,13289.047492983245,12623.695990849928,22524.750577146981,13361.721327789515,14064.149129188974,11117.573717839816,19863.291532783882,15507.469322093846,22105.119463309908,19494.802841296019,4955.7638014061322,13072.436684915245,17400.754854589333,12610.444974584761,12035.71979385009,16517.156942085006,6884.9914605286531,3143.7237715518158,5647.3768313441078,6784.7313366280805,4510.3229569672276,3366.1058421937596,2784.9701327864796,1113.4543481702876,463.87320602636731,1515.355896068736,1.6075245107435656,0,54.87648510652302,8.6360482272656256,0,0,0,21.713492685696433,0,0,0,0,0,0,0,0,0,0,0,0,0,0,0,0,0,0]
[1,"OVERHEAD CONDUCTORS","˃ 11 kv & < = 22 kv ; multiple-phase",66.261223854863431,66.107399635014147,8.1306457083686876,2,5.6311499999999999,2.68669,11.546049999999999,9.9442500000000003,9.508280000000001,8.2909299999999995,17.336201000000003,9.3928899999999995,16.823108000000001,5.6836319999999994,16.38804,9.6601700000000008,7.5880799999999997,6.2698939999999999,3.7902800000000001,4.7412799999999997,11.634729999999999,5.8322099999999999,4.5407999999999999,23.461364,2.1048,12.949731999999999,18.533989000000002,1.3655599999999999,8.2577499999999997,5.5879700000000003,1.9056849999999999,14.353442999999999,9.1089069999999985,44.509402999999999,42.665427999999999,35.605078999999996,54.144152999999996,47.913213999999996,32.380664000000003,36.853150999999997,48.676154000000004,55.289716999999996,32.03586,52.989345999999998,32.885839999999995,52.795915000000001,51.203108999999998,50.130978000000006,34.588836999999998,25.832234,7.1393300000000002,15.112718999999998,9.4451540000000005,4.4079600000000001,34.656928999999998,13.25605,21.690416000000003,10.41751,16.316638999999999,0.36819999999999997,5.5348699999999997,4.1057799999999993,9.1955599999999986,8.9149999999999991,16.47419,2.8792199999999997,6.9465200000000005,1.0980799999999999,1.28111,2.51505,0,0,0.84989000000000003,0,0,0,0,0,0,0,0,0,3.2292399999999999,0,0,0.12040000000000001,0,0,0,0,0,0,0,0,0,null,373.12689071031423,178.02336751862302,765.05540368944582,658.91817531872573,630.03026955472092,549.36716869500287,1148.7178952539075,622.38438693410819,1114.7197251225439,376.60441226066513,1085.8915869824561,640.0946868460361,502.79546750861209,415.45084988026508,251.14859155261178,314.16301543858685,770.93144902089512,386.44937237857306,300.87896528016387,1554.578691944434,139.46662396971655,858.06509091248824,1228.0847940525766,90.483676847247295,547.16862128749847,370.26573106426122,126.2730203818554,951.07669971102246,603.56732580013238,2949.24751582933,2827.0634755715582,2359.2361099890968,3587.6578423649753,3174.7881984599762,2145.5824258731177,2441.9348881680839,3225.3415365878063,3663.5643150090477,2122.7352908430653,3511.1389172288118,2179.0560058952215,3498.3219424373419,3392.7806675139723,3321.7399553212344,2291.8986713363829,1711.6754397452141,473.06074330374213,1001.3872567146477,625.84746353765877,292.07682430328384,2296.410530591108,878.36209648126237,1437.2335100811117,690.27696212027831,1081.160469337995,24.397382623360713,366.74726007756794,272.05400767882111,609.30905963082785,590.7188106661074,1091.5999914175527,190.78064094739986,460.28491673228598,72.760124690548437,84.887916492704093,166.65029105617427,0,0,56.314751542009887,0,0,0,0,0,0,0,0,0,213.97339452107917,0,0,7.9778513521255574,0,0,0,0,0,0,0,0,0]
[1,"OVERHEAD CONDUCTORS","˃ 11 kv & < = 22 kv ; single-phase",66.261223854863431,66.107399635014147,8.1306457083686876,2,0.26362999999999998,1.8699999999999998E-2,3.7431100000000002,3.4504999999999999,2.1535000000000002,0,5.1878100000000007,12.82043,22.658249999999999,13.360569999999999,1.02182,0.27655000000000002,1.2007399999999999,2.8031999999999999,6.1039999999999997E-2,0.80974999999999997,0.24841999999999997,1.4541900000000001,0.91982000000000008,0,0.24446999999999999,0,8.4229999999999999E-2,0,0,0.50739999999999996,0,0.99541000000000002,0.30939,1.006,1.7411400000000001,3.0373099999999997,2.33548,1.20756,10.446569999999999,12.0726,24.438279999999999,11.745209999999998,6.57768,5.9860299999999995,3.5355599999999998,5.72973,15.03782,10.906409999999999,4.8366099999999994,5.81494,5.4918500000000003,7.8987700000000007,3.79488,0.49682999999999999,0.54603999999999997,2.0717399999999997,7.9469500000000002,0.29055000000000003,1.9127700000000001,0.73041,3.4319799999999998,4.33406,0,0.44768999999999998,2.7646100000000002,0.86129999999999995,0,0,0,0,0,0,0,0,0,0,0,0,0,0,0,0,0,0,0,0,0,0,0,0,0,0,0,0,0,null,17.468446444857644,1.239084886085946,248.02304962337786,228.63435291120626,142.69354557144842,0,343.75063972649912,849.49738214560682,1501.3633754094592,885.28771959857261,67.707043759376546,18.324541457062484,79.562501931488711,185.74346270995315,4.0445851041008636,53.655026016475659,16.460613230025171,96.356409117503858,60.948398926180488,0,16.198881395798463,0,5.5811828852951466,0,0,33.620944983957699,0,65.957084837369607,20.500560048456197,66.658791197992613,115.37006730265692,201.25587782661523,154.75176308855646,80.014403478178878,692.20251328550069,799.94525111022426,1619.3103417078319,778.25198903238038,435.84512692565806,396.64167383192813,234.27053261230094,379.65892215792667,996.42435730914235,722.67207446292105,320.47969790867097,385.30504104259956,363.89670222733173,523.3821671480797,251.45339318234414,32.920563847811799,36.181278673709627,137.27602790907474,526.57463291340696,19.25219859103057,126.74248115286713,48.3978605158308,227.4071950454142,287.18011986040938,0,29.664487307583808,183.18644208139401,57.070792106193871,0,0,0,0,0,0,0,0,0,0,0,0,0,0,0,0,0,0,0,0,0,0,0,0,0,0,0,0,0]
[1,"OVERHEAD CONDUCTORS","> 1 kv & < = 11 kv",66.261223854863431,66.107399635014147,8.1306457083686876,2,1.9844000000000002,0.51112000000000002,1.3440699999999999,0.71269000000000005,1.52803,0.38261000000000001,3.0202800000000001,0.61460999999999999,0.71348,1.5720499999999999,5.0076299999999998,1.1480899999999998,1.09605,2.2650300000000003,0.22141999999999998,0.45873000000000003,0.70316000000000001,0.31713999999999998,0.11953,1.41801,1.1471179999999999,2.2168699999999997,1.7945229999999999,0,0.60142999999999991,1.40452,1.1746300000000001,2.4201199999999998,1.72309,9.2180900000000001,2.6464499999999997,12.049149,8.3402819999999984,12.481,12.981200000000001,1.9185260000000002,0.78862999999999994,5.6697499999999996,12.414882,4.8471899999999994,11.001340000000001,14.922254000000001,6.95817,16.035685000000001,8.4188150000000004,4.461551,3.258162,4.4512510000000001,3.0830900000000003,1.43584,6.1802099999999998,12.690200000000001,3.0491250000000001,14.997717,12.77252,7.3470200000000006,5.3215200000000005,0.60582000000000003,4.2056319999999996,0.78010999999999997,1.17424,0,0,6.7080000000000001E-2,0.38579000000000002,0,0,0,0,0,0,0,0,0,0,0,0,0.24636000000000002,0,0,0,0,0,0,0,0,0,0,0,0,0,null,131.488772617591,33.867436736697798,89.059723146606288,47.223711629122619,101.24913788694697,25.352206859109298,200.12744918436692,40.724810793437612,47.27605799596796,104.16595696103805,331.81169241232976,76.073848495530143,72.625614406123063,150.08365986798134,14.671560185943859,30.396011218941503,46.59224216578577,21.014084533331388,7.9202040873718254,93.959078038434896,76.009442585943219,146.89251932713108,118.90729021570108,0,39.851487863030506,93.065214128632789,77.832421376638237,160.36011307563209,114.17405221207663,610.80192500427802,175.35701587070332,798.39135914960389,552.63729261468802,827.00633493255043,860.15019910475326,127.12388075737573,52.255588968660945,375.68457395111193,822.62527533371463,321.18074165705542,728.96225244346329,988.76681271313134,461.05685999019505,1062.5441134510756,557.8409853076821,295.62782955088977,215.88980163740953,294.94533894518469,204.28931665469091,95.140515659767104,409.5082782800655,840.86818296298793,202.03875418646047,993.76708344889084,846.32280691072026,486.82253688615879,352.61042796813285,40.142374635753363,278.67032340317695,51.691043341417512,77.806579499334831,0,0,4.444802896184239,25.562917550967764,0,0,0,0,0,0,0,0,0,0,0,0,16.324115108884158,0,0,0,0,0,0,0,0,0,0,0,0,0]
[1,"OVERHEAD CONDUCTORS","> 22 kv & < = 66 kv",66.261223854863431,66.107399635014147,8.1306457083686876,2,2.1515599999999999,1.7095899999999999,14.211040000000001,0.8528,6.2591599999999996,2.82056,0.62130999999999992,4.9574829999999999,1.1436600000000001,0,1.11565,0.25818000000000002,1.2607699999999999,10.460520000000001,23.50375,0,0.18095,4.7083999999999993,3.3149600000000001,17.718509999999998,0,6.0015700000000001,0.57991999999999999,0,0,0.24221999999999999,2.3780300000000003,6.1893900000000004,0,1.11619,0,0,0,3.7816000000000001,0,14.978959999999999,2.80158,34.08699,1.6926300000000001,9.9954000000000001,15.129610000000001,0,4.1534300000000002,3.6043499999999997,12.36741,2.6895199999999999,13.10768,0.44086999999999998,0,0,20.906130000000001,0,8.0166000000000004,39.931350000000002,0,24.360959999999999,0,0,0,0,0,0,0,0,0,0,0,0,0,0,0,0,0,0,0,0,0,0,0,0,0,0,0,0,0,0,0,0,0,0,0,null,142.56499879716995,113.27952569003597,941.64090265041841,56.507571703427537,414.73960190340699,186.89375755607361,41.168760993265195,328.48889081967991,75.780311273853115,0,73.924334393678393,17.10732277484864,83.540163199496163,693.12685735827608,1557.3872401787464,0,11.989968456537538,311.98434639823893,219.65330662991809,1174.0501574846362,0,397.67137325063271,38.426208937912399,0,0,16.049793642125021,157.5711781635809,410.11655631505317,0,73.960115454560011,0,0,0,250.57344412955155,0,992.52422167304508,185.6361195273083,2258.6456749284912,112.1557353334575,662.30743691890189,1002.5064750467805,0,275.21135499550542,238.82864220127698,819.47972251487647,178.21088678213229,868.53091869791626,29.212585760893639,0,0,1385.2657598688761,0,531.18972715489815,2645.9001211769009,0,1614.1870238793738,0,0,0,0,0,0,0,0,0,0,0,0,0,0,0,0,0,0,0,0,0,0,0,0,0,0,0,0,0,0,0,0,0,0,0]
[2,"POLES","˂ = 1 kv ; concrete",14.749256544601892,69.432445616379013,8.3326133725487956,2,37,18,6,15,5,8,8,20,9,15,9,13,20,16,14,10,25,21,21,49,134,340,409,269,204,509,733,516,674,885,317,743,548,576,550,468,406,193,215,656,35,583,182,125,23,15,107,84,17,7,8,13,13,9,3,5,3,6,4,1,0,3,0,2,2,1,2,0,0,3,0,0,0,0,0,0,0,0,0,2,0,0,0,1,0,0,0,1,0,0,0,null,545.72249215027,265.48661780283408,88.495539267611349,221.23884816902836,73.746282723009458,117.99405235681513,117.99405235681513,294.98513089203783,132.74330890141704,221.23884816902836,132.74330890141704,191.7403350798246,294.98513089203783,235.98810471363026,206.48959162442648,147.49256544601892,368.7314136150473,309.73438743663974,309.73438743663974,722.71357068549264,1976.4003769766534,5014.7472251646432,6032.4459267421735,3967.5500104979087,3008.8483350987858,7507.3715812023629,10811.205047193187,7610.6163770145758,9940.9989110616752,13053.092041972674,4675.5143246387997,10958.697612639206,8082.5925864418368,8495.5717696906904,8112.0910995310405,6902.6520628736853,5988.1981571083679,2846.606513108165,3171.0901570894066,9675.5122932588401,516.22397906106619,8598.8165655029024,2684.3646911175442,1843.6570680752363,339.23290052584349,221.23884816902836,1578.1704502724024,1238.9375497465589,250.73736125823217,103.24479581221324,117.99405235681513,191.7403350798246,191.7403350798246,132.74330890141704,44.247769633805675,73.746282723009458,44.247769633805675,88.495539267611349,58.997026178407566,14.749256544601892,0,44.247769633805675,0,29.498513089203783,29.498513089203783,14.749256544601892,29.498513089203783,0,0,44.247769633805675,0,0,0,0,0,0,0,0,0,29.498513089203783,0,0,0,14.749256544601892,0,0,0,14.749256544601892,0,0,0]
[2,"POLES","˂ = 1 kv ; steel",14.749256544601892,69.432445616379013,8.3326133725487956,2,0,4,3,8,0,13,8,13,0,5,10,9,5,9,7,0,7,15,22,35,13,28,16,4,15,20,16,17,15,13,20,29,14,13,13,20,4,6,7,11,5,6,3,8,8,5,3,3,2,8,10,3,5,6,10,3,1,7,1,0,0,0,0,3,0,0,0,0,0,0,0,0,0,0,0,0,0,0,0,0,0,0,1,0,0,0,0,0,0,0,0,null,0,58.997026178407566,44.247769633805675,117.99405235681513,0,191.7403350798246,117.99405235681513,191.7403350798246,0,73.746282723009458,147.49256544601892,132.74330890141704,73.746282723009458,132.74330890141704,103.24479581221324,0,103.24479581221324,221.23884816902836,324.48364398124158,516.22397906106619,191.7403350798246,412.97918324885296,235.98810471363026,58.997026178407566,221.23884816902836,294.98513089203783,235.98810471363026,250.73736125823217,221.23884816902836,191.7403350798246,294.98513089203783,427.72843979345487,206.48959162442648,191.7403350798246,191.7403350798246,294.98513089203783,58.997026178407566,88.495539267611349,103.24479581221324,162.24182199062079,73.746282723009458,88.495539267611349,44.247769633805675,117.99405235681513,117.99405235681513,73.746282723009458,44.247769633805675,44.247769633805675,29.498513089203783,117.99405235681513,147.49256544601892,44.247769633805675,73.746282723009458,88.495539267611349,147.49256544601892,44.247769633805675,14.749256544601892,103.24479581221324,14.749256544601892,0,0,0,0,44.247769633805675,0,0,0,0,0,0,0,0,0,0,0,0,0,0,0,0,0,0,14.749256544601892,0,0,0,0,0,0,0,0]
[2,"POLES","˂ = 1 kv ; wood",3.5318181720334834,65.560121795959049,8.0969205131308435,2,221,247,166,165,147,202,291,306,139,156,168,190,120,134,116,122,179,161,282,195,163,67,118,117,64,85,108,217,152,344,340,537,381,815,634,530,666,454,414,543,619,665,471,931,771,864,814,1295,1228,596,883,1076,1087,697,955,802,626,665,725,473,358,296,238,106,144,68,127,21,34,94,11,16,39,10,8,7,23,52,57,131,66,68,39,39,19,20,13,9,2,2,5,null,780.5318160193998,872.35908849227042,586.28181655755827,582.7499983855248,519.17727128892204,713.42727075076368,1027.7590880617436,1080.7363606422459,490.92272591265419,550.96363483722337,593.34545290162521,671.04545268636184,423.81818064401801,473.26363505248679,409.69090795588409,430.88181698808495,632.19545279399347,568.62272569739082,995.97272451344236,688.70454354652929,575.68636204145776,236.6318175262434,416.75454429995102,413.22272612791755,226.03636301014294,300.20454462284607,381.43636257961623,766.40454333126593,536.8363621490895,1214.9454511795184,1200.8181784913843,1896.5863583819805,1345.6227235447573,2878.4318102072889,2239.1727210692284,1871.8636311777461,2352.1909025742998,1603.4454501032014,1462.172723221862,1917.7772674141816,2186.195448488726,2348.6590844022662,1663.4863590277707,3288.122718163173,2723.0318106378159,3051.4909006369298,2874.8999920352553,4573.7045327833612,4337.0727152571171,2104.9636305319559,3118.5954459055656,3800.2363531080282,3839.0863530003962,2461.6772659073381,3372.8863542919767,2832.5181739708537,2210.9181756929606,2348.6590844022662,2560.5681747242757,1670.5499953718377,1264.3909055879869,1045.418178921911,840.57272494396909,374.37272623554924,508.58181677282158,240.16363569827686,448.5409078482524,74.168181612703151,120.08181784913843,331.99090817114745,38.849999892368317,56.509090752535734,137.74090870930584,35.318181720334834,28.254545376267867,24.722727204234385,81.231817956770115,183.65454494574112,201.31363580590855,462.66818053638633,233.0999993542099,240.16363569827686,137.74090870930584,137.74090870930584,67.104545268636187,70.636363440669669,45.913636236435281,31.786363548301349,7.0636363440669667,7.0636363440669667,17.659090860167417]
[2,"POLES","˃ 11 kv & < = 22 kv ; concrete",19.314653137652215,64.908665909847429,8.0565914573005024,2,46,55,45,38,66,76,59,51,71,54,52,49,60,54,41,47,44,56,58,75,105,273,188,133,98,242,277,227,123,190,102,276,157,165,259,290,142,63,240,271,12,222,65,36,2,3,10,7,10,1,1,1,4,3,5,2,2,0,2,3,1,0,0,0,1,1,0,0,0,0,0,0,0,0,0,0,0,1,0,0,0,0,0,0,0,1,0,0,0,0,0,null,888.47404433200188,1062.3059225708719,869.15939119434961,733.95681923078416,1274.7671070850461,1467.9136384615683,1139.5645351214807,985.04731002026301,1371.3403727733073,1042.9912694332197,1004.3619631579152,946.41800374495847,1158.8791882591329,1042.9912694332197,791.90077864374075,907.78869746965415,849.84473805669745,1081.620575708524,1120.2498819838283,1448.5989853239162,2028.0385794534825,5272.9003065790548,3631.1547898786166,2568.8488673077445,1892.8360074899169,4674.1460593118363,5350.1589191296634,4384.4262622470524,2375.7023359312225,3669.7840961539209,1970.094620040526,5330.8442659920111,3032.4005426113977,3186.9177677126154,5002.4951626519232,5601.2494099191426,2742.6807455466146,1216.8231476720896,4635.5167530365316,5234.27100030375,231.77583765182658,4287.8529965587913,1255.4524539473939,695.32751295547973,38.62930627530443,57.943959412956644,193.14653137652215,135.2025719635655,193.14653137652215,19.314653137652215,19.314653137652215,19.314653137652215,77.258612550608859,57.943959412956644,96.573265688261074,38.62930627530443,38.62930627530443,0,38.62930627530443,57.943959412956644,19.314653137652215,0,0,0,19.314653137652215,19.314653137652215,0,0,0,0,0,0,0,0,0,0,0,19.314653137652215,0,0,0,0,0,0,0,19.314653137652215,0,0,0,0,0]
[2,"POLES","˃ 11 kv & < = 22 kv ; steel",19.314653137652215,64.908665909847429,8.0565914573005024,2,1,0,3,0,0,0,0,0,0,0,0,0,0,0,4,0,2,0,0,0,1,0,1,2,0,0,0,0,0,2,0,0,0,1,0,1,0,0,0,0,0,0,0,0,0,0,0,0,0,0,0,0,1,0,0,0,0,0,0,0,2,0,0,0,0,0,0,0,0,0,0,0,0,0,0,0,0,0,0,0,0,0,0,0,0,0,0,0,0,0,0,null,19.314653137652215,0,57.943959412956644,0,0,0,0,0,0,0,0,0,0,0,77.258612550608859,0,38.62930627530443,0,0,0,19.314653137652215,0,19.314653137652215,38.62930627530443,0,0,0,0,0,38.62930627530443,0,0,0,19.314653137652215,0,19.314653137652215,0,0,0,0,0,0,0,0,0,0,0,0,0,0,0,0,19.314653137652215,0,0,0,0,0,0,0,38.62930627530443,0,0,0,0,0,0,0,0,0,0,0,0,0,0,0,0,0,0,0,0,0,0,0,0,0,0,0,0,0,0]
[2,"POLES","˃ 11 kv & < = 22 kv ; wood",4.4424295966098422,62.836203352236055,7.9269289988138567,2,133,190,198,244,285,330,388,365,267,302,282,225,192,163,167,149,278,181,241,209,144,135,128,153,63,121,197,223,285,764,605,553,427,773,496,446,519,363,407,327,384,441,487,539,447,545,516,505,572,334,473,521,532,392,664,308,222,199,265,196,144,82,52,26,26,58,17,32,18,11,17,2,0,2,4,5,6,32,50,28,28,37,2,22,8,0,1,0,0,0,0,null,590.84313634910905,844.06162335586998,879.60106012874871,1083.9528215728014,1266.092435033805,1466.0017668812479,1723.6626834846188,1621.4868027625923,1186.1287022948279,1341.6137381761723,1252.7651462439756,999.5466592372145,852.94648254908975,724.11602424740431,741.88574263384362,661.92200989486651,1234.995427857536,804.07975698638143,1070.625532782972,928.46778569145704,639.70986191181726,599.7279955423287,568.6309883660598,679.69172828130581,279.87306458642007,537.53398118979089,875.15863053213889,990.66180004399484,1266.092435033805,3394.0162118099192,2687.6699059489547,2456.6635669252428,1896.9174377524025,3433.9980781794079,2203.4450799184815,1981.3236000879897,2305.6209606405082,1612.6019435693727,1808.0688458202058,1452.6744780914185,1705.8929650981795,1959.1114521049403,2163.4632135489933,2394.4695525727047,1985.7660296845995,2421.1241301523642,2292.2936718506785,2243.4269462879702,2541.0697292608297,1483.7714852676872,2101.2691991964552,2314.5058198337279,2363.3725453964362,1741.4324018710581,2949.7732521489352,1368.2683157558313,986.2193704473849,884.04348972535854,1177.2438431016083,870.71620093552906,639.70986191181726,364.27922692200707,231.0063390237118,115.5031695118559,115.5031695118559,257.66091660337082,75.521303142367316,142.15774709151495,79.963732738977157,48.866725562708261,75.521303142367316,8.8848591932196843,0,8.8848591932196843,17.769718386439369,22.21214798304921,26.654577579659055,142.15774709151495,222.12147983049212,124.38802870507558,124.38802870507558,164.36989507456417,8.8848591932196843,97.733451125416522,35.539436772878737,0,4.4424295966098422,0,0,0,0]
[2,"POLES","> 1 kv & < = 11 kv ; concrete",18.13628059866469,71.056789127956776,8.4295189143839497,2,28,19,15,20,22,24,20,22,16,26,25,20,11,18,10,9,8,7,11,19,17,54,31,38,65,39,36,52,38,44,18,124,60,58,66,125,64,24,84,125,8,114,53,9,2,0,4,0,0,0,0,0,0,1,1,0,1,0,1,0,0,0,1,0,0,0,0,0,0,0,0,0,0,0,0,0,0,0,1,0,0,0,0,0,0,0,0,0,0,0,0,null,507.81585676261136,344.58933137462913,272.04420897997034,362.72561197329378,398.9981731706232,435.27073436795257,362.72561197329378,398.9981731706232,290.18048957863505,471.54329556528194,453.40701496661728,362.72561197329378,199.4990865853116,326.45305077596441,181.36280598664689,163.22652538798221,145.09024478931752,126.95396419065284,199.4990865853116,344.58933137462913,308.31677017729976,979.3591523278933,562.22469855860538,689.17866274925825,1178.8582389132048,707.31494334792296,652.90610155192883,943.08659113056387,689.17866274925825,797.99634634124641,326.45305077596441,2248.8987942344215,1088.1768359198813,1051.9042747225521,1196.9945195118696,2267.0350748330861,1160.7219583145402,435.27073436795257,1523.447570287834,2267.0350748330861,145.09024478931752,2067.5359882477746,961.22287172922859,163.22652538798221,36.272561197329381,0,72.545122394658762,0,0,0,0,0,0,18.13628059866469,18.13628059866469,0,18.13628059866469,0,18.13628059866469,0,0,0,18.13628059866469,0,0,0,0,0,0,0,0,0,0,0,0,0,0,0,18.13628059866469,0,0,0,0,0,0,0,0,0,0,0,0]
[2,"POLES","> 1 kv & < = 11 kv ; steel",18.13628059866469,71.056789127956776,8.4295189143839497,2,0,0,0,0,0,0,0,0,0,0,0,0,0,0,0,0,0,0,0,0,0,0,0,0,0,0,0,0,0,0,0,0,0,0,0,0,0,0,0,0,0,0,0,0,0,0,0,0,0,0,0,1,0,0,0,0,0,0,0,0,0,0,0,0,0,0,0,0,0,0,0,0,0,0,0,0,0,0,0,0,0,0,0,0,0,0,0,0,0,0,0,null,0,0,0,0,0,0,0,0,0,0,0,0,0,0,0,0,0,0,0,0,0,0,0,0,0,0,0,0,0,0,0,0,0,0,0,0,0,0,0,0,0,0,0,0,0,0,0,0,0,0,0,18.13628059866469,0,0,0,0,0,0,0,0,0,0,0,0,0,0,0,0,0,0,0,0,0,0,0,0,0,0,0,0,0,0,0,0,0,0,0,0,0,0,0]
[2,"POLES","> 1 kv & < = 11 kv ; wood",4.7522000948946044,70.138825927894544,8.3748925920213768,2,56,46,51,96,66,43,55,75,53,35,69,51,36,17,14,18,32,24,41,33,16,27,24,40,18,27,36,57,84,144,110,190,112,216,120,63,40,97,150,82,71,65,96,104,91,93,83,72,83,46,71,166,153,101,169,152,92,108,128,90,104,49,51,16,33,28,29,6,15,16,12,0,14,2,1,0,8,51,16,20,7,6,9,13,4,8,5,3,1,0,1,null,266.12320531409785,218.6012043651518,242.36220483962484,456.21120910988202,313.64520626304386,204.344604080468,261.37100521920325,356.41500711709534,251.86660502941402,166.32700332131117,327.90180654772769,242.36220483962484,171.07920341620576,80.787401613208274,66.530801328524461,85.539601708102879,152.07040303662734,114.05280227747051,194.84020389067877,156.82260313152193,76.03520151831367,128.30940256215433,114.05280227747051,190.08800379578418,85.539601708102879,128.30940256215433,171.07920341620576,270.87540540899244,399.18480797114677,684.31681366482303,522.74201043840651,902.91801802997486,532.24641062819569,1026.4752204972347,570.26401138735253,299.38860597836009,190.08800379578418,460.96340920477661,712.83001423419068,389.68040778135753,337.40620673751692,308.89300616814927,456.21120910988202,494.22880986903886,432.45020863540901,441.95460882519819,394.43260787625218,342.15840683241152,394.43260787625218,218.6012043651518,337.40620673751692,788.86521575250435,727.08661451887451,479.97220958435503,803.12181603718818,722.33441442397987,437.2024087303036,513.23761024861733,608.28161214650936,427.69800854051437,494.22880986903886,232.8578046498356,242.36220483962484,76.03520151831367,156.82260313152193,133.06160265704892,137.81380275194351,28.513200569367626,71.283001423419066,76.03520151831367,57.026401138735253,0,66.530801328524461,9.5044001897892088,4.7522000948946044,0,38.017600759156835,242.36220483962484,76.03520151831367,95.044001897892088,33.265400664262231,28.513200569367626,42.769800854051439,61.778601233629857,19.008800379578418,38.017600759156835,23.761000474473022,14.256600284683813,4.7522000948946044,0,4.7522000948946044]
[2,"POLES","> 22 kv & < = 66 kv ; concrete",18.951573331460036,65.128683613340911,8.0702344212136055,2,31,12,3,1,1,3,3,7,7,0,10,7,2,2,24,2,6,8,7,6,10,37,32,19,57,28,9,6,2,4,3,9,7,3,18,12,15,3,16,5,1,8,30,1,0,1,7,14,0,0,0,0,0,0,1,1,1,0,0,0,0,0,0,0,0,0,0,0,0,0,0,0,0,0,0,0,0,0,0,0,0,1,0,0,0,0,0,0,0,0,0,null,587.4987732752611,227.41887997752042,56.854719994380105,18.951573331460036,18.951573331460036,56.854719994380105,56.854719994380105,132.66101332022026,132.66101332022026,0,189.51573331460037,132.66101332022026,37.903146662920072,37.903146662920072,454.83775995504084,37.903146662920072,113.70943998876021,151.61258665168029,132.66101332022026,113.70943998876021,189.51573331460037,701.20821326402131,606.45034660672115,360.07989329774068,1080.239679893222,530.64405328088105,170.56415998314031,113.70943998876021,37.903146662920072,75.806293325840144,56.854719994380105,170.56415998314031,132.66101332022026,56.854719994380105,341.12831996628063,227.41887997752042,284.27359997190052,56.854719994380105,303.22517330336058,94.757866657300184,18.951573331460036,151.61258665168029,568.54719994380105,18.951573331460036,0,18.951573331460036,132.66101332022026,265.32202664044053,0,0,0,0,0,0,18.951573331460036,18.951573331460036,18.951573331460036,0,0,0,0,0,0,0,0,0,0,0,0,0,0,0,0,0,0,0,0,0,0,0,0,18.951573331460036,0,0,0,0,0,0,0,0,0]
[2,"POLES","> 22 kv & < = 66 kv ; steel",18.951573331460036,65.128683613340911,8.0702344212136055,2,0,0,0,0,0,0,2,0,0,0,0,0,0,0,0,0,0,0,2,0,0,0,1,0,0,0,0,0,0,0,0,1,1,2,0,0,0,1,0,0,0,0,0,0,0,2,0,0,0,0,1,0,0,0,0,0,0,0,0,0,0,0,0,0,0,0,0,0,0,0,0,0,0,0,0,0,0,0,0,0,0,0,0,0,0,0,0,0,0,0,0,null,0,0,0,0,0,0,37.903146662920072,0,0,0,0,0,0,0,0,0,0,0,37.903146662920072,0,0,0,18.951573331460036,0,0,0,0,0,0,0,0,18.951573331460036,18.951573331460036,37.903146662920072,0,0,0,18.951573331460036,0,0,0,0,0,0,0,37.903146662920072,0,0,0,0,18.951573331460036,0,0,0,0,0,0,0,0,0,0,0,0,0,0,0,0,0,0,0,0,0,0,0,0,0,0,0,0,0,0,0,0,0,0,0,0,0,0,0,0]
[2,"POLES","> 22 kv & < = 66 kv ; wood",4.415387775119326,62.230770492520648,7.8886482043833501,2,36,80,194,53,98,55,37,72,27,18,69,23,29,39,291,25,23,184,95,24,20,30,15,18,13,28,45,12,33,71,52,70,52,266,137,125,71,51,82,17,26,23,152,109,170,51,45,29,29,47,55,33,47,154,189,182,48,14,13,17,18,12,9,2,7,2,1,15,5,6,1,0,1,1,1,6,0,7,0,5,7,18,0,0,0,0,0,0,0,0,0,null,158.95395990429574,353.23102200954611,856.58522837314922,234.01555208132427,432.70800196169392,242.84632763156293,163.36934767941506,317.90791980859149,119.21546992822181,79.476979952147872,304.66175648323349,101.5539188277445,128.04624547846046,172.20012322965371,1284.8778425597238,110.38469437798315,101.5539188277445,812.43135062195597,419.46183863633598,105.96930660286382,88.307755502386527,132.46163325357978,66.230816626789888,79.476979952147872,57.40004107655124,123.63085770334112,198.69244988036968,52.984653301431912,145.70779657893775,313.49253203347217,229.60016430620496,309.0771442583528,229.60016430620496,1174.4931481817407,604.90812519134761,551.92347188991573,313.49253203347217,225.18477653108562,362.06179755978474,75.061592177028544,114.80008215310248,101.5539188277445,671.1389418181376,481.27726748800654,750.61592177028547,225.18477653108562,198.69244988036968,128.04624547846046,128.04624547846046,207.52322543060833,242.84632763156293,145.70779657893775,207.52322543060833,679.96971736837622,834.5082894975526,803.60057507171734,211.93861320572765,61.815428851670561,57.40004107655124,75.061592177028544,79.476979952147872,52.984653301431912,39.738489976073936,8.830775550238652,30.90771442583528,8.830775550238652,4.415387775119326,66.230816626789888,22.076938875596632,26.492326650715956,4.415387775119326,0,4.415387775119326,4.415387775119326,4.415387775119326,26.492326650715956,0,30.90771442583528,0,22.076938875596632,30.90771442583528,79.476979952147872,0,0,0,0,0,0,0,0,0]
[2,"POLES","staking of a wooden pole",16.254638055578649,33.634558370605838,5.7995308750454839,2,969,1416,418,294,1868,1261,876,309,522,296,512,322,148,268,628,675,310,173,134,123,143,217,400,343,352,89,23,104,124,83,1,1,3,21,1,0,0,0,1,0,0,0,0,1,0,0,0,0,1,7,1,0,1,0,0,0,0,0,0,0,0,0,0,0,0,0,0,0,0,0,0,0,0,0,0,0,0,0,0,1,0,0,0,0,0,0,0,0,0,0,0,null,15750.744275855712,23016.567486699369,6794.438707231875,4778.863588340123,30363.663887820916,20497.098588084678,14239.062936686896,5022.6831591738028,8484.9210650120549,4811.3728644512803,8322.3746844562684,5233.9934538963253,2405.6864322256401,4356.242998895078,10207.912698903392,10971.880687515588,5038.9377972293814,2812.0523836151065,2178.121499447539,1999.3204808361738,2324.4132419477469,3527.2564580605667,6501.8552222314593,5575.340853063477,5721.6325955636848,1446.6627869464999,373.85667527830896,1690.4823577801794,2015.5751188917525,1349.1349586130279,16.254638055578649,16.254638055578649,48.763914166735944,341.34739916715165,16.254638055578649,0,0,0,16.254638055578649,0,0,0,0,16.254638055578649,0,0,0,0,16.254638055578649,113.78246638905054,16.254638055578649,0,16.254638055578649,0,0,0,0,0,0,0,0,0,0,0,0,0,0,0,0,0,0,0,0,0,0,0,0,0,0,16.254638055578649,0,0,0,0,0,0,0,0,0,0,0]
[3,"SERVICE LINES","˂ = 11 kv ; commercial and industrial ; simple type",0.86710854907705359,56.118708311210142,7.4912421073684534,2,1342,1820,2070,2117,1918,1838,1402,1488,1365,1500,1134,1190,1512,1381,1704,1687,1856,2107,1769,1593,1574,1569,1006,797,1033,866,931,822,789,794,673,517,401,398,415,260,251,282,237,290,258,167,224,195,279,364,270,333,344,303,263,244,277,288,310,246,229,240,217,202,12,14,5,3,2,0,2,3,12,2,1,2,1,0,0,0,2,1,4,0,1,1,1,4,0,1,0,0,0,0,1,null,1163.6596728614059,1578.1375593202376,1794.9146965895009,1835.6687983961224,1663.1141971297889,1593.7455132036246,1215.6861858060292,1290.2575210266557,1183.6031694901781,1300.6628236155805,983.30109465337875,1031.8591734016939,1311.068126204505,1197.476906275411,1477.5529676272993,1462.8121222929894,1609.3534670870115,1826.9977129053518,1533.9150233173077,1381.3039186797464,1364.8288562472824,1360.4933135018971,872.31120037151595,691.08551361441175,895.72313119659634,750.91600350072838,807.27805919073694,712.76322734133805,684.14864522179528,688.48418796718056,583.56405352885702,448.29511987283672,347.71052817989852,345.10920253266733,359.85004786697726,225.44822276003393,217.64424581834047,244.52461083972912,205.50472613126169,251.46147923234554,223.71400566187984,144.80712769586796,194.23231499325999,169.08616707002545,241.92328519249796,315.62751186404751,234.11930825080447,288.74714684265882,298.28534088250643,262.73389037034724,228.04954840726509,211.57448597480106,240.18906809434384,249.72726213419145,268.80365021388661,213.30870307295518,198.56785773864527,208.10605177849285,188.16255514972062,175.15592691356483,10.405302588924643,12.139519687078749,4.3355427453852684,2.6013256472311608,1.7342170981541072,0,1.7342170981541072,2.6013256472311608,10.405302588924643,1.7342170981541072,0.86710854907705359,1.7342170981541072,0.86710854907705359,0,0,0,1.7342170981541072,0.86710854907705359,3.4684341963082144,0,0.86710854907705359,0.86710854907705359,0.86710854907705359,3.4684341963082144,0,0.86710854907705359,0,0,0,0,0.86710854907705359]
[3,"SERVICE LINES","˂ = 11 kv ; residential ; simple type",0.90134065617206915,57.368172986661349,7.5741780403329146,2,7227,4745,8809,7814,10679,9197,9138,7458,6434,5544,6099,4188,5062,4846,6310,5747,5593,4505,4449,3702,3099,2710,2058,1455,2037,1868,2282,1824,2133,1904,1675,2124,1573,2167,1906,1532,1600,1559,1301,1604,1584,1403,1353,1228,2184,3183,3244,3840,3843,3117,3565,3640,3876,3243,3806,3313,2887,2986,3014,2502,38,45,26,5,11,8,12,3,7,12,1,1,5,1,0,1,2,2,6,15,4,9,13,9,1,3,2,0,0,0,5,null,6513.9889221555441,4276.8614135364678,7939.9098402197569,7043.0758873285486,9625.4168672615269,8289.6300148145201,8236.450916100368,6722.1986137312915,5799.2257818110929,4997.0325978179517,5497.27666199345,3774.8146680486257,4562.5864015430143,4367.8968198098473,5687.4595404457559,5180.0047510208815,5041.1982899703826,4060.5396560551717,4010.0645793095355,3336.7631091490002,2793.2546934772422,2442.6331782263073,1854.9590704021184,1311.4506547303606,1836.0309166225049,1683.7043457294251,2056.8593773846619,1644.0453568578541,1922.5596196150234,1716.1526093516197,1509.7455990882158,1914.447553709475,1417.8088521586649,1953.2052019248738,1717.9552906639638,1380.8538852556098,1442.1450498753106,1405.1900829722558,1172.6441936798619,1445.7504124999989,1427.7235993765576,1264.5809406094131,1219.5139078008096,1106.846325779301,1968.527993079799,2868.9673085956961,2923.9490886221924,3461.1481197007456,3463.852141669262,2809.4788252883395,3213.2794392534265,3280.8799884663317,3493.5963833229403,2923.0477479660203,3430.5025373908952,2986.1415938980649,2602.1704743687637,2691.4031993297986,2716.6407377026162,2255.1543217425169,34.25094493453863,40.560329527743114,23.434857060473799,4.5067032808603456,9.91474721789276,7.2107252493765532,10.816087874064831,2.7040219685162077,6.3093845932044843,10.816087874064831,0.90134065617206915,0.90134065617206915,4.5067032808603456,0.90134065617206915,0,0.90134065617206915,1.8026813123441383,1.8026813123441383,5.4080439370324154,13.520109842581038,3.6053626246882766,8.1120659055486222,11.7174285302369,8.1120659055486222,0.90134065617206915,2.7040219685162077,1.8026813123441383,0,0,0,4.5067032808603456]
[4,"SWITCHGEAR","˂ = 11 kv ; circuit breaker",79.028576136292443,53.777435381284207,7.3333099880807033,2,5,27,5,3,3,21,2,8,44,2,4,7,28,23,4,5,6,8,4,5,7,9,6,6,4,22,2,2,1,2,46,0,2,3,0,0,0,0,2,19,0,1,0,2,2,1,2,0,2,8,0,0,23,1,1,0,1,0,1,3,0,0,0,0,0,0,0,0,0,0,0,0,0,0,0,0,0,0,0,0,0,0,0,0,0,0,0,0,0,0,0,null,395.1428806814622,2133.7715556798958,395.1428806814622,237.08572840887734,237.08572840887734,1659.6000988621413,158.05715227258489,632.22860909033955,3477.2573499968676,158.05715227258489,316.11430454516977,553.20003295404706,2212.8001318161882,1817.6572511347263,316.11430454516977,395.1428806814622,474.17145681775469,632.22860909033955,316.11430454516977,395.1428806814622,553.20003295404706,711.25718522663203,474.17145681775469,474.17145681775469,316.11430454516977,1738.6286749984338,158.05715227258489,158.05715227258489,79.028576136292443,158.05715227258489,3635.3145022694525,0,158.05715227258489,237.08572840887734,0,0,0,0,158.05715227258489,1501.5429465895563,0,79.028576136292443,0,158.05715227258489,158.05715227258489,79.028576136292443,158.05715227258489,0,158.05715227258489,632.22860909033955,0,0,1817.6572511347263,79.028576136292443,79.028576136292443,0,79.028576136292443,0,79.028576136292443,237.08572840887734,0,0,0,0,0,0,0,0,0,0,0,0,0,0,0,0,0,0,0,0,0,0,0,0,0,0,0,0,0,0,0]
[4,"SWITCHGEAR","˂ = 11 kv ; fuse",4.8700784213067863,59.120860267510118,7.6890090562770261,2,590,593,611,563,553,533,684,618,641,537,563,527,463,423,355,266,313,290,279,283,413,286,280,174,139,179,187,175,173,226,251,245,223,221,220,145,162,132,106,144,95,122,107,88,90,71,82,76,70,26,68,66,45,46,45,13,9,9,18,12,18,2,2,2,5,0,0,0,1,0,0,0,4,0,0,0,0,0,0,0,0,0,0,0,0,0,0,0,0,0,0,null,2873.3462685710037,2887.9565038349242,2975.6179154184465,2741.8541511957205,2693.1533669826526,2595.7517985565169,3331.1336401738417,3009.7084643675939,3121.7202680576502,2615.2321122417443,2741.8541511957205,2566.5313280286764,2254.8463090650421,2060.0431722127705,1728.8778395639092,1295.4408600676052,1524.3345458690242,1412.3227421789679,1358.7518795445933,1378.2321932298205,2011.3423879997026,1392.842428493741,1363.6219579659,847.39364530738078,676.94090056164328,871.74403741391473,910.70466478436902,852.26372372868764,842.52356688607404,1100.6377232153336,1222.3896837480033,1193.1692132201626,1086.0274879514134,1076.2873311087997,1071.4172526874929,706.16137108948396,788.9527042516994,642.85035161249584,516.22831265851937,701.29129266817722,462.65745002414468,594.14956739942795,521.09839107982611,428.56690107499719,438.30705791761079,345.77556791278181,399.3464305471565,370.12596001931576,340.90548949147501,126.62203895397644,331.16533264886147,321.42517580624792,219.1535289588054,224.02360738011217,219.1535289588054,63.311019476988221,43.830705791761076,43.830705791761076,87.661411583522153,58.440941055681435,87.661411583522153,9.7401568426135725,9.7401568426135725,9.7401568426135725,24.350392106533931,0,0,0,4.8700784213067863,0,0,0,19.480313685227145,0,0,0,0,0,0,0,0,0,0,0,0,0,0,0,0,0,0]
[4,"SWITCHGEAR","˂ = 11 kv ; switch",3.5181494148123189,63.648183587051193,7.9779811723926244,2,460,577,531,556,532,489,859,755,811,611,718,565,607,525,488,458,481,403,449,316,432,327,292,231,238,307,222,347,259,382,431,378,370,576,376,201,209,179,142,185,147,228,176,175,132,159,149,176,141,52,106,111,82,71,96,25,19,17,38,23,25,14,6,6,10,3,3,1,5,0,2,0,4,0,1,0,0,5,0,0,0,1,1,1,1,0,0,1,0,0,1,null,1618.3487308136666,2029.9722123467079,1868.1373392653413,1956.0910746356494,1871.6554886801537,1720.3750638432239,3022.0903473237818,2656.2028081833009,2853.2191754127907,2149.5892924503269,2526.0312798352452,1987.7544193689603,2135.5166947910775,1847.0284427764675,1716.8569144284115,1611.312431984042,1692.2298685247254,1417.8142141693645,1579.6490872507311,1111.7352150806928,1519.8405471989217,1150.4348586436283,1027.299629125197,812.69251482164566,837.31956072533194,1080.0718703473819,781.02917008833481,1220.7978469398747,911.20069843639055,1343.9330764583058,1516.3223977841094,1329.8604787990566,1301.7152834805579,2026.4540629318958,1322.824179969432,707.14803237727608,735.2932276957747,629.74874525140513,499.57721690334927,650.85764174027895,517.16796397741086,802.13806657720875,619.1942970069681,615.67614759215576,464.39572275522607,559.38575695515874,524.20426280703555,619.1942970069681,496.05906748853698,182.94376957024059,372.92383797010581,390.5145850441674,288.48825201461017,249.78860845167463,337.74234382198262,87.953735370307967,66.844838881434057,59.808540051809423,133.68967776286811,80.91743654068334,87.953735370307967,49.254091807372461,21.108896488873913,21.108896488873913,35.181494148123193,10.554448244436957,10.554448244436957,3.5181494148123189,17.590747074061596,0,7.0362988296246378,0,14.072597659249276,0,3.5181494148123189,0,0,17.590747074061596,0,0,0,3.5181494148123189,3.5181494148123189,3.5181494148123189,3.5181494148123189,0,0,3.5181494148123189,0,0,3.5181494148123189]
[4,"SWITCHGEAR","> 11 kv & < = 22 kv ; circuit breaker",79.028576136292443,53.777435381284207,7.3333099880807033,2,7,23,13,36,35,18,6,20,14,5,35,32,18,14,7,10,12,5,10,10,22,13,9,4,9,5,8,7,2,10,0,2,1,9,24,16,9,4,7,11,1,2,4,17,2,0,17,0,1,10,3,9,20,18,6,2,9,3,1,0,1,0,0,0,0,0,0,0,0,0,2,0,0,0,0,0,0,0,0,0,0,0,0,0,0,0,0,0,0,0,0,null,553.20003295404706,1817.6572511347263,1027.3714897718019,2845.0287409065281,2766.0001647702356,1422.5143704532641,474.17145681775469,1580.5715227258488,1106.4000659080941,395.1428806814622,2766.0001647702356,2528.9144363613582,1422.5143704532641,1106.4000659080941,553.20003295404706,790.2857613629244,948.34291363550938,395.1428806814622,790.2857613629244,790.2857613629244,1738.6286749984338,1027.3714897718019,711.25718522663203,316.11430454516977,711.25718522663203,395.1428806814622,632.22860909033955,553.20003295404706,158.05715227258489,790.2857613629244,0,158.05715227258489,79.028576136292443,711.25718522663203,1896.6858272710188,1264.4572181806791,711.25718522663203,316.11430454516977,553.20003295404706,869.31433749921689,79.028576136292443,158.05715227258489,316.11430454516977,1343.4857943169716,158.05715227258489,0,1343.4857943169716,0,79.028576136292443,790.2857613629244,237.08572840887734,711.25718522663203,1580.5715227258488,1422.5143704532641,474.17145681775469,158.05715227258489,711.25718522663203,237.08572840887734,79.028576136292443,0,79.028576136292443,0,0,0,0,0,0,0,0,0,158.05715227258489,0,0,0,0,0,0,0,0,0,0,0,0,0,0,0,0,0,0,0,0]
[4,"SWITCHGEAR","> 11 kv & < = 22 kv ; switch",13.35656148294875,57.085519416536798,7.5554959742254377,2,403,487,493,565,546,452,566,543,596,422,474,415,427,438,296,228,333,253,278,265,356,276,261,186,129,155,177,174,174,232,247,193,192,212,176,175,152,95,118,140,102,124,82,119,78,65,74,68,67,38,55,60,137,128,56,15,57,18,38,9,23,7,2,4,4,3,2,2,2,0,4,0,0,0,0,0,0,0,2,0,1,1,0,2,0,0,1,0,0,0,0,null,5382.6942776283468,6504.6454421960416,6584.7848110937339,7546.4572378660441,7292.6825696900178,6037.1657902928355,7559.8137993489927,7252.6128852411712,7960.5106438374551,5636.4689458043731,6331.0101429177075,5542.9730154237313,5703.2517532191168,5850.1739295315529,3953.5421989528299,3045.2960181123153,4447.7349738219336,3379.210055186034,3713.1240922597526,3539.488792981419,4754.9358879297552,3686.410969293855,3486.0625470496238,2484.3204358284675,1722.9964313003888,2070.2670298570565,2364.111382481929,2324.0416980330824,2324.0416980330824,3098.72226404411,3299.0706862883412,2577.8163662091088,2564.4598047261602,2831.5910343851351,2350.75482099898,2337.3982595160314,2030.1973454082101,1268.8733408801313,1576.0742549879526,1869.9186076128251,1362.3692712607726,1656.2136238856451,1095.2380416017975,1589.4308164709014,1041.8117956700025,868.17649639166882,988.38554973820749,908.24618084051508,894.88961935756629,507.54933635205253,734.61088156218125,801.39368897692498,1829.8489231639787,1709.6398698174401,747.96744304513004,200.34842224423124,761.32400452807883,240.4181066930775,507.54933635205253,120.20905334653875,307.20091410782123,93.495930380641255,26.713122965897501,53.426245931795002,53.426245931795002,40.069684448846253,26.713122965897501,26.713122965897501,26.713122965897501,0,53.426245931795002,0,0,0,0,0,0,0,26.713122965897501,0,13.35656148294875,13.35656148294875,0,26.713122965897501,0,0,13.35656148294875,0,0,0,0]
[4,"SWITCHGEAR","> 33 kv & < = 66 kv ; circuit breaker",24.46978286207705,61.367627608036138,7.8337492689028627,2,8,1,3,1,2,3,0,4,0,0,0,5,2,1,2,0,0,5,9,1,2,0,0,1,0,0,0,0,0,2,0,1,0,1,1,1,1,1,2,1,2,1,0,1,4,0,3,1,2,0,3,3,6,5,0,2,0,0,0,0,0,0,0,0,0,0,0,0,0,0,0,0,0,0,0,0,0,0,0,0,0,0,0,0,0,0,0,0,0,0,0,null,195.7582628966164,24.46978286207705,73.409348586231147,24.46978286207705,48.9395657241541,73.409348586231147,0,97.8791314483082,0,0,0,122.34891431038525,48.9395657241541,24.46978286207705,48.9395657241541,0,0,122.34891431038525,220.22804575869344,24.46978286207705,48.9395657241541,0,0,24.46978286207705,0,0,0,0,0,48.9395657241541,0,24.46978286207705,0,24.46978286207705,24.46978286207705,24.46978286207705,24.46978286207705,24.46978286207705,48.9395657241541,24.46978286207705,48.9395657241541,24.46978286207705,0,24.46978286207705,97.8791314483082,0,73.409348586231147,24.46978286207705,48.9395657241541,0,73.409348586231147,73.409348586231147,146.81869717246229,122.34891431038525,0,48.9395657241541,0,0,0,0,0,0,0,0,0,0,0,0,0,0,0,0,0,0,0,0,0,0,0,0,0,0,0,0,0,0,0,0,0,0,0]
[4,"SWITCHGEAR","> 33 kv & < = 66 kv ; switch",13.35656148294875,57.085519416536798,7.5554959742254377,2,19,6,0,7,37,7,22,0,15,0,0,3,23,16,3,2,0,32,36,3,9,7,0,7,0,0,2,0,0,28,0,8,0,6,15,7,0,0,3,0,0,4,0,10,1,0,17,7,14,14,2,2,27,31,19,2,0,0,0,0,0,2,0,0,0,0,0,0,0,0,10,0,0,0,0,0,0,0,0,0,0,0,0,0,0,0,0,0,0,0,0,null,253.77466817602627,80.139368897692506,0,93.495930380641255,494.19277486910374,93.495930380641255,293.8443526248725,0,200.34842224423124,0,0,40.069684448846253,307.20091410782123,213.70498372718001,40.069684448846253,26.713122965897501,0,427.40996745436001,480.83621338615501,40.069684448846253,120.20905334653875,93.495930380641255,0,93.495930380641255,0,0,26.713122965897501,0,0,373.98372152256502,0,106.85249186359,0,80.139368897692506,200.34842224423124,93.495930380641255,0,0,40.069684448846253,0,0,53.426245931795002,0,133.56561482948752,13.35656148294875,0,227.06154521012877,93.495930380641255,186.99186076128251,186.99186076128251,26.713122965897501,26.713122965897501,360.62716003961629,414.05340597141128,253.77466817602627,26.713122965897501,0,0,0,0,0,26.713122965897501,0,0,0,0,0,0,0,0,133.56561482948752,0,0,0,0,0,0,0,0,0,0,0,0,0,0,0,0,0,0,0,0]
[null,"TRANSFORMERS","ground outdoor / indoor chamber mounted ; ˂ 22 kv ; < = 60 kva ; multiple phase",28.491243962366724,62.967727751313767,7.9352207121991114,2,0,0,0,0,0,0,0,0,0,0,0,0,0,0,0,0,0,0,0,0,0,0,0,0,0,0,0,0,0,0,0,0,0,0,0,1,0,0,0,0,0,0,0,0,0,0,0,0,0,0,0,0,0,0,0,0,0,0,0,0,0,0,0,0,0,0,0,0,0,0,0,0,0,0,0,0,0,0,0,0,0,0,0,0,0,0,0,0,0,0,0,null,0,0,0,0,0,0,0,0,0,0,0,0,0,0,0,0,0,0,0,0,0,0,0,0,0,0,0,0,0,0,0,0,0,0,0,28.491243962366724,0,0,0,0,0,0,0,0,0,0,0,0,0,0,0,0,0,0,0,0,0,0,0,0,0,0,0,0,0,0,0,0,0,0,0,0,0,0,0,0,0,0,0,0,0,0,0,0,0,0,0,0,0,0,0]
[5,"TRANSFORMERS","ground outdoor / indoor chamber mounted ; ˂ 22 kv ; > 60 kva and < = 600 kva ; multiple phase",28.491243962366724,62.967727751313767,7.9352207121991114,2,3,5,2,5,4,0,2,1,1,1,1,0,1,0,0,1,0,4,3,2,2,2,1,0,1,0,2,1,1,3,0,2,1,6,1,0,3,3,0,0,3,1,2,1,2,2,6,5,1,6,0,2,1,4,1,0,0,0,1,2,0,1,0,0,0,0,0,0,0,0,0,0,0,0,0,0,0,0,0,0,0,0,0,0,0,0,0,0,0,0,0,null,85.473731887100172,142.45621981183362,56.982487924733448,142.45621981183362,113.9649758494669,0,56.982487924733448,28.491243962366724,28.491243962366724,28.491243962366724,28.491243962366724,0,28.491243962366724,0,0,28.491243962366724,0,113.9649758494669,85.473731887100172,56.982487924733448,56.982487924733448,56.982487924733448,28.491243962366724,0,28.491243962366724,0,56.982487924733448,28.491243962366724,28.491243962366724,85.473731887100172,0,56.982487924733448,28.491243962366724,170.94746377420034,28.491243962366724,0,85.473731887100172,85.473731887100172,0,0,85.473731887100172,28.491243962366724,56.982487924733448,28.491243962366724,56.982487924733448,56.982487924733448,170.94746377420034,142.45621981183362,28.491243962366724,170.94746377420034,0,56.982487924733448,28.491243962366724,113.9649758494669,28.491243962366724,0,0,0,28.491243962366724,56.982487924733448,0,28.491243962366724,0,0,0,0,0,0,0,0,0,0,0,0,0,0,0,0,0,0,0,0,0,0,0,0,0,0,0,0,0]
[5,"TRANSFORMERS","ground outdoor / indoor chamber mounted ; ˂ 22 kv ; > 600 kva ; multiple phase",23.383979078209336,65.922958926575234,8.1192954698406705,2,4,0,1,4,3,2,2,5,3,2,3,3,3,2,3,0,0,2,2,0,4,2,5,0,1,1,5,2,2,2,0,3,1,0,1,0,0,3,0,1,5,1,2,2,0,1,1,1,0,7,0,0,0,2,1,0,1,1,0,0,0,0,0,2,0,0,0,0,0,0,0,0,0,0,0,0,0,0,0,0,0,0,0,0,0,0,0,0,0,0,0,null,93.535916312837344,0,23.383979078209336,93.535916312837344,70.151937234628008,46.767958156418672,46.767958156418672,116.91989539104668,70.151937234628008,46.767958156418672,70.151937234628008,70.151937234628008,70.151937234628008,46.767958156418672,70.151937234628008,0,0,46.767958156418672,46.767958156418672,0,93.535916312837344,46.767958156418672,116.91989539104668,0,23.383979078209336,23.383979078209336,116.91989539104668,46.767958156418672,46.767958156418672,46.767958156418672,0,70.151937234628008,23.383979078209336,0,23.383979078209336,0,0,70.151937234628008,0,23.383979078209336,116.91989539104668,23.383979078209336,46.767958156418672,46.767958156418672,0,23.383979078209336,23.383979078209336,23.383979078209336,0,163.68785354746535,0,0,0,46.767958156418672,23.383979078209336,0,23.383979078209336,23.383979078209336,0,0,0,0,0,46.767958156418672,0,0,0,0,0,0,0,0,0,0,0,0,0,0,0,0,0,0,0,0,0,0,0,0,0,0,0]
[5,"TRANSFORMERS","ground outdoor / indoor chamber mounted ; > = 22 kv & < = 33 kv ; < = 15 mva",683.68721698034074,63.467828545607446,7.9666698529314894,2,11,7,15,27,8,6,10,13,19,6,14,13,17,10,7,6,15,6,23,11,6,13,8,15,11,11,10,15,7,18,15,21,12,13,10,14,10,8,10,20,10,9,5,13,9,2,5,3,0,14,4,5,5,7,4,0,0,1,1,0,2,0,0,0,3,0,0,0,0,0,0,0,0,0,0,0,0,0,0,0,0,0,0,0,0,0,0,0,0,0,1,null,7520.5593867837479,4785.8105188623849,10255.308254705111,18459.554858469201,5469.4977358427259,4102.123301882044,6836.8721698034078,8887.9338207444289,12990.057122626475,4102.123301882044,9571.6210377247698,8887.9338207444289,11622.682688665793,6836.8721698034078,4785.8105188623849,4102.123301882044,10255.308254705111,4102.123301882044,15724.805990547837,7520.5593867837479,4102.123301882044,8887.9338207444289,5469.4977358427259,10255.308254705111,7520.5593867837479,7520.5593867837479,6836.8721698034078,10255.308254705111,4785.8105188623849,12306.369905646134,10255.308254705111,14357.431556587155,8204.2466037640879,8887.9338207444289,6836.8721698034078,9571.6210377247698,6836.8721698034078,5469.4977358427259,6836.8721698034078,13673.744339606816,6836.8721698034078,6153.1849528230669,3418.4360849017039,8887.9338207444289,6153.1849528230669,1367.3744339606815,3418.4360849017039,2051.061650941022,0,9571.6210377247698,2734.7488679213629,3418.4360849017039,3418.4360849017039,4785.8105188623849,2734.7488679213629,0,0,683.68721698034074,683.68721698034074,0,1367.3744339606815,0,0,0,2051.061650941022,0,0,0,0,0,0,0,0,0,0,0,0,0,0,0,0,0,0,0,0,0,0,0,0,0,683.68721698034074]
[5,"TRANSFORMERS","ground outdoor / indoor chamber mounted ; > = 22 kv & < = 33 kv ; > 15 mva and < = 40 mva",683.68721698034074,63.467828545607446,7.9666698529314894,2,0,0,3,0,0,0,0,0,0,0,0,0,0,1,0,0,0,0,0,0,0,0,0,0,0,0,0,0,0,0,0,0,0,0,0,0,0,0,0,0,0,0,0,0,0,0,0,0,0,0,0,0,0,0,0,0,0,0,0,0,0,0,0,0,0,0,0,0,0,0,0,0,0,0,0,0,0,0,0,0,0,0,0,0,0,0,0,0,0,0,0,null,0,0,2051.061650941022,0,0,0,0,0,0,0,0,0,0,683.68721698034074,0,0,0,0,0,0,0,0,0,0,0,0,0,0,0,0,0,0,0,0,0,0,0,0,0,0,0,0,0,0,0,0,0,0,0,0,0,0,0,0,0,0,0,0,0,0,0,0,0,0,0,0,0,0,0,0,0,0,0,0,0,0,0,0,0,0,0,0,0,0,0,0,0,0,0,0,0]
[5,"TRANSFORMERS","ground outdoor / indoor chamber mounted ; > 33 kv & < = 66 kv ; < = 15 mva",683.68721698034074,63.467828545607446,7.9666698529314894,2,0,0,0,0,0,0,0,0,0,0,0,0,0,0,0,0,0,0,0,0,0,0,0,0,0,0,0,0,0,0,0,0,0,0,0,0,0,0,0,0,0,0,0,0,0,0,0,0,0,0,0,0,0,0,0,1,0,0,0,0,1,1,0,0,0,0,0,0,0,0,0,0,0,0,0,0,0,0,0,0,0,0,0,0,0,0,0,0,0,0,0,null,0,0,0,0,0,0,0,0,0,0,0,0,0,0,0,0,0,0,0,0,0,0,0,0,0,0,0,0,0,0,0,0,0,0,0,0,0,0,0,0,0,0,0,0,0,0,0,0,0,0,0,0,0,0,0,683.68721698034074,0,0,0,0,683.68721698034074,683.68721698034074,0,0,0,0,0,0,0,0,0,0,0,0,0,0,0,0,0,0,0,0,0,0,0,0,0,0,0,0,0]
[5,"TRANSFORMERS","ground outdoor / indoor chamber mounted ; > 33 kv & < = 66 kv ; > 15 mva and < = 40 mva",4206.7681665066366,59.241356905032497,7.6968407093451336,2,0,1,0,0,4,3,0,2,1,2,0,3,1,1,0,0,0,2,1,0,0,0,0,0,0,0,0,0,0,1,0,1,0,0,3,0,0,0,0,0,0,0,0,2,0,0,4,1,1,2,0,2,4,7,2,0,0,1,0,0,0,0,0,0,0,0,0,0,0,0,0,0,0,0,0,0,0,0,0,0,0,0,0,0,0,0,0,0,0,0,0,null,0,4206.7681665066366,0,0,16827.072666026546,12620.304499519909,0,8413.5363330132732,4206.7681665066366,8413.5363330132732,0,12620.304499519909,4206.7681665066366,4206.7681665066366,0,0,0,8413.5363330132732,4206.7681665066366,0,0,0,0,0,0,0,0,0,0,4206.7681665066366,0,4206.7681665066366,0,0,12620.304499519909,0,0,0,0,0,0,0,0,8413.5363330132732,0,0,16827.072666026546,4206.7681665066366,4206.7681665066366,8413.5363330132732,0,8413.5363330132732,16827.072666026546,29447.377165546455,8413.5363330132732,0,0,4206.7681665066366,0,0,0,0,0,0,0,0,0,0,0,0,0,0,0,0,0,0,0,0,0,0,0,0,0,0,0,0,0,0,0,0,0]
[null,"TRANSFORMERS","ground outdoor / indoor chamber mounted ; > 33 kv & < = 66 kv ; > 40 mva",4206.7681665066366,59.241356905032497,7.6968407093451336,2,0,0,0,0,0,0,0,0,0,0,0,0,0,0,0,0,0,0,0,0,0,0,0,0,0,0,0,0,0,0,0,0,0,0,0,2,0,0,0,0,0,0,0,0,0,0,0,0,0,0,0,0,0,0,0,0,0,0,0,0,0,0,0,0,0,0,0,0,0,0,0,0,0,0,0,0,0,0,0,0,0,0,0,0,0,0,0,0,0,0,0,null,0,0,0,0,0,0,0,0,0,0,0,0,0,0,0,0,0,0,0,0,0,0,0,0,0,0,0,0,0,0,0,0,0,0,0,8413.5363330132732,0,0,0,0,0,0,0,0,0,0,0,0,0,0,0,0,0,0,0,0,0,0,0,0,0,0,0,0,0,0,0,0,0,0,0,0,0,0,0,0,0,0,0,0,0,0,0,0,0,0,0,0,0,0,0]
[5,"TRANSFORMERS","kiosk mounted ; < = 22 kv ; < = 60 kva ; single phase",12.231134571652003,27.481368624294038,5.2422675078914125,2,0,1,0,0,0,0,0,0,0,0,0,0,0,0,0,0,2,0,0,0,0,0,1,4,0,0,0,0,0,0,0,0,0,0,0,0,0,0,0,0,0,0,0,0,0,0,0,0,0,0,0,0,0,0,0,0,0,0,0,0,0,0,0,0,0,0,0,0,0,0,0,0,0,0,0,0,0,0,0,0,0,0,0,0,0,0,0,0,0,0,0,null,0,12.231134571652003,0,0,0,0,0,0,0,0,0,0,0,0,0,0,24.462269143304006,0,0,0,0,0,12.231134571652003,48.924538286608012,0,0,0,0,0,0,0,0,0,0,0,0,0,0,0,0,0,0,0,0,0,0,0,0,0,0,0,0,0,0,0,0,0,0,0,0,0,0,0,0,0,0,0,0,0,0,0,0,0,0,0,0,0,0,0,0,0,0,0,0,0,0,0,0,0,0,0]
[5,"TRANSFORMERS","kiosk mounted ; < = 22 kv ; > 60 kva and < = 600 kva ; multiple phase",23.717714373816154,38.928612179275966,6.2392797804935762,2,52,63,65,86,53,50,47,45,52,36,32,35,34,33,32,30,43,34,32,30,50,28,24,23,21,18,19,11,20,18,15,10,12,6,8,5,3,2,6,3,0,0,0,0,2,0,1,0,0,5,0,0,1,2,0,0,0,0,0,0,0,0,0,0,0,0,0,0,0,0,0,0,0,0,0,0,0,0,0,0,0,0,0,0,0,0,0,0,0,0,0,null,1233.32114743844,1494.2160055504178,1541.6514342980499,2039.7234361481892,1257.0388618122561,1185.8857186908076,1114.7325755693591,1067.297146821727,1233.32114743844,853.83771745738159,758.96685996211693,830.12000308356539,806.4022887097492,782.68457433593312,758.96685996211693,711.53143121448466,1019.8617180740946,806.4022887097492,758.96685996211693,711.53143121448466,1185.8857186908076,664.09600246685227,569.22514497158772,545.50743059777153,498.07200185013926,426.91885872869079,450.63657310250693,260.89485811197767,474.35428747632307,426.91885872869079,355.76571560724233,237.17714373816153,284.61257248579386,142.30628624289693,189.74171499052923,118.58857186908077,71.153143121448466,47.435428747632308,142.30628624289693,71.153143121448466,0,0,0,0,47.435428747632308,0,23.717714373816154,0,0,118.58857186908077,0,0,23.717714373816154,47.435428747632308,0,0,0,0,0,0,0,0,0,0,0,0,0,0,0,0,0,0,0,0,0,0,0,0,0,0,0,0,0,0,0,0,0,0,0,0,0]
[5,"TRANSFORMERS","kiosk mounted ; < = 22 kv ; > 600 kva ; multiple phase",21.422212593585424,46.457247836110575,6.8159553868926235,2,25,16,24,18,21,20,36,30,24,23,25,28,30,24,16,11,15,16,11,12,13,7,10,8,3,1,5,2,1,3,3,1,0,1,0,0,1,2,0,3,0,0,0,0,0,0,0,0,0,2,0,0,0,0,0,0,0,0,0,0,0,0,0,0,0,0,0,0,0,0,0,0,0,0,0,0,0,0,0,0,0,0,0,0,0,0,0,0,0,0,0,null,535.55531483963557,342.75540149736679,514.13310224605016,385.59982668453762,449.86646446529392,428.4442518717085,771.19965336907524,642.66637780756275,514.13310224605016,492.71088965246474,535.55531483963557,599.82195262039193,642.66637780756275,514.13310224605016,342.75540149736679,235.64433852943966,321.33318890378138,342.75540149736679,235.64433852943966,257.06655112302508,278.48876371661049,149.95548815509798,214.22212593585425,171.3777007486834,64.26663778075627,21.422212593585424,107.11106296792713,42.844425187170849,21.422212593585424,64.26663778075627,64.26663778075627,21.422212593585424,0,21.422212593585424,0,0,21.422212593585424,42.844425187170849,0,64.26663778075627,0,0,0,0,0,0,0,0,0,42.844425187170849,0,0,0,0,0,0,0,0,0,0,0,0,0,0,0,0,0,0,0,0,0,0,0,0,0,0,0,0,0,0,0,0,0,0,0,0,0,0,0,0,0]
[5,"TRANSFORMERS","pole mounted ; < = 22 kv ; < = 60 kva ; multiple phase",21.665718248022937,47.983359259412346,6.9270021841639657,2,2,5,4,2,6,1,5,3,3,2,3,1,2,2,3,4,3,2,6,9,4,9,6,8,3,4,6,3,2,9,6,3,8,3,8,4,8,4,3,6,3,1,0,1,2,0,1,0,2,10,0,0,0,1,1,0,0,2,0,0,1,1,0,0,0,0,0,0,0,0,0,0,0,0,0,0,0,0,0,0,0,0,0,0,0,0,0,0,0,0,0,null,43.331436496045875,108.32859124011469,86.662872992091749,43.331436496045875,129.99430948813762,21.665718248022937,108.32859124011469,64.997154744068808,64.997154744068808,43.331436496045875,64.997154744068808,21.665718248022937,43.331436496045875,43.331436496045875,64.997154744068808,86.662872992091749,64.997154744068808,43.331436496045875,129.99430948813762,194.99146423220643,86.662872992091749,194.99146423220643,129.99430948813762,173.3257459841835,64.997154744068808,86.662872992091749,129.99430948813762,64.997154744068808,43.331436496045875,194.99146423220643,129.99430948813762,64.997154744068808,173.3257459841835,64.997154744068808,173.3257459841835,86.662872992091749,173.3257459841835,86.662872992091749,64.997154744068808,129.99430948813762,64.997154744068808,21.665718248022937,0,21.665718248022937,43.331436496045875,0,21.665718248022937,0,43.331436496045875,216.65718248022938,0,0,0,21.665718248022937,21.665718248022937,0,0,43.331436496045875,0,0,21.665718248022937,21.665718248022937,0,0,0,0,0,0,0,0,0,0,0,0,0,0,0,0,0,0,0,0,0,0,0,0,0,0,0,0,0]
[5,"TRANSFORMERS","pole mounted ; < = 22 kv ; < = 60 kva ; single phase",5.9058358440206229,54.654233644474601,7.3928501705684937,2,11,12,17,10,17,13,25,12,22,19,16,5,13,9,14,5,15,11,15,8,14,6,25,8,8,16,22,22,25,24,32,24,37,33,55,48,47,26,22,22,25,19,20,12,5,8,8,9,7,17,2,1,4,2,3,0,4,2,0,1,1,0,0,0,0,0,0,0,0,0,0,0,0,0,0,0,0,0,0,0,0,0,0,0,0,0,0,0,0,0,0,null,64.964194284226849,70.870030128247478,100.3992093483506,59.058358440206227,100.3992093483506,76.775865972268093,147.64589610051559,70.870030128247478,129.9283885684537,112.21088103639184,94.493373504329966,29.529179220103114,76.775865972268093,53.152522596185605,82.681701816288722,29.529179220103114,88.587537660309337,64.964194284226849,88.587537660309337,47.246686752164983,82.681701816288722,35.435015064123739,147.64589610051559,47.246686752164983,47.246686752164983,94.493373504329966,129.9283885684537,129.9283885684537,147.64589610051559,141.74006025649496,188.98674700865993,141.74006025649496,218.51592622876305,194.89258285268056,324.82097142113423,283.48012051298991,277.57428466896926,153.55173194453619,129.9283885684537,129.9283885684537,147.64589610051559,112.21088103639184,118.11671688041245,70.870030128247478,29.529179220103114,47.246686752164983,47.246686752164983,53.152522596185605,41.340850908144361,100.3992093483506,11.811671688041246,5.9058358440206229,23.623343376082492,11.811671688041246,17.71750753206187,0,23.623343376082492,11.811671688041246,0,5.9058358440206229,5.9058358440206229,0,0,0,0,0,0,0,0,0,0,0,0,0,0,0,0,0,0,0,0,0,0,0,0,0,0,0,0,0,0]
[5,"TRANSFORMERS","pole mounted ; < = 22 kv ; > 60 kva and < = 600 kva ; multiple phase",20.35034150569059,55.507652194273149,7.4503457768262775,2,92,95,79,79,92,121,108,90,117,129,130,99,84,90,94,75,60,62,62,41,59,54,41,31,21,26,22,42,25,52,55,56,53,55,46,32,34,31,16,21,17,44,22,24,23,23,25,21,17,53,12,23,17,12,13,2,4,5,7,0,4,4,0,2,1,0,0,0,1,0,0,0,0,0,0,0,0,0,0,0,0,0,0,1,0,0,0,0,0,0,0,null,1872.2314185235343,1933.282443040606,1607.6769789495565,1607.6769789495565,1872.2314185235343,2462.3913221885614,2197.8368826145838,1831.5307355121531,2380.989956165799,2625.1940542340863,2645.5443957397765,2014.6838090633685,1709.4286864780095,1831.5307355121531,1912.9321015349155,1526.2756129267943,1221.0204903414353,1261.7211733528165,1261.7211733528165,834.36400173331424,1200.6701488357448,1098.9184413072919,834.36400173331424,630.86058667640827,427.35717161950237,529.10887914795535,447.70751312519297,854.71434323900473,508.75853764226474,1058.2177582959107,1119.2687828129824,1139.6191243186731,1078.5680998016012,1119.2687828129824,936.11570926176717,651.21092818209888,691.9116111934801,630.86058667640827,325.60546409104944,427.35717161950237,345.95580559674005,895.41502625038595,447.70751312519297,488.40819613657413,468.05785463088358,468.05785463088358,508.75853764226474,427.35717161950237,345.95580559674005,1078.5680998016012,244.20409806828707,468.05785463088358,345.95580559674005,244.20409806828707,264.55443957397767,40.70068301138118,81.40136602276236,101.75170752845295,142.45239053983414,0,81.40136602276236,81.40136602276236,0,40.70068301138118,20.35034150569059,0,0,0,20.35034150569059,0,0,0,0,0,0,0,0,0,0,0,0,0,0,20.35034150569059,0,0,0,0,0,0,0]
[5,"TRANSFORMERS","pole mounted ; < = 22 kv ; > 60 kva and < = 600 kva ; single phase",15.461877607158026,46.467442884159823,7.4503457768262775,2,2,0,0,1,1,1,5,3,1,2,0,2,2,2,2,2,1,2,1,1,2,0,0,1,0,0,0,1,0,0,0,0,0,0,0,0,0,0,0,0,0,0,0,0,0,0,0,0,0,1,0,0,0,0,0,0,0,0,0,0,0,0,0,0,0,0,0,0,0,0,0,0,0,0,0,0,0,0,0,0,0,0,0,0,0,0,0,0,0,0,0,null,30.923755214316053,0,0,15.461877607158026,15.461877607158026,15.461877607158026,77.309388035790136,46.385632821474076,15.461877607158026,30.923755214316053,0,30.923755214316053,30.923755214316053,30.923755214316053,30.923755214316053,30.923755214316053,15.461877607158026,30.923755214316053,15.461877607158026,15.461877607158026,30.923755214316053,0,0,15.461877607158026,0,0,0,15.461877607158026,0,0,0,0,0,0,0,0,0,0,0,0,0,0,0,0,0,0,0,0,0,15.461877607158026,0,0,0,0,0,0,0,0,0,0,0,0,0,0,0,0,0,0,0,0,0,0,0,0,0,0,0,0,0,0,0,0,0,0,0,0,0,0,0,0,0]
[5,"TRANSFORMERS","pole mounted ; < = 22 kv ; > 600 kva ; multiple phase",20.35034150569059,55.507652194273149,7.4503457768262775,2,0,0,0,0,1,0,0,0,0,0,0,0,0,0,0,0,0,0,0,0,0,0,0,0,0,0,0,0,0,0,0,0,0,0,0,0,0,0,0,0,0,0,0,0,0,0,0,0,0,0,0,0,0,1,0,0,0,0,0,0,0,0,0,0,0,0,0,0,0,0,0,0,0,0,0,0,0,0,0,0,0,0,0,0,0,0,0,0,0,0,0,null,0,0,0,0,20.35034150569059,0,0,0,0,0,0,0,0,0,0,0,0,0,0,0,0,0,0,0,0,0,0,0,0,0,0,0,0,0,0,0,0,0,0,0,0,0,0,0,0,0,0,0,0,0,0,0,0,20.35034150569059,0,0,0,0,0,0,0,0,0,0,0,0,0,0,0,0,0,0,0,0,0,0,0,0,0,0,0,0,0,0,0,0,0,0,0,0,0]
[6,"UNDERGROUND CABLES","˂ = 1 kv",2741.0196632972311,76.594102353261249,8.7518056624482501,2,38.690640000000002,52.36795,63.513500000000001,59.976545999999999,38.030833000000001,37.942276,28.165172999999999,30.472189999999998,40.514351000000005,32.069898999999999,27.064857,24.488385999999998,36.203972999999998,33.197928999999995,37.722935,40.801919000000005,51.048027000000005,52.036489000000003,35.005749000000002,54.939672999999999,70.289013000000011,45.226485999999994,30.920175999999998,27.172755000000002,38.726262000000006,32.671219000000001,35.853940000000001,26.540222,39.12388,26.094493999999997,17.448537000000002,18.710747999999999,9.2730049999999995,9.1835640000000005,8.8300220000000014,7.1299979999999996,3.6343429999999999,5.8634709999999997,3.3765700000000001,8.7686770000000003,5.0938239999999997,1.5073179999999999,4.454453,5.9363710000000003,6.4325450000000002,8.9110700000000005,0.91683300000000001,1.5623710000000002,0.34660000000000002,1.0886130000000001,4.0370670000000004,3.5810000000000002E-2,0.350466,1.8083999999999999E-2,0.16844999999999999,0.177255,7.5670000000000001E-2,3.3097000000000001E-2,7.7549999999999994E-2,9.4719999999999999E-2,0.11007500000000001,0.59200900000000001,3.9240000000000004E-2,0.30960799999999999,0.14783000000000002,0,0,0,0.1192,8.4239999999999995E-2,0.15202399999999999,0.84533199999999997,0.14656,8.1759999999999999E-2,4.6999999999999999E-4,0,8.9760000000000006E-2,0,0,0,0,0,2.801E-2,0,0,0,0,8.6849999999999997E-2,0,0,0.25783299999999998,null,106051.80502555439,143541.58067656623,174091.75238482869,164396.89192265089,104243.26106457323,104000.52458625061,77201.293013168266,83524.871973729241,111050.63273672585,87904.223758956214,74185.305221327711,67123.147548412628,99235.801882482032,90996.176169745377,103399.30659228333,111838.86227926091,139923.64577952799,142633.03955795008,95951.446337447385,150590.72398811998,192663.56674675472,123966.68742783692,84752.810408611127,74481.055760958159,106149.44562800037,89552.453702890096,98276.354546679126,72747.270370273764,107239.32438448127,71525.521157791605,47826.783012769287,51286.52818299934,25417.48904285354,25172.329503148576,24203.263929347147,19543.46471726993,9961.8056261666479,16071.889306173078,9255.2447644995318,24035.116078102175,13962.271745375354,4131.588276841856,12209.743262233342,16271.709639627448,17631.732330044288,24425.418091018058,2513.0572809597902,4282.4896323653584,950.03741529882029,2983.9096387209888,11065.680029048364,98.155914142673851,960.63419731712736,49.568599591067127,461.72476228241857,485.8594404177507,207.41295792170149,90.719527796148455,212.56607488870026,259.62938250751375,301.71773943744273,1622.7083098489304,107.55761158778336,848.64161591412915,405.20493682522971,0,0,0,326.72954386502994,230.90349643615875,416.70077329309822,2317.0716340143749,401.72384185284216,224.10576767118161,1.2882792417496987,0,246.03392497755948,0,0,0,0,0,76.775960768955443,0,0,0,0,238.05755775736452,0,0,706.72532284691488]
[6,"UNDERGROUND CABLES","> 1 kv & < = 11 kv",5165.5849844429322,83.705978397145415,9.1490971356273949,2,0.80771000000000004,11.622260000000001,4.2408999999999999,4.1335119999999996,3.2168600000000001,2.421408,4.0264220000000002,1.7279599999999999,2.7083349999999999,2.7941120000000002,5.4489040000000006,2.7978459999999998,2.3417370000000002,3.8604450000000003,1.4490699999999999,1.9457119999999999,0.90166800000000003,2.6572179999999999,2.1799949999999999,1.73986,0.66666600000000009,1.1215979999999999,0.148504,2.2361370000000003,0.31498000000000004,1.16204,0.62169000000000008,0.55635299999999999,1.0682499999999999,0.21437999999999999,0.89354,0.48921699999999996,1.193E-2,0.305788,0.34538200000000002,0.30154000000000003,0.61158500000000005,0.25547900000000001,0.30537999999999998,0.29173300000000002,0.24534,0.56836600000000004,0.26987,1.018556,1.61551,0.56629999999999991,0.39244999999999997,1.1567049999999999,0.13100000000000001,0.99050099999999996,1.5358669999999999,0.37283499999999997,0.47825299999999998,0.17150200000000002,1.9364250000000001,0.58887699999999998,1.053609,3.3405000000000004E-2,0.25857999999999998,6.9830000000000003E-2,5.774E-2,0.37346200000000002,0,0.32946399999999998,0.68176999999999999,0.32135000000000002,0.36096,0,0,0.23236000000000001,0.51981600000000006,1.5930850000000001,0,4.3840000000000004E-2,0,0,0.249525,0,0,0,0,0,0,0,0,0,0,0,0,0,0,null,4172.2946477844007,60035.771741291719,21906.72936052403,21352.007520214673,16616.963713055091,12507.988806009991,20798.825024230682,8925.9242297180081,13990.134608841248,14433.222992051811,28146.776684071036,14452.511286383718,12096.44148471444,19941.456725267799,7485.2942334067193,10050.740691250427,4657.6426817526899,13726.085401191478,11260.949438160669,8987.3946910328796,3443.7198792386321,5793.7097873812236,767.11003252971318,11550.955710357266,1627.0559583998349,6002.6163753220644,3211.3925289783269,2873.8887028497784,5518.1361596311617,1107.3981089648757,4615.6568069991372,2527.0919893342179,61.625428864404178,1579.5739012228353,1784.100073096869,1557.6304962089218,3159.194292710531,1319.6984862404959,1577.4663425491826,1506.97160426649,1267.3246200832291,2935.9428752678918,1394.0364197516142,5261.4375794142552,8345.0541982174018,2925.2707766900321,2027.2338271446285,5975.0579794300611,676.69163296202419,5116.5170926757082,7933.6515133014127,1925.9108776747805,2470.4565155647856,885.90815600193184,10002.767903499906,3041.8941888838003,5442.5068298739334,172.55636640531617,1335.7169652772534,360.71279946364996,298.26087700173491,1929.1496994600263,0,1701.8742913145061,3521.7408748436578,1659.9607347507365,1864.5695559845208,0,0,1200.2753269851598,2685.1537242731874,8229.21595494127,0,226.45924571797818,0,0,1288.9425932431227,0,0,0,0,0,0,0,0,0,0,0,0,0,0]
[6,"UNDERGROUND CABLES","> 11 kv & < = 22 kv",2039.0063585193111,86.912058499701772,9.3226637019524503,2,17.863790000000002,27.013249999999999,27.842700000000001,29.918410000000002,24.259833,25.523852999999999,24.551850999999999,23.176593,24.802071999999999,17.117086999999998,17.898555999999999,21.643833999999998,27.717601999999999,15.540848,20.294491000000001,14.524156999999999,23.739241000000003,22.459083,25.520645000000002,26.055296999999999,34.995494000000001,28.663245,18.043769000000001,16.214331999999999,12.156235000000001,12.824206,12.559747999999999,12.377743000000001,14.145828,9.0281409999999997,7.2450600000000005,10.051515999999999,3.5878480000000001,4.0469039999999996,1.661189,2.642185,3.162147,2.7872759999999999,2.6938260000000001,5.0454999999999997,1.917638,0.35602,2.2493960000000004,2.4990030000000001,1.0271320000000002,2.8649650000000002,2.1049060000000002,0.382272,0.90761500000000006,1.2483,5.0376880000000002,0.52217100000000005,3.188666,3.3261399999999997,0.17053000000000001,0.80241300000000004,0,2.97,1.82728,0.43752099999999999,2.5780000000000001E-2,8.1709999999999991E-2,0,0,0,0,0,0,0,0,0.17984,0,9.3900000000000008E-3,0,0,0,0,0,0,0,0,0,6.5959200000000004,0.53789999999999993,0,0,0,0,0,0,0.65445000000000009,null,36424.381397253688,55080.18851427178,56771.442338345623,61003.828226787744,49465.953743616614,52043.29856091219,50061.380302418707,47257.220495814159,50571.582512453766,34901.849232328233,36495.269492313964,44131.915148736451,56516.366720907572,31687.887888782119,41380.596191912933,29614.84847513276,48404.463345422337,45794.213043512966,52036.757428514065,53126.916256109129,71356.034785524404,58444.538810796854,36791.359722653637,33061.126047143138,24786.640460654999,26148.637576961501,25609.406033400199,25238.296681117896,28843.433238520509,18408.43690460889,14772.72340785392,20495.105036758592,7315.644885400794,8251.6629883172336,3387.1749337023361,5387.4320153843464,6447.6378395727643,5683.2734869482711,5492.7283427446419,10287.806581909183,3910.0760753382547,725.92704376004519,4586.5327468279047,5095.4830069588343,2094.3286790386574,5841.6818519352782,4291.9167180854492,779.45503868389414,1850.6327560875047,2545.2916373396561,10271.877864236432,1064.7099892343872,6501.7102491943378,6782.020609325421,347.71175431829818,1636.1252091585561,0,6055.8488848023544,3725.8355387951669,892.10810098572745,52.565583922627845,166.60720955461289,0,0,0,0,0,0,0,0,366.6949035161129,0,19.146269706496334,0,0,0,0,0,0,0,0,0,13449.122820284696,1096.7815202475374,0,0,0,0,0,0,1334.4277113329633]
[6,"UNDERGROUND CABLES","> 33 kv & < = 66 kv",2039.0063585193111,86.912058499701772,9.3226637019524503,2,4.0064400000000004,2.0991399999999998,2.7414899999999998,3.2500000000000001E-2,0,0,0,0.24790000000000001,0.51487000000000005,0.32332,0,0,0,0,1.7310699999999999,0,2.2613699999999999,3.1649999999999998E-2,0,0,0,0,0,0.61150000000000004,0,0,0,0,0,0,0,0,0,0.12079999999999999,0,0,0,0,0,0,0,0,0,0.97029999999999994,0,0.20674000000000001,1.4172499999999999,0,0,0,2.13931,0.59475,0.35738999999999999,0,0,0,0,0,0,0,0,0,0,0,0,0,0,0,0,0,0,0,0,0,0,0,0,0,0,0,0,0,0,0,0,0,0,0,0,0,0,null,8169.1566350261101,4280.1598074222265,5589.9155418171058,66.267706651877617,0,0,0,505.46967627693726,1049.8232038108379,659.25153583646363,0,0,0,0,3529.6627370420238,0,4610.9478089648146,64.534551247136193,0,0,0,0,0,1246.8523882345589,0,0,0,0,0,0,0,0,0,246.31196810913275,0,0,0,0,0,0,0,0,0,1978.4478696712874,0,421.54417456028239,2889.7817616114935,0,0,0,4362.0666928439477,1212.6990317293603,728.72048247121654,0,0,0,0,0,0,0,0,0,0,0,0,0,0,0,0,0,0,0,0,0,0,0,0,0,0,0,0,0,0,0,0,0,0,0,0,0,0]
["",null,null,null,null,null,null,null,null,null,null,null,null,null,null,null,null,null,null,null,null,null,null,null,null,null,null,null,null,null,null,null,null,null,null,null,null,null,null,null,null,null,null,null,null,null,null,null,null,null,null,null,null,null,null,null,null,null,null,null,null,null,null,null,null,null,null,null,null,null,null,null,null,null,null,null,null,null,null,null,null,null,null,null,null,null,null,null,null,null,null,null,null,null,null,null,null,null,null,0,0,0,0,0,0,0,0,0,0,0,0,0,0,0,0,0,0,0,0,0,0,0,0,0,0,0,0,0,0,0,0,0,0,0,0,0,0,0,0,0,0,0,0,0,0,0,0,0,0,0,0,0,0,0,0,0,0,0,0,0,0,0,0,0,0,0,0,0,0,0,0,0,0,0,0,0,0,0,0,0,0,0,0,0,0,0,0,0,0,0]
["",null,null,null,null,null,null,null,null,null,null,null,null,null,null,null,null,null,null,null,null,null,null,null,null,null,null,null,null,null,null,null,null,null,null,null,null,null,null,null,null,null,null,null,null,null,null,null,null,null,null,null,null,null,null,null,null,null,null,null,null,null,null,null,null,null,null,null,null,null,null,null,null,null,null,null,null,null,null,null,null,null,null,null,null,null,null,null,null,null,null,null,null,null,null,null,null,null,null,0,0,0,0,0,0,0,0,0,0,0,0,0,0,0,0,0,0,0,0,0,0,0,0,0,0,0,0,0,0,0,0,0,0,0,0,0,0,0,0,0,0,0,0,0,0,0,0,0,0,0,0,0,0,0,0,0,0,0,0,0,0,0,0,0,0,0,0,0,0,0,0,0,0,0,0,0,0,0,0,0,0,0,0,0,0,0,0,0,0,0]
["",null,null,null,null,null,null,null,null,null,null,null,null,null,null,null,null,null,null,null,null,null,null,null,null,null,null,null,null,null,null,null,null,null,null,null,null,null,null,null,null,null,null,null,null,null,null,null,null,null,null,null,null,null,null,null,null,null,null,null,null,null,null,null,null,null,null,null,null,null,null,null,null,null,null,null,null,null,null,null,null,null,null,null,null,null,null,null,null,null,null,null,null,null,null,null,null,null,null,0,0,0,0,0,0,0,0,0,0,0,0,0,0,0,0,0,0,0,0,0,0,0,0,0,0,0,0,0,0,0,0,0,0,0,0,0,0,0,0,0,0,0,0,0,0,0,0,0,0,0,0,0,0,0,0,0,0,0,0,0,0,0,0,0,0,0,0,0,0,0,0,0,0,0,0,0,0,0,0,0,0,0,0,0,0,0,0,0,0,0]
["",null,null,null,null,"","",null,null,null,null,null,null,null,null,null,null,null,null,null,null,null,null,null,null,null,null,null,null,null,null,null,null,null,null,null,null,null,null,null,null,null,null,null,null,null,null,null,null,null,null,null,null,null,null,null,null,null,null,null,null,null,null,null,null,null,null,null,null,null,null,null,null,null,null,null,null,null,null,null,null,null,null,null,null,null,null,null,null,null,null,null,null,null,null,null,null,null,null,0,0,0,0,0,0,0,0,0,0,0,0,0,0,0,0,0,0,0,0,0,0,0,0,0,0,0,0,0,0,0,0,0,0,0,0,0,0,0,0,0,0,0,0,0,0,0,0,0,0,0,0,0,0,0,0,0,0,0,0,0,0,0,0,0,0,0,0,0,0,0,0,0,0,0,0,0,0,0,0,0,0,0,0,0,0,0,0,0,0,0]
["",null,null,null,null,"","",null,null,null,null,null,null,null,null,null,null,null,null,null,null,null,null,null,null,null,null,null,null,null,null,null,null,null,null,null,null,null,null,null,null,null,null,null,null,null,null,null,null,null,null,null,null,null,null,null,null,null,null,null,null,null,null,null,null,null,null,null,null,null,null,null,null,null,null,null,null,null,null,null,null,null,null,null,null,null,null,null,null,null,null,null,null,null,null,null,null,null,null,0,0,0,0,0,0,0,0,0,0,0,0,0,0,0,0,0,0,0,0,0,0,0,0,0,0,0,0,0,0,0,0,0,0,0,0,0,0,0,0,0,0,0,0,0,0,0,0,0,0,0,0,0,0,0,0,0,0,0,0,0,0,0,0,0,0,0,0,0,0,0,0,0,0,0,0,0,0,0,0,0,0,0,0,0,0,0,0,0,0,0]
["",null,null,null,null,"","",null,null,null,null,null,null,null,null,null,null,null,null,null,null,null,null,null,null,null,null,null,null,null,null,null,null,null,null,null,null,null,null,null,null,null,null,null,null,null,null,null,null,null,null,null,null,null,null,null,null,null,null,null,null,null,null,null,null,null,null,null,null,null,null,null,null,null,null,null,null,null,null,null,null,null,null,null,null,null,null,null,null,null,null,null,null,null,null,null,null,null,null,0,0,0,0,0,0,0,0,0,0,0,0,0,0,0,0,0,0,0,0,0,0,0,0,0,0,0,0,0,0,0,0,0,0,0,0,0,0,0,0,0,0,0,0,0,0,0,0,0,0,0,0,0,0,0,0,0,0,0,0,0,0,0,0,0,0,0,0,0,0,0,0,0,0,0,0,0,0,0,0,0,0,0,0,0,0,0,0,0,0,0]
["",null,null,null,null,"","",null,null,null,null,null,null,null,null,null,null,null,null,null,null,null,null,null,null,null,null,null,null,null,null,null,null,null,null,null,null,null,null,null,null,null,null,null,null,null,null,null,null,null,null,null,null,null,null,null,null,null,null,null,null,null,null,null,null,null,null,null,null,null,null,null,null,null,null,null,null,null,null,null,null,null,null,null,null,null,null,null,null,null,null,null,null,null,null,null,null,null,null,0,0,0,0,0,0,0,0,0,0,0,0,0,0,0,0,0,0,0,0,0,0,0,0,0,0,0,0,0,0,0,0,0,0,0,0,0,0,0,0,0,0,0,0,0,0,0,0,0,0,0,0,0,0,0,0,0,0,0,0,0,0,0,0,0,0,0,0,0,0,0,0,0,0,0,0,0,0,0,0,0,0,0,0,0,0,0,0,0,0,0]
["",null,null,null,null,"","",null,null,null,null,null,null,null,null,null,null,null,null,null,null,null,null,null,null,null,null,null,null,null,null,null,null,null,null,null,null,null,null,null,null,null,null,null,null,null,null,null,null,null,null,null,null,null,null,null,null,null,null,null,null,null,null,null,null,null,null,null,null,null,null,null,null,null,null,null,null,null,null,null,null,null,null,null,null,null,null,null,null,null,null,null,null,null,null,null,null,null,null,0,0,0,0,0,0,0,0,0,0,0,0,0,0,0,0,0,0,0,0,0,0,0,0,0,0,0,0,0,0,0,0,0,0,0,0,0,0,0,0,0,0,0,0,0,0,0,0,0,0,0,0,0,0,0,0,0,0,0,0,0,0,0,0,0,0,0,0,0,0,0,0,0,0,0,0,0,0,0,0,0,0,0,0,0,0,0,0,0,0,0]
["",null,null,null,null,"","",null,null,null,null,null,null,null,null,null,null,null,null,null,null,null,null,null,null,null,null,null,null,null,null,null,null,null,null,null,null,null,null,null,null,null,null,null,null,null,null,null,null,null,null,null,null,null,null,null,null,null,null,null,null,null,null,null,null,null,null,null,null,null,null,null,null,null,null,null,null,null,null,null,null,null,null,null,null,null,null,null,null,null,null,null,null,null,null,null,null,null,null,0,0,0,0,0,0,0,0,0,0,0,0,0,0,0,0,0,0,0,0,0,0,0,0,0,0,0,0,0,0,0,0,0,0,0,0,0,0,0,0,0,0,0,0,0,0,0,0,0,0,0,0,0,0,0,0,0,0,0,0,0,0,0,0,0,0,0,0,0,0,0,0,0,0,0,0,0,0,0,0,0,0,0,0,0,0,0,0,0,0,0]
["",null,null,null,null,"","",null,null,null,null,null,null,null,null,null,null,null,null,null,null,null,null,null,null,null,null,null,null,null,null,null,null,null,null,null,null,null,null,null,null,null,null,null,null,null,null,null,null,null,null,null,null,null,null,null,null,null,null,null,null,null,null,null,null,null,null,null,null,null,null,null,null,null,null,null,null,null,null,null,null,null,null,null,null,null,null,null,null,null,null,null,null,null,null,null,null,null,null,0,0,0,0,0,0,0,0,0,0,0,0,0,0,0,0,0,0,0,0,0,0,0,0,0,0,0,0,0,0,0,0,0,0,0,0,0,0,0,0,0,0,0,0,0,0,0,0,0,0,0,0,0,0,0,0,0,0,0,0,0,0,0,0,0,0,0,0,0,0,0,0,0,0,0,0,0,0,0,0,0,0,0,0,0,0,0,0,0,0,0]
["",null,null,null,null,"","",null,null,null,null,null,null,null,null,null,null,null,null,null,null,null,null,null,null,null,null,null,null,null,null,null,null,null,null,null,null,null,null,null,null,null,null,null,null,null,null,null,null,null,null,null,null,null,null,null,null,null,null,null,null,null,null,null,null,null,null,null,null,null,null,null,null,null,null,null,null,null,null,null,null,null,null,null,null,null,null,null,null,null,null,null,null,null,null,null,null,null,null,0,0,0,0,0,0,0,0,0,0,0,0,0,0,0,0,0,0,0,0,0,0,0,0,0,0,0,0,0,0,0,0,0,0,0,0,0,0,0,0,0,0,0,0,0,0,0,0,0,0,0,0,0,0,0,0,0,0,0,0,0,0,0,0,0,0,0,0,0,0,0,0,0,0,0,0,0,0,0,0,0,0,0,0,0,0,0,0,0,0,0]
["",null,null,null,null,"","",null,null,null,null,null,null,null,null,null,null,null,null,null,null,null,null,null,null,null,null,null,null,null,null,null,null,null,null,null,null,null,null,null,null,null,null,null,null,null,null,null,null,null,null,null,null,null,null,null,null,null,null,null,null,null,null,null,null,null,null,null,null,null,null,null,null,null,null,null,null,null,null,null,null,null,null,null,null,null,null,null,null,null,null,null,null,null,null,null,null,null,null,0,0,0,0,0,0,0,0,0,0,0,0,0,0,0,0,0,0,0,0,0,0,0,0,0,0,0,0,0,0,0,0,0,0,0,0,0,0,0,0,0,0,0,0,0,0,0,0,0,0,0,0,0,0,0,0,0,0,0,0,0,0,0,0,0,0,0,0,0,0,0,0,0,0,0,0,0,0,0,0,0,0,0,0,0,0,0,0,0,0,0]
["",null,null,null,null,"","",null,null,null,null,null,null,null,null,null,null,null,null,null,null,null,null,null,null,null,null,null,null,null,null,null,null,null,null,null,null,null,null,null,null,null,null,null,null,null,null,null,null,null,null,null,null,null,null,null,null,null,null,null,null,null,null,null,null,null,null,null,null,null,null,null,null,null,null,null,null,null,null,null,null,null,null,null,null,null,null,null,null,null,null,null,null,null,null,null,null,null,null,0,0,0,0,0,0,0,0,0,0,0,0,0,0,0,0,0,0,0,0,0,0,0,0,0,0,0,0,0,0,0,0,0,0,0,0,0,0,0,0,0,0,0,0,0,0,0,0,0,0,0,0,0,0,0,0,0,0,0,0,0,0,0,0,0,0,0,0,0,0,0,0,0,0,0,0,0,0,0,0,0,0,0,0,0,0,0,0,0,0,0]
["",null,null,null,null,"","",null,null,null,null,null,null,null,null,null,null,null,null,null,null,null,null,null,null,null,null,null,null,null,null,null,null,null,null,null,null,null,null,null,null,null,null,null,null,null,null,null,null,null,null,null,null,null,null,null,null,null,null,null,null,null,null,null,null,null,null,null,null,null,null,null,null,null,null,null,null,null,null,null,null,null,null,null,null,null,null,null,null,null,null,null,null,null,null,null,null,null,null,0,0,0,0,0,0,0,0,0,0,0,0,0,0,0,0,0,0,0,0,0,0,0,0,0,0,0,0,0,0,0,0,0,0,0,0,0,0,0,0,0,0,0,0,0,0,0,0,0,0,0,0,0,0,0,0,0,0,0,0,0,0,0,0,0,0,0,0,0,0,0,0,0,0,0,0,0,0,0,0,0,0,0,0,0,0,0,0,0,0,0]
["",null,null,null,null,"","",null,null,null,null,null,null,null,null,null,null,null,null,null,null,null,null,null,null,null,null,null,null,null,null,null,null,null,null,null,null,null,null,null,null,null,null,null,null,null,null,null,null,null,null,null,null,null,null,null,null,null,null,null,null,null,null,null,null,null,null,null,null,null,null,null,null,null,null,null,null,null,null,null,null,null,null,null,null,null,null,null,null,null,null,null,null,null,null,null,null,null,null,0,0,0,0,0,0,0,0,0,0,0,0,0,0,0,0,0,0,0,0,0,0,0,0,0,0,0,0,0,0,0,0,0,0,0,0,0,0,0,0,0,0,0,0,0,0,0,0,0,0,0,0,0,0,0,0,0,0,0,0,0,0,0,0,0,0,0,0,0,0,0,0,0,0,0,0,0,0,0,0,0,0,0,0,0,0,0,0,0,0,0]
["",null,null,null,null,"","",null,null,null,null,null,null,null,null,null,null,null,null,null,null,null,null,null,null,null,null,null,null,null,null,null,null,null,null,null,null,null,null,null,null,null,null,null,null,null,null,null,null,null,null,null,null,null,null,null,null,null,null,null,null,null,null,null,null,null,null,null,null,null,null,null,null,null,null,null,null,null,null,null,null,null,null,null,null,null,null,null,null,null,null,null,null,null,null,null,null,null,null,0,0,0,0,0,0,0,0,0,0,0,0,0,0,0,0,0,0,0,0,0,0,0,0,0,0,0,0,0,0,0,0,0,0,0,0,0,0,0,0,0,0,0,0,0,0,0,0,0,0,0,0,0,0,0,0,0,0,0,0,0,0,0,0,0,0,0,0,0,0,0,0,0,0,0,0,0,0,0,0,0,0,0,0,0,0,0,0,0,0,0]
["",null,null,null,null,"","",null,null,null,null,null,null,null,null,null,null,null,null,null,null,null,null,null,null,null,null,null,null,null,null,null,null,null,null,null,null,null,null,null,null,null,null,null,null,null,null,null,null,null,null,null,null,null,null,null,null,null,null,null,null,null,null,null,null,null,null,null,null,null,null,null,null,null,null,null,null,null,null,null,null,null,null,null,null,null,null,null,null,null,null,null,null,null,null,null,null,null,null,0,0,0,0,0,0,0,0,0,0,0,0,0,0,0,0,0,0,0,0,0,0,0,0,0,0,0,0,0,0,0,0,0,0,0,0,0,0,0,0,0,0,0,0,0,0,0,0,0,0,0,0,0,0,0,0,0,0,0,0,0,0,0,0,0,0,0,0,0,0,0,0,0,0,0,0,0,0,0,0,0,0,0,0,0,0,0,0,0,0,0]
["",null,null,null,null,"","",null,null,null,null,null,null,null,null,null,null,null,null,null,null,null,null,null,null,null,null,null,null,null,null,null,null,null,null,null,null,null,null,null,null,null,null,null,null,null,null,null,null,null,null,null,null,null,null,null,null,null,null,null,null,null,null,null,null,null,null,null,null,null,null,null,null,null,null,null,null,null,null,null,null,null,null,null,null,null,null,null,null,null,null,null,null,null,null,null,null,null,null,0,0,0,0,0,0,0,0,0,0,0,0,0,0,0,0,0,0,0,0,0,0,0,0,0,0,0,0,0,0,0,0,0,0,0,0,0,0,0,0,0,0,0,0,0,0,0,0,0,0,0,0,0,0,0,0,0,0,0,0,0,0,0,0,0,0,0,0,0,0,0,0,0,0,0,0,0,0,0,0,0,0,0,0,0,0,0,0,0,0,0]
["",null,null,null,null,"","",null,null,null,null,null,null,null,null,null,null,null,null,null,null,null,null,null,null,null,null,null,null,null,null,null,null,null,null,null,null,null,null,null,null,null,null,null,null,null,null,null,null,null,null,null,null,null,null,null,null,null,null,null,null,null,null,null,null,null,null,null,null,null,null,null,null,null,null,null,null,null,null,null,null,null,null,null,null,null,null,null,null,null,null,null,null,null,null,null,null,null,null,0,0,0,0,0,0,0,0,0,0,0,0,0,0,0,0,0,0,0,0,0,0,0,0,0,0,0,0,0,0,0,0,0,0,0,0,0,0,0,0,0,0,0,0,0,0,0,0,0,0,0,0,0,0,0,0,0,0,0,0,0,0,0,0,0,0,0,0,0,0,0,0,0,0,0,0,0,0,0,0,0,0,0,0,0,0,0,0,0,0,0]
["",null,null,null,null,"","",null,null,null,null,null,null,null,null,null,null,null,null,null,null,null,null,null,null,null,null,null,null,null,null,null,null,null,null,null,null,null,null,null,null,null,null,null,null,null,null,null,null,null,null,null,null,null,null,null,null,null,null,null,null,null,null,null,null,null,null,null,null,null,null,null,null,null,null,null,null,null,null,null,null,null,null,null,null,null,null,null,null,null,null,null,null,null,null,null,null,null,null,0,0,0,0,0,0,0,0,0,0,0,0,0,0,0,0,0,0,0,0,0,0,0,0,0,0,0,0,0,0,0,0,0,0,0,0,0,0,0,0,0,0,0,0,0,0,0,0,0,0,0,0,0,0,0,0,0,0,0,0,0,0,0,0,0,0,0,0,0,0,0,0,0,0,0,0,0,0,0,0,0,0,0,0,0,0,0,0,0,0,0]
["",null,null,null,null,"","",null,null,null,null,null,null,null,null,null,null,null,null,null,null,null,null,null,null,null,null,null,null,null,null,null,null,null,null,null,null,null,null,null,null,null,null,null,null,null,null,null,null,null,null,null,null,null,null,null,null,null,null,null,null,null,null,null,null,null,null,null,null,null,null,null,null,null,null,null,null,null,null,null,null,null,null,null,null,null,null,null,null,null,null,null,null,null,null,null,null,null,null,0,0,0,0,0,0,0,0,0,0,0,0,0,0,0,0,0,0,0,0,0,0,0,0,0,0,0,0,0,0,0,0,0,0,0,0,0,0,0,0,0,0,0,0,0,0,0,0,0,0,0,0,0,0,0,0,0,0,0,0,0,0,0,0,0,0,0,0,0,0,0,0,0,0,0,0,0,0,0,0,0,0,0,0,0,0,0,0,0,0,0]
["",null,null,null,null,"","",null,null,null,null,null,null,null,null,null,null,null,null,null,null,null,null,null,null,null,null,null,null,null,null,null,null,null,null,null,null,null,null,null,null,null,null,null,null,null,null,null,null,null,null,null,null,null,null,null,null,null,null,null,null,null,null,null,null,null,null,null,null,null,null,null,null,null,null,null,null,null,null,null,null,null,null,null,null,null,null,null,null,null,null,null,null,null,null,null,null,null,null,0,0,0,0,0,0,0,0,0,0,0,0,0,0,0,0,0,0,0,0,0,0,0,0,0,0,0,0,0,0,0,0,0,0,0,0,0,0,0,0,0,0,0,0,0,0,0,0,0,0,0,0,0,0,0,0,0,0,0,0,0,0,0,0,0,0,0,0,0,0,0,0,0,0,0,0,0,0,0,0,0,0,0,0,0,0,0,0,0,0,0]
["",null,null,null,null,"","",null,null,null,null,null,null,null,null,null,null,null,null,null,null,null,null,null,null,null,null,null,null,null,null,null,null,null,null,null,null,null,null,null,null,null,null,null,null,null,null,null,null,null,null,null,null,null,null,null,null,null,null,null,null,null,null,null,null,null,null,null,null,null,null,null,null,null,null,null,null,null,null,null,null,null,null,null,null,null,null,null,null,null,null,null,null,null,null,null,null,null,null,0,0,0,0,0,0,0,0,0,0,0,0,0,0,0,0,0,0,0,0,0,0,0,0,0,0,0,0,0,0,0,0,0,0,0,0,0,0,0,0,0,0,0,0,0,0,0,0,0,0,0,0,0,0,0,0,0,0,0,0,0,0,0,0,0,0,0,0,0,0,0,0,0,0,0,0,0,0,0,0,0,0,0,0,0,0,0,0,0,0,0]
["",null,null,null,null,"","",null,null,null,null,null,null,null,null,null,null,null,null,null,null,null,null,null,null,null,null,null,null,null,null,null,null,null,null,null,null,null,null,null,null,null,null,null,null,null,null,null,null,null,null,null,null,null,null,null,null,null,null,null,null,null,null,null,null,null,null,null,null,null,null,null,null,null,null,null,null,null,null,null,null,null,null,null,null,null,null,null,null,null,null,null,null,null,null,null,null,null,null,0,0,0,0,0,0,0,0,0,0,0,0,0,0,0,0,0,0,0,0,0,0,0,0,0,0,0,0,0,0,0,0,0,0,0,0,0,0,0,0,0,0,0,0,0,0,0,0,0,0,0,0,0,0,0,0,0,0,0,0,0,0,0,0,0,0,0,0,0,0,0,0,0,0,0,0,0,0,0,0,0,0,0,0,0,0,0,0,0,0,0]
["",null,null,null,null,"","",null,null,null,null,null,null,null,null,null,null,null,null,null,null,null,null,null,null,null,null,null,null,null,null,null,null,null,null,null,null,null,null,null,null,null,null,null,null,null,null,null,null,null,null,null,null,null,null,null,null,null,null,null,null,null,null,null,null,null,null,null,null,null,null,null,null,null,null,null,null,null,null,null,null,null,null,null,null,null,null,null,null,null,null,null,null,null,null,null,null,null,null,0,0,0,0,0,0,0,0,0,0,0,0,0,0,0,0,0,0,0,0,0,0,0,0,0,0,0,0,0,0,0,0,0,0,0,0,0,0,0,0,0,0,0,0,0,0,0,0,0,0,0,0,0,0,0,0,0,0,0,0,0,0,0,0,0,0,0,0,0,0,0,0,0,0,0,0,0,0,0,0,0,0,0,0,0,0,0,0,0,0,0]
["",null,null,null,null,"","",null,null,null,null,null,null,null,null,null,null,null,null,null,null,null,null,null,null,null,null,null,null,null,null,null,null,null,null,null,null,null,null,null,null,null,null,null,null,null,null,null,null,null,null,null,null,null,null,null,null,null,null,null,null,null,null,null,null,null,null,null,null,null,null,null,null,null,null,null,null,null,null,null,null,null,null,null,null,null,null,null,null,null,null,null,null,null,null,null,null,null,null,0,0,0,0,0,0,0,0,0,0,0,0,0,0,0,0,0,0,0,0,0,0,0,0,0,0,0,0,0,0,0,0,0,0,0,0,0,0,0,0,0,0,0,0,0,0,0,0,0,0,0,0,0,0,0,0,0,0,0,0,0,0,0,0,0,0,0,0,0,0,0,0,0,0,0,0,0,0,0,0,0,0,0,0,0,0,0,0,0,0,0]
["",null,null,null,null,"","",null,null,null,null,null,null,null,null,null,null,null,null,null,null,null,null,null,null,null,null,null,null,null,null,null,null,null,null,null,null,null,null,null,null,null,null,null,null,null,null,null,null,null,null,null,null,null,null,null,null,null,null,null,null,null,null,null,null,null,null,null,null,null,null,null,null,null,null,null,null,null,null,null,null,null,null,null,null,null,null,null,null,null,null,null,null,null,null,null,null,null,null,0,0,0,0,0,0,0,0,0,0,0,0,0,0,0,0,0,0,0,0,0,0,0,0,0,0,0,0,0,0,0,0,0,0,0,0,0,0,0,0,0,0,0,0,0,0,0,0,0,0,0,0,0,0,0,0,0,0,0,0,0,0,0,0,0,0,0,0,0,0,0,0,0,0,0,0,0,0,0,0,0,0,0,0,0,0,0,0,0,0,0]
["",null,null,null,null,"","",null,null,null,null,null,null,null,null,null,null,null,null,null,null,null,null,null,null,null,null,null,null,null,null,null,null,null,null,null,null,null,null,null,null,null,null,null,null,null,null,null,null,null,null,null,null,null,null,null,null,null,null,null,null,null,null,null,null,null,null,null,null,null,null,null,null,null,null,null,null,null,null,null,null,null,null,null,null,null,null,null,null,null,null,null,null,null,null,null,null,null,null,0,0,0,0,0,0,0,0,0,0,0,0,0,0,0,0,0,0,0,0,0,0,0,0,0,0,0,0,0,0,0,0,0,0,0,0,0,0,0,0,0,0,0,0,0,0,0,0,0,0,0,0,0,0,0,0,0,0,0,0,0,0,0,0,0,0,0,0,0,0,0,0,0,0,0,0,0,0,0,0,0,0,0,0,0,0,0,0,0,0,0]
["",null,null,null,null,"","",null,null,null,null,null,null,null,null,null,null,null,null,null,null,null,null,null,null,null,null,null,null,null,null,null,null,null,null,null,null,null,null,null,null,null,null,null,null,null,null,null,null,null,null,null,null,null,null,null,null,null,null,null,null,null,null,null,null,null,null,null,null,null,null,null,null,null,null,null,null,null,null,null,null,null,null,null,null,null,null,null,null,null,null,null,null,null,null,null,null,null,null,0,0,0,0,0,0,0,0,0,0,0,0,0,0,0,0,0,0,0,0,0,0,0,0,0,0,0,0,0,0,0,0,0,0,0,0,0,0,0,0,0,0,0,0,0,0,0,0,0,0,0,0,0,0,0,0,0,0,0,0,0,0,0,0,0,0,0,0,0,0,0,0,0,0,0,0,0,0,0,0,0,0,0,0,0,0,0,0,0,0,0]
["",null,null,null,null,"","",null,null,null,null,null,null,null,null,null,null,null,null,null,null,null,null,null,null,null,null,null,null,null,null,null,null,null,null,null,null,null,null,null,null,null,null,null,null,null,null,null,null,null,null,null,null,null,null,null,null,null,null,null,null,null,null,null,null,null,null,null,null,null,null,null,null,null,null,null,null,null,null,null,null,null,null,null,null,null,null,null,null,null,null,null,null,null,null,null,null,null,null,0,0,0,0,0,0,0,0,0,0,0,0,0,0,0,0,0,0,0,0,0,0,0,0,0,0,0,0,0,0,0,0,0,0,0,0,0,0,0,0,0,0,0,0,0,0,0,0,0,0,0,0,0,0,0,0,0,0,0,0,0,0,0,0,0,0,0,0,0,0,0,0,0,0,0,0,0,0,0,0,0,0,0,0,0,0,0,0,0,0,0]
["",null,null,null,null,"","",null,null,null,null,null,null,null,null,null,null,null,null,null,null,null,null,null,null,null,null,null,null,null,null,null,null,null,null,null,null,null,null,null,null,null,null,null,null,null,null,null,null,null,null,null,null,null,null,null,null,null,null,null,null,null,null,null,null,null,null,null,null,null,null,null,null,null,null,null,null,null,null,null,null,null,null,null,null,null,null,null,null,null,null,null,null,null,null,null,null,null,null,0,0,0,0,0,0,0,0,0,0,0,0,0,0,0,0,0,0,0,0,0,0,0,0,0,0,0,0,0,0,0,0,0,0,0,0,0,0,0,0,0,0,0,0,0,0,0,0,0,0,0,0,0,0,0,0,0,0,0,0,0,0,0,0,0,0,0,0,0,0,0,0,0,0,0,0,0,0,0,0,0,0,0,0,0,0,0,0,0,0,0]
["",null,null,null,null,"","",null,null,null,null,null,null,null,null,null,null,null,null,null,null,null,null,null,null,null,null,null,null,null,null,null,null,null,null,null,null,null,null,null,null,null,null,null,null,null,null,null,null,null,null,null,null,null,null,null,null,null,null,null,null,null,null,null,null,null,null,null,null,null,null,null,null,null,null,null,null,null,null,null,null,null,null,null,null,null,null,null,null,null,null,null,null,null,null,null,null,null,null,0,0,0,0,0,0,0,0,0,0,0,0,0,0,0,0,0,0,0,0,0,0,0,0,0,0,0,0,0,0,0,0,0,0,0,0,0,0,0,0,0,0,0,0,0,0,0,0,0,0,0,0,0,0,0,0,0,0,0,0,0,0,0,0,0,0,0,0,0,0,0,0,0,0,0,0,0,0,0,0,0,0,0,0,0,0,0,0,0,0,0]
["",null,null,null,null,"","",null,null,null,null,null,null,null,null,null,null,null,null,null,null,null,null,null,null,null,null,null,null,null,null,null,null,null,null,null,null,null,null,null,null,null,null,null,null,null,null,null,null,null,null,null,null,null,null,null,null,null,null,null,null,null,null,null,null,null,null,null,null,null,null,null,null,null,null,null,null,null,null,null,null,null,null,null,null,null,null,null,null,null,null,null,null,null,null,null,null,null,null,0,0,0,0,0,0,0,0,0,0,0,0,0,0,0,0,0,0,0,0,0,0,0,0,0,0,0,0,0,0,0,0,0,0,0,0,0,0,0,0,0,0,0,0,0,0,0,0,0,0,0,0,0,0,0,0,0,0,0,0,0,0,0,0,0,0,0,0,0,0,0,0,0,0,0,0,0,0,0,0,0,0,0,0,0,0,0,0,0,0,0]
["",null,null,null,null,"","",null,null,null,null,null,null,null,null,null,null,null,null,null,null,null,null,null,null,null,null,null,null,null,null,null,null,null,null,null,null,null,null,null,null,null,null,null,null,null,null,null,null,null,null,null,null,null,null,null,null,null,null,null,null,null,null,null,null,null,null,null,null,null,null,null,null,null,null,null,null,null,null,null,null,null,null,null,null,null,null,null,null,null,null,null,null,null,null,null,null,null,null,0,0,0,0,0,0,0,0,0,0,0,0,0,0,0,0,0,0,0,0,0,0,0,0,0,0,0,0,0,0,0,0,0,0,0,0,0,0,0,0,0,0,0,0,0,0,0,0,0,0,0,0,0,0,0,0,0,0,0,0,0,0,0,0,0,0,0,0,0,0,0,0,0,0,0,0,0,0,0,0,0,0,0,0,0,0,0,0,0,0,0]
["",null,null,null,null,"","",null,null,null,null,null,null,null,null,null,null,null,null,null,null,null,null,null,null,null,null,null,null,null,null,null,null,null,null,null,null,null,null,null,null,null,null,null,null,null,null,null,null,null,null,null,null,null,null,null,null,null,null,null,null,null,null,null,null,null,null,null,null,null,null,null,null,null,null,null,null,null,null,null,null,null,null,null,null,null,null,null,null,null,null,null,null,null,null,null,null,null,null,0,0,0,0,0,0,0,0,0,0,0,0,0,0,0,0,0,0,0,0,0,0,0,0,0,0,0,0,0,0,0,0,0,0,0,0,0,0,0,0,0,0,0,0,0,0,0,0,0,0,0,0,0,0,0,0,0,0,0,0,0,0,0,0,0,0,0,0,0,0,0,0,0,0,0,0,0,0,0,0,0,0,0,0,0,0,0,0,0,0,0]
["",null,null,null,null,"","",null,null,null,null,null,null,null,null,null,null,null,null,null,null,null,null,null,null,null,null,null,null,null,null,null,null,null,null,null,null,null,null,null,null,null,null,null,null,null,null,null,null,null,null,null,null,null,null,null,null,null,null,null,null,null,null,null,null,null,null,null,null,null,null,null,null,null,null,null,null,null,null,null,null,null,null,null,null,null,null,null,null,null,null,null,null,null,null,null,null,null,null,0,0,0,0,0,0,0,0,0,0,0,0,0,0,0,0,0,0,0,0,0,0,0,0,0,0,0,0,0,0,0,0,0,0,0,0,0,0,0,0,0,0,0,0,0,0,0,0,0,0,0,0,0,0,0,0,0,0,0,0,0,0,0,0,0,0,0,0,0,0,0,0,0,0,0,0,0,0,0,0,0,0,0,0,0,0,0,0,0,0,0]
["",null,null,null,null,"","",null,null,null,null,null,null,null,null,null,null,null,null,null,null,null,null,null,null,null,null,null,null,null,null,null,null,null,null,null,null,null,null,null,null,null,null,null,null,null,null,null,null,null,null,null,null,null,null,null,null,null,null,null,null,null,null,null,null,null,null,null,null,null,null,null,null,null,null,null,null,null,null,null,null,null,null,null,null,null,null,null,null,null,null,null,null,null,null,null,null,null,null,0,0,0,0,0,0,0,0,0,0,0,0,0,0,0,0,0,0,0,0,0,0,0,0,0,0,0,0,0,0,0,0,0,0,0,0,0,0,0,0,0,0,0,0,0,0,0,0,0,0,0,0,0,0,0,0,0,0,0,0,0,0,0,0,0,0,0,0,0,0,0,0,0,0,0,0,0,0,0,0,0,0,0,0,0,0,0,0,0,0,0]
["",null,null,null,null,"","",null,null,null,null,null,null,null,null,null,null,null,null,null,null,null,null,null,null,null,null,null,null,null,null,null,null,null,null,null,null,null,null,null,null,null,null,null,null,null,null,null,null,null,null,null,null,null,null,null,null,null,null,null,null,null,null,null,null,null,null,null,null,null,null,null,null,null,null,null,null,null,null,null,null,null,null,null,null,null,null,null,null,null,null,null,null,null,null,null,null,null,null,0,0,0,0,0,0,0,0,0,0,0,0,0,0,0,0,0,0,0,0,0,0,0,0,0,0,0,0,0,0,0,0,0,0,0,0,0,0,0,0,0,0,0,0,0,0,0,0,0,0,0,0,0,0,0,0,0,0,0,0,0,0,0,0,0,0,0,0,0,0,0,0,0,0,0,0,0,0,0,0,0,0,0,0,0,0,0,0,0,0,0]
["",null,null,null,null,"","",null,null,null,null,null,null,null,null,null,null,null,null,null,null,null,null,null,null,null,null,null,null,null,null,null,null,null,null,null,null,null,null,null,null,null,null,null,null,null,null,null,null,null,null,null,null,null,null,null,null,null,null,null,null,null,null,null,null,null,null,null,null,null,null,null,null,null,null,null,null,null,null,null,null,null,null,null,null,null,null,null,null,null,null,null,null,null,null,null,null,null,null,0,0,0,0,0,0,0,0,0,0,0,0,0,0,0,0,0,0,0,0,0,0,0,0,0,0,0,0,0,0,0,0,0,0,0,0,0,0,0,0,0,0,0,0,0,0,0,0,0,0,0,0,0,0,0,0,0,0,0,0,0,0,0,0,0,0,0,0,0,0,0,0,0,0,0,0,0,0,0,0,0,0,0,0,0,0,0,0,0,0,0]
["",null,null,null,null,"","",null,null,null,null,null,null,null,null,null,null,null,null,null,null,null,null,null,null,null,null,null,null,null,null,null,null,null,null,null,null,null,null,null,null,null,null,null,null,null,null,null,null,null,null,null,null,null,null,null,null,null,null,null,null,null,null,null,null,null,null,null,null,null,null,null,null,null,null,null,null,null,null,null,null,null,null,null,null,null,null,null,null,null,null,null,null,null,null,null,null,null,null,0,0,0,0,0,0,0,0,0,0,0,0,0,0,0,0,0,0,0,0,0,0,0,0,0,0,0,0,0,0,0,0,0,0,0,0,0,0,0,0,0,0,0,0,0,0,0,0,0,0,0,0,0,0,0,0,0,0,0,0,0,0,0,0,0,0,0,0,0,0,0,0,0,0,0,0,0,0,0,0,0,0,0,0,0,0,0,0,0,0,0]
["",null,null,null,null,"","",null,null,null,null,null,null,null,null,null,null,null,null,null,null,null,null,null,null,null,null,null,null,null,null,null,null,null,null,null,null,null,null,null,null,null,null,null,null,null,null,null,null,null,null,null,null,null,null,null,null,null,null,null,null,null,null,null,null,null,null,null,null,null,null,null,null,null,null,null,null,null,null,null,null,null,null,null,null,null,null,null,null,null,null,null,null,null,null,null,null,null,null,0,0,0,0,0,0,0,0,0,0,0,0,0,0,0,0,0,0,0,0,0,0,0,0,0,0,0,0,0,0,0,0,0,0,0,0,0,0,0,0,0,0,0,0,0,0,0,0,0,0,0,0,0,0,0,0,0,0,0,0,0,0,0,0,0,0,0,0,0,0,0,0,0,0,0,0,0,0,0,0,0,0,0,0,0,0,0,0,0,0,0]
["",null,null,null,null,"","",null,null,null,null,null,null,null,null,null,null,null,null,null,null,null,null,null,null,null,null,null,null,null,null,null,null,null,null,null,null,null,null,null,null,null,null,null,null,null,null,null,null,null,null,null,null,null,null,null,null,null,null,null,null,null,null,null,null,null,null,null,null,null,null,null,null,null,null,null,null,null,null,null,null,null,null,null,null,null,null,null,null,null,null,null,null,null,null,null,null,null,null,0,0,0,0,0,0,0,0,0,0,0,0,0,0,0,0,0,0,0,0,0,0,0,0,0,0,0,0,0,0,0,0,0,0,0,0,0,0,0,0,0,0,0,0,0,0,0,0,0,0,0,0,0,0,0,0,0,0,0,0,0,0,0,0,0,0,0,0,0,0,0,0,0,0,0,0,0,0,0,0,0,0,0,0,0,0,0,0,0,0,0]
["",null,null,null,null,"","",null,null,null,null,null,null,null,null,null,null,null,null,null,null,null,null,null,null,null,null,null,null,null,null,null,null,null,null,null,null,null,null,null,null,null,null,null,null,null,null,null,null,null,null,null,null,null,null,null,null,null,null,null,null,null,null,null,null,null,null,null,null,null,null,null,null,null,null,null,null,null,null,null,null,null,null,null,null,null,null,null,null,null,null,null,null,null,null,null,null,null,null,0,0,0,0,0,0,0,0,0,0,0,0,0,0,0,0,0,0,0,0,0,0,0,0,0,0,0,0,0,0,0,0,0,0,0,0,0,0,0,0,0,0,0,0,0,0,0,0,0,0,0,0,0,0,0,0,0,0,0,0,0,0,0,0,0,0,0,0,0,0,0,0,0,0,0,0,0,0,0,0,0,0,0,0,0,0,0,0,0,0,0]
["",null,null,null,null,"","",null,null,null,null,null,null,null,null,null,null,null,null,null,null,null,null,null,null,null,null,null,null,null,null,null,null,null,null,null,null,null,null,null,null,null,null,null,null,null,null,null,null,null,null,null,null,null,null,null,null,null,null,null,null,null,null,null,null,null,null,null,null,null,null,null,null,null,null,null,null,null,null,null,null,null,null,null,null,null,null,null,null,null,null,null,null,null,null,null,null,null,null,0,0,0,0,0,0,0,0,0,0,0,0,0,0,0,0,0,0,0,0,0,0,0,0,0,0,0,0,0,0,0,0,0,0,0,0,0,0,0,0,0,0,0,0,0,0,0,0,0,0,0,0,0,0,0,0,0,0,0,0,0,0,0,0,0,0,0,0,0,0,0,0,0,0,0,0,0,0,0,0,0,0,0,0,0,0,0,0,0,0,0]
["",null,null,null,null,"","",null,null,null,null,null,null,null,null,null,null,null,null,null,null,null,null,null,null,null,null,null,null,null,null,null,null,null,null,null,null,null,null,null,null,null,null,null,null,null,null,null,null,null,null,null,null,null,null,null,null,null,null,null,null,null,null,null,null,null,null,null,null,null,null,null,null,null,null,null,null,null,null,null,null,null,null,null,null,null,null,null,null,null,null,null,null,null,null,null,null,null,null,0,0,0,0,0,0,0,0,0,0,0,0,0,0,0,0,0,0,0,0,0,0,0,0,0,0,0,0,0,0,0,0,0,0,0,0,0,0,0,0,0,0,0,0,0,0,0,0,0,0,0,0,0,0,0,0,0,0,0,0,0,0,0,0,0,0,0,0,0,0,0,0,0,0,0,0,0,0,0,0,0,0,0,0,0,0,0,0,0,0,0]
["",null,null,null,null,"","",null,null,null,null,null,null,null,null,null,null,null,null,null,null,null,null,null,null,null,null,null,null,null,null,null,null,null,null,null,null,null,null,null,null,null,null,null,null,null,null,null,null,null,null,null,null,null,null,null,null,null,null,null,null,null,null,null,null,null,null,null,null,null,null,null,null,null,null,null,null,null,null,null,null,null,null,null,null,null,null,null,null,null,null,null,null,null,null,null,null,null,null,0,0,0,0,0,0,0,0,0,0,0,0,0,0,0,0,0,0,0,0,0,0,0,0,0,0,0,0,0,0,0,0,0,0,0,0,0,0,0,0,0,0,0,0,0,0,0,0,0,0,0,0,0,0,0,0,0,0,0,0,0,0,0,0,0,0,0,0,0,0,0,0,0,0,0,0,0,0,0,0,0,0,0,0,0,0,0,0,0,0,0]
["",null,null,null,null,"","",null,null,null,null,null,null,null,null,null,null,null,null,null,null,null,null,null,null,null,null,null,null,null,null,null,null,null,null,null,null,null,null,null,null,null,null,null,null,null,null,null,null,null,null,null,null,null,null,null,null,null,null,null,null,null,null,null,null,null,null,null,null,null,null,null,null,null,null,null,null,null,null,null,null,null,null,null,null,null,null,null,null,null,null,null,null,null,null,null,null,null,null,0,0,0,0,0,0,0,0,0,0,0,0,0,0,0,0,0,0,0,0,0,0,0,0,0,0,0,0,0,0,0,0,0,0,0,0,0,0,0,0,0,0,0,0,0,0,0,0,0,0,0,0,0,0,0,0,0,0,0,0,0,0,0,0,0,0,0,0,0,0,0,0,0,0,0,0,0,0,0,0,0,0,0,0,0,0,0,0,0,0,0]
["",null,null,null,null,"","",null,null,null,null,null,null,null,null,null,null,null,null,null,null,null,null,null,null,null,null,null,null,null,null,null,null,null,null,null,null,null,null,null,null,null,null,null,null,null,null,null,null,null,null,null,null,null,null,null,null,null,null,null,null,null,null,null,null,null,null,null,null,null,null,null,null,null,null,null,null,null,null,null,null,null,null,null,null,null,null,null,null,null,null,null,null,null,null,null,null,null,null,0,0,0,0,0,0,0,0,0,0,0,0,0,0,0,0,0,0,0,0,0,0,0,0,0,0,0,0,0,0,0,0,0,0,0,0,0,0,0,0,0,0,0,0,0,0,0,0,0,0,0,0,0,0,0,0,0,0,0,0,0,0,0,0,0,0,0,0,0,0,0,0,0,0,0,0,0,0,0,0,0,0,0,0,0,0,0,0,0,0,0]
["",null,null,null,null,"","",null,null,null,null,null,null,null,null,null,null,null,null,null,null,null,null,null,null,null,null,null,null,null,null,null,null,null,null,null,null,null,null,null,null,null,null,null,null,null,null,null,null,null,null,null,null,null,null,null,null,null,null,null,null,null,null,null,null,null,null,null,null,null,null,null,null,null,null,null,null,null,null,null,null,null,null,null,null,null,null,null,null,null,null,null,null,null,null,null,null,null,null,0,0,0,0,0,0,0,0,0,0,0,0,0,0,0,0,0,0,0,0,0,0,0,0,0,0,0,0,0,0,0,0,0,0,0,0,0,0,0,0,0,0,0,0,0,0,0,0,0,0,0,0,0,0,0,0,0,0,0,0,0,0,0,0,0,0,0,0,0,0,0,0,0,0,0,0,0,0,0,0,0,0,0,0,0,0,0,0,0,0,0]
["",null,null,null,null,"","",null,null,null,null,null,null,null,null,null,null,null,null,null,null,null,null,null,null,null,null,null,null,null,null,null,null,null,null,null,null,null,null,null,null,null,null,null,null,null,null,null,null,null,null,null,null,null,null,null,null,null,null,null,null,null,null,null,null,null,null,null,null,null,null,null,null,null,null,null,null,null,null,null,null,null,null,null,null,null,null,null,null,null,null,null,null,null,null,null,null,null,null,0,0,0,0,0,0,0,0,0,0,0,0,0,0,0,0,0,0,0,0,0,0,0,0,0,0,0,0,0,0,0,0,0,0,0,0,0,0,0,0,0,0,0,0,0,0,0,0,0,0,0,0,0,0,0,0,0,0,0,0,0,0,0,0,0,0,0,0,0,0,0,0,0,0,0,0,0,0,0,0,0,0,0,0,0,0,0,0,0,0,0]
["",null,null,null,null,"","",null,null,null,null,null,null,null,null,null,null,null,null,null,null,null,null,null,null,null,null,null,null,null,null,null,null,null,null,null,null,null,null,null,null,null,null,null,null,null,null,null,null,null,null,null,null,null,null,null,null,null,null,null,null,null,null,null,null,null,null,null,null,null,null,null,null,null,null,null,null,null,null,null,null,null,null,null,null,null,null,null,null,null,null,null,null,null,null,null,null,null,null,0,0,0,0,0,0,0,0,0,0,0,0,0,0,0,0,0,0,0,0,0,0,0,0,0,0,0,0,0,0,0,0,0,0,0,0,0,0,0,0,0,0,0,0,0,0,0,0,0,0,0,0,0,0,0,0,0,0,0,0,0,0,0,0,0,0,0,0,0,0,0,0,0,0,0,0,0,0,0,0,0,0,0,0,0,0,0,0,0,0,0]
["",null,null,null,null,"","",null,null,null,null,null,null,null,null,null,null,null,null,null,null,null,null,null,null,null,null,null,null,null,null,null,null,null,null,null,null,null,null,null,null,null,null,null,null,null,null,null,null,null,null,null,null,null,null,null,null,null,null,null,null,null,null,null,null,null,null,null,null,null,null,null,null,null,null,null,null,null,null,null,null,null,null,null,null,null,null,null,null,null,null,null,null,null,null,null,null,null,null,0,0,0,0,0,0,0,0,0,0,0,0,0,0,0,0,0,0,0,0,0,0,0,0,0,0,0,0,0,0,0,0,0,0,0,0,0,0,0,0,0,0,0,0,0,0,0,0,0,0,0,0,0,0,0,0,0,0,0,0,0,0,0,0,0,0,0,0,0,0,0,0,0,0,0,0,0,0,0,0,0,0,0,0,0,0,0,0,0,0,0]
["",null,null,null,null,"","",null,null,null,null,null,null,null,null,null,null,null,null,null,null,null,null,null,null,null,null,null,null,null,null,null,null,null,null,null,null,null,null,null,null,null,null,null,null,null,null,null,null,null,null,null,null,null,null,null,null,null,null,null,null,null,null,null,null,null,null,null,null,null,null,null,null,null,null,null,null,null,null,null,null,null,null,null,null,null,null,null,null,null,null,null,null,null,null,null,null,null,null,0,0,0,0,0,0,0,0,0,0,0,0,0,0,0,0,0,0,0,0,0,0,0,0,0,0,0,0,0,0,0,0,0,0,0,0,0,0,0,0,0,0,0,0,0,0,0,0,0,0,0,0,0,0,0,0,0,0,0,0,0,0,0,0,0,0,0,0,0,0,0,0,0,0,0,0,0,0,0,0,0,0,0,0,0,0,0,0,0,0,0]
["",null,null,null,null,"","",null,null,null,null,null,null,null,null,null,null,null,null,null,null,null,null,null,null,null,null,null,null,null,null,null,null,null,null,null,null,null,null,null,null,null,null,null,null,null,null,null,null,null,null,null,null,null,null,null,null,null,null,null,null,null,null,null,null,null,null,null,null,null,null,null,null,null,null,null,null,null,null,null,null,null,null,null,null,null,null,null,null,null,null,null,null,null,null,null,null,null,null,0,0,0,0,0,0,0,0,0,0,0,0,0,0,0,0,0,0,0,0,0,0,0,0,0,0,0,0,0,0,0,0,0,0,0,0,0,0,0,0,0,0,0,0,0,0,0,0,0,0,0,0,0,0,0,0,0,0,0,0,0,0,0,0,0,0,0,0,0,0,0,0,0,0,0,0,0,0,0,0,0,0,0,0,0,0,0,0,0,0,0]
["",null,null,null,null,"","",null,null,null,null,null,null,null,null,null,null,null,null,null,null,null,null,null,null,null,null,null,null,null,null,null,null,null,null,null,null,null,null,null,null,null,null,null,null,null,null,null,null,null,null,null,null,null,null,null,null,null,null,null,null,null,null,null,null,null,null,null,null,null,null,null,null,null,null,null,null,null,null,null,null,null,null,null,null,null,null,null,null,null,null,null,null,null,null,null,null,null,null,0,0,0,0,0,0,0,0,0,0,0,0,0,0,0,0,0,0,0,0,0,0,0,0,0,0,0,0,0,0,0,0,0,0,0,0,0,0,0,0,0,0,0,0,0,0,0,0,0,0,0,0,0,0,0,0,0,0,0,0,0,0,0,0,0,0,0,0,0,0,0,0,0,0,0,0,0,0,0,0,0,0,0,0,0,0,0,0,0,0,0]
["",null,null,null,null,"","",null,null,null,null,null,null,null,null,null,null,null,null,null,null,null,null,null,null,null,null,null,null,null,null,null,null,null,null,null,null,null,null,null,null,null,null,null,null,null,null,null,null,null,null,null,null,null,null,null,null,null,null,null,null,null,null,null,null,null,null,null,null,null,null,null,null,null,null,null,null,null,null,null,null,null,null,null,null,null,null,null,null,null,null,null,null,null,null,null,null,null,null,0,0,0,0,0,0,0,0,0,0,0,0,0,0,0,0,0,0,0,0,0,0,0,0,0,0,0,0,0,0,0,0,0,0,0,0,0,0,0,0,0,0,0,0,0,0,0,0,0,0,0,0,0,0,0,0,0,0,0,0,0,0,0,0,0,0,0,0,0,0,0,0,0,0,0,0,0,0,0,0,0,0,0,0,0,0,0,0,0,0,0]
["",null,null,null,null,"","",null,null,null,null,null,null,null,null,null,null,null,null,null,null,null,null,null,null,null,null,null,null,null,null,null,null,null,null,null,null,null,null,null,null,null,null,null,null,null,null,null,null,null,null,null,null,null,null,null,null,null,null,null,null,null,null,null,null,null,null,null,null,null,null,null,null,null,null,null,null,null,null,null,null,null,null,null,null,null,null,null,null,null,null,null,null,null,null,null,null,null,null,0,0,0,0,0,0,0,0,0,0,0,0,0,0,0,0,0,0,0,0,0,0,0,0,0,0,0,0,0,0,0,0,0,0,0,0,0,0,0,0,0,0,0,0,0,0,0,0,0,0,0,0,0,0,0,0,0,0,0,0,0,0,0,0,0,0,0,0,0,0,0,0,0,0,0,0,0,0,0,0,0,0,0,0,0,0,0,0,0,0,0]
["",null,null,null,null,"","",null,null,null,null,null,null,null,null,null,null,null,null,null,null,null,null,null,null,null,null,null,null,null,null,null,null,null,null,null,null,null,null,null,null,null,null,null,null,null,null,null,null,null,null,null,null,null,null,null,null,null,null,null,null,null,null,null,null,null,null,null,null,null,null,null,null,null,null,null,null,null,null,null,null,null,null,null,null,null,null,null,null,null,null,null,null,null,null,null,null,null,null,0,0,0,0,0,0,0,0,0,0,0,0,0,0,0,0,0,0,0,0,0,0,0,0,0,0,0,0,0,0,0,0,0,0,0,0,0,0,0,0,0,0,0,0,0,0,0,0,0,0,0,0,0,0,0,0,0,0,0,0,0,0,0,0,0,0,0,0,0,0,0,0,0,0,0,0,0,0,0,0,0,0,0,0,0,0,0,0,0,0,0]
["",null,null,null,null,"","",null,null,null,null,null,null,null,null,null,null,null,null,null,null,null,null,null,null,null,null,null,null,null,null,null,null,null,null,null,null,null,null,null,null,null,null,null,null,null,null,null,null,null,null,null,null,null,null,null,null,null,null,null,null,null,null,null,null,null,null,null,null,null,null,null,null,null,null,null,null,null,null,null,null,null,null,null,null,null,null,null,null,null,null,null,null,null,null,null,null,null,null,0,0,0,0,0,0,0,0,0,0,0,0,0,0,0,0,0,0,0,0,0,0,0,0,0,0,0,0,0,0,0,0,0,0,0,0,0,0,0,0,0,0,0,0,0,0,0,0,0,0,0,0,0,0,0,0,0,0,0,0,0,0,0,0,0,0,0,0,0,0,0,0,0,0,0,0,0,0,0,0,0,0,0,0,0,0,0,0,0,0,0]
["",null,null,null,null,"","",null,null,null,null,null,null,null,null,null,null,null,null,null,null,null,null,null,null,null,null,null,null,null,null,null,null,null,null,null,null,null,null,null,null,null,null,null,null,null,null,null,null,null,null,null,null,null,null,null,null,null,null,null,null,null,null,null,null,null,null,null,null,null,null,null,null,null,null,null,null,null,null,null,null,null,null,null,null,null,null,null,null,null,null,null,null,null,null,null,null,null,null,0,0,0,0,0,0,0,0,0,0,0,0,0,0,0,0,0,0,0,0,0,0,0,0,0,0,0,0,0,0,0,0,0,0,0,0,0,0,0,0,0,0,0,0,0,0,0,0,0,0,0,0,0,0,0,0,0,0,0,0,0,0,0,0,0,0,0,0,0,0,0,0,0,0,0,0,0,0,0,0,0,0,0,0,0,0,0,0,0,0,0]
["",null,null,null,null,"","",null,null,null,null,null,null,null,null,null,null,null,null,null,null,null,null,null,null,null,null,null,null,null,null,null,null,null,null,null,null,null,null,null,null,null,null,null,null,null,null,null,null,null,null,null,null,null,null,null,null,null,null,null,null,null,null,null,null,null,null,null,null,null,null,null,null,null,null,null,null,null,null,null,null,null,null,null,null,null,null,null,null,null,null,null,null,null,null,null,null,null,null,0,0,0,0,0,0,0,0,0,0,0,0,0,0,0,0,0,0,0,0,0,0,0,0,0,0,0,0,0,0,0,0,0,0,0,0,0,0,0,0,0,0,0,0,0,0,0,0,0,0,0,0,0,0,0,0,0,0,0,0,0,0,0,0,0,0,0,0,0,0,0,0,0,0,0,0,0,0,0,0,0,0,0,0,0,0,0,0,0,0,0]
["",null,null,null,null,"","",null,null,null,null,null,null,null,null,null,null,null,null,null,null,null,null,null,null,null,null,null,null,null,null,null,null,null,null,null,null,null,null,null,null,null,null,null,null,null,null,null,null,null,null,null,null,null,null,null,null,null,null,null,null,null,null,null,null,null,null,null,null,null,null,null,null,null,null,null,null,null,null,null,null,null,null,null,null,null,null,null,null,null,null,null,null,null,null,null,null,null,null,0,0,0,0,0,0,0,0,0,0,0,0,0,0,0,0,0,0,0,0,0,0,0,0,0,0,0,0,0,0,0,0,0,0,0,0,0,0,0,0,0,0,0,0,0,0,0,0,0,0,0,0,0,0,0,0,0,0,0,0,0,0,0,0,0,0,0,0,0,0,0,0,0,0,0,0,0,0,0,0,0,0,0,0,0,0,0,0,0,0,0]
["",null,null,null,null,"","",null,null,null,null,null,null,null,null,null,null,null,null,null,null,null,null,null,null,null,null,null,null,null,null,null,null,null,null,null,null,null,null,null,null,null,null,null,null,null,null,null,null,null,null,null,null,null,null,null,null,null,null,null,null,null,null,null,null,null,null,null,null,null,null,null,null,null,null,null,null,null,null,null,null,null,null,null,null,null,null,null,null,null,null,null,null,null,null,null,null,null,null,0,0,0,0,0,0,0,0,0,0,0,0,0,0,0,0,0,0,0,0,0,0,0,0,0,0,0,0,0,0,0,0,0,0,0,0,0,0,0,0,0,0,0,0,0,0,0,0,0,0,0,0,0,0,0,0,0,0,0,0,0,0,0,0,0,0,0,0,0,0,0,0,0,0,0,0,0,0,0,0,0,0,0,0,0,0,0,0,0,0,0]
["",null,null,null,null,"","",null,null,null,null,null,null,null,null,null,null,null,null,null,null,null,null,null,null,null,null,null,null,null,null,null,null,null,null,null,null,null,null,null,null,null,null,null,null,null,null,null,null,null,null,null,null,null,null,null,null,null,null,null,null,null,null,null,null,null,null,null,null,null,null,null,null,null,null,null,null,null,null,null,null,null,null,null,null,null,null,null,null,null,null,null,null,null,null,null,null,null,null,0,0,0,0,0,0,0,0,0,0,0,0,0,0,0,0,0,0,0,0,0,0,0,0,0,0,0,0,0,0,0,0,0,0,0,0,0,0,0,0,0,0,0,0,0,0,0,0,0,0,0,0,0,0,0,0,0,0,0,0,0,0,0,0,0,0,0,0,0,0,0,0,0,0,0,0,0,0,0,0,0,0,0,0,0,0,0,0,0,0,0]
["",null,null,null,null,"","",null,null,null,null,null,null,null,null,null,null,null,null,null,null,null,null,null,null,null,null,null,null,null,null,null,null,null,null,null,null,null,null,null,null,null,null,null,null,null,null,null,null,null,null,null,null,null,null,null,null,null,null,null,null,null,null,null,null,null,null,null,null,null,null,null,null,null,null,null,null,null,null,null,null,null,null,null,null,null,null,null,null,null,null,null,null,null,null,null,null,null,null,0,0,0,0,0,0,0,0,0,0,0,0,0,0,0,0,0,0,0,0,0,0,0,0,0,0,0,0,0,0,0,0,0,0,0,0,0,0,0,0,0,0,0,0,0,0,0,0,0,0,0,0,0,0,0,0,0,0,0,0,0,0,0,0,0,0,0,0,0,0,0,0,0,0,0,0,0,0,0,0,0,0,0,0,0,0,0,0,0,0,0]
["",null,null,null,null,"","",null,null,null,null,null,null,null,null,null,null,null,null,null,null,null,null,null,null,null,null,null,null,null,null,null,null,null,null,null,null,null,null,null,null,null,null,null,null,null,null,null,null,null,null,null,null,null,null,null,null,null,null,null,null,null,null,null,null,null,null,null,null,null,null,null,null,null,null,null,null,null,null,null,null,null,null,null,null,null,null,null,null,null,null,null,null,null,null,null,null,null,null,0,0,0,0,0,0,0,0,0,0,0,0,0,0,0,0,0,0,0,0,0,0,0,0,0,0,0,0,0,0,0,0,0,0,0,0,0,0,0,0,0,0,0,0,0,0,0,0,0,0,0,0,0,0,0,0,0,0,0,0,0,0,0,0,0,0,0,0,0,0,0,0,0,0,0,0,0,0,0,0,0,0,0,0,0,0,0,0,0,0,0]
["",null,null,null,null,"","",null,null,null,null,null,null,null,null,null,null,null,null,null,null,null,null,null,null,null,null,null,null,null,null,null,null,null,null,null,null,null,null,null,null,null,null,null,null,null,null,null,null,null,null,null,null,null,null,null,null,null,null,null,null,null,null,null,null,null,null,null,null,null,null,null,null,null,null,null,null,null,null,null,null,null,null,null,null,null,null,null,null,null,null,null,null,null,null,null,null,null,null,0,0,0,0,0,0,0,0,0,0,0,0,0,0,0,0,0,0,0,0,0,0,0,0,0,0,0,0,0,0,0,0,0,0,0,0,0,0,0,0,0,0,0,0,0,0,0,0,0,0,0,0,0,0,0,0,0,0,0,0,0,0,0,0,0,0,0,0,0,0,0,0,0,0,0,0,0,0,0,0,0,0,0,0,0,0,0,0,0,0,0]
["",null,null,null,null,"","",null,null,null,null,null,null,null,null,null,null,null,null,null,null,null,null,null,null,null,null,null,null,null,null,null,null,null,null,null,null,null,null,null,null,null,null,null,null,null,null,null,null,null,null,null,null,null,null,null,null,null,null,null,null,null,null,null,null,null,null,null,null,null,null,null,null,null,null,null,null,null,null,null,null,null,null,null,null,null,null,null,null,null,null,null,null,null,null,null,null,null,null,0,0,0,0,0,0,0,0,0,0,0,0,0,0,0,0,0,0,0,0,0,0,0,0,0,0,0,0,0,0,0,0,0,0,0,0,0,0,0,0,0,0,0,0,0,0,0,0,0,0,0,0,0,0,0,0,0,0,0,0,0,0,0,0,0,0,0,0,0,0,0,0,0,0,0,0,0,0,0,0,0,0,0,0,0,0,0,0,0,0,0]
["",null,null,null,null,"","",null,null,null,null,null,null,null,null,null,null,null,null,null,null,null,null,null,null,null,null,null,null,null,null,null,null,null,null,null,null,null,null,null,null,null,null,null,null,null,null,null,null,null,null,null,null,null,null,null,null,null,null,null,null,null,null,null,null,null,null,null,null,null,null,null,null,null,null,null,null,null,null,null,null,null,null,null,null,null,null,null,null,null,null,null,null,null,null,null,null,null,null,0,0,0,0,0,0,0,0,0,0,0,0,0,0,0,0,0,0,0,0,0,0,0,0,0,0,0,0,0,0,0,0,0,0,0,0,0,0,0,0,0,0,0,0,0,0,0,0,0,0,0,0,0,0,0,0,0,0,0,0,0,0,0,0,0,0,0,0,0,0,0,0,0,0,0,0,0,0,0,0,0,0,0,0,0,0,0,0,0,0,0]
["",null,null,null,null,"","",null,null,null,null,null,null,null,null,null,null,null,null,null,null,null,null,null,null,null,null,null,null,null,null,null,null,null,null,null,null,null,null,null,null,null,null,null,null,null,null,null,null,null,null,null,null,null,null,null,null,null,null,null,null,null,null,null,null,null,null,null,null,null,null,null,null,null,null,null,null,null,null,null,null,null,null,null,null,null,null,null,null,null,null,null,null,null,null,null,null,null,null,0,0,0,0,0,0,0,0,0,0,0,0,0,0,0,0,0,0,0,0,0,0,0,0,0,0,0,0,0,0,0,0,0,0,0,0,0,0,0,0,0,0,0,0,0,0,0,0,0,0,0,0,0,0,0,0,0,0,0,0,0,0,0,0,0,0,0,0,0,0,0,0,0,0,0,0,0,0,0,0,0,0,0,0,0,0,0,0,0,0,0]
["",null,null,null,null,"","",null,null,null,null,null,null,null,null,null,null,null,null,null,null,null,null,null,null,null,null,null,null,null,null,null,null,null,null,null,null,null,null,null,null,null,null,null,null,null,null,null,null,null,null,null,null,null,null,null,null,null,null,null,null,null,null,null,null,null,null,null,null,null,null,null,null,null,null,null,null,null,null,null,null,null,null,null,null,null,null,null,null,null,null,null,null,null,null,null,null,null,null,0,0,0,0,0,0,0,0,0,0,0,0,0,0,0,0,0,0,0,0,0,0,0,0,0,0,0,0,0,0,0,0,0,0,0,0,0,0,0,0,0,0,0,0,0,0,0,0,0,0,0,0,0,0,0,0,0,0,0,0,0,0,0,0,0,0,0,0,0,0,0,0,0,0,0,0,0,0,0,0,0,0,0,0,0,0,0,0,0,0,0]
["",null,null,null,null,"","",null,null,null,null,null,null,null,null,null,null,null,null,null,null,null,null,null,null,null,null,null,null,null,null,null,null,null,null,null,null,null,null,null,null,null,null,null,null,null,null,null,null,null,null,null,null,null,null,null,null,null,null,null,null,null,null,null,null,null,null,null,null,null,null,null,null,null,null,null,null,null,null,null,null,null,null,null,null,null,null,null,null,null,null,null,null,null,null,null,null,null,null,0,0,0,0,0,0,0,0,0,0,0,0,0,0,0,0,0,0,0,0,0,0,0,0,0,0,0,0,0,0,0,0,0,0,0,0,0,0,0,0,0,0,0,0,0,0,0,0,0,0,0,0,0,0,0,0,0,0,0,0,0,0,0,0,0,0,0,0,0,0,0,0,0,0,0,0,0,0,0,0,0,0,0,0,0,0,0,0,0,0,0]
["",null,null,null,null,"","",null,null,null,null,null,null,null,null,null,null,null,null,null,null,null,null,null,null,null,null,null,null,null,null,null,null,null,null,null,null,null,null,null,null,null,null,null,null,null,null,null,null,null,null,null,null,null,null,null,null,null,null,null,null,null,null,null,null,null,null,null,null,null,null,null,null,null,null,null,null,null,null,null,null,null,null,null,null,null,null,null,null,null,null,null,null,null,null,null,null,null,null,0,0,0,0,0,0,0,0,0,0,0,0,0,0,0,0,0,0,0,0,0,0,0,0,0,0,0,0,0,0,0,0,0,0,0,0,0,0,0,0,0,0,0,0,0,0,0,0,0,0,0,0,0,0,0,0,0,0,0,0,0,0,0,0,0,0,0,0,0,0,0,0,0,0,0,0,0,0,0,0,0,0,0,0,0,0,0,0,0,0,0]
["",null,null,null,null,"","",null,null,null,null,null,null,null,null,null,null,null,null,null,null,null,null,null,null,null,null,null,null,null,null,null,null,null,null,null,null,null,null,null,null,null,null,null,null,null,null,null,null,null,null,null,null,null,null,null,null,null,null,null,null,null,null,null,null,null,null,null,null,null,null,null,null,null,null,null,null,null,null,null,null,null,null,null,null,null,null,null,null,null,null,null,null,null,null,null,null,null,null,0,0,0,0,0,0,0,0,0,0,0,0,0,0,0,0,0,0,0,0,0,0,0,0,0,0,0,0,0,0,0,0,0,0,0,0,0,0,0,0,0,0,0,0,0,0,0,0,0,0,0,0,0,0,0,0,0,0,0,0,0,0,0,0,0,0,0,0,0,0,0,0,0,0,0,0,0,0,0,0,0,0,0,0,0,0,0,0,0,0,0]
["",null,null,null,null,"","",null,null,null,null,null,null,null,null,null,null,null,null,null,null,null,null,null,null,null,null,null,null,null,null,null,null,null,null,null,null,null,null,null,null,null,null,null,null,null,null,null,null,null,null,null,null,null,null,null,null,null,null,null,null,null,null,null,null,null,null,null,null,null,null,null,null,null,null,null,null,null,null,null,null,null,null,null,null,null,null,null,null,null,null,null,null,null,null,null,null,null,null,0,0,0,0,0,0,0,0,0,0,0,0,0,0,0,0,0,0,0,0,0,0,0,0,0,0,0,0,0,0,0,0,0,0,0,0,0,0,0,0,0,0,0,0,0,0,0,0,0,0,0,0,0,0,0,0,0,0,0,0,0,0,0,0,0,0,0,0,0,0,0,0,0,0,0,0,0,0,0,0,0,0,0,0,0,0,0,0,0,0,0]
["",null,null,null,null,"","",null,null,null,null,null,null,null,null,null,null,null,null,null,null,null,null,null,null,null,null,null,null,null,null,null,null,null,null,null,null,null,null,null,null,null,null,null,null,null,null,null,null,null,null,null,null,null,null,null,null,null,null,null,null,null,null,null,null,null,null,null,null,null,null,null,null,null,null,null,null,null,null,null,null,null,null,null,null,null,null,null,null,null,null,null,null,null,null,null,null,null,null,0,0,0,0,0,0,0,0,0,0,0,0,0,0,0,0,0,0,0,0,0,0,0,0,0,0,0,0,0,0,0,0,0,0,0,0,0,0,0,0,0,0,0,0,0,0,0,0,0,0,0,0,0,0,0,0,0,0,0,0,0,0,0,0,0,0,0,0,0,0,0,0,0,0,0,0,0,0,0,0,0,0,0,0,0,0,0,0,0,0,0]
["",null,null,null,null,"","",null,null,null,null,null,null,null,null,null,null,null,null,null,null,null,null,null,null,null,null,null,null,null,null,null,null,null,null,null,null,null,null,null,null,null,null,null,null,null,null,null,null,null,null,null,null,null,null,null,null,null,null,null,null,null,null,null,null,null,null,null,null,null,null,null,null,null,null,null,null,null,null,null,null,null,null,null,null,null,null,null,null,null,null,null,null,null,null,null,null,null,null,0,0,0,0,0,0,0,0,0,0,0,0,0,0,0,0,0,0,0,0,0,0,0,0,0,0,0,0,0,0,0,0,0,0,0,0,0,0,0,0,0,0,0,0,0,0,0,0,0,0,0,0,0,0,0,0,0,0,0,0,0,0,0,0,0,0,0,0,0,0,0,0,0,0,0,0,0,0,0,0,0,0,0,0,0,0,0,0,0,0,0]
["",null,null,null,null,"","",null,null,null,null,null,null,null,null,null,null,null,null,null,null,null,null,null,null,null,null,null,null,null,null,null,null,null,null,null,null,null,null,null,null,null,null,null,null,null,null,null,null,null,null,null,null,null,null,null,null,null,null,null,null,null,null,null,null,null,null,null,null,null,null,null,null,null,null,null,null,null,null,null,null,null,null,null,null,null,null,null,null,null,null,null,null,null,null,null,null,null,null,0,0,0,0,0,0,0,0,0,0,0,0,0,0,0,0,0,0,0,0,0,0,0,0,0,0,0,0,0,0,0,0,0,0,0,0,0,0,0,0,0,0,0,0,0,0,0,0,0,0,0,0,0,0,0,0,0,0,0,0,0,0,0,0,0,0,0,0,0,0,0,0,0,0,0,0,0,0,0,0,0,0,0,0,0,0,0,0,0,0,0]
["",null,null,null,null,"","",null,null,null,null,null,null,null,null,null,null,null,null,null,null,null,null,null,null,null,null,null,null,null,null,null,null,null,null,null,null,null,null,null,null,null,null,null,null,null,null,null,null,null,null,null,null,null,null,null,null,null,null,null,null,null,null,null,null,null,null,null,null,null,null,null,null,null,null,null,null,null,null,null,null,null,null,null,null,null,null,null,null,null,null,null,null,null,null,null,null,null,null,0,0,0,0,0,0,0,0,0,0,0,0,0,0,0,0,0,0,0,0,0,0,0,0,0,0,0,0,0,0,0,0,0,0,0,0,0,0,0,0,0,0,0,0,0,0,0,0,0,0,0,0,0,0,0,0,0,0,0,0,0,0,0,0,0,0,0,0,0,0,0,0,0,0,0,0,0,0,0,0,0,0,0,0,0,0,0,0,0,0,0]
["",null,null,null,null,"","",null,null,null,null,null,null,null,null,null,null,null,null,null,null,null,null,null,null,null,null,null,null,null,null,null,null,null,null,null,null,null,null,null,null,null,null,null,null,null,null,null,null,null,null,null,null,null,null,null,null,null,null,null,null,null,null,null,null,null,null,null,null,null,null,null,null,null,null,null,null,null,null,null,null,null,null,null,null,null,null,null,null,null,null,null,null,null,null,null,null,null,null,0,0,0,0,0,0,0,0,0,0,0,0,0,0,0,0,0,0,0,0,0,0,0,0,0,0,0,0,0,0,0,0,0,0,0,0,0,0,0,0,0,0,0,0,0,0,0,0,0,0,0,0,0,0,0,0,0,0,0,0,0,0,0,0,0,0,0,0,0,0,0,0,0,0,0,0,0,0,0,0,0,0,0,0,0,0,0,0,0,0,0]
["",null,null,null,null,"","",null,null,null,null,null,null,null,null,null,null,null,null,null,null,null,null,null,null,null,null,null,null,null,null,null,null,null,null,null,null,null,null,null,null,null,null,null,null,null,null,null,null,null,null,null,null,null,null,null,null,null,null,null,null,null,null,null,null,null,null,null,null,null,null,null,null,null,null,null,null,null,null,null,null,null,null,null,null,null,null,null,null,null,null,null,null,null,null,null,null,null,null,0,0,0,0,0,0,0,0,0,0,0,0,0,0,0,0,0,0,0,0,0,0,0,0,0,0,0,0,0,0,0,0,0,0,0,0,0,0,0,0,0,0,0,0,0,0,0,0,0,0,0,0,0,0,0,0,0,0,0,0,0,0,0,0,0,0,0,0,0,0,0,0,0,0,0,0,0,0,0,0,0,0,0,0,0,0,0,0,0,0,0]
["",null,null,null,null,"","",null,null,null,null,null,null,null,null,null,null,null,null,null,null,null,null,null,null,null,null,null,null,null,null,null,null,null,null,null,null,null,null,null,null,null,null,null,null,null,null,null,null,null,null,null,null,null,null,null,null,null,null,null,null,null,null,null,null,null,null,null,null,null,null,null,null,null,null,null,null,null,null,null,null,null,null,null,null,null,null,null,null,null,null,null,null,null,null,null,null,null,null,0,0,0,0,0,0,0,0,0,0,0,0,0,0,0,0,0,0,0,0,0,0,0,0,0,0,0,0,0,0,0,0,0,0,0,0,0,0,0,0,0,0,0,0,0,0,0,0,0,0,0,0,0,0,0,0,0,0,0,0,0,0,0,0,0,0,0,0,0,0,0,0,0,0,0,0,0,0,0,0,0,0,0,0,0,0,0,0,0,0,0]
["",null,null,null,null,"","",null,null,null,null,null,null,null,null,null,null,null,null,null,null,null,null,null,null,null,null,null,null,null,null,null,null,null,null,null,null,null,null,null,null,null,null,null,null,null,null,null,null,null,null,null,null,null,null,null,null,null,null,null,null,null,null,null,null,null,null,null,null,null,null,null,null,null,null,null,null,null,null,null,null,null,null,null,null,null,null,null,null,null,null,null,null,null,null,null,null,null,null,0,0,0,0,0,0,0,0,0,0,0,0,0,0,0,0,0,0,0,0,0,0,0,0,0,0,0,0,0,0,0,0,0,0,0,0,0,0,0,0,0,0,0,0,0,0,0,0,0,0,0,0,0,0,0,0,0,0,0,0,0,0,0,0,0,0,0,0,0,0,0,0,0,0,0,0,0,0,0,0,0,0,0,0,0,0,0,0,0,0,0]
["",null,null,null,null,"","",null,null,null,null,null,null,null,null,null,null,null,null,null,null,null,null,null,null,null,null,null,null,null,null,null,null,null,null,null,null,null,null,null,null,null,null,null,null,null,null,null,null,null,null,null,null,null,null,null,null,null,null,null,null,null,null,null,null,null,null,null,null,null,null,null,null,null,null,null,null,null,null,null,null,null,null,null,null,null,null,null,null,null,null,null,null,null,null,null,null,null,null,0,0,0,0,0,0,0,0,0,0,0,0,0,0,0,0,0,0,0,0,0,0,0,0,0,0,0,0,0,0,0,0,0,0,0,0,0,0,0,0,0,0,0,0,0,0,0,0,0,0,0,0,0,0,0,0,0,0,0,0,0,0,0,0,0,0,0,0,0,0,0,0,0,0,0,0,0,0,0,0,0,0,0,0,0,0,0,0,0,0,0]
["",null,null,null,null,"","",null,null,null,null,null,null,null,null,null,null,null,null,null,null,null,null,null,null,null,null,null,null,null,null,null,null,null,null,null,null,null,null,null,null,null,null,null,null,null,null,null,null,null,null,null,null,null,null,null,null,null,null,null,null,null,null,null,null,null,null,null,null,null,null,null,null,null,null,null,null,null,null,null,null,null,null,null,null,null,null,null,null,null,null,null,null,null,null,null,null,null,null,0,0,0,0,0,0,0,0,0,0,0,0,0,0,0,0,0,0,0,0,0,0,0,0,0,0,0,0,0,0,0,0,0,0,0,0,0,0,0,0,0,0,0,0,0,0,0,0,0,0,0,0,0,0,0,0,0,0,0,0,0,0,0,0,0,0,0,0,0,0,0,0,0,0,0,0,0,0,0,0,0,0,0,0,0,0,0,0,0,0,0]
["",null,null,null,null,"","",null,null,null,null,null,null,null,null,null,null,null,null,null,null,null,null,null,null,null,null,null,null,null,null,null,null,null,null,null,null,null,null,null,null,null,null,null,null,null,null,null,null,null,null,null,null,null,null,null,null,null,null,null,null,null,null,null,null,null,null,null,null,null,null,null,null,null,null,null,null,null,null,null,null,null,null,null,null,null,null,null,null,null,null,null,null,null,null,null,null,null,null,0,0,0,0,0,0,0,0,0,0,0,0,0,0,0,0,0,0,0,0,0,0,0,0,0,0,0,0,0,0,0,0,0,0,0,0,0,0,0,0,0,0,0,0,0,0,0,0,0,0,0,0,0,0,0,0,0,0,0,0,0,0,0,0,0,0,0,0,0,0,0,0,0,0,0,0,0,0,0,0,0,0,0,0,0,0,0,0,0,0,0]
["",null,null,null,null,"","",null,null,null,null,null,null,null,null,null,null,null,null,null,null,null,null,null,null,null,null,null,null,null,null,null,null,null,null,null,null,null,null,null,null,null,null,null,null,null,null,null,null,null,null,null,null,null,null,null,null,null,null,null,null,null,null,null,null,null,null,null,null,null,null,null,null,null,null,null,null,null,null,null,null,null,null,null,null,null,null,null,null,null,null,null,null,null,null,null,null,null,null,0,0,0,0,0,0,0,0,0,0,0,0,0,0,0,0,0,0,0,0,0,0,0,0,0,0,0,0,0,0,0,0,0,0,0,0,0,0,0,0,0,0,0,0,0,0,0,0,0,0,0,0,0,0,0,0,0,0,0,0,0,0,0,0,0,0,0,0,0,0,0,0,0,0,0,0,0,0,0,0,0,0,0,0,0,0,0,0,0,0,0]
["",null,null,null,null,"","",null,null,null,null,null,null,null,null,null,null,null,null,null,null,null,null,null,null,null,null,null,null,null,null,null,null,null,null,null,null,null,null,null,null,null,null,null,null,null,null,null,null,null,null,null,null,null,null,null,null,null,null,null,null,null,null,null,null,null,null,null,null,null,null,null,null,null,null,null,null,null,null,null,null,null,null,null,null,null,null,null,null,null,null,null,null,null,null,null,null,null,null,0,0,0,0,0,0,0,0,0,0,0,0,0,0,0,0,0,0,0,0,0,0,0,0,0,0,0,0,0,0,0,0,0,0,0,0,0,0,0,0,0,0,0,0,0,0,0,0,0,0,0,0,0,0,0,0,0,0,0,0,0,0,0,0,0,0,0,0,0,0,0,0,0,0,0,0,0,0,0,0,0,0,0,0,0,0,0,0,0,0,0]
["",null,null,null,null,"","",null,null,null,null,null,null,null,null,null,null,null,null,null,null,null,null,null,null,null,null,null,null,null,null,null,null,null,null,null,null,null,null,null,null,null,null,null,null,null,null,null,null,null,null,null,null,null,null,null,null,null,null,null,null,null,null,null,null,null,null,null,null,null,null,null,null,null,null,null,null,null,null,null,null,null,null,null,null,null,null,null,null,null,null,null,null,null,null,null,null,null,null,0,0,0,0,0,0,0,0,0,0,0,0,0,0,0,0,0,0,0,0,0,0,0,0,0,0,0,0,0,0,0,0,0,0,0,0,0,0,0,0,0,0,0,0,0,0,0,0,0,0,0,0,0,0,0,0,0,0,0,0,0,0,0,0,0,0,0,0,0,0,0,0,0,0,0,0,0,0,0,0,0,0,0,0,0,0,0,0,0,0,0]
["",null,null,null,null,"","",null,null,null,null,null,null,null,null,null,null,null,null,null,null,null,null,null,null,null,null,null,null,null,null,null,null,null,null,null,null,null,null,null,null,null,null,null,null,null,null,null,null,null,null,null,null,null,null,null,null,null,null,null,null,null,null,null,null,null,null,null,null,null,null,null,null,null,null,null,null,null,null,null,null,null,null,null,null,null,null,null,null,null,null,null,null,null,null,null,null,null,null,0,0,0,0,0,0,0,0,0,0,0,0,0,0,0,0,0,0,0,0,0,0,0,0,0,0,0,0,0,0,0,0,0,0,0,0,0,0,0,0,0,0,0,0,0,0,0,0,0,0,0,0,0,0,0,0,0,0,0,0,0,0,0,0,0,0,0,0,0,0,0,0,0,0,0,0,0,0,0,0,0,0,0,0,0,0,0,0,0,0,0]
["",null,null,null,null,"","",null,null,null,null,null,null,null,null,null,null,null,null,null,null,null,null,null,null,null,null,null,null,null,null,null,null,null,null,null,null,null,null,null,null,null,null,null,null,null,null,null,null,null,null,null,null,null,null,null,null,null,null,null,null,null,null,null,null,null,null,null,null,null,null,null,null,null,null,null,null,null,null,null,null,null,null,null,null,null,null,null,null,null,null,null,null,null,null,null,null,null,null,0,0,0,0,0,0,0,0,0,0,0,0,0,0,0,0,0,0,0,0,0,0,0,0,0,0,0,0,0,0,0,0,0,0,0,0,0,0,0,0,0,0,0,0,0,0,0,0,0,0,0,0,0,0,0,0,0,0,0,0,0,0,0,0,0,0,0,0,0,0,0,0,0,0,0,0,0,0,0,0,0,0,0,0,0,0,0,0,0,0,0]
["",null,null,null,null,"","",null,null,null,null,null,null,null,null,null,null,null,null,null,null,null,null,null,null,null,null,null,null,null,null,null,null,null,null,null,null,null,null,null,null,null,null,null,null,null,null,null,null,null,null,null,null,null,null,null,null,null,null,null,null,null,null,null,null,null,null,null,null,null,null,null,null,null,null,null,null,null,null,null,null,null,null,null,null,null,null,null,null,null,null,null,null,null,null,null,null,null,null,0,0,0,0,0,0,0,0,0,0,0,0,0,0,0,0,0,0,0,0,0,0,0,0,0,0,0,0,0,0,0,0,0,0,0,0,0,0,0,0,0,0,0,0,0,0,0,0,0,0,0,0,0,0,0,0,0,0,0,0,0,0,0,0,0,0,0,0,0,0,0,0,0,0,0,0,0,0,0,0,0,0,0,0,0,0,0,0,0,0,0]
["",null,null,null,null,"","",null,null,null,null,null,null,null,null,null,null,null,null,null,null,null,null,null,null,null,null,null,null,null,null,null,null,null,null,null,null,null,null,null,null,null,null,null,null,null,null,null,null,null,null,null,null,null,null,null,null,null,null,null,null,null,null,null,null,null,null,null,null,null,null,null,null,null,null,null,null,null,null,null,null,null,null,null,null,null,null,null,null,null,null,null,null,null,null,null,null,null,null,0,0,0,0,0,0,0,0,0,0,0,0,0,0,0,0,0,0,0,0,0,0,0,0,0,0,0,0,0,0,0,0,0,0,0,0,0,0,0,0,0,0,0,0,0,0,0,0,0,0,0,0,0,0,0,0,0,0,0,0,0,0,0,0,0,0,0,0,0,0,0,0,0,0,0,0,0,0,0,0,0,0,0,0,0,0,0,0,0,0,0]
["",null,null,null,null,"","",null,null,null,null,null,null,null,null,null,null,null,null,null,null,null,null,null,null,null,null,null,null,null,null,null,null,null,null,null,null,null,null,null,null,null,null,null,null,null,null,null,null,null,null,null,null,null,null,null,null,null,null,null,null,null,null,null,null,null,null,null,null,null,null,null,null,null,null,null,null,null,null,null,null,null,null,null,null,null,null,null,null,null,null,null,null,null,null,null,null,null,null,0,0,0,0,0,0,0,0,0,0,0,0,0,0,0,0,0,0,0,0,0,0,0,0,0,0,0,0,0,0,0,0,0,0,0,0,0,0,0,0,0,0,0,0,0,0,0,0,0,0,0,0,0,0,0,0,0,0,0,0,0,0,0,0,0,0,0,0,0,0,0,0,0,0,0,0,0,0,0,0,0,0,0,0,0,0,0,0,0,0,0]
["",null,null,null,null,"","",null,null,null,null,null,null,null,null,null,null,null,null,null,null,null,null,null,null,null,null,null,null,null,null,null,null,null,null,null,null,null,null,null,null,null,null,null,null,null,null,null,null,null,null,null,null,null,null,null,null,null,null,null,null,null,null,null,null,null,null,null,null,null,null,null,null,null,null,null,null,null,null,null,null,null,null,null,null,null,null,null,null,null,null,null,null,null,null,null,null,null,null,0,0,0,0,0,0,0,0,0,0,0,0,0,0,0,0,0,0,0,0,0,0,0,0,0,0,0,0,0,0,0,0,0,0,0,0,0,0,0,0,0,0,0,0,0,0,0,0,0,0,0,0,0,0,0,0,0,0,0,0,0,0,0,0,0,0,0,0,0,0,0,0,0,0,0,0,0,0,0,0,0,0,0,0,0,0,0,0,0,0,0]
["",null,null,null,null,"","",null,null,null,null,null,null,null,null,null,null,null,null,null,null,null,null,null,null,null,null,null,null,null,null,null,null,null,null,null,null,null,null,null,null,null,null,null,null,null,null,null,null,null,null,null,null,null,null,null,null,null,null,null,null,null,null,null,null,null,null,null,null,null,null,null,null,null,null,null,null,null,null,null,null,null,null,null,null,null,null,null,null,null,null,null,null,null,null,null,null,null,null,0,0,0,0,0,0,0,0,0,0,0,0,0,0,0,0,0,0,0,0,0,0,0,0,0,0,0,0,0,0,0,0,0,0,0,0,0,0,0,0,0,0,0,0,0,0,0,0,0,0,0,0,0,0,0,0,0,0,0,0,0,0,0,0,0,0,0,0,0,0,0,0,0,0,0,0,0,0,0,0,0,0,0,0,0,0,0,0,0,0,0]
["",null,null,null,null,"","",null,null,null,null,null,null,null,null,null,null,null,null,null,null,null,null,null,null,null,null,null,null,null,null,null,null,null,null,null,null,null,null,null,null,null,null,null,null,null,null,null,null,null,null,null,null,null,null,null,null,null,null,null,null,null,null,null,null,null,null,null,null,null,null,null,null,null,null,null,null,null,null,null,null,null,null,null,null,null,null,null,null,null,null,null,null,null,null,null,null,null,null,0,0,0,0,0,0,0,0,0,0,0,0,0,0,0,0,0,0,0,0,0,0,0,0,0,0,0,0,0,0,0,0,0,0,0,0,0,0,0,0,0,0,0,0,0,0,0,0,0,0,0,0,0,0,0,0,0,0,0,0,0,0,0,0,0,0,0,0,0,0,0,0,0,0,0,0,0,0,0,0,0,0,0,0,0,0,0,0,0,0,0]
["",null,null,null,null,"","",null,null,null,null,null,null,null,null,null,null,null,null,null,null,null,null,null,null,null,null,null,null,null,null,null,null,null,null,null,null,null,null,null,null,null,null,null,null,null,null,null,null,null,null,null,null,null,null,null,null,null,null,null,null,null,null,null,null,null,null,null,null,null,null,null,null,null,null,null,null,null,null,null,null,null,null,null,null,null,null,null,null,null,null,null,null,null,null,null,null,null,null,0,0,0,0,0,0,0,0,0,0,0,0,0,0,0,0,0,0,0,0,0,0,0,0,0,0,0,0,0,0,0,0,0,0,0,0,0,0,0,0,0,0,0,0,0,0,0,0,0,0,0,0,0,0,0,0,0,0,0,0,0,0,0,0,0,0,0,0,0,0,0,0,0,0,0,0,0,0,0,0,0,0,0,0,0,0,0,0,0,0,0]
["",null,null,null,null,"","",null,null,null,null,null,null,null,null,null,null,null,null,null,null,null,null,null,null,null,null,null,null,null,null,null,null,null,null,null,null,null,null,null,null,null,null,null,null,null,null,null,null,null,null,null,null,null,null,null,null,null,null,null,null,null,null,null,null,null,null,null,null,null,null,null,null,null,null,null,null,null,null,null,null,null,null,null,null,null,null,null,null,null,null,null,null,null,null,null,null,null,null,0,0,0,0,0,0,0,0,0,0,0,0,0,0,0,0,0,0,0,0,0,0,0,0,0,0,0,0,0,0,0,0,0,0,0,0,0,0,0,0,0,0,0,0,0,0,0,0,0,0,0,0,0,0,0,0,0,0,0,0,0,0,0,0,0,0,0,0,0,0,0,0,0,0,0,0,0,0,0,0,0,0,0,0,0,0,0,0,0,0,0]
["",null,null,null,null,"","",null,null,null,null,null,null,null,null,null,null,null,null,null,null,null,null,null,null,null,null,null,null,null,null,null,null,null,null,null,null,null,null,null,null,null,null,null,null,null,null,null,null,null,null,null,null,null,null,null,null,null,null,null,null,null,null,null,null,null,null,null,null,null,null,null,null,null,null,null,null,null,null,null,null,null,null,null,null,null,null,null,null,null,null,null,null,null,null,null,null,null,null,0,0,0,0,0,0,0,0,0,0,0,0,0,0,0,0,0,0,0,0,0,0,0,0,0,0,0,0,0,0,0,0,0,0,0,0,0,0,0,0,0,0,0,0,0,0,0,0,0,0,0,0,0,0,0,0,0,0,0,0,0,0,0,0,0,0,0,0,0,0,0,0,0,0,0,0,0,0,0,0,0,0,0,0,0,0,0,0,0,0,0]
["",null,null,null,null,"","",null,null,null,null,null,null,null,null,null,null,null,null,null,null,null,null,null,null,null,null,null,null,null,null,null,null,null,null,null,null,null,null,null,null,null,null,null,null,null,null,null,null,null,null,null,null,null,null,null,null,null,null,null,null,null,null,null,null,null,null,null,null,null,null,null,null,null,null,null,null,null,null,null,null,null,null,null,null,null,null,null,null,null,null,null,null,null,null,null,null,null,null,0,0,0,0,0,0,0,0,0,0,0,0,0,0,0,0,0,0,0,0,0,0,0,0,0,0,0,0,0,0,0,0,0,0,0,0,0,0,0,0,0,0,0,0,0,0,0,0,0,0,0,0,0,0,0,0,0,0,0,0,0,0,0,0,0,0,0,0,0,0,0,0,0,0,0,0,0,0,0,0,0,0,0,0,0,0,0,0,0,0,0]
["",null,null,null,null,"","",null,null,null,null,null,null,null,null,null,null,null,null,null,null,null,null,null,null,null,null,null,null,null,null,null,null,null,null,null,null,null,null,null,null,null,null,null,null,null,null,null,null,null,null,null,null,null,null,null,null,null,null,null,null,null,null,null,null,null,null,null,null,null,null,null,null,null,null,null,null,null,null,null,null,null,null,null,null,null,null,null,null,null,null,null,null,null,null,null,null,null,null,0,0,0,0,0,0,0,0,0,0,0,0,0,0,0,0,0,0,0,0,0,0,0,0,0,0,0,0,0,0,0,0,0,0,0,0,0,0,0,0,0,0,0,0,0,0,0,0,0,0,0,0,0,0,0,0,0,0,0,0,0,0,0,0,0,0,0,0,0,0,0,0,0,0,0,0,0,0,0,0,0,0,0,0,0,0,0,0,0,0,0]
["",null,null,null,null,"","",null,null,null,null,null,null,null,null,null,null,null,null,null,null,null,null,null,null,null,null,null,null,null,null,null,null,null,null,null,null,null,null,null,null,null,null,null,null,null,null,null,null,null,null,null,null,null,null,null,null,null,null,null,null,null,null,null,null,null,null,null,null,null,null,null,null,null,null,null,null,null,null,null,null,null,null,null,null,null,null,null,null,null,null,null,null,null,null,null,null,null,null,0,0,0,0,0,0,0,0,0,0,0,0,0,0,0,0,0,0,0,0,0,0,0,0,0,0,0,0,0,0,0,0,0,0,0,0,0,0,0,0,0,0,0,0,0,0,0,0,0,0,0,0,0,0,0,0,0,0,0,0,0,0,0,0,0,0,0,0,0,0,0,0,0,0,0,0,0,0,0,0,0,0,0,0,0,0,0,0,0,0,0]
["",null,null,null,null,"","",null,null,null,null,null,null,null,null,null,null,null,null,null,null,null,null,null,null,null,null,null,null,null,null,null,null,null,null,null,null,null,null,null,null,null,null,null,null,null,null,null,null,null,null,null,null,null,null,null,null,null,null,null,null,null,null,null,null,null,null,null,null,null,null,null,null,null,null,null,null,null,null,null,null,null,null,null,null,null,null,null,null,null,null,null,null,null,null,null,null,null,null,0,0,0,0,0,0,0,0,0,0,0,0,0,0,0,0,0,0,0,0,0,0,0,0,0,0,0,0,0,0,0,0,0,0,0,0,0,0,0,0,0,0,0,0,0,0,0,0,0,0,0,0,0,0,0,0,0,0,0,0,0,0,0,0,0,0,0,0,0,0,0,0,0,0,0,0,0,0,0,0,0,0,0,0,0,0,0,0,0,0,0]
["",null,null,null,null,"","",null,null,null,null,null,null,null,null,null,null,null,null,null,null,null,null,null,null,null,null,null,null,null,null,null,null,null,null,null,null,null,null,null,null,null,null,null,null,null,null,null,null,null,null,null,null,null,null,null,null,null,null,null,null,null,null,null,null,null,null,null,null,null,null,null,null,null,null,null,null,null,null,null,null,null,null,null,null,null,null,null,null,null,null,null,null,null,null,null,null,null,null,0,0,0,0,0,0,0,0,0,0,0,0,0,0,0,0,0,0,0,0,0,0,0,0,0,0,0,0,0,0,0,0,0,0,0,0,0,0,0,0,0,0,0,0,0,0,0,0,0,0,0,0,0,0,0,0,0,0,0,0,0,0,0,0,0,0,0,0,0,0,0,0,0,0,0,0,0,0,0,0,0,0,0,0,0,0,0,0,0,0,0]
["",null,null,null,null,"","",null,null,null,null,null,null,null,null,null,null,null,null,null,null,null,null,null,null,null,null,null,null,null,null,null,null,null,null,null,null,null,null,null,null,null,null,null,null,null,null,null,null,null,null,null,null,null,null,null,null,null,null,null,null,null,null,null,null,null,null,null,null,null,null,null,null,null,null,null,null,null,null,null,null,null,null,null,null,null,null,null,null,null,null,null,null,null,null,null,null,null,null,0,0,0,0,0,0,0,0,0,0,0,0,0,0,0,0,0,0,0,0,0,0,0,0,0,0,0,0,0,0,0,0,0,0,0,0,0,0,0,0,0,0,0,0,0,0,0,0,0,0,0,0,0,0,0,0,0,0,0,0,0,0,0,0,0,0,0,0,0,0,0,0,0,0,0,0,0,0,0,0,0,0,0,0,0,0,0,0,0,0,0]
["",null,null,null,null,"","",null,null,null,null,null,null,null,null,null,null,null,null,null,null,null,null,null,null,null,null,null,null,null,null,null,null,null,null,null,null,null,null,null,null,null,null,null,null,null,null,null,null,null,null,null,null,null,null,null,null,null,null,null,null,null,null,null,null,null,null,null,null,null,null,null,null,null,null,null,null,null,null,null,null,null,null,null,null,null,null,null,null,null,null,null,null,null,null,null,null,null,null,0,0,0,0,0,0,0,0,0,0,0,0,0,0,0,0,0,0,0,0,0,0,0,0,0,0,0,0,0,0,0,0,0,0,0,0,0,0,0,0,0,0,0,0,0,0,0,0,0,0,0,0,0,0,0,0,0,0,0,0,0,0,0,0,0,0,0,0,0,0,0,0,0,0,0,0,0,0,0,0,0,0,0,0,0,0,0,0,0,0,0]
["",null,null,null,null,"","",null,null,null,null,null,null,null,null,null,null,null,null,null,null,null,null,null,null,null,null,null,null,null,null,null,null,null,null,null,null,null,null,null,null,null,null,null,null,null,null,null,null,null,null,null,null,null,null,null,null,null,null,null,null,null,null,null,null,null,null,null,null,null,null,null,null,null,null,null,null,null,null,null,null,null,null,null,null,null,null,null,null,null,null,null,null,null,null,null,null,null,null,0,0,0,0,0,0,0,0,0,0,0,0,0,0,0,0,0,0,0,0,0,0,0,0,0,0,0,0,0,0,0,0,0,0,0,0,0,0,0,0,0,0,0,0,0,0,0,0,0,0,0,0,0,0,0,0,0,0,0,0,0,0,0,0,0,0,0,0,0,0,0,0,0,0,0,0,0,0,0,0,0,0,0,0,0,0,0,0,0,0,0]
["",null,null,null,null,"","",null,null,null,null,null,null,null,null,null,null,null,null,null,null,null,null,null,null,null,null,null,null,null,null,null,null,null,null,null,null,null,null,null,null,null,null,null,null,null,null,null,null,null,null,null,null,null,null,null,null,null,null,null,null,null,null,null,null,null,null,null,null,null,null,null,null,null,null,null,null,null,null,null,null,null,null,null,null,null,null,null,null,null,null,null,null,null,null,null,null,null,null,0,0,0,0,0,0,0,0,0,0,0,0,0,0,0,0,0,0,0,0,0,0,0,0,0,0,0,0,0,0,0,0,0,0,0,0,0,0,0,0,0,0,0,0,0,0,0,0,0,0,0,0,0,0,0,0,0,0,0,0,0,0,0,0,0,0,0,0,0,0,0,0,0,0,0,0,0,0,0,0,0,0,0,0,0,0,0,0,0,0,0]
["",null,null,null,null,"","",null,null,null,null,null,null,null,null,null,null,null,null,null,null,null,null,null,null,null,null,null,null,null,null,null,null,null,null,null,null,null,null,null,null,null,null,null,null,null,null,null,null,null,null,null,null,null,null,null,null,null,null,null,null,null,null,null,null,null,null,null,null,null,null,null,null,null,null,null,null,null,null,null,null,null,null,null,null,null,null,null,null,null,null,null,null,null,null,null,null,null,null,0,0,0,0,0,0,0,0,0,0,0,0,0,0,0,0,0,0,0,0,0,0,0,0,0,0,0,0,0,0,0,0,0,0,0,0,0,0,0,0,0,0,0,0,0,0,0,0,0,0,0,0,0,0,0,0,0,0,0,0,0,0,0,0,0,0,0,0,0,0,0,0,0,0,0,0,0,0,0,0,0,0,0,0,0,0,0,0,0,0,0]
["",null,null,null,null,"","",null,null,null,null,null,null,null,null,null,null,null,null,null,null,null,null,null,null,null,null,null,null,null,null,null,null,null,null,null,null,null,null,null,null,null,null,null,null,null,null,null,null,null,null,null,null,null,null,null,null,null,null,null,null,null,null,null,null,null,null,null,null,null,null,null,null,null,null,null,null,null,null,null,null,null,null,null,null,null,null,null,null,null,null,null,null,null,null,null,null,null,null,0,0,0,0,0,0,0,0,0,0,0,0,0,0,0,0,0,0,0,0,0,0,0,0,0,0,0,0,0,0,0,0,0,0,0,0,0,0,0,0,0,0,0,0,0,0,0,0,0,0,0,0,0,0,0,0,0,0,0,0,0,0,0,0,0,0,0,0,0,0,0,0,0,0,0,0,0,0,0,0,0,0,0,0,0,0,0,0,0,0,0]
["",null,null,null,null,"","",null,null,null,null,null,null,null,null,null,null,null,null,null,null,null,null,null,null,null,null,null,null,null,null,null,null,null,null,null,null,null,null,null,null,null,null,null,null,null,null,null,null,null,null,null,null,null,null,null,null,null,null,null,null,null,null,null,null,null,null,null,null,null,null,null,null,null,null,null,null,null,null,null,null,null,null,null,null,null,null,null,null,null,null,null,null,null,null,null,null,null,null,0,0,0,0,0,0,0,0,0,0,0,0,0,0,0,0,0,0,0,0,0,0,0,0,0,0,0,0,0,0,0,0,0,0,0,0,0,0,0,0,0,0,0,0,0,0,0,0,0,0,0,0,0,0,0,0,0,0,0,0,0,0,0,0,0,0,0,0,0,0,0,0,0,0,0,0,0,0,0,0,0,0,0,0,0,0,0,0,0,0,0]
["",null,null,null,null,"","",null,null,null,null,null,null,null,null,null,null,null,null,null,null,null,null,null,null,null,null,null,null,null,null,null,null,null,null,null,null,null,null,null,null,null,null,null,null,null,null,null,null,null,null,null,null,null,null,null,null,null,null,null,null,null,null,null,null,null,null,null,null,null,null,null,null,null,null,null,null,null,null,null,null,null,null,null,null,null,null,null,null,null,null,null,null,null,null,null,null,null,null,0,0,0,0,0,0,0,0,0,0,0,0,0,0,0,0,0,0,0,0,0,0,0,0,0,0,0,0,0,0,0,0,0,0,0,0,0,0,0,0,0,0,0,0,0,0,0,0,0,0,0,0,0,0,0,0,0,0,0,0,0,0,0,0,0,0,0,0,0,0,0,0,0,0,0,0,0,0,0,0,0,0,0,0,0,0,0,0,0,0,0]
["",null,null,null,null,"","",null,null,null,null,null,null,null,null,null,null,null,null,null,null,null,null,null,null,null,null,null,null,null,null,null,null,null,null,null,null,null,null,null,null,null,null,null,null,null,null,null,null,null,null,null,null,null,null,null,null,null,null,null,null,null,null,null,null,null,null,null,null,null,null,null,null,null,null,null,null,null,null,null,null,null,null,null,null,null,null,null,null,null,null,null,null,null,null,null,null,null,null,0,0,0,0,0,0,0,0,0,0,0,0,0,0,0,0,0,0,0,0,0,0,0,0,0,0,0,0,0,0,0,0,0,0,0,0,0,0,0,0,0,0,0,0,0,0,0,0,0,0,0,0,0,0,0,0,0,0,0,0,0,0,0,0,0,0,0,0,0,0,0,0,0,0,0,0,0,0,0,0,0,0,0,0,0,0,0,0,0,0,0]
["",null,null,null,null,"","",null,null,null,null,null,null,null,null,null,null,null,null,null,null,null,null,null,null,null,null,null,null,null,null,null,null,null,null,null,null,null,null,null,null,null,null,null,null,null,null,null,null,null,null,null,null,null,null,null,null,null,null,null,null,null,null,null,null,null,null,null,null,null,null,null,null,null,null,null,null,null,null,null,null,null,null,null,null,null,null,null,null,null,null,null,null,null,null,null,null,null,null,0,0,0,0,0,0,0,0,0,0,0,0,0,0,0,0,0,0,0,0,0,0,0,0,0,0,0,0,0,0,0,0,0,0,0,0,0,0,0,0,0,0,0,0,0,0,0,0,0,0,0,0,0,0,0,0,0,0,0,0,0,0,0,0,0,0,0,0,0,0,0,0,0,0,0,0,0,0,0,0,0,0,0,0,0,0,0,0,0,0,0]
["",null,null,null,null,"","",null,null,null,null,null,null,null,null,null,null,null,null,null,null,null,null,null,null,null,null,null,null,null,null,null,null,null,null,null,null,null,null,null,null,null,null,null,null,null,null,null,null,null,null,null,null,null,null,null,null,null,null,null,null,null,null,null,null,null,null,null,null,null,null,null,null,null,null,null,null,null,null,null,null,null,null,null,null,null,null,null,null,null,null,null,null,null,null,null,null,null,null,0,0,0,0,0,0,0,0,0,0,0,0,0,0,0,0,0,0,0,0,0,0,0,0,0,0,0,0,0,0,0,0,0,0,0,0,0,0,0,0,0,0,0,0,0,0,0,0,0,0,0,0,0,0,0,0,0,0,0,0,0,0,0,0,0,0,0,0,0,0,0,0,0,0,0,0,0,0,0,0,0,0,0,0,0,0,0,0,0,0,0]
["",null,null,null,null,"","",null,null,null,null,null,null,null,null,null,null,null,null,null,null,null,null,null,null,null,null,null,null,null,null,null,null,null,null,null,null,null,null,null,null,null,null,null,null,null,null,null,null,null,null,null,null,null,null,null,null,null,null,null,null,null,null,null,null,null,null,null,null,null,null,null,null,null,null,null,null,null,null,null,null,null,null,null,null,null,null,null,null,null,null,null,null,null,null,null,null,null,null,0,0,0,0,0,0,0,0,0,0,0,0,0,0,0,0,0,0,0,0,0,0,0,0,0,0,0,0,0,0,0,0,0,0,0,0,0,0,0,0,0,0,0,0,0,0,0,0,0,0,0,0,0,0,0,0,0,0,0,0,0,0,0,0,0,0,0,0,0,0,0,0,0,0,0,0,0,0,0,0,0,0,0,0,0,0,0,0,0,0,0]
["",null,null,null,null,"","",null,null,null,null,null,null,null,null,null,null,null,null,null,null,null,null,null,null,null,null,null,null,null,null,null,null,null,null,null,null,null,null,null,null,null,null,null,null,null,null,null,null,null,null,null,null,null,null,null,null,null,null,null,null,null,null,null,null,null,null,null,null,null,null,null,null,null,null,null,null,null,null,null,null,null,null,null,null,null,null,null,null,null,null,null,null,null,null,null,null,null,null,0,0,0,0,0,0,0,0,0,0,0,0,0,0,0,0,0,0,0,0,0,0,0,0,0,0,0,0,0,0,0,0,0,0,0,0,0,0,0,0,0,0,0,0,0,0,0,0,0,0,0,0,0,0,0,0,0,0,0,0,0,0,0,0,0,0,0,0,0,0,0,0,0,0,0,0,0,0,0,0,0,0,0,0,0,0,0,0,0,0,0]
["",null,null,null,null,"","",null,null,null,null,null,null,null,null,null,null,null,null,null,null,null,null,null,null,null,null,null,null,null,null,null,null,null,null,null,null,null,null,null,null,null,null,null,null,null,null,null,null,null,null,null,null,null,null,null,null,null,null,null,null,null,null,null,null,null,null,null,null,null,null,null,null,null,null,null,null,null,null,null,null,null,null,null,null,null,null,null,null,null,null,null,null,null,null,null,null,null,null,0,0,0,0,0,0,0,0,0,0,0,0,0,0,0,0,0,0,0,0,0,0,0,0,0,0,0,0,0,0,0,0,0,0,0,0,0,0,0,0,0,0,0,0,0,0,0,0,0,0,0,0,0,0,0,0,0,0,0,0,0,0,0,0,0,0,0,0,0,0,0,0,0,0,0,0,0,0,0,0,0,0,0,0,0,0,0,0,0,0,0]
["",null,null,null,null,"","",null,null,null,null,null,null,null,null,null,null,null,null,null,null,null,null,null,null,null,null,null,null,null,null,null,null,null,null,null,null,null,null,null,null,null,null,null,null,null,null,null,null,null,null,null,null,null,null,null,null,null,null,null,null,null,null,null,null,null,null,null,null,null,null,null,null,null,null,null,null,null,null,null,null,null,null,null,null,null,null,null,null,null,null,null,null,null,null,null,null,null,null,0,0,0,0,0,0,0,0,0,0,0,0,0,0,0,0,0,0,0,0,0,0,0,0,0,0,0,0,0,0,0,0,0,0,0,0,0,0,0,0,0,0,0,0,0,0,0,0,0,0,0,0,0,0,0,0,0,0,0,0,0,0,0,0,0,0,0,0,0,0,0,0,0,0,0,0,0,0,0,0,0,0,0,0,0,0,0,0,0,0,0]
["",null,null,null,null,"","",null,null,null,null,null,null,null,null,null,null,null,null,null,null,null,null,null,null,null,null,null,null,null,null,null,null,null,null,null,null,null,null,null,null,null,null,null,null,null,null,null,null,null,null,null,null,null,null,null,null,null,null,null,null,null,null,null,null,null,null,null,null,null,null,null,null,null,null,null,null,null,null,null,null,null,null,null,null,null,null,null,null,null,null,null,null,null,null,null,null,null,null,0,0,0,0,0,0,0,0,0,0,0,0,0,0,0,0,0,0,0,0,0,0,0,0,0,0,0,0,0,0,0,0,0,0,0,0,0,0,0,0,0,0,0,0,0,0,0,0,0,0,0,0,0,0,0,0,0,0,0,0,0,0,0,0,0,0,0,0,0,0,0,0,0,0,0,0,0,0,0,0,0,0,0,0,0,0,0,0,0,0,0]
["",null,null,null,null,"","",null,null,null,null,null,null,null,null,null,null,null,null,null,null,null,null,null,null,null,null,null,null,null,null,null,null,null,null,null,null,null,null,null,null,null,null,null,null,null,null,null,null,null,null,null,null,null,null,null,null,null,null,null,null,null,null,null,null,null,null,null,null,null,null,null,null,null,null,null,null,null,null,null,null,null,null,null,null,null,null,null,null,null,null,null,null,null,null,null,null,null,null,0,0,0,0,0,0,0,0,0,0,0,0,0,0,0,0,0,0,0,0,0,0,0,0,0,0,0,0,0,0,0,0,0,0,0,0,0,0,0,0,0,0,0,0,0,0,0,0,0,0,0,0,0,0,0,0,0,0,0,0,0,0,0,0,0,0,0,0,0,0,0,0,0,0,0,0,0,0,0,0,0,0,0,0,0,0,0,0,0,0,0]
["",null,null,null,null,"","",null,null,null,null,null,null,null,null,null,null,null,null,null,null,null,null,null,null,null,null,null,null,null,null,null,null,null,null,null,null,null,null,null,null,null,null,null,null,null,null,null,null,null,null,null,null,null,null,null,null,null,null,null,null,null,null,null,null,null,null,null,null,null,null,null,null,null,null,null,null,null,null,null,null,null,null,null,null,null,null,null,null,null,null,null,null,null,null,null,null,null,null,0,0,0,0,0,0,0,0,0,0,0,0,0,0,0,0,0,0,0,0,0,0,0,0,0,0,0,0,0,0,0,0,0,0,0,0,0,0,0,0,0,0,0,0,0,0,0,0,0,0,0,0,0,0,0,0,0,0,0,0,0,0,0,0,0,0,0,0,0,0,0,0,0,0,0,0,0,0,0,0,0,0,0,0,0,0,0,0,0,0,0]
["",null,null,null,null,"","",null,null,null,null,null,null,null,null,null,null,null,null,null,null,null,null,null,null,null,null,null,null,null,null,null,null,null,null,null,null,null,null,null,null,null,null,null,null,null,null,null,null,null,null,null,null,null,null,null,null,null,null,null,null,null,null,null,null,null,null,null,null,null,null,null,null,null,null,null,null,null,null,null,null,null,null,null,null,null,null,null,null,null,null,null,null,null,null,null,null,null,null,0,0,0,0,0,0,0,0,0,0,0,0,0,0,0,0,0,0,0,0,0,0,0,0,0,0,0,0,0,0,0,0,0,0,0,0,0,0,0,0,0,0,0,0,0,0,0,0,0,0,0,0,0,0,0,0,0,0,0,0,0,0,0,0,0,0,0,0,0,0,0,0,0,0,0,0,0,0,0,0,0,0,0,0,0,0,0,0,0,0,0]
["",null,null,null,null,"","",null,null,null,null,null,null,null,null,null,null,null,null,null,null,null,null,null,null,null,null,null,null,null,null,null,null,null,null,null,null,null,null,null,null,null,null,null,null,null,null,null,null,null,null,null,null,null,null,null,null,null,null,null,null,null,null,null,null,null,null,null,null,null,null,null,null,null,null,null,null,null,null,null,null,null,null,null,null,null,null,null,null,null,null,null,null,null,null,null,null,null,null,0,0,0,0,0,0,0,0,0,0,0,0,0,0,0,0,0,0,0,0,0,0,0,0,0,0,0,0,0,0,0,0,0,0,0,0,0,0,0,0,0,0,0,0,0,0,0,0,0,0,0,0,0,0,0,0,0,0,0,0,0,0,0,0,0,0,0,0,0,0,0,0,0,0,0,0,0,0,0,0,0,0,0,0,0,0,0,0,0,0,0]
["",null,null,null,null,"","",null,null,null,null,null,null,null,null,null,null,null,null,null,null,null,null,null,null,null,null,null,null,null,null,null,null,null,null,null,null,null,null,null,null,null,null,null,null,null,null,null,null,null,null,null,null,null,null,null,null,null,null,null,null,null,null,null,null,null,null,null,null,null,null,null,null,null,null,null,null,null,null,null,null,null,null,null,null,null,null,null,null,null,null,null,null,null,null,null,null,null,null,0,0,0,0,0,0,0,0,0,0,0,0,0,0,0,0,0,0,0,0,0,0,0,0,0,0,0,0,0,0,0,0,0,0,0,0,0,0,0,0,0,0,0,0,0,0,0,0,0,0,0,0,0,0,0,0,0,0,0,0,0,0,0,0,0,0,0,0,0,0,0,0,0,0,0,0,0,0,0,0,0,0,0,0,0,0,0,0,0,0,0]
["",null,null,null,null,"","",null,null,null,null,null,null,null,null,null,null,null,null,null,null,null,null,null,null,null,null,null,null,null,null,null,null,null,null,null,null,null,null,null,null,null,null,null,null,null,null,null,null,null,null,null,null,null,null,null,null,null,null,null,null,null,null,null,null,null,null,null,null,null,null,null,null,null,null,null,null,null,null,null,null,null,null,null,null,null,null,null,null,null,null,null,null,null,null,null,null,null,null,0,0,0,0,0,0,0,0,0,0,0,0,0,0,0,0,0,0,0,0,0,0,0,0,0,0,0,0,0,0,0,0,0,0,0,0,0,0,0,0,0,0,0,0,0,0,0,0,0,0,0,0,0,0,0,0,0,0,0,0,0,0,0,0,0,0,0,0,0,0,0,0,0,0,0,0,0,0,0,0,0,0,0,0,0,0,0,0,0,0,0]
["",null,null,null,null,"","",null,null,null,null,null,null,null,null,null,null,null,null,null,null,null,null,null,null,null,null,null,null,null,null,null,null,null,null,null,null,null,null,null,null,null,null,null,null,null,null,null,null,null,null,null,null,null,null,null,null,null,null,null,null,null,null,null,null,null,null,null,null,null,null,null,null,null,null,null,null,null,null,null,null,null,null,null,null,null,null,null,null,null,null,null,null,null,null,null,null,null,null,0,0,0,0,0,0,0,0,0,0,0,0,0,0,0,0,0,0,0,0,0,0,0,0,0,0,0,0,0,0,0,0,0,0,0,0,0,0,0,0,0,0,0,0,0,0,0,0,0,0,0,0,0,0,0,0,0,0,0,0,0,0,0,0,0,0,0,0,0,0,0,0,0,0,0,0,0,0,0,0,0,0,0,0,0,0,0,0,0,0,0]
["",null,null,null,null,"","",null,null,null,null,null,null,null,null,null,null,null,null,null,null,null,null,null,null,null,null,null,null,null,null,null,null,null,null,null,null,null,null,null,null,null,null,null,null,null,null,null,null,null,null,null,null,null,null,null,null,null,null,null,null,null,null,null,null,null,null,null,null,null,null,null,null,null,null,null,null,null,null,null,null,null,null,null,null,null,null,null,null,null,null,null,null,null,null,null,null,null,null,0,0,0,0,0,0,0,0,0,0,0,0,0,0,0,0,0,0,0,0,0,0,0,0,0,0,0,0,0,0,0,0,0,0,0,0,0,0,0,0,0,0,0,0,0,0,0,0,0,0,0,0,0,0,0,0,0,0,0,0,0,0,0,0,0,0,0,0,0,0,0,0,0,0,0,0,0,0,0,0,0,0,0,0,0,0,0,0,0,0,0]
["",null,null,null,null,"","",null,null,null,null,null,null,null,null,null,null,null,null,null,null,null,null,null,null,null,null,null,null,null,null,null,null,null,null,null,null,null,null,null,null,null,null,null,null,null,null,null,null,null,null,null,null,null,null,null,null,null,null,null,null,null,null,null,null,null,null,null,null,null,null,null,null,null,null,null,null,null,null,null,null,null,null,null,null,null,null,null,null,null,null,null,null,null,null,null,null,null,null,0,0,0,0,0,0,0,0,0,0,0,0,0,0,0,0,0,0,0,0,0,0,0,0,0,0,0,0,0,0,0,0,0,0,0,0,0,0,0,0,0,0,0,0,0,0,0,0,0,0,0,0,0,0,0,0,0,0,0,0,0,0,0,0,0,0,0,0,0,0,0,0,0,0,0,0,0,0,0,0,0,0,0,0,0,0,0,0,0,0,0]
["",null,null,null,null,"","",null,null,null,null,null,null,null,null,null,null,null,null,null,null,null,null,null,null,null,null,null,null,null,null,null,null,null,null,null,null,null,null,null,null,null,null,null,null,null,null,null,null,null,null,null,null,null,null,null,null,null,null,null,null,null,null,null,null,null,null,null,null,null,null,null,null,null,null,null,null,null,null,null,null,null,null,null,null,null,null,null,null,null,null,null,null,null,null,null,null,null,null,0,0,0,0,0,0,0,0,0,0,0,0,0,0,0,0,0,0,0,0,0,0,0,0,0,0,0,0,0,0,0,0,0,0,0,0,0,0,0,0,0,0,0,0,0,0,0,0,0,0,0,0,0,0,0,0,0,0,0,0,0,0,0,0,0,0,0,0,0,0,0,0,0,0,0,0,0,0,0,0,0,0,0,0,0,0,0,0,0,0,0]
["",null,null,null,null,"","",null,null,null,null,null,null,null,null,null,null,null,null,null,null,null,null,null,null,null,null,null,null,null,null,null,null,null,null,null,null,null,null,null,null,null,null,null,null,null,null,null,null,null,null,null,null,null,null,null,null,null,null,null,null,null,null,null,null,null,null,null,null,null,null,null,null,null,null,null,null,null,null,null,null,null,null,null,null,null,null,null,null,null,null,null,null,null,null,null,null,null,null,0,0,0,0,0,0,0,0,0,0,0,0,0,0,0,0,0,0,0,0,0,0,0,0,0,0,0,0,0,0,0,0,0,0,0,0,0,0,0,0,0,0,0,0,0,0,0,0,0,0,0,0,0,0,0,0,0,0,0,0,0,0,0,0,0,0,0,0,0,0,0,0,0,0,0,0,0,0,0,0,0,0,0,0,0,0,0,0,0,0,0]
["",null,null,null,null,"","",null,null,null,null,null,null,null,null,null,null,null,null,null,null,null,null,null,null,null,null,null,null,null,null,null,null,null,null,null,null,null,null,null,null,null,null,null,null,null,null,null,null,null,null,null,null,null,null,null,null,null,null,null,null,null,null,null,null,null,null,null,null,null,null,null,null,null,null,null,null,null,null,null,null,null,null,null,null,null,null,null,null,null,null,null,null,null,null,null,null,null,null,0,0,0,0,0,0,0,0,0,0,0,0,0,0,0,0,0,0,0,0,0,0,0,0,0,0,0,0,0,0,0,0,0,0,0,0,0,0,0,0,0,0,0,0,0,0,0,0,0,0,0,0,0,0,0,0,0,0,0,0,0,0,0,0,0,0,0,0,0,0,0,0,0,0,0,0,0,0,0,0,0,0,0,0,0,0,0,0,0,0,0]
["",null,null,null,null,"","",null,null,null,null,null,null,null,null,null,null,null,null,null,null,null,null,null,null,null,null,null,null,null,null,null,null,null,null,null,null,null,null,null,null,null,null,null,null,null,null,null,null,null,null,null,null,null,null,null,null,null,null,null,null,null,null,null,null,null,null,null,null,null,null,null,null,null,null,null,null,null,null,null,null,null,null,null,null,null,null,null,null,null,null,null,null,null,null,null,null,null,null,0,0,0,0,0,0,0,0,0,0,0,0,0,0,0,0,0,0,0,0,0,0,0,0,0,0,0,0,0,0,0,0,0,0,0,0,0,0,0,0,0,0,0,0,0,0,0,0,0,0,0,0,0,0,0,0,0,0,0,0,0,0,0,0,0,0,0,0,0,0,0,0,0,0,0,0,0,0,0,0,0,0,0,0,0,0,0,0,0,0,0]
["",null,null,null,null,"","",null,null,null,null,null,null,null,null,null,null,null,null,null,null,null,null,null,null,null,null,null,null,null,null,null,null,null,null,null,null,null,null,null,null,null,null,null,null,null,null,null,null,null,null,null,null,null,null,null,null,null,null,null,null,null,null,null,null,null,null,null,null,null,null,null,null,null,null,null,null,null,null,null,null,null,null,null,null,null,null,null,null,null,null,null,null,null,null,null,null,null,null,0,0,0,0,0,0,0,0,0,0,0,0,0,0,0,0,0,0,0,0,0,0,0,0,0,0,0,0,0,0,0,0,0,0,0,0,0,0,0,0,0,0,0,0,0,0,0,0,0,0,0,0,0,0,0,0,0,0,0,0,0,0,0,0,0,0,0,0,0,0,0,0,0,0,0,0,0,0,0,0,0,0,0,0,0,0,0,0,0,0,0]
["",null,null,null,null,"","",null,null,null,null,null,null,null,null,null,null,null,null,null,null,null,null,null,null,null,null,null,null,null,null,null,null,null,null,null,null,null,null,null,null,null,null,null,null,null,null,null,null,null,null,null,null,null,null,null,null,null,null,null,null,null,null,null,null,null,null,null,null,null,null,null,null,null,null,null,null,null,null,null,null,null,null,null,null,null,null,null,null,null,null,null,null,null,null,null,null,null,null,0,0,0,0,0,0,0,0,0,0,0,0,0,0,0,0,0,0,0,0,0,0,0,0,0,0,0,0,0,0,0,0,0,0,0,0,0,0,0,0,0,0,0,0,0,0,0,0,0,0,0,0,0,0,0,0,0,0,0,0,0,0,0,0,0,0,0,0,0,0,0,0,0,0,0,0,0,0,0,0,0,0,0,0,0,0,0,0,0,0,0]
["",null,null,null,null,"","",null,null,null,null,null,null,null,null,null,null,null,null,null,null,null,null,null,null,null,null,null,null,null,null,null,null,null,null,null,null,null,null,null,null,null,null,null,null,null,null,null,null,null,null,null,null,null,null,null,null,null,null,null,null,null,null,null,null,null,null,null,null,null,null,null,null,null,null,null,null,null,null,null,null,null,null,null,null,null,null,null,null,null,null,null,null,null,null,null,null,null,null,0,0,0,0,0,0,0,0,0,0,0,0,0,0,0,0,0,0,0,0,0,0,0,0,0,0,0,0,0,0,0,0,0,0,0,0,0,0,0,0,0,0,0,0,0,0,0,0,0,0,0,0,0,0,0,0,0,0,0,0,0,0,0,0,0,0,0,0,0,0,0,0,0,0,0,0,0,0,0,0,0,0,0,0,0,0,0,0,0,0,0]

{"sheet":"Historical scenario - output","index":1,"n_rows":175,"n_cols":43,"rows_kept":175,"cut":false,"hidden":false,"merged":[]}
[null,null,null,"Replacement expenditure forecast ($,000)",null,null,null,null,null,null,null,null,null,null,null,null,null,null,null,null,null,null,null,"Replacement quantity forecast (#)"]
[null,null,null,1,2,3,4,5,6,7,8,9,10,11,12,13,14,15,16,17,18,19,20,1,2,3,4,5,6,7,8,9,10,11,12,13,14,15,16,17,18,19,20]
[]
[]
["ID","Asset group",null,2020,2021,2022,2023,2024,2025,2026,2027,2028,2029,2030,2031,2032,2033,2034,2035,2036,2037,2038,2039,2020,2021,2022,2023,2024,2025,2026,2027,2028,2029,2030,2031,2032,2033,2034,2035,2036,2037,2038,2039]
[1,"OVERHEAD CONDUCTORS",null,{"$f":"IFERROR(IF($A6=\"\",\"\",SUMIFS(D$21:D$175,$A$21:$A$175,$A6)),\"\")","v":1399.5150357432583},{"$f":"IFERROR(IF($A6=\"\",\"\",SUMIFS(E$21:E$175,$A$21:$A$175,$A6)),\"\")","v":1658.6357107353017},1957.6734562493677,2299.0577352814471,2684.7480969351436,3116.141263112595,3593.9819323425781,4118.2801169035738,4688.2381360012441,5302.1906733857386,5957.5615625267847,6650.841149300888,7377.5881278473225,8132.4595418061372,8909.2720627239323,9701.096580248055,10500.386489669425,{"$f":"IFERROR(IF($A6=\"\",\"\",SUMIFS(U$21:U$175,$A$21:$A$175,$A6)),\"\")","v":11299.13784828242},12089.076910612039,12861.867683353043,{"$f":"IFERROR(IF($A6=\"\",\"\",SUMIFS(X$21:X$175,$A$21:$A$175,$A6)),\"\")","v":12.428782542816865},{"$f":"IFERROR(IF($A6=\"\",\"\",SUMIFS(Y$21:Y$175,$A$21:$A$175,$A6)),\"\")","v":14.296345062360068},16.408184291956378,18.76808236168258,21.376226116407722,24.229324056527755,27.320783988926415,30.640910878902865,34.177081737081551,37.91385694999196,41.832996158459707,45.913361700771496,50.130712807160378,54.457417056596505,58.862128996371091,63.309505599492468,67.760040714433131,{"$f":"IFERROR(IF($A6=\"\",\"\",SUMIFS(AO$21:AO$175,$A$21:$A$175,$A6)),\"\")","v":72.170102845065259},76.492250794733579,80.675879982072132]
[2,"POLES",null,{"$f":"IFERROR(IF($A7=\"\",\"\",SUMIFS(D$21:D$175,$A$21:$A$175,$A7)),\"\")","v":4578.4666901328792},4796.5002411511086,5108.8012636685417,5493.4239254426057,5937.9972572648294,6427.9496961615641,6951.085594236526,7496.8028694913492,8056.6504545039106,8624.7818134567024,9198.2244694709425,9776.9149532529991,10363.488019295412,10962.844433124978,11581.540676592918,12227.041032868201,12906.852476943699,13627.540032843008,14393.613647754657,15206.30230377262,956.23766704617105,979.10778097158493,1016.6400119494068,1065.7872331874521,1124.063904313618,1188.8799307253789,1257.8709972937038,1328.8900727290359,1400.0727099890662,1469.887844895633,1537.1696194569433,1601.1274889807607,1661.3342533250188,1717.6938522986779,1770.3920293072467,1819.8329539768081,1866.5638840403785,1911.1888035301426,1954.2718288301965,1996.2329192092577]
[3,"SERVICE LINES",null,3250.9920643713767,3374.8419867496941,3470.6280029630775,3535.4353403818454,3568.0543536366431,3568.8560428627684,3539.6199433009524,3483.32018263092,3403.8800753198584,3305.9083990508975,3194.4315512105227,3074.6353887278156,2951.6290818453144,2830.2411303385315,2714.8551025907086,2609.2898760855355,2516.7263137315194,2439.6794887523329,2380.0128513785075,2338.9882220713662,3619.3639599453613,3757.0526901154094,3863.5477309668427,3935.6072053629482,3971.8888531165603,3972.8105155760245,3940.3579026904645,3877.8460543077576,3789.6459945341494,3680.8911635556528,3557.1793799804582,3424.2856464667152,3287.8994744403935,3153.3979806517482,3025.6631362991589,2908.9484638232952,2806.7973222987011,2722.0117927373026,2656.668157262769,2612.1721815025476]
[4,"SWITCHGEAR",null,2573.0879587205109,2645.3436818651126,2715.6619533194371,2782.3613285387041,2845.0252592568208,2904.3002506251219,2961.6579547516094,3019.1361698663468,3079.0762875284963,3143.8750796172653,3215.7669121011604,3296.6489459068771,3387.9572981193051,3490.597224815293,3604.9258151715658,3730.7819429854108,3867.5555642174336,4014.2869086879587,4169.7855445541618,4332.7594490942065,164.19826580218378,173.65304237596058,184.05403569175033,195.22467547836814,207.04950048428535,219.46594794748819,232.4557335746147,246.03575692980513,260.24863573389143,275.15311854179282,290.81472268421544,307.29698418585053,324.65369374784319,342.92244222643797,362.11972821268535,382.23780519060108,403.24337632360283,425.0781836928104,447.66148156800205,470.89432183304979]
[5,"TRANSFORMERS",null,6522.2118010791055,7039.4794710721253,7575.5255249699658,8105.4935919202262,8608.679559050428,9068.6400342591332,9473.3185579687688,9815.1081499694665,10090.781393921709,10301.24159465609,10451.076358440821,10547.923910097767,10601.688610098097,10623.662270244697,10625.61983900242,10618.960897401701,10613.962462297175,10619.195225587782,10641.136795705477,10683.994460757242,44.388434848572885,46.479856820975499,49.0128099473623,51.906820921682801,55.095659575208593,58.526190652988376,62.156788870714578,65.955194387787685,69.895862756299394,73.957008736562543,78.117641543095544,82.354933979883299,86.642260454942473,90.948183562827936,95.23657150551459,99.467895991299301,103.60160277330777,107.59928123481092,111.42820900912055,115.06474057373701]
[6,"UNDERGROUND CABLES",null,1880.8409713413025,1964.9172561911394,2049.7804289221035,2135.2577754507438,2221.5984545848169,2309.5925098723119,2400.6722413663124,2496.9891742665172,2601.4611585793737,2717.7856690113804,2850.4170968184708,3004.5077143962535,3185.8140480319616,3400.5726142949552,3655.3513367653923,3956.8853883318848,4311.9085566706208,4726.993285136592,5208.4140058883559,5762.048919567279,0.74792006251615106,0.77201821572258833,0.7943950434544802,0.81501456223529756,0.83406174819997614,0.85198480078845928,0.86952730961083979,0.8877480993893605,0.90802728982813374,0.93205791538982796,0.9618232583528733,0.99956082901313359,1.0477146683508334,1.1088783514462908,1.1857317376056673,1.2809751406829883,1.3972651574323038,1.5371568448520629,1.7030572049130395,1.8971949213154269]
[null,null,null,"","","","","","","","","","","","","","","","","","","","","","","","","","","","","","","","","","","","","","","",""]
[null,null,null,"","","","","","","","","","","","","","","","","","","","","","","","","","","","","","","","","","","","","","","",""]
[null,null,null,"","","","","","","","","","","","","","","","","","","","","","","","","","","","","","","","","","","","","","","",""]
[null,null,null,"","","","","","","","","","","","","","","","","","","","","","","","","","","","","","","","","","","","","","","",""]
[null,null,null,"","","","","","","","","","","","","","","","","","","","","","","","","","","","","","","","","","","","","","","",""]
[null,null,null,"","","","","","","","","","","","","","","","","","","","","","","","","","","","","","","","","","","","","","","",""]
[null,null,"Total",{"$f":"IFERROR(SUM(D$6:D$17),\"\")","v":20205.114521388434},{"$f":"IFERROR(SUM(E$6:E$17),\"\")","v":21479.718347764483},22878.070630092494,24351.029697015572,25866.102980728683,27395.479796893494,28920.336223966744,30429.636663128171,31920.087505854593,33395.78322917808,34867.477950568704,36351.472061682602,37868.165185237413,39440.37721462459,41091.56483284694,42844.05571792079,44717.391863529876,46726.832789290085,48882.039755893202,51185.961038615751]
[]
["ID","Asset group","Asset category"]
[{"$f":"IFERROR('Historical scenario - input'!A6,\"\")","v":1},{"$f":"IFERROR('Historical scenario - input'!B6,\"\")","v":"OVERHEAD CONDUCTORS"},{"$f":"IFERROR('Historical scenario - input'!C6,\"\")","v":"˂ = 1 kv"},{"$f":"IFERROR(repcalc('Historical scenario - input'!$CV6:$GH6,'Historical scenario - input'!$G6,'Historical scenario - input'!$E6,'Historical scenario - input'!$F6,20,TRUE,TRUE),\"\")","v":751.555958024848},928.19908041440272,1135.807726111512,1377.224985454166,1654.9916321504327,1971.2147739784366,2327.4361047267671,2724.5069345388192,3162.4778055994311,3640.5106501932532,4156.8210287329821,4708.6569397677331,5292.3190097278903,5903.224588036408,6536.0154935552064,7184.706043058115,7842.8647616403041,8503.8200971332662,9160.8778354852329,9807.5360486564496,{"$f":"IFERROR(IF(OR(D21=\"\",'Historical scenario - input'!$D6=\"\"),\"\",D21/'Historical scenario - input'!$D6),\"\")","v":2.6499248637362585},{"$f":"IFERROR(IF(OR(E21=\"\",'Historical scenario - input'!$D6=\"\"),\"\",E21/'Historical scenario - input'!$D6),\"\")","v":3.2727540716348567},{"$f":"IFERROR(IF(OR(F21=\"\",'Historical scenario - input'!$D6=\"\"),\"\",F21/'Historical scenario - input'!$D6),\"\")","v":4.0047651830964899},{"$f":"IFERROR(IF(OR(G21=\"\",'Historical scenario - input'!$D6=\"\"),\"\",G21/'Historical scenario - input'!$D6),\"\")","v":4.8559827022130264},{"$f":"IFERROR(IF(OR(H21=\"\",'Historical scenario - input'!$D6=\"\"),\"\",H21/'Historical scenario - input'!$D6),\"\")","v":5.8353651893554499},{"$f":"IFERROR(IF(OR(I21=\"\",'Historical scenario - input'!$D6=\"\"),\"\",I21/'Historical scenario - input'!$D6),\"\")","v":6.9503421342805805},{"$f":"IFERROR(IF(OR(J21=\"\",'Historical scenario - input'!$D6=\"\"),\"\",J21/'Historical scenario - input'!$D6),\"\")","v":8.2063494232441645},{"$f":"IFERROR(IF(OR(K21=\"\",'Historical scenario - input'!$D6=\"\"),\"\",K21/'Historical scenario - input'!$D6),\"\")","v":9.6063887062120425},{"$f":"IFERROR(IF(OR(L21=\"\",'Historical scenario - input'!$D6=\"\"),\"\",L21/'Historical scenario - input'!$D6),\"\")","v":11.150638190795826},{"$f":"IFERROR(IF(OR(M21=\"\",'Historical scenario - input'!$D6=\"\"),\"\",M21/'Historical scenario - input'!$D6),\"\")","v":12.83614291874831},{"$f":"IFERROR(IF(OR(N21=\"\",'Historical scenario - input'!$D6=\"\"),\"\",N21/'Historical scenario - input'!$D6),\"\")","v":14.656611101973427},{"$f":"IFERROR(IF(OR(O21=\"\",'Historical scenario - input'!$D6=\"\"),\"\",O21/'Historical scenario - input'!$D6),\"\")","v":16.602339408348172},{"$f":"IFERROR(IF(OR(P21=\"\",'Historical scenario - input'!$D6=\"\"),\"\",P21/'Historical scenario - input'!$D6),\"\")","v":18.660284149112314},{"$f":"IFERROR(IF(OR(Q21=\"\",'Historical scenario - input'!$D6=\"\"),\"\",Q21/'Historical scenario - input'!$D6),\"\")","v":20.814287272990676},{"$f":"IFERROR(IF(OR(R21=\"\",'Historical scenario - input'!$D6=\"\"),\"\",R21/'Historical scenario - input'!$D6),\"\")","v":23.045456271354212},{"$f":"IFERROR(IF(OR(S21=\"\",'Historical scenario - input'!$D6=\"\"),\"\",S21/'Historical scenario - input'!$D6),\"\")","v":25.332686114513354},{"$f":"IFERROR(IF(OR(T21=\"\",'Historical scenario - input'!$D6=\"\"),\"\",T21/'Historical scenario - input'!$D6),\"\")","v":27.653299947765774},{"$f":"IFERROR(IF(OR(U21=\"\",'Historical scenario - input'!$D6=\"\"),\"\",U21/'Historical scenario - input'!$D6),\"\")","v":29.983774423605183},{"$f":"IFERROR(IF(OR(V21=\"\",'Historical scenario - input'!$D6=\"\"),\"\",V21/'Historical scenario - input'!$D6),\"\")","v":32.300506290577651},{"$f":"IFERROR(IF(OR(W21=\"\",'Historical scenario - input'!$D6=\"\"),\"\",W21/'Historical scenario - input'!$D6),\"\")","v":34.580570281987079}]
[{"$f":"IFERROR('Historical scenario - input'!A7,\"\")","v":1},{"$f":"IFERROR('Historical scenario - input'!B7,\"\")","v":"OVERHEAD CONDUCTORS"},{"$f":"IFERROR('Historical scenario - input'!C7,\"\")","v":"˃ 11 kv & < = 22 kv ; multiple-phase"},{"$f":"IFERROR(repcalc('Historical scenario - input'!$CV7:$GH7,'Historical scenario - input'!$G7,'Historical scenario - input'!$E7,'Historical scenario - input'!$F7,20,TRUE,TRUE),\"\")","v":374.9069248315285},408.79955663890274,446.8912269745889,489.19880648159113,535.73749289960267,586.5386017266909,641.66050648443183,701.19066867086224,765.23754735114301,833.91215783250027,907.30008008329628,985.42572004835063,1068.2115208652835,1155.4355300699599,1246.6911852263559,1341.3533300897823,1438.5542834742698,1537.1732483657024,1635.8414972382509,1732.9646627252973,{"$f":"IFERROR(IF(OR(D22=\"\",'Historical scenario - input'!$D7=\"\"),\"\",D22/'Historical scenario - input'!$D7),\"\")","v":5.6580138883747937},{"$f":"IFERROR(IF(OR(E22=\"\",'Historical scenario - input'!$D7=\"\"),\"\",E22/'Historical scenario - input'!$D7),\"\")","v":6.1695141269096521},{"$f":"IFERROR(IF(OR(F22=\"\",'Historical scenario - input'!$D7=\"\"),\"\",F22/'Historical scenario - input'!$D7),\"\")","v":6.744385342978962},{"$f":"IFERROR(IF(OR(G22=\"\",'Historical scenario - input'!$D7=\"\"),\"\",G22/'Historical scenario - input'!$D7),\"\")","v":7.3828821446630286},{"$f":"IFERROR(IF(OR(H22=\"\",'Historical scenario - input'!$D7=\"\"),\"\",H22/'Historical scenario - input'!$D7),\"\")","v":8.0852338929486987},{"$f":"IFERROR(IF(OR(I22=\"\",'Historical scenario - input'!$D7=\"\"),\"\",I22/'Historical scenario - input'!$D7),\"\")","v":8.8519131945318001},{"$f":"IFERROR(IF(OR(J22=\"\",'Historical scenario - input'!$D7=\"\"),\"\",J22/'Historical scenario - input'!$D7),\"\")","v":9.6838010099225684},{"$f":"IFERROR(IF(OR(K22=\"\",'Historical scenario - input'!$D7=\"\"),\"\",K22/'Historical scenario - input'!$D7),\"\")","v":10.582217289054741},{"$f":"IFERROR(IF(OR(L22=\"\",'Historical scenario - input'!$D7=\"\"),\"\",L22/'Historical scenario - input'!$D7),\"\")","v":11.548798872584909},{"$f":"IFERROR(IF(OR(M22=\"\",'Historical scenario - input'!$D7=\"\"),\"\",M22/'Historical scenario - input'!$D7),\"\")","v":12.585221179419747},{"$f":"IFERROR(IF(OR(N22=\"\",'Historical scenario - input'!$D7=\"\"),\"\",N22/'Historical scenario - input'!$D7),\"\")","v":13.692775763855778},{"$f":"IFERROR(IF(OR(O22=\"\",'Historical scenario - input'!$D7=\"\"),\"\",O22/'Historical scenario - input'!$D7),\"\")","v":14.871830955111804},{"$f":"IFERROR(IF(OR(P22=\"\",'Historical scenario - input'!$D7=\"\"),\"\",P22/'Historical scenario - input'!$D7),\"\")","v":16.12121628186436},{"$f":"IFERROR(IF(OR(Q22=\"\",'Historical scenario - input'!$D7=\"\"),\"\",Q22/'Historical scenario - input'!$D7),\"\")","v":17.437582085727705},{"$f":"IFERROR(IF(OR(R22=\"\",'Historical scenario - input'!$D7=\"\"),\"\",R22/'Historical scenario - input'!$D7),\"\")","v":18.814792614713401},{"$f":"IFERROR(IF(OR(S22=\"\",'Historical scenario - input'!$D7=\"\"),\"\",S22/'Historical scenario - input'!$D7),\"\")","v":20.243413146546189},{"$f":"IFERROR(IF(OR(T22=\"\",'Historical scenario - input'!$D7=\"\"),\"\",T22/'Historical scenario - input'!$D7),\"\")","v":21.710348825207866},{"$f":"IFERROR(IF(OR(U22=\"\",'Historical scenario - input'!$D7=\"\"),\"\",U22/'Historical scenario - input'!$D7),\"\")","v":23.198684825572794},{"$f":"IFERROR(IF(OR(V22=\"\",'Historical scenario - input'!$D7=\"\"),\"\",V22/'Historical scenario - input'!$D7),\"\")","v":24.687764609077373},{"$f":"IFERROR(IF(OR(W22=\"\",'Historical scenario - input'!$D7=\"\"),\"\",W22/'Historical scenario - input'!$D7),\"\")","v":26.15352632968462}]
[{"$f":"IFERROR('Historical scenario - input'!A8,\"\")","v":1},{"$f":"IFERROR('Historical scenario - input'!B8,\"\")","v":"OVERHEAD CONDUCTORS"},{"$f":"IFERROR('Historical scenario - input'!C8,\"\")","v":"˃ 11 kv & < = 22 kv ; single-phase"},{"$f":"IFERROR(repcalc('Historical scenario - input'!$CV8:$GH8,'Historical scenario - input'!$G8,'Historical scenario - input'!$E8,'Historical scenario - input'!$F8,20,TRUE,TRUE),\"\")","v":53.812154892441448},62.784904207639137,72.653544189997305,83.428638110918669,95.117733594739889,107.72654941832569,121.25938321061962,135.71835109376983,151.10115503401732,167.39721425997152,184.58218283560734,202.61108870258025,221.41054765709066,240.87070400611836,260.83770401962443,281.10759824806564,301.4225794939976,321.4703869580631,340.88754367448644,359.26685116041551,{"$f":"IFERROR(IF(OR(D23=\"\",'Historical scenario - input'!$D8=\"\"),\"\",D23/'Historical scenario - input'!$D8),\"\")","v":0.81212135487128878},{"$f":"IFERROR(IF(OR(E23=\"\",'Historical scenario - input'!$D8=\"\"),\"\",E23/'Historical scenario - input'!$D8),\"\")","v":0.94753613886096155},{"$f":"IFERROR(IF(OR(F23=\"\",'Historical scenario - input'!$D8=\"\"),\"\",F23/'Historical scenario - input'!$D8),\"\")","v":1.0964715102325218},{"$f":"IFERROR(IF(OR(G23=\"\",'Historical scenario - input'!$D8=\"\"),\"\",G23/'Historical scenario - input'!$D8),\"\")","v":1.259086887583879},{"$f":"IFERROR(IF(OR(H23=\"\",'Historical scenario - input'!$D8=\"\"),\"\",H23/'Historical scenario - input'!$D8),\"\")","v":1.435496178022351},{"$f":"IFERROR(IF(OR(I23=\"\",'Historical scenario - input'!$D8=\"\"),\"\",I23/'Historical scenario - input'!$D8),\"\")","v":1.6257856880863935},{"$f":"IFERROR(IF(OR(J23=\"\",'Historical scenario - input'!$D8=\"\"),\"\",J23/'Historical scenario - input'!$D8),\"\")","v":1.8300202766586757},{"$f":"IFERROR(IF(OR(K23=\"\",'Historical scenario - input'!$D8=\"\"),\"\",K23/'Historical scenario - input'!$D8),\"\")","v":2.0482318797950847},{"$f":"IFERROR(IF(OR(L23=\"\",'Historical scenario - input'!$D8=\"\"),\"\",L23/'Historical scenario - input'!$D8),\"\")","v":2.2803858160692094},{"$f":"IFERROR(IF(OR(M23=\"\",'Historical scenario - input'!$D8=\"\"),\"\",M23/'Historical scenario - input'!$D8),\"\")","v":2.5263224027771249},{"$f":"IFERROR(IF(OR(N23=\"\",'Historical scenario - input'!$D8=\"\"),\"\",N23/'Historical scenario - input'!$D8),\"\")","v":2.7856742163397183},{"$f":"IFERROR(IF(OR(O23=\"\",'Historical scenario - input'!$D8=\"\"),\"\",O23/'Historical scenario - input'!$D8),\"\")","v":3.0577625482193538},{"$f":"IFERROR(IF(OR(P23=\"\",'Historical scenario - input'!$D8=\"\"),\"\",P23/'Historical scenario - input'!$D8),\"\")","v":3.3414798999496536},{"$f":"IFERROR(IF(OR(Q23=\"\",'Historical scenario - input'!$D8=\"\"),\"\",Q23/'Historical scenario - input'!$D8),\"\")","v":3.6351683532696923},{"$f":"IFERROR(IF(OR(R23=\"\",'Historical scenario - input'!$D8=\"\"),\"\",R23/'Historical scenario - input'!$D8),\"\")","v":3.9365059810992231},{"$f":"IFERROR(IF(OR(S23=\"\",'Historical scenario - input'!$D8=\"\"),\"\",S23/'Historical scenario - input'!$D8),\"\")","v":4.2424148226388807},{"$f":"IFERROR(IF(OR(T23=\"\",'Historical scenario - input'!$D8=\"\"),\"\",T23/'Historical scenario - input'!$D8),\"\")","v":4.5490041076546435},{"$f":"IFERROR(IF(OR(U23=\"\",'Historical scenario - input'!$D8=\"\"),\"\",U23/'Historical scenario - input'!$D8),\"\")","v":4.8515612639784926},{"$f":"IFERROR(IF(OR(V23=\"\",'Historical scenario - input'!$D8=\"\"),\"\",V23/'Historical scenario - input'!$D8),\"\")","v":5.1446007761818002},{"$f":"IFERROR(IF(OR(W23=\"\",'Historical scenario - input'!$D8=\"\"),\"\",W23/'Historical scenario - input'!$D8),\"\")","v":5.4219772931955301}]
[{"$f":"IFERROR('Historical scenario - input'!A9,\"\")","v":1},{"$f":"IFERROR('Historical scenario - input'!B9,\"\")","v":"OVERHEAD CONDUCTORS"},{"$f":"IFERROR('Historical scenario - input'!C9,\"\")","v":"> 1 kv & < = 11 kv"},{"$f":"IFERROR(repcalc('Historical scenario - input'!$CV9:$GH9,'Historical scenario - input'!$G9,'Historical scenario - input'!$E9,'Historical scenario - input'!$F9,20,TRUE,TRUE),\"\")","v":107.04052664056522},124.68105525124068,143.98760402765402,164.77961212025804,186.81633150799863,209.80610184292695,233.41945064930988,257.3050472653054,281.10716622389378,304.48307747651012,327.11872315126681,348.74118592816353,369.12679516575895,388.10421499768267,405.55244849853557,421.3942917810615,435.58629650543372,448.10667524283707,458.94276213771667,468.07960440667591,{"$f":"IFERROR(IF(OR(D24=\"\",'Historical scenario - input'!$D9=\"\"),\"\",D24/'Historical scenario - input'!$D9),\"\")","v":1.6154323813128404},{"$f":"IFERROR(IF(OR(E24=\"\",'Historical scenario - input'!$D9=\"\"),\"\",E24/'Historical scenario - input'!$D9),\"\")","v":1.8816594079870645},{"$f":"IFERROR(IF(OR(F24=\"\",'Historical scenario - input'!$D9=\"\"),\"\",F24/'Historical scenario - input'!$D9),\"\")","v":2.173029649181248},{"$f":"IFERROR(IF(OR(G24=\"\",'Historical scenario - input'!$D9=\"\"),\"\",G24/'Historical scenario - input'!$D9),\"\")","v":2.4868181197676984},{"$f":"IFERROR(IF(OR(H24=\"\",'Historical scenario - input'!$D9=\"\"),\"\",H24/'Historical scenario - input'!$D9),\"\")","v":2.8193915028976138},{"$f":"IFERROR(IF(OR(I24=\"\",'Historical scenario - input'!$D9=\"\"),\"\",I24/'Historical scenario - input'!$D9),\"\")","v":3.1663481239416864},{"$f":"IFERROR(IF(OR(J24=\"\",'Historical scenario - input'!$D9=\"\"),\"\",J24/'Historical scenario - input'!$D9),\"\")","v":3.522715655850015},{"$f":"IFERROR(IF(OR(K24=\"\",'Historical scenario - input'!$D9=\"\"),\"\",K24/'Historical scenario - input'!$D9),\"\")","v":3.8831918925750384},{"$f":"IFERROR(IF(OR(L24=\"\",'Historical scenario - input'!$D9=\"\"),\"\",L24/'Historical scenario - input'!$D9),\"\")","v":4.2424083026239048},{"$f":"IFERROR(IF(OR(M24=\"\",'Historical scenario - input'!$D9=\"\"),\"\",M24/'Historical scenario - input'!$D9),\"\")","v":4.5951924785367773},{"$f":"IFERROR(IF(OR(N24=\"\",'Historical scenario - input'!$D9=\"\"),\"\",N24/'Historical scenario - input'!$D9),\"\")","v":4.9368047271172912},{"$f":"IFERROR(IF(OR(O24=\"\",'Historical scenario - input'!$D9=\"\"),\"\",O24/'Historical scenario - input'!$D9),\"\")","v":5.2631262394433831},{"$f":"IFERROR(IF(OR(P24=\"\",'Historical scenario - input'!$D9=\"\"),\"\",P24/'Historical scenario - input'!$D9),\"\")","v":5.5707814267705507},{"$f":"IFERROR(IF(OR(Q24=\"\",'Historical scenario - input'!$D9=\"\"),\"\",Q24/'Historical scenario - input'!$D9),\"\")","v":5.8571845254137527},{"$f":"IFERROR(IF(OR(R24=\"\",'Historical scenario - input'!$D9=\"\"),\"\",R24/'Historical scenario - input'!$D9),\"\")","v":6.1205094760526206},{"$f":"IFERROR(IF(OR(S24=\"\",'Historical scenario - input'!$D9=\"\"),\"\",S24/'Historical scenario - input'!$D9),\"\")","v":6.3595911343875979},{"$f":"IFERROR(IF(OR(T24=\"\",'Historical scenario - input'!$D9=\"\"),\"\",T24/'Historical scenario - input'!$D9),\"\")","v":6.5737737875100031},{"$f":"IFERROR(IF(OR(U24=\"\",'Historical scenario - input'!$D9=\"\"),\"\",U24/'Historical scenario - input'!$D9),\"\")","v":6.7627286242758853},{"$f":"IFERROR(IF(OR(V24=\"\",'Historical scenario - input'!$D9=\"\"),\"\",V24/'Historical scenario - input'!$D9),\"\")","v":6.926264494343946},{"$f":"IFERROR(IF(OR(W24=\"\",'Historical scenario - input'!$D9=\"\"),\"\",W24/'Historical scenario - input'!$D9),\"\")","v":7.0641557335545633}]
[{"$f":"IFERROR('Historical scenario - input'!A10,\"\")","v":1},{"$f":"IFERROR('Historical scenario - input'!B10,\"\")","v":"OVERHEAD CONDUCTORS"},{"$f":"IFERROR('Historical scenario - input'!C10,\"\")","v":"> 22 kv & < = 66 kv"},{"$f":"IFERROR(repcalc('Historical scenario - input'!$CV10:$GH10,'Historical scenario - input'!$G10,'Historical scenario - input'!$E10,'Historical scenario - input'!$F10,20,TRUE,TRUE),\"\")","v":112.19947135387517},134.17111422311646,158.33335494561544,184.42569311451345,212.08490678236981,240.85523614621479,270.20648727144953,299.55911533481731,328.31446179275963,355.8875736235035,381.7395477236326,405.40621485406001,426.52025443129855,444.82450469596847,460.17523142420947,472.5353170710315,481.95856855542104,488.56744058255106,492.5272720763536,494.02051640420535,{"$f":"IFERROR(IF(OR(D25=\"\",'Historical scenario - input'!$D10=\"\"),\"\",D25/'Historical scenario - input'!$D10),\"\")","v":1.6932900545216834},{"$f":"IFERROR(IF(OR(E25=\"\",'Historical scenario - input'!$D10=\"\"),\"\",E25/'Historical scenario - input'!$D10),\"\")","v":2.0248813169675342},{"$f":"IFERROR(IF(OR(F25=\"\",'Historical scenario - input'!$D10=\"\"),\"\",F25/'Historical scenario - input'!$D10),\"\")","v":2.3895326064671552},{"$f":"IFERROR(IF(OR(G25=\"\",'Historical scenario - input'!$D10=\"\"),\"\",G25/'Historical scenario - input'!$D10),\"\")","v":2.7833125074549465},{"$f":"IFERROR(IF(OR(H25=\"\",'Historical scenario - input'!$D10=\"\"),\"\",H25/'Historical scenario - input'!$D10),\"\")","v":3.2007393531836077},{"$f":"IFERROR(IF(OR(I25=\"\",'Historical scenario - input'!$D10=\"\"),\"\",I25/'Historical scenario - input'!$D10),\"\")","v":3.6349349156872921},{"$f":"IFERROR(IF(OR(J25=\"\",'Historical scenario - input'!$D10=\"\"),\"\",J25/'Historical scenario - input'!$D10),\"\")","v":4.0778976232509923},{"$f":"IFERROR(IF(OR(K25=\"\",'Historical scenario - input'!$D10=\"\"),\"\",K25/'Historical scenario - input'!$D10),\"\")","v":4.5208811112659566},{"$f":"IFERROR(IF(OR(L25=\"\",'Historical scenario - input'!$D10=\"\"),\"\",L25/'Historical scenario - input'!$D10),\"\")","v":4.9548505550077016},{"$f":"IFERROR(IF(OR(M25=\"\",'Historical scenario - input'!$D10=\"\"),\"\",M25/'Historical scenario - input'!$D10),\"\")","v":5.3709779705100047},{"$f":"IFERROR(IF(OR(N25=\"\",'Historical scenario - input'!$D10=\"\"),\"\",N25/'Historical scenario - input'!$D10),\"\")","v":5.7611303491734969},{"$f":"IFERROR(IF(OR(O25=\"\",'Historical scenario - input'!$D10=\"\"),\"\",O25/'Historical scenario - input'!$D10),\"\")","v":6.1183025496487877},{"$f":"IFERROR(IF(OR(P25=\"\",'Historical scenario - input'!$D10=\"\"),\"\",P25/'Historical scenario - input'!$D10),\"\")","v":6.4369510494634925},{"$f":"IFERROR(IF(OR(Q25=\"\",'Historical scenario - input'!$D10=\"\"),\"\",Q25/'Historical scenario - input'!$D10),\"\")","v":6.7131948191946851},{"$f":"IFERROR(IF(OR(R25=\"\",'Historical scenario - input'!$D10=\"\"),\"\",R25/'Historical scenario - input'!$D10),\"\")","v":6.9448646531516429},{"$f":"IFERROR(IF(OR(S25=\"\",'Historical scenario - input'!$D10=\"\"),\"\",S25/'Historical scenario - input'!$D10),\"\")","v":7.1314003814064542},{"$f":"IFERROR(IF(OR(T25=\"\",'Historical scenario - input'!$D10=\"\"),\"\",T25/'Historical scenario - input'!$D10),\"\")","v":7.2736140462948349},{"$f":"IFERROR(IF(OR(U25=\"\",'Historical scenario - input'!$D10=\"\"),\"\",U25/'Historical scenario - input'!$D10),\"\")","v":7.3733537076329032},{"$f":"IFERROR(IF(OR(V25=\"\",'Historical scenario - input'!$D10=\"\"),\"\",V25/'Historical scenario - input'!$D10),\"\")","v":7.4331146245528208},{"$f":"IFERROR(IF(OR(W25=\"\",'Historical scenario - input'!$D10=\"\"),\"\",W25/'Historical scenario - input'!$D10),\"\")","v":7.4556503436503503}]
[{"$f":"IFERROR('Historical scenario - input'!A11,\"\")","v":2},{"$f":"IFERROR('Historical scenario - input'!B11,\"\")","v":"POLES"},{"$f":"IFERROR('Historical scenario - input'!C11,\"\")","v":"˂ = 1 kv ; concrete"},{"$f":"IFERROR(repcalc('Historical scenario - input'!$CV11:$GH11,'Historical scenario - input'!$G11,'Historical scenario - input'!$E11,'Historical scenario - input'!$F11,20,TRUE,TRUE),\"\")","v":45.868561536990207},50.541447813194978,57.345480198101235,66.738083011927472,79.28085786587306,95.655402201462351,116.67690953480727,143.30420219302027,176.64470478107577,217.95279118332621,268.61996234072279,330.15546566624249,404.15626992001444,492.26576725628132,596.12117405071456,717.29031112754762,857.19921112339296,1017.0527621940445,1197.7512849745019,1399.8064912724567,{"$f":"IFERROR(IF(OR(D26=\"\",'Historical scenario - input'!$D11=\"\"),\"\",D26/'Historical scenario - input'!$D11),\"\")","v":3.1098897356814725},{"$f":"IFERROR(IF(OR(E26=\"\",'Historical scenario - input'!$D11=\"\"),\"\",E26/'Historical scenario - input'!$D11),\"\")","v":3.4267115539252546},{"$f":"IFERROR(IF(OR(F26=\"\",'Historical scenario - input'!$D11=\"\"),\"\",F26/'Historical scenario - input'!$D11),\"\")","v":3.8880251370425323},{"$f":"IFERROR(IF(OR(G26=\"\",'Historical scenario - input'!$D11=\"\"),\"\",G26/'Historical scenario - input'!$D11),\"\")","v":4.5248438665441117},{"$f":"IFERROR(IF(OR(H26=\"\",'Historical scenario - input'!$D11=\"\"),\"\",H26/'Historical scenario - input'!$D11),\"\")","v":5.3752443471389215},{"$f":"IFERROR(IF(OR(I26=\"\",'Historical scenario - input'!$D11=\"\"),\"\",I26/'Historical scenario - input'!$D11),\"\")","v":6.4854389041372702},{"$f":"IFERROR(IF(OR(J26=\"\",'Historical scenario - input'!$D11=\"\"),\"\",J26/'Historical scenario - input'!$D11),\"\")","v":7.9106976803864786},{"$f":"IFERROR(IF(OR(K26=\"\",'Historical scenario - input'!$D11=\"\"),\"\",K26/'Historical scenario - input'!$D11),\"\")","v":9.7160288560760346},{"$f":"IFERROR(IF(OR(L26=\"\",'Historical scenario - input'!$D11=\"\"),\"\",L26/'Historical scenario - input'!$D11),\"\")","v":11.976515849927793},{"$f":"IFERROR(IF(OR(M26=\"\",'Historical scenario - input'!$D11=\"\"),\"\",M26/'Historical scenario - input'!$D11),\"\")","v":14.777205245853233},{"$f":"IFERROR(IF(OR(N26=\"\",'Historical scenario - input'!$D11=\"\"),\"\",N26/'Historical scenario - input'!$D11),\"\")","v":18.212440845978474},{"$f":"IFERROR(IF(OR(O26=\"\",'Historical scenario - input'!$D11=\"\"),\"\",O26/'Historical scenario - input'!$D11),\"\")","v":22.384549666476357},{"$f":"IFERROR(IF(OR(P26=\"\",'Historical scenario - input'!$D11=\"\"),\"\",P26/'Historical scenario - input'!$D11),\"\")","v":27.401806233272982},{"$f":"IFERROR(IF(OR(Q26=\"\",'Historical scenario - input'!$D11=\"\"),\"\",Q26/'Historical scenario - input'!$D11),\"\")","v":33.375632579694098},{"$f":"IFERROR(IF(OR(R26=\"\",'Historical scenario - input'!$D11=\"\"),\"\",R26/'Historical scenario - input'!$D11),\"\")","v":40.417032021108213},{"$f":"IFERROR(IF(OR(S26=\"\",'Historical scenario - input'!$D11=\"\"),\"\",S26/'Historical scenario - input'!$D11),\"\")","v":48.6323028525848},{"$f":"IFERROR(IF(OR(T26=\"\",'Historical scenario - input'!$D11=\"\"),\"\",T26/'Historical scenario - input'!$D11),\"\")","v":58.118130126166996},{"$f":"IFERROR(IF(OR(U26=\"\",'Historical scenario - input'!$D11=\"\"),\"\",U26/'Historical scenario - input'!$D11),\"\")","v":68.956205292006914},{"$f":"IFERROR(IF(OR(V26=\"\",'Historical scenario - input'!$D11=\"\"),\"\",V26/'Historical scenario - input'!$D11),\"\")","v":81.207570113957317},{"$f":"IFERROR(IF(OR(W26=\"\",'Historical scenario - input'!$D11=\"\"),\"\",W26/'Historical scenario - input'!$D11),\"\")","v":94.906918666675068}]
[{"$f":"IFERROR('Historical scenario - input'!A12,\"\")","v":2},{"$f":"IFERROR('Historical scenario - input'!B12,\"\")","v":"POLES"},{"$f":"IFERROR('Historical scenario - input'!C12,\"\")","v":"˂ = 1 kv ; steel"},{"$f":"IFERROR(repcalc('Historical scenario - input'!$CV12:$GH12,'Historical scenario - input'!$G12,'Historical scenario - input'!$E12,'Historical scenario - input'!$F12,20,TRUE,TRUE),\"\")","v":13.423691997683417},14.826886093658326,16.56204663341126,18.630721770845476,21.025976431464471,23.732713926477235,26.728341782350387,29.983811755439724,33.465050436522127,37.134771590088597,40.954626034726807,44.887603206577602,48.900555938117527,52.966682646180558,57.067775168299065,61.196030987606832,65.355238797723118,69.561177210461366,73.841116340173329,78.232377132262641,{"$f":"IFERROR(IF(OR(D27=\"\",'Historical scenario - input'!$D12=\"\"),\"\",D27/'Historical scenario - input'!$D12),\"\")","v":0.91012668720555812},{"$f":"IFERROR(IF(OR(E27=\"\",'Historical scenario - input'!$D12=\"\"),\"\",E27/'Historical scenario - input'!$D12),\"\")","v":1.0052632855643728},{"$f":"IFERROR(IF(OR(F27=\"\",'Historical scenario - input'!$D12=\"\"),\"\",F27/'Historical scenario - input'!$D12),\"\")","v":1.1229072179555271},{"$f":"IFERROR(IF(OR(G27=\"\",'Historical scenario - input'!$D12=\"\"),\"\",G27/'Historical scenario - input'!$D12),\"\")","v":1.2631634492563064},{"$f":"IFERROR(IF(OR(H27=\"\",'Historical scenario - input'!$D12=\"\"),\"\",H27/'Historical scenario - input'!$D12),\"\")","v":1.4255617812248176},{"$f":"IFERROR(IF(OR(I27=\"\",'Historical scenario - input'!$D12=\"\"),\"\",I27/'Historical scenario - input'!$D12),\"\")","v":1.6090786579451841},{"$f":"IFERROR(IF(OR(J27=\"\",'Historical scenario - input'!$D12=\"\"),\"\",J27/'Historical scenario - input'!$D12),\"\")","v":1.812182309089521},{"$f":"IFERROR(IF(OR(K27=\"\",'Historical scenario - input'!$D12=\"\"),\"\",K27/'Historical scenario - input'!$D12),\"\")","v":2.0329032629386026},{"$f":"IFERROR(IF(OR(L27=\"\",'Historical scenario - input'!$D12=\"\"),\"\",L27/'Historical scenario - input'!$D12),\"\")","v":2.268931341408531},{"$f":"IFERROR(IF(OR(M27=\"\",'Historical scenario - input'!$D12=\"\"),\"\",M27/'Historical scenario - input'!$D12),\"\")","v":2.5177385367047278},{"$f":"IFERROR(IF(OR(N27=\"\",'Historical scenario - input'!$D12=\"\"),\"\",N27/'Historical scenario - input'!$D12),\"\")","v":2.7767247732710887},{"$f":"IFERROR(IF(OR(O27=\"\",'Historical scenario - input'!$D12=\"\"),\"\",O27/'Historical scenario - input'!$D12),\"\")","v":3.0433807338584873},{"$f":"IFERROR(IF(OR(P27=\"\",'Historical scenario - input'!$D12=\"\"),\"\",P27/'Historical scenario - input'!$D12),\"\")","v":3.3154590395957779},{"$f":"IFERROR(IF(OR(Q27=\"\",'Historical scenario - input'!$D12=\"\"),\"\",Q27/'Historical scenario - input'!$D12),\"\")","v":3.5911425424060397},{"$f":"IFERROR(IF(OR(R27=\"\",'Historical scenario - input'!$D12=\"\"),\"\",R27/'Historical scenario - input'!$D12),\"\")","v":3.8691967283724149},{"$f":"IFERROR(IF(OR(S27=\"\",'Historical scenario - input'!$D12=\"\"),\"\",S27/'Historical scenario - input'!$D12),\"\")","v":4.1490925866364483},{"$f":"IFERROR(IF(OR(T27=\"\",'Historical scenario - input'!$D12=\"\"),\"\",T27/'Historical scenario - input'!$D12),\"\")","v":4.4310869907298889},{"$f":"IFERROR(IF(OR(U27=\"\",'Historical scenario - input'!$D12=\"\"),\"\",U27/'Historical scenario - input'!$D12),\"\")","v":4.7162497309683173},{"$f":"IFERROR(IF(OR(V27=\"\",'Historical scenario - input'!$D12=\"\"),\"\",V27/'Historical scenario - input'!$D12),\"\")","v":5.0064297218559517},{"$f":"IFERROR(IF(OR(W27=\"\",'Historical scenario - input'!$D12=\"\"),\"\",W27/'Historical scenario - input'!$D12),\"\")","v":5.3041573245191849}]
[{"$f":"IFERROR('Historical scenario - input'!A13,\"\")","v":2},{"$f":"IFERROR('Historical scenario - input'!B13,\"\")","v":"POLES"},{"$f":"IFERROR('Historical scenario - input'!C13,\"\")","v":"˂ = 1 kv ; wood"},{"$f":"IFERROR(repcalc('Historical scenario - input'!$CV13:$GH13,'Historical scenario - input'!$G13,'Historical scenario - input'!$E13,'Historical scenario - input'!$F13,20,TRUE,TRUE),\"\")","v":1749.5537330320046},1771.8383236681118,1817.7348119123935,1883.0711445599468,1963.4902979775068,2054.6033500392068,2152.1221678803299,2251.9716275516894,2350.382168252389,2443.9638598856727,2529.763155685137,2605.3032631432243,2668.6087474862084,2718.2147145754084,2753.1608053694454,2772.9703349774013,2777.6152478860777,2767.4681179857571,2743.2431395680733,2705.9288421690731,{"$f":"IFERROR(IF(OR(D28=\"\",'Historical scenario - input'!$D13=\"\"),\"\",D28/'Historical scenario - input'!$D13),\"\")","v":495.36914071221275},{"$f":"IFERROR(IF(OR(E28=\"\",'Historical scenario - input'!$D13=\"\"),\"\",E28/'Historical scenario - input'!$D13),\"\")","v":501.67880603206601},{"$f":"IFERROR(IF(OR(F28=\"\",'Historical scenario - input'!$D13=\"\"),\"\",F28/'Historical scenario - input'!$D13),\"\")","v":514.67395074469891},{"$f":"IFERROR(IF(OR(G28=\"\",'Historical scenario - input'!$D13=\"\"),\"\",G28/'Historical scenario - input'!$D13),\"\")","v":533.17329852112618},{"$f":"IFERROR(IF(OR(H28=\"\",'Historical scenario - input'!$D13=\"\"),\"\",H28/'Historical scenario - input'!$D13),\"\")","v":555.94320045275879},{"$f":"IFERROR(IF(OR(I28=\"\",'Historical scenario - input'!$D13=\"\"),\"\",I28/'Historical scenario - input'!$D13),\"\")","v":581.74097588275504},{"$f":"IFERROR(IF(OR(J28=\"\",'Historical scenario - input'!$D13=\"\"),\"\",J28/'Historical scenario - input'!$D13),\"\")","v":609.35248165429243},{"$f":"IFERROR(IF(OR(K28=\"\",'Historical scenario - input'!$D13=\"\"),\"\",K28/'Historical scenario - input'!$D13),\"\")","v":637.62388601536975},{"$f":"IFERROR(IF(OR(L28=\"\",'Historical scenario - input'!$D13=\"\"),\"\",L28/'Historical scenario - input'!$D13),\"\")","v":665.48787445054973},{"$f":"IFERROR(IF(OR(M28=\"\",'Historical scenario - input'!$D13=\"\"),\"\",M28/'Historical scenario - input'!$D13),\"\")","v":691.98462118975215},{"$f":"IFERROR(IF(OR(N28=\"\",'Historical scenario - input'!$D13=\"\"),\"\",N28/'Historical scenario - input'!$D13),\"\")","v":716.27785816295238},{"$f":"IFERROR(IF(OR(O28=\"\",'Historical scenario - input'!$D13=\"\"),\"\",O28/'Historical scenario - input'!$D13),\"\")","v":737.66630563633805},{"$f":"IFERROR(IF(OR(P28=\"\",'Historical scenario - input'!$D13=\"\"),\"\",P28/'Historical scenario - input'!$D13),\"\")","v":755.59063844720163},{"$f":"IFERROR(IF(OR(Q28=\"\",'Historical scenario - input'!$D13=\"\"),\"\",Q28/'Historical scenario - input'!$D13),\"\")","v":769.63608605319746},{"$f":"IFERROR(IF(OR(R28=\"\",'Historical scenario - input'!$D13=\"\"),\"\",R28/'Historical scenario - input'!$D13),\"\")","v":779.53073212267964},{"$f":"IFERROR(IF(OR(S28=\"\",'Historical scenario - input'!$D13=\"\"),\"\",S28/'Historical scenario - input'!$D13),\"\")","v":785.13960796029119},{"$f":"IFERROR(IF(OR(T28=\"\",'Historical scenario - input'!$D13=\"\"),\"\",T28/'Historical scenario - input'!$D13),\"\")","v":786.45476992005933},{"$f":"IFERROR(IF(OR(U28=\"\",'Historical scenario - input'!$D13=\"\"),\"\",U28/'Historical scenario - input'!$D13),\"\")","v":783.58170867906165},{"$f":"IFERROR(IF(OR(V28=\"\",'Historical scenario - input'!$D13=\"\"),\"\",V28/'Historical scenario - input'!$D13),\"\")","v":776.72264141180881},{"$f":"IFERROR(IF(OR(W28=\"\",'Historical scenario - input'!$D13=\"\"),\"\",W28/'Historical scenario - input'!$D13),\"\")","v":766.15746065180485}]
[{"$f":"IFERROR('Historical scenario - input'!A14,\"\")","v":2},{"$f":"IFERROR('Historical scenario - input'!B14,\"\")","v":"POLES"},{"$f":"IFERROR('Historical scenario - input'!C14,\"\")","v":"˃ 11 kv & < = 22 kv ; concrete"},{"$f":"IFERROR(repcalc('Historical scenario - input'!$CV14:$GH14,'Historical scenario - input'!$G14,'Historical scenario - input'!$E14,'Historical scenario - input'!$F14,20,TRUE,TRUE),\"\")","v":43.588556408794268},48.910154332750594,56.802551436314701,67.714075075988873,82.214145682975101,100.99840381368664,124.88651696765068,154.81100691439286,191.79564731552151,236.92244691528586,291.28697030866226,355.94273110689539,431.8365512473913,519.73800208426962,620.16718057851494,733.32596298014516,859.03836014309616,996.70554608106124,1145.2804744096698,1303.2657418755771,{"$f":"IFERROR(IF(OR(D29=\"\",'Historical scenario - input'!$D14=\"\"),\"\",D29/'Historical scenario - input'!$D14),\"\")","v":2.2567610248108583},{"$f":"IFERROR(IF(OR(E29=\"\",'Historical scenario - input'!$D14=\"\"),\"\",E29/'Historical scenario - input'!$D14),\"\")","v":2.5322823031910708},{"$f":"IFERROR(IF(OR(F29=\"\",'Historical scenario - input'!$D14=\"\"),\"\",F29/'Historical scenario - input'!$D14),\"\")","v":2.9409045573582229},{"$f":"IFERROR(IF(OR(G29=\"\",'Historical scenario - input'!$D14=\"\"),\"\",G29/'Historical scenario - input'!$D14),\"\")","v":3.5058395609490005},{"$f":"IFERROR(IF(OR(H29=\"\",'Historical scenario - input'!$D14=\"\"),\"\",H29/'Historical scenario - input'!$D14),\"\")","v":4.2565685801887829},{"$f":"IFERROR(IF(OR(I29=\"\",'Historical scenario - input'!$D14=\"\"),\"\",I29/'Historical scenario - input'!$D14),\"\")","v":5.2291078226405805},{"$f":"IFERROR(IF(OR(J29=\"\",'Historical scenario - input'!$D14=\"\"),\"\",J29/'Historical scenario - input'!$D14),\"\")","v":6.4658948870376252},{"$f":"IFERROR(IF(OR(K29=\"\",'Historical scenario - input'!$D14=\"\"),\"\",K29/'Historical scenario - input'!$D14),\"\")","v":8.0152103074842405},{"$f":"IFERROR(IF(OR(L29=\"\",'Historical scenario - input'!$D14=\"\"),\"\",L29/'Historical scenario - input'!$D14),\"\")","v":9.9300591084202683},{"$f":"IFERROR(IF(OR(M29=\"\",'Historical scenario - input'!$D14=\"\"),\"\",M29/'Historical scenario - input'!$D14),\"\")","v":12.266461386947013},{"$f":"IFERROR(IF(OR(N29=\"\",'Historical scenario - input'!$D14=\"\"),\"\",N29/'Historical scenario - input'!$D14),\"\")","v":15.081139082991037},{"$f":"IFERROR(IF(OR(O29=\"\",'Historical scenario - input'!$D14=\"\"),\"\",O29/'Historical scenario - input'!$D14),\"\")","v":18.428636981992515},{"$f":"IFERROR(IF(OR(P29=\"\",'Historical scenario - input'!$D14=\"\"),\"\",P29/'Historical scenario - input'!$D14),\"\")","v":22.357975997278665},{"$f":"IFERROR(IF(OR(Q29=\"\",'Historical scenario - input'!$D14=\"\"),\"\",Q29/'Historical scenario - input'!$D14),\"\")","v":26.909000041584292},{"$f":"IFERROR(IF(OR(R29=\"\",'Historical scenario - input'!$D14=\"\"),\"\",R29/'Historical scenario - input'!$D14),\"\")","v":32.108636699747592},{"$f":"IFERROR(IF(OR(S29=\"\",'Historical scenario - input'!$D14=\"\"),\"\",S29/'Historical scenario - input'!$D14),\"\")","v":37.96733794564453},{"$f":"IFERROR(IF(OR(T29=\"\",'Historical scenario - input'!$D14=\"\"),\"\",T29/'Historical scenario - input'!$D14),\"\")","v":44.475992088539066},{"$f":"IFERROR(IF(OR(U29=\"\",'Historical scenario - input'!$D14=\"\"),\"\",U29/'Historical scenario - input'!$D14),\"\")","v":51.603595414202474},{"$f":"IFERROR(IF(OR(V29=\"\",'Historical scenario - input'!$D14=\"\"),\"\",V29/'Historical scenario - input'!$D14),\"\")","v":59.295937972452961},{"$f":"IFERROR(IF(OR(W29=\"\",'Historical scenario - input'!$D14=\"\"),\"\",W29/'Historical scenario - input'!$D14),\"\")","v":67.475492963162523}]
[{"$f":"IFERROR('Historical scenario - input'!A15,\"\")","v":2},{"$f":"IFERROR('Historical scenario - input'!B15,\"\")","v":"POLES"},{"$f":"IFERROR('Historical scenario - input'!C15,\"\")","v":"˃ 11 kv & < = 22 kv ; steel"},{"$f":"IFERROR(repcalc('Historical scenario - input'!$CV15:$GH15,'Historical scenario - input'!$G15,'Historical scenario - input'!$E15,'Historical scenario - input'!$F15,20,TRUE,TRUE),\"\")","v":2.7454713940940967},2.9417448989198731,3.1101211390972088,3.2452005531941532,3.3429073276901833,3.4007708153753713,3.4181103684716323,3.3961117605785995,3.3377934015647268,3.2478698912469186,3.1325279733510629,2.9991349126406139,2.8559015020443166,2.7115215821372369,2.5748077714972211,2.4543399113079207,2.3581393622721167,2.2933794069411739,2.2661399427159781,2.281213383205412,{"$f":"IFERROR(IF(OR(D30=\"\",'Historical scenario - input'!$D15=\"\"),\"\",D30/'Historical scenario - input'!$D15),\"\")","v":0.14214448349279657},{"$f":"IFERROR(IF(OR(E30=\"\",'Historical scenario - input'!$D15=\"\"),\"\",E30/'Historical scenario - input'!$D15),\"\")","v":0.15230637992588128},{"$f":"IFERROR(IF(OR(F30=\"\",'Historical scenario - input'!$D15=\"\"),\"\",F30/'Historical scenario - input'!$D15),\"\")","v":0.16102391883156844},{"$f":"IFERROR(IF(OR(G30=\"\",'Historical scenario - input'!$D15=\"\"),\"\",G30/'Historical scenario - input'!$D15),\"\")","v":0.16801754243610623},{"$f":"IFERROR(IF(OR(H30=\"\",'Historical scenario - input'!$D15=\"\"),\"\",H30/'Historical scenario - input'!$D15),\"\")","v":0.17307622890589114},{"$f":"IFERROR(IF(OR(I30=\"\",'Historical scenario - input'!$D15=\"\"),\"\",I30/'Historical scenario - input'!$D15),\"\")","v":0.17607206254954008},{"$f":"IFERROR(IF(OR(J30=\"\",'Historical scenario - input'!$D15=\"\"),\"\",J30/'Historical scenario - input'!$D15),\"\")","v":0.17696980339803914},{"$f":"IFERROR(IF(OR(K30=\"\",'Historical scenario - input'!$D15=\"\"),\"\",K30/'Historical scenario - input'!$D15),\"\")","v":0.17583084388702683},{"$f":"IFERROR(IF(OR(L30=\"\",'Historical scenario - input'!$D15=\"\"),\"\",L30/'Historical scenario - input'!$D15),\"\")","v":0.17281145966105871},{"$f":"IFERROR(IF(OR(M30=\"\",'Historical scenario - input'!$D15=\"\"),\"\",M30/'Historical scenario - input'!$D15),\"\")","v":0.16815574517957468},{"$f":"IFERROR(IF(OR(N30=\"\",'Historical scenario - input'!$D15=\"\"),\"\",N30/'Historical scenario - input'!$D15),\"\")","v":0.16218401392073026},{"$f":"IFERROR(IF(OR(O30=\"\",'Historical scenario - input'!$D15=\"\"),\"\",O30/'Historical scenario - input'!$D15),\"\")","v":0.15527769985131468},{"$f":"IFERROR(IF(OR(P30=\"\",'Historical scenario - input'!$D15=\"\"),\"\",P30/'Historical scenario - input'!$D15),\"\")","v":0.14786190990284925},{"$f":"IFERROR(IF(OR(Q30=\"\",'Historical scenario - input'!$D15=\"\"),\"\",Q30/'Historical scenario - input'!$D15),\"\")","v":0.14038676039443673},{"$f":"IFERROR(IF(OR(R30=\"\",'Historical scenario - input'!$D15=\"\"),\"\",R30/'Historical scenario - input'!$D15),\"\")","v":0.13330851727685755},{"$f":"IFERROR(IF(OR(S30=\"\",'Historical scenario - input'!$D15=\"\"),\"\",S30/'Historical scenario - input'!$D15),\"\")","v":0.12707139464614051},{"$f":"IFERROR(IF(OR(T30=\"\",'Historical scenario - input'!$D15=\"\"),\"\",T30/'Historical scenario - input'!$D15),\"\")","v":0.12209069173886078},{"$f":"IFERROR(IF(OR(U30=\"\",'Historical scenario - input'!$D15=\"\"),\"\",U30/'Historical scenario - input'!$D15),\"\")","v":0.11873779925513821},{"$f":"IFERROR(IF(OR(V30=\"\",'Historical scenario - input'!$D15=\"\"),\"\",V30/'Historical scenario - input'!$D15),\"\")","v":0.11732749879408075},{"$f":"IFERROR(IF(OR(W30=\"\",'Historical scenario - input'!$D15=\"\"),\"\",W30/'Historical scenario - input'!$D15),\"\")","v":0.1181079135590785}]
[{"$f":"IFERROR('Historical scenario - input'!A16,\"\")","v":2},{"$f":"IFERROR('Historical scenario - input'!B16,\"\")","v":"POLES"},{"$f":"IFERROR('Historical scenario - input'!C16,\"\")","v":"˃ 11 kv & < = 22 kv ; wood"},{"$f":"IFERROR(repcalc('Historical scenario - input'!$CV16:$GH16,'Historical scenario - input'!$G16,'Historical scenario - input'!$E16,'Historical scenario - input'!$F16,20,TRUE,TRUE),\"\")","v":1233.0395565417591},1258.588244335054,1300.7358094474046,1355.7312557087162,1419.9582240052657,1490.0393987172949,1562.9145061504812,1635.8953288594014,1706.70080377097,1773.4745935972271,1834.7868012876652,1889.6209466152482,1937.3470685132454,1977.6819011696634,2010.6374728440428,2036.4601204257312,2055.5626937268312,2068.4535171515254,2075.6663520137758,2077.6960333367397,{"$f":"IFERROR(IF(OR(D31=\"\",'Historical scenario - input'!$D16=\"\"),\"\",D31/'Historical scenario - input'!$D16),\"\")","v":277.55972936132298},{"$f":"IFERROR(IF(OR(E31=\"\",'Historical scenario - input'!$D16=\"\"),\"\",E31/'Historical scenario - input'!$D16),\"\")","v":283.31079130562301},{"$f":"IFERROR(IF(OR(F31=\"\",'Historical scenario - input'!$D16=\"\"),\"\",F31/'Historical scenario - input'!$D16),\"\")","v":292.79829452784958},{"$f":"IFERROR(IF(OR(G31=\"\",'Historical scenario - input'!$D16=\"\"),\"\",G31/'Historical scenario - input'!$D16),\"\")","v":305.1778821083214},{"$f":"IFERROR(IF(OR(H31=\"\",'Historical scenario - input'!$D16=\"\"),\"\",H31/'Historical scenario - input'!$D16),\"\")","v":319.63550420447416},{"$f":"IFERROR(IF(OR(I31=\"\",'Historical scenario - input'!$D16=\"\"),\"\",I31/'Historical scenario - input'!$D16),\"\")","v":335.41092015378047},{"$f":"IFERROR(IF(OR(J31=\"\",'Historical scenario - input'!$D16=\"\"),\"\",J31/'Historical scenario - input'!$D16),\"\")","v":351.81525608040937},{"$f":"IFERROR(IF(OR(K31=\"\",'Historical scenario - input'!$D16=\"\"),\"\",K31/'Historical scenario - input'!$D16),\"\")","v":368.24338873210382},{"$f":"IFERROR(IF(OR(L31=\"\",'Historical scenario - input'!$D16=\"\"),\"\",L31/'Historical scenario - input'!$D16),\"\")","v":384.18184613964553},{"$f":"IFERROR(IF(OR(M31=\"\",'Historical scenario - input'!$D16=\"\"),\"\",M31/'Historical scenario - input'!$D16),\"\")","v":399.21276297785818},{"$f":"IFERROR(IF(OR(N31=\"\",'Historical scenario - input'!$D16=\"\"),\"\",N31/'Historical scenario - input'!$D16),\"\")","v":413.01426649233758},{"$f":"IFERROR(IF(OR(O31=\"\",'Historical scenario - input'!$D16=\"\"),\"\",O31/'Historical scenario - input'!$D16),\"\")","v":425.3575449022934},{"$f":"IFERROR(IF(OR(P31=\"\",'Historical scenario - input'!$D16=\"\"),\"\",P31/'Historical scenario - input'!$D16),\"\")","v":436.10079268148581},{"$f":"IFERROR(IF(OR(Q31=\"\",'Historical scenario - input'!$D16=\"\"),\"\",Q31/'Historical scenario - input'!$D16),\"\")","v":445.18024611552534},{"$f":"IFERROR(IF(OR(R31=\"\",'Historical scenario - input'!$D16=\"\"),\"\",R31/'Historical scenario - input'!$D16),\"\")","v":452.59861279026762},{"$f":"IFERROR(IF(OR(S31=\"\",'Historical scenario - input'!$D16=\"\"),\"\",S31/'Historical scenario - input'!$D16),\"\")","v":458.41134364398664},{"$f":"IFERROR(IF(OR(T31=\"\",'Historical scenario - input'!$D16=\"\"),\"\",T31/'Historical scenario - input'!$D16),\"\")","v":462.71137201487579},{"$f":"IFERROR(IF(OR(U31=\"\",'Historical scenario - input'!$D16=\"\"),\"\",U31/'Historical scenario - input'!$D16),\"\")","v":465.6131227673315},{"$f":"IFERROR(IF(OR(V31=\"\",'Historical scenario - input'!$D16=\"\"),\"\",V31/'Historical scenario - input'!$D16),\"\")","v":467.23674666623464},{"$f":"IFERROR(IF(OR(W31=\"\",'Historical scenario - input'!$D16=\"\"),\"\",W31/'Historical scenario - input'!$D16),\"\")","v":467.69363208868742}]
[{"$f":"IFERROR('Historical scenario - input'!A17,\"\")","v":2},{"$f":"IFERROR('Historical scenario - input'!B17,\"\")","v":"POLES"},{"$f":"IFERROR('Historical scenario - input'!C17,\"\")","v":"> 1 kv & < = 11 kv ; concrete"},{"$f":"IFERROR(repcalc('Historical scenario - input'!$CV17:$GH17,'Historical scenario - input'!$G17,'Historical scenario - input'!$E17,'Historical scenario - input'!$F17,20,TRUE,TRUE),\"\")","v":5.1762997352100673},5.4922973012516669,6.0065770917477659,6.7899114706020169,7.9306578815866402,9.538738676107771,11.749836189749768,14.729454896004512,18.676390521313511,23.825047622277172,30.445977716789638,38.843986524968379,49.353197687345073,62.328574987709004,78.133603216505776,97.124108189013143,119.62854684338551,145.92549439910502,176.21946132281616,210.61654345374936,{"$f":"IFERROR(IF(OR(D32=\"\",'Historical scenario - input'!$D17=\"\"),\"\",D32/'Historical scenario - input'!$D17),\"\")","v":0.28541131722406082},{"$f":"IFERROR(IF(OR(E32=\"\",'Historical scenario - input'!$D17=\"\"),\"\",E32/'Historical scenario - input'!$D17),\"\")","v":0.30283482169194303},{"$f":"IFERROR(IF(OR(F32=\"\",'Historical scenario - input'!$D17=\"\"),\"\",F32/'Historical scenario - input'!$D17),\"\")","v":0.33119123069754491},{"$f":"IFERROR(IF(OR(G32=\"\",'Historical scenario - input'!$D17=\"\"),\"\",G32/'Historical scenario - input'!$D17),\"\")","v":0.37438279771112132},{"$f":"IFERROR(IF(OR(H32=\"\",'Historical scenario - input'!$D17=\"\"),\"\",H32/'Historical scenario - input'!$D17),\"\")","v":0.43728138404356992},{"$f":"IFERROR(IF(OR(I32=\"\",'Historical scenario - input'!$D17=\"\"),\"\",I32/'Historical scenario - input'!$D17),\"\")","v":0.52594789897604888},{"$f":"IFERROR(IF(OR(J32=\"\",'Historical scenario - input'!$D17=\"\"),\"\",J32/'Historical scenario - input'!$D17),\"\")","v":0.64786360829766088},{"$f":"IFERROR(IF(OR(K32=\"\",'Historical scenario - input'!$D17=\"\"),\"\",K32/'Historical scenario - input'!$D17),\"\")","v":0.81215411373206192},{"$f":"IFERROR(IF(OR(L32=\"\",'Historical scenario - input'!$D17=\"\"),\"\",L32/'Historical scenario - input'!$D17),\"\")","v":1.0297806333393731},{"$f":"IFERROR(IF(OR(M32=\"\",'Historical scenario - input'!$D17=\"\"),\"\",M32/'Historical scenario - input'!$D17),\"\")","v":1.3136677883132952},{"$f":"IFERROR(IF(OR(N32=\"\",'Historical scenario - input'!$D17=\"\"),\"\",N32/'Historical scenario - input'!$D17),\"\")","v":1.678733274507854},{"$f":"IFERROR(IF(OR(O32=\"\",'Historical scenario - input'!$D17=\"\"),\"\",O32/'Historical scenario - input'!$D17),\"\")","v":2.1417834993040592},{"$f":"IFERROR(IF(OR(P32=\"\",'Historical scenario - input'!$D17=\"\"),\"\",P32/'Historical scenario - input'!$D17),\"\")","v":2.7212414044243873},{"$f":"IFERROR(IF(OR(Q32=\"\",'Historical scenario - input'!$D17=\"\"),\"\",Q32/'Historical scenario - input'!$D17),\"\")","v":3.4366790174330473},{"$f":"IFERROR(IF(OR(R32=\"\",'Historical scenario - input'!$D17=\"\"),\"\",R32/'Historical scenario - input'!$D17),\"\")","v":4.3081381979863318},{"$f":"IFERROR(IF(OR(S32=\"\",'Historical scenario - input'!$D17=\"\"),\"\",S32/'Historical scenario - input'!$D17),\"\")","v":5.3552385044243334},{"$f":"IFERROR(IF(OR(T32=\"\",'Historical scenario - input'!$D17=\"\"),\"\",T32/'Historical scenario - input'!$D17),\"\")","v":6.5960904272838237},{"$f":"IFERROR(IF(OR(U32=\"\",'Historical scenario - input'!$D17=\"\"),\"\",U32/'Historical scenario - input'!$D17),\"\")","v":8.0460540740557907},{"$f":"IFERROR(IF(OR(V32=\"\",'Historical scenario - input'!$D17=\"\"),\"\",V32/'Historical scenario - input'!$D17),\"\")","v":9.7164057627003508},{"$f":"IFERROR(IF(OR(W32=\"\",'Historical scenario - input'!$D17=\"\"),\"\",W32/'Historical scenario - input'!$D17),\"\")","v":11.612995415898908}]
[{"$f":"IFERROR('Historical scenario - input'!A18,\"\")","v":2},{"$f":"IFERROR('Historical scenario - input'!B18,\"\")","v":"POLES"},{"$f":"IFERROR('Historical scenario - input'!C18,\"\")","v":"> 1 kv & < = 11 kv ; steel"},{"$f":"IFERROR(repcalc('Historical scenario - input'!$CV18:$GH18,'Historical scenario - input'!$G18,'Historical scenario - input'!$E18,'Historical scenario - input'!$F18,20,TRUE,TRUE),\"\")","v":6.7504284304657033E-2},8.7622658880691526E-2,0.11214934059057391,0.14153773131163219,0.17613389818513353,0.21612692640339537,0.26149899437113167,0.31197973599480183,0.36701005983890039,0.42572070398300271,0.48693029662341997,0.54916651177715825,0.6107120932542347,0.669675205660757,0.72408099116916769,0.77197866972582796,0.81155635561490846,0.84125429513322358,0.85986670932707787,0.86662298809935157,{"$f":"IFERROR(IF(OR(D33=\"\",'Historical scenario - input'!$D18=\"\"),\"\",D33/'Historical scenario - input'!$D18),\"\")","v":3.7220577801176684E-3},{"$f":"IFERROR(IF(OR(E33=\"\",'Historical scenario - input'!$D18=\"\"),\"\",E33/'Historical scenario - input'!$D18),\"\")","v":4.8313466702286723E-3},{"$f":"IFERROR(IF(OR(F33=\"\",'Historical scenario - input'!$D18=\"\"),\"\",F33/'Historical scenario - input'!$D18),\"\")","v":6.1837012269666284E-3},{"$f":"IFERROR(IF(OR(G33=\"\",'Historical scenario - input'!$D18=\"\"),\"\",G33/'Historical scenario - input'!$D18),\"\")","v":7.8041211670519207E-3},{"$f":"IFERROR(IF(OR(H33=\"\",'Historical scenario - input'!$D18=\"\"),\"\",H33/'Historical scenario - input'!$D18),\"\")","v":9.7116879741098432E-3},{"$f":"IFERROR(IF(OR(I33=\"\",'Historical scenario - input'!$D18=\"\"),\"\",I33/'Historical scenario - input'!$D18),\"\")","v":1.1916827445827454E-2},{"$f":"IFERROR(IF(OR(J33=\"\",'Historical scenario - input'!$D18=\"\"),\"\",J33/'Historical scenario - input'!$D18),\"\")","v":1.441855693335407E-2},{"$f":"IFERROR(IF(OR(K33=\"\",'Historical scenario - input'!$D18=\"\"),\"\",K33/'Historical scenario - input'!$D18),\"\")","v":1.7201968964781666E-2},{"$f":"IFERROR(IF(OR(L33=\"\",'Historical scenario - input'!$D18=\"\"),\"\",L33/'Historical scenario - input'!$D18),\"\")","v":2.0236236302272587E-2},{"$f":"IFERROR(IF(OR(M33=\"\",'Historical scenario - input'!$D18=\"\"),\"\",M33/'Historical scenario - input'!$D18),\"\")","v":2.3473429497685817E-2},{"$f":"IFERROR(IF(OR(N33=\"\",'Historical scenario - input'!$D18=\"\"),\"\",N33/'Historical scenario - input'!$D18),\"\")","v":2.6848409957842784E-2},{"$f":"IFERROR(IF(OR(O33=\"\",'Historical scenario - input'!$D18=\"\"),\"\",O33/'Historical scenario - input'!$D18),\"\")","v":3.0279996429785686E-2},{"$f":"IFERROR(IF(OR(P33=\"\",'Historical scenario - input'!$D18=\"\"),\"\",P33/'Historical scenario - input'!$D18),\"\")","v":3.3673502675030248E-2},{"$f":"IFERROR(IF(OR(Q33=\"\",'Historical scenario - input'!$D18=\"\"),\"\",Q33/'Historical scenario - input'!$D18),\"\")","v":3.692461649000197E-2},{"$f":"IFERROR(IF(OR(R33=\"\",'Historical scenario - input'!$D18=\"\"),\"\",R33/'Historical scenario - input'!$D18),\"\")","v":3.9924447972120546E-2},{"$f":"IFERROR(IF(OR(S33=\"\",'Historical scenario - input'!$D18=\"\"),\"\",S33/'Historical scenario - input'!$D18),\"\")","v":4.256543482144106E-2},{"$f":"IFERROR(IF(OR(T33=\"\",'Historical scenario - input'!$D18=\"\"),\"\",T33/'Historical scenario - input'!$D18),\"\")","v":4.4747673107498151E-2},{"$f":"IFERROR(IF(OR(U33=\"\",'Historical scenario - input'!$D18=\"\"),\"\",U33/'Historical scenario - input'!$D18),\"\")","v":4.6385160979212137E-2},{"$f":"IFERROR(IF(OR(V33=\"\",'Historical scenario - input'!$D18=\"\"),\"\",V33/'Historical scenario - input'!$D18),\"\")","v":4.7411414079598369E-2},{"$f":"IFERROR(IF(OR(W33=\"\",'Historical scenario - input'!$D18=\"\"),\"\",W33/'Historical scenario - input'!$D18),\"\")","v":4.7783942434324593E-2}]
[{"$f":"IFERROR('Historical scenario - input'!A19,\"\")","v":2},{"$f":"IFERROR('Historical scenario - input'!B19,\"\")","v":"POLES"},{"$f":"IFERROR('Historical scenario - input'!C19,\"\")","v":"> 1 kv & < = 11 kv ; wood"},{"$f":"IFERROR(repcalc('Historical scenario - input'!$CV19:$GH19,'Historical scenario - input'!$G19,'Historical scenario - input'!$E19,'Historical scenario - input'!$F19,20,TRUE,TRUE),\"\")","v":298.77697670230344},298.36600518757444,300.90073426263393,306.27438659271246,314.26124135355525,324.53242673151379,336.67597362811188,350.22005537988753,364.65821106131023,379.47526675423666,394.17263636768337,408.29170864844741,421.4341167341002,433.27784482141584,443.58835198374345,452.22417791808869,459.13682432865863,464.36505731964365,468.02412487341354,470.29070223097278,{"$f":"IFERROR(IF(OR(D34=\"\",'Historical scenario - input'!$D19=\"\"),\"\",D34/'Historical scenario - input'!$D19),\"\")","v":62.871295554933866},{"$f":"IFERROR(IF(OR(E34=\"\",'Historical scenario - input'!$D19=\"\"),\"\",E34/'Historical scenario - input'!$D19),\"\")","v":62.784815291787851},{"$f":"IFERROR(IF(OR(F34=\"\",'Historical scenario - input'!$D19=\"\"),\"\",F34/'Historical scenario - input'!$D19),\"\")","v":63.318195415613573},{"$f":"IFERROR(IF(OR(G34=\"\",'Historical scenario - input'!$D19=\"\"),\"\",G34/'Historical scenario - input'!$D19),\"\")","v":64.448966894670519},{"$f":"IFERROR(IF(OR(H34=\"\",'Historical scenario - input'!$D19=\"\"),\"\",H34/'Historical scenario - input'!$D19),\"\")","v":66.129631555534289},{"$f":"IFERROR(IF(OR(I34=\"\",'Historical scenario - input'!$D19=\"\"),\"\",I34/'Historical scenario - input'!$D19),\"\")","v":68.290985280726346},{"$f":"IFERROR(IF(OR(J34=\"\",'Historical scenario - input'!$D19=\"\"),\"\",J34/'Historical scenario - input'!$D19),\"\")","v":70.846337886700198},{"$f":"IFERROR(IF(OR(K34=\"\",'Historical scenario - input'!$D19=\"\"),\"\",K34/'Historical scenario - input'!$D19),\"\")","v":73.696403431357368},{"$f":"IFERROR(IF(OR(L34=\"\",'Historical scenario - input'!$D19=\"\"),\"\",L34/'Historical scenario - input'!$D19),\"\")","v":76.734607924668566},{"$f":"IFERROR(IF(OR(M34=\"\",'Historical scenario - input'!$D19=\"\"),\"\",M34/'Historical scenario - input'!$D19),\"\")","v":79.852543911590658},{"$f":"IFERROR(IF(OR(N34=\"\",'Historical scenario - input'!$D19=\"\"),\"\",N34/'Historical scenario - input'!$D19),\"\")","v":82.945294494470446},{"$f":"IFERROR(IF(OR(O34=\"\",'Historical scenario - input'!$D19=\"\"),\"\",O34/'Historical scenario - input'!$D19),\"\")","v":85.916354634789982},{"$f":"IFERROR(IF(OR(P34=\"\",'Historical scenario - input'!$D19=\"\"),\"\",P34/'Historical scenario - input'!$D19),\"\")","v":88.68189645188896},{"$f":"IFERROR(IF(OR(Q34=\"\",'Historical scenario - input'!$D19=\"\"),\"\",Q34/'Historical scenario - input'!$D19),\"\")","v":91.174158530676351},{"$f":"IFERROR(IF(OR(R34=\"\",'Historical scenario - input'!$D19=\"\"),\"\",R34/'Historical scenario - input'!$D19),\"\")","v":93.343786693725377},{"$f":"IFERROR(IF(OR(S34=\"\",'Historical scenario - input'!$D19=\"\"),\"\",S34/'Historical scenario - input'!$D19),\"\")","v":95.161013612184234},{"$f":"IFERROR(IF(OR(T34=\"\",'Historical scenario - input'!$D19=\"\"),\"\",T34/'Historical scenario - input'!$D19),\"\")","v":96.615633845451853},{"$f":"IFERROR(IF(OR(U34=\"\",'Historical scenario - input'!$D19=\"\"),\"\",U34/'Historical scenario - input'!$D19),\"\")","v":97.715804900244308},{"$f":"IFERROR(IF(OR(V34=\"\",'Historical scenario - input'!$D19=\"\"),\"\",V34/'Historical scenario - input'!$D19),\"\")","v":98.485778276933758},{"$f":"IFERROR(IF(OR(W34=\"\",'Historical scenario - input'!$D19=\"\"),\"\",W34/'Historical scenario - input'!$D19),\"\")","v":98.962731543273335}]
[{"$f":"IFERROR('Historical scenario - input'!A20,\"\")","v":2},{"$f":"IFERROR('Historical scenario - input'!B20,\"\")","v":"POLES"},{"$f":"IFERROR('Historical scenario - input'!C20,\"\")","v":"> 22 kv & < = 66 kv ; concrete"},{"$f":"IFERROR(repcalc('Historical scenario - input'!$CV20:$GH20,'Historical scenario - input'!$G20,'Historical scenario - input'!$E20,'Historical scenario - input'!$F20,20,TRUE,TRUE),\"\")","v":9.6732948492706026},9.7665337839007211,10.361661187789947,11.470557991292294,13.106751444783573,15.285591407130081,18.023509662106765,21.336468185688407,25.237778512200471,29.735535653431345,34.829953625634495,40.510912770507261,46.756029020001506,53.529529776833904,60.782168875466645,68.452334484451185,76.468401333001836,84.752257415335393,93.223803257542386,101.80608955493112,{"$f":"IFERROR(IF(OR(D35=\"\",'Historical scenario - input'!$D20=\"\"),\"\",D35/'Historical scenario - input'!$D20),\"\")","v":0.51042173016911041},{"$f":"IFERROR(IF(OR(E35=\"\",'Historical scenario - input'!$D20=\"\"),\"\",E35/'Historical scenario - input'!$D20),\"\")","v":0.51534158209904701},{"$f":"IFERROR(IF(OR(F35=\"\",'Historical scenario - input'!$D20=\"\"),\"\",F35/'Historical scenario - input'!$D20),\"\")","v":0.54674411493790631},{"$f":"IFERROR(IF(OR(G35=\"\",'Historical scenario - input'!$D20=\"\"),\"\",G35/'Historical scenario - input'!$D20),\"\")","v":0.6052562386601914},{"$f":"IFERROR(IF(OR(H35=\"\",'Historical scenario - input'!$D20=\"\"),\"\",H35/'Historical scenario - input'!$D20),\"\")","v":0.69159173307400668},{"$f":"IFERROR(IF(OR(I35=\"\",'Historical scenario - input'!$D20=\"\"),\"\",I35/'Historical scenario - input'!$D20),\"\")","v":0.806560549870319},{"$f":"IFERROR(IF(OR(J35=\"\",'Historical scenario - input'!$D20=\"\"),\"\",J35/'Historical scenario - input'!$D20),\"\")","v":0.95102972966298982},{"$f":"IFERROR(IF(OR(K35=\"\",'Historical scenario - input'!$D20=\"\"),\"\",K35/'Historical scenario - input'!$D20),\"\")","v":1.1258415231557262},{"$f":"IFERROR(IF(OR(L35=\"\",'Historical scenario - input'!$D20=\"\"),\"\",L35/'Historical scenario - input'!$D20),\"\")","v":1.3316983276689325},{"$f":"IFERROR(IF(OR(M35=\"\",'Historical scenario - input'!$D20=\"\"),\"\",M35/'Historical scenario - input'!$D20),\"\")","v":1.5690272851420568},{"$f":"IFERROR(IF(OR(N35=\"\",'Historical scenario - input'!$D20=\"\"),\"\",N35/'Historical scenario - input'!$D20),\"\")","v":1.837839688371202},{"$f":"IFERROR(IF(OR(O35=\"\",'Historical scenario - input'!$D20=\"\"),\"\",O35/'Historical scenario - input'!$D20),\"\")","v":2.1376015627820322},{"$f":"IFERROR(IF(OR(P35=\"\",'Historical scenario - input'!$D20=\"\"),\"\",P35/'Historical scenario - input'!$D20),\"\")","v":2.4671317891262068},{"$f":"IFERROR(IF(OR(Q35=\"\",'Historical scenario - input'!$D20=\"\"),\"\",Q35/'Historical scenario - input'!$D20),\"\")","v":2.8245427881163665},{"$f":"IFERROR(IF(OR(R35=\"\",'Historical scenario - input'!$D20=\"\"),\"\",R35/'Historical scenario - input'!$D20),\"\")","v":3.2072360332514918},{"$f":"IFERROR(IF(OR(S35=\"\",'Historical scenario - input'!$D20=\"\"),\"\",S35/'Historical scenario - input'!$D20),\"\")","v":3.6119605104668948},{"$f":"IFERROR(IF(OR(T35=\"\",'Historical scenario - input'!$D20=\"\"),\"\",T35/'Historical scenario - input'!$D20),\"\")","v":4.0349368358806696},{"$f":"IFERROR(IF(OR(U35=\"\",'Historical scenario - input'!$D20=\"\"),\"\",U35/'Historical scenario - input'!$D20),\"\")","v":4.4720433461133675},{"$f":"IFERROR(IF(OR(V35=\"\",'Historical scenario - input'!$D20=\"\"),\"\",V35/'Historical scenario - input'!$D20),\"\")","v":4.9190535069079875},{"$f":"IFERROR(IF(OR(W35=\"\",'Historical scenario - input'!$D20=\"\"),\"\",W35/'Historical scenario - input'!$D20),\"\")","v":5.3719070060495051}]
[{"$f":"IFERROR('Historical scenario - input'!A21,\"\")","v":2},{"$f":"IFERROR('Historical scenario - input'!B21,\"\")","v":"POLES"},{"$f":"IFERROR('Historical scenario - input'!C21,\"\")","v":"> 22 kv & < = 66 kv ; steel"},{"$f":"IFERROR(repcalc('Historical scenario - input'!$CV21:$GH21,'Historical scenario - input'!$G21,'Historical scenario - input'!$E21,'Historical scenario - input'!$F21,20,TRUE,TRUE),\"\")","v":0.3290339587845505},0.41824928901757286,0.52463919370121892,0.64951378844915142,0.79377808517414161,0.95782354300144812,1.1414416985794371,1.3437719771019057,1.5632939323016288,1.7978705274430147,2.0448438231929598,2.3011780617389577,2.5636384001136836,2.8289874367751886,3.0941772668778356,3.35651307574713,3.6137659343912456,3.8642177301724954,4.1066296994311182,4.3401368590604905,{"$f":"IFERROR(IF(OR(D36=\"\",'Historical scenario - input'!$D21=\"\"),\"\",D36/'Historical scenario - input'!$D21),\"\")","v":1.7361828120008735E-2},{"$f":"IFERROR(IF(OR(E36=\"\",'Historical scenario - input'!$D21=\"\"),\"\",E36/'Historical scenario - input'!$D21),\"\")","v":2.2069370268233596E-2},{"$f":"IFERROR(IF(OR(F36=\"\",'Historical scenario - input'!$D21=\"\"),\"\",F36/'Historical scenario - input'!$D21),\"\")","v":2.7683147173343445E-2},{"$f":"IFERROR(IF(OR(G36=\"\",'Historical scenario - input'!$D21=\"\"),\"\",G36/'Historical scenario - input'!$D21),\"\")","v":3.4272288484404827E-2},{"$f":"IFERROR(IF(OR(H36=\"\",'Historical scenario - input'!$D21=\"\"),\"\",H36/'Historical scenario - input'!$D21),\"\")","v":4.1884548121208079E-2},{"$f":"IFERROR(IF(OR(I36=\"\",'Historical scenario - input'!$D21=\"\"),\"\",I36/'Historical scenario - input'!$D21),\"\")","v":5.0540581842428857E-2},{"$f":"IFERROR(IF(OR(J36=\"\",'Historical scenario - input'!$D21=\"\"),\"\",J36/'Historical scenario - input'!$D21),\"\")","v":6.0229389856757611E-2},{"$f":"IFERROR(IF(OR(K36=\"\",'Historical scenario - input'!$D21=\"\"),\"\",K36/'Historical scenario - input'!$D21),\"\")","v":7.090556301577422E-2},{"$f":"IFERROR(IF(OR(L36=\"\",'Historical scenario - input'!$D21=\"\"),\"\",L36/'Historical scenario - input'!$D21),\"\")","v":8.2488873348922742E-2},{"$f":"IFERROR(IF(OR(M36=\"\",'Historical scenario - input'!$D21=\"\"),\"\",M36/'Historical scenario - input'!$D21),\"\")","v":9.4866557831296744E-2},{"$f":"IFERROR(IF(OR(N36=\"\",'Historical scenario - input'!$D21=\"\"),\"\",N36/'Historical scenario - input'!$D21),\"\")","v":0.10789836745630366},{"$f":"IFERROR(IF(OR(O36=\"\",'Historical scenario - input'!$D21=\"\"),\"\",O36/'Historical scenario - input'!$D21),\"\")","v":0.1214241172219169},{"$f":"IFERROR(IF(OR(P36=\"\",'Historical scenario - input'!$D21=\"\"),\"\",P36/'Historical scenario - input'!$D21),\"\")","v":0.13527311718536775},{"$f":"IFERROR(IF(OR(Q36=\"\",'Historical scenario - input'!$D21=\"\"),\"\",Q36/'Historical scenario - input'!$D21),\"\")","v":0.14927454239796578},{"$f":"IFERROR(IF(OR(R36=\"\",'Historical scenario - input'!$D21=\"\"),\"\",R36/'Historical scenario - input'!$D21),\"\")","v":0.16326756690651281},{"$f":"IFERROR(IF(OR(S36=\"\",'Historical scenario - input'!$D21=\"\"),\"\",S36/'Historical scenario - input'!$D21),\"\")","v":0.1771099959376588},{"$f":"IFERROR(IF(OR(T36=\"\",'Historical scenario - input'!$D21=\"\"),\"\",T36/'Historical scenario - input'!$D21),\"\")","v":0.19068421767349064},{"$f":"IFERROR(IF(OR(U36=\"\",'Historical scenario - input'!$D21=\"\"),\"\",U36/'Historical scenario - input'!$D21),\"\")","v":0.20389957406638146},{"$f":"IFERROR(IF(OR(V36=\"\",'Historical scenario - input'!$D21=\"\"),\"\",V36/'Historical scenario - input'!$D21),\"\")","v":0.21669070042928948},{"$f":"IFERROR(IF(OR(W36=\"\",'Historical scenario - input'!$D21=\"\"),\"\",W36/'Historical scenario - input'!$D21),\"\")","v":0.22901195500511645}]
[{"$f":"IFERROR('Historical scenario - input'!A22,\"\")","v":2},{"$f":"IFERROR('Historical scenario - input'!B22,\"\")","v":"POLES"},{"$f":"IFERROR('Historical scenario - input'!C22,\"\")","v":"> 22 kv & < = 66 kv ; wood"},{"$f":"IFERROR(repcalc('Historical scenario - input'!$CV22:$GH22,'Historical scenario - input'!$G22,'Historical scenario - input'!$E22,'Historical scenario - input'!$F22,20,TRUE,TRUE),\"\")","v":247.57126961280602},250.1117723154191,255.6293539345819,263.26990300142768,272.23948938107594,281.8341828406202,291.46152135861342,300.65347897210518,309.07100123072217,316.50047240634154,322.84285089547831,328.09661993197449,332.33608964089115,335.68688895402153,338.30064953365104,340.33087987082166,341.91185515590462,343.14203089660833,344.07306515795887,344.70505089862235,{"$f":"IFERROR(IF(OR(D37=\"\",'Historical scenario - input'!$D22=\"\"),\"\",D37/'Historical scenario - input'!$D22),\"\")","v":56.070108045292898},{"$f":"IFERROR(IF(OR(E37=\"\",'Historical scenario - input'!$D22=\"\"),\"\",E37/'Historical scenario - input'!$D22),\"\")","v":56.645482810093576},{"$f":"IFERROR(IF(OR(F37=\"\",'Historical scenario - input'!$D22=\"\"),\"\",F37/'Historical scenario - input'!$D22),\"\")","v":57.895108414950826},{"$f":"IFERROR(IF(OR(G37=\"\",'Historical scenario - input'!$D22=\"\"),\"\",G37/'Historical scenario - input'!$D22),\"\")","v":59.625545118585379},{"$f":"IFERROR(IF(OR(H37=\"\",'Historical scenario - input'!$D22=\"\"),\"\",H37/'Historical scenario - input'!$D22),\"\")","v":61.656983088811188},{"$f":"IFERROR(IF(OR(I37=\"\",'Historical scenario - input'!$D22=\"\"),\"\",I37/'Historical scenario - input'!$D22),\"\")","v":63.829995731915893},{"$f":"IFERROR(IF(OR(J37=\"\",'Historical scenario - input'!$D22=\"\"),\"\",J37/'Historical scenario - input'!$D22),\"\")","v":66.010401849866213},{"$f":"IFERROR(IF(OR(K37=\"\",'Historical scenario - input'!$D22=\"\"),\"\",K37/'Historical scenario - input'!$D22),\"\")","v":68.092202607047355},{"$f":"IFERROR(IF(OR(L37=\"\",'Historical scenario - input'!$D22=\"\"),\"\",L37/'Historical scenario - input'!$D22),\"\")","v":69.99860872296081},{"$f":"IFERROR(IF(OR(M37=\"\",'Historical scenario - input'!$D22=\"\"),\"\",M37/'Historical scenario - input'!$D22),\"\")","v":71.681240363489508},{"$f":"IFERROR(IF(OR(N37=\"\",'Historical scenario - input'!$D22=\"\"),\"\",N37/'Historical scenario - input'!$D22),\"\")","v":73.117666519505974},{"$f":"IFERROR(IF(OR(O37=\"\",'Historical scenario - input'!$D22=\"\"),\"\",O37/'Historical scenario - input'!$D22),\"\")","v":74.307543672788213},{"$f":"IFERROR(IF(OR(P37=\"\",'Historical scenario - input'!$D22=\"\"),\"\",P37/'Historical scenario - input'!$D22),\"\")","v":75.267701630557184},{"$f":"IFERROR(IF(OR(Q37=\"\",'Historical scenario - input'!$D22=\"\"),\"\",Q37/'Historical scenario - input'!$D22),\"\")","v":76.026592917979798},{"$f":"IFERROR(IF(OR(R37=\"\",'Historical scenario - input'!$D22=\"\"),\"\",R37/'Historical scenario - input'!$D22),\"\")","v":76.618559176154903},{"$f":"IFERROR(IF(OR(S37=\"\",'Historical scenario - input'!$D22=\"\"),\"\",S37/'Historical scenario - input'!$D22),\"\")","v":77.078367111623436},{"$f":"IFERROR(IF(OR(T37=\"\",'Historical scenario - input'!$D22=\"\"),\"\",T37/'Historical scenario - input'!$D22),\"\")","v":77.436427460024035},{"$f":"IFERROR(IF(OR(U37=\"\",'Historical scenario - input'!$D22=\"\"),\"\",U37/'Historical scenario - input'!$D22),\"\")","v":77.715038491117554},{"$f":"IFERROR(IF(OR(V37=\"\",'Historical scenario - input'!$D22=\"\"),\"\",V37/'Historical scenario - input'!$D22),\"\")","v":77.925899758297064},{"$f":"IFERROR(IF(OR(W37=\"\",'Historical scenario - input'!$D22=\"\"),\"\",W37/'Historical scenario - input'!$D22),\"\")","v":78.069032314903907}]
[{"$f":"IFERROR('Historical scenario - input'!A23,\"\")","v":2},{"$f":"IFERROR('Historical scenario - input'!B23,\"\")","v":"POLES"},{"$f":"IFERROR('Historical scenario - input'!C23,\"\")","v":"staking of a wooden pole"},{"$f":"IFERROR(repcalc('Historical scenario - input'!$CV23:$GH23,'Historical scenario - input'!$G23,'Historical scenario - input'!$E23,'Historical scenario - input'!$F23,20,TRUE,TRUE),\"\")","v":928.65274007887433},1084.6109594733739,1282.9753278907742,1509.6976341861921,1760.1767959296931,2027.1547665232849,2305.0252600209033,2588.8455713100448,2874.750601228181,3160.3255667261415,3444.857233115275,3729.4122361527566,4016.7291411126853,4310.9443426286189,4617.1884289429918,4941.0839402506135,5288.1526359533491,5663.1152207572195,6069.0581894852567,6506.4664586178678,{"$f":"IFERROR(IF(OR(D38=\"\",'Historical scenario - input'!$D23=\"\"),\"\",D38/'Historical scenario - input'!$D23),\"\")","v":57.131554507924427},{"$f":"IFERROR(IF(OR(E38=\"\",'Historical scenario - input'!$D23=\"\"),\"\",E38/'Historical scenario - input'!$D23),\"\")","v":66.726244888678508},{"$f":"IFERROR(IF(OR(F38=\"\",'Historical scenario - input'!$D23=\"\"),\"\",F38/'Historical scenario - input'!$D23),\"\")","v":78.929799821070304},{"$f":"IFERROR(IF(OR(G38=\"\",'Historical scenario - input'!$D23=\"\"),\"\",G38/'Historical scenario - input'!$D23),\"\")","v":92.877960679540237},{"$f":"IFERROR(IF(OR(H38=\"\",'Historical scenario - input'!$D23=\"\"),\"\",H38/'Historical scenario - input'!$D23),\"\")","v":108.2876647213682},{"$f":"IFERROR(IF(OR(I38=\"\",'Historical scenario - input'!$D23=\"\"),\"\",I38/'Historical scenario - input'!$D23),\"\")","v":124.71239037079378},{"$f":"IFERROR(IF(OR(J38=\"\",'Historical scenario - input'!$D23=\"\"),\"\",J38/'Historical scenario - input'!$D23),\"\")","v":141.80723385777333},{"$f":"IFERROR(IF(OR(K38=\"\",'Historical scenario - input'!$D23=\"\"),\"\",K38/'Historical scenario - input'!$D23),\"\")","v":159.26811550390343},{"$f":"IFERROR(IF(OR(L38=\"\",'Historical scenario - input'!$D23=\"\"),\"\",L38/'Historical scenario - input'!$D23),\"\")","v":176.85725092116439},{"$f":"IFERROR(IF(OR(M38=\"\",'Historical scenario - input'!$D23=\"\"),\"\",M38/'Historical scenario - input'!$D23),\"\")","v":194.42608047747373},{"$f":"IFERROR(IF(OR(N38=\"\",'Historical scenario - input'!$D23=\"\"),\"\",N38/'Historical scenario - input'!$D23),\"\")","v":211.93072533122248},{"$f":"IFERROR(IF(OR(O38=\"\",'Historical scenario - input'!$D23=\"\"),\"\",O38/'Historical scenario - input'!$D23),\"\")","v":229.43680587663465},{"$f":"IFERROR(IF(OR(P38=\"\",'Historical scenario - input'!$D23=\"\"),\"\",P38/'Historical scenario - input'!$D23),\"\")","v":247.11280112042419},{"$f":"IFERROR(IF(OR(Q38=\"\",'Historical scenario - input'!$D23=\"\"),\"\",Q38/'Historical scenario - input'!$D23),\"\")","v":265.21318579278284},{"$f":"IFERROR(IF(OR(R38=\"\",'Historical scenario - input'!$D23=\"\"),\"\",R38/'Historical scenario - input'!$D23),\"\")","v":284.05359831179732},{"$f":"IFERROR(IF(OR(S38=\"\",'Historical scenario - input'!$D23=\"\"),\"\",S38/'Historical scenario - input'!$D23),\"\")","v":303.97994242356054},{"$f":"IFERROR(IF(OR(T38=\"\",'Historical scenario - input'!$D23=\"\"),\"\",T38/'Historical scenario - input'!$D23),\"\")","v":325.33192174884732},{"$f":"IFERROR(IF(OR(U38=\"\",'Historical scenario - input'!$D23=\"\"),\"\",U38/'Historical scenario - input'!$D23),\"\")","v":348.3999583007398},{"$f":"IFERROR(IF(OR(V38=\"\",'Historical scenario - input'!$D23=\"\"),\"\",V38/'Historical scenario - input'!$D23),\"\")","v":373.37393602574463},{"$f":"IFERROR(IF(OR(W38=\"\",'Historical scenario - input'!$D23=\"\"),\"\",W38/'Historical scenario - input'!$D23),\"\")","v":400.28368742328445}]
[{"$f":"IFERROR('Historical scenario - input'!A24,\"\")","v":3},{"$f":"IFERROR('Historical scenario - input'!B24,\"\")","v":"SERVICE LINES"},{"$f":"IFERROR('Historical scenario - input'!C24,\"\")","v":"˂ = 11 kv ; commercial and industrial ; simple type"},{"$f":"IFERROR(repcalc('Historical scenario - input'!$CV24:$GH24,'Historical scenario - input'!$G24,'Historical scenario - input'!$E24,'Historical scenario - input'!$F24,20,TRUE,TRUE),\"\")","v":285.92359543410117},292.37085917030828,297.49501560631296,301.11209007328296,303.21731266588927,303.95297009697043,303.57909957924363,302.4465889954509,300.97255872866918,299.61803649341192,298.86794780786295,299.21338979063103,301.13608642872305,305.09487441697667,311.51405454177711,320.77345989118447,333.20012160965689,349.06143399810111,368.55971654750124,391.82803554811994,{"$f":"IFERROR(IF(OR(D39=\"\",'Historical scenario - input'!$D24=\"\"),\"\",D39/'Historical scenario - input'!$D24),\"\")","v":329.74371632990699},{"$f":"IFERROR(IF(OR(E39=\"\",'Historical scenario - input'!$D24=\"\"),\"\",E39/'Historical scenario - input'!$D24),\"\")","v":337.1790757702787},{"$f":"IFERROR(IF(OR(F39=\"\",'Historical scenario - input'!$D24=\"\"),\"\",F39/'Historical scenario - input'!$D24),\"\")","v":343.08855093513415},{"$f":"IFERROR(IF(OR(G39=\"\",'Historical scenario - input'!$D24=\"\"),\"\",G39/'Historical scenario - input'!$D24),\"\")","v":347.2599715384946},{"$f":"IFERROR(IF(OR(H39=\"\",'Historical scenario - input'!$D24=\"\"),\"\",H39/'Historical scenario - input'!$D24),\"\")","v":349.68783664817096},{"$f":"IFERROR(IF(OR(I39=\"\",'Historical scenario - input'!$D24=\"\"),\"\",I39/'Historical scenario - input'!$D24),\"\")","v":350.53623957519113},{"$f":"IFERROR(IF(OR(J39=\"\",'Historical scenario - input'!$D24=\"\"),\"\",J39/'Historical scenario - input'!$D24),\"\")","v":350.10507035407716},{"$f":"IFERROR(IF(OR(K39=\"\",'Historical scenario - input'!$D24=\"\"),\"\",K39/'Historical scenario - input'!$D24),\"\")","v":348.79899329486909},{"$f":"IFERROR(IF(OR(L39=\"\",'Historical scenario - input'!$D24=\"\"),\"\",L39/'Historical scenario - input'!$D24),\"\")","v":347.09905587832458},{"$f":"IFERROR(IF(OR(M39=\"\",'Historical scenario - input'!$D24=\"\"),\"\",M39/'Historical scenario - input'!$D24),\"\")","v":345.53694207296655},{"$f":"IFERROR(IF(OR(N39=\"\",'Historical scenario - input'!$D24=\"\"),\"\",N39/'Historical scenario - input'!$D24),\"\")","v":344.6718961841359},{"$f":"IFERROR(IF(OR(O39=\"\",'Historical scenario - input'!$D24=\"\"),\"\",O39/'Historical scenario - input'!$D24),\"\")","v":345.07027996565415},{"$f":"IFERROR(IF(OR(P39=\"\",'Historical scenario - input'!$D24=\"\"),\"\",P39/'Historical scenario - input'!$D24),\"\")","v":347.28764553094413},{"$f":"IFERROR(IF(OR(Q39=\"\",'Historical scenario - input'!$D24=\"\"),\"\",Q39/'Historical scenario - input'!$D24),\"\")","v":351.85315003723383},{"$f":"IFERROR(IF(OR(R39=\"\",'Historical scenario - input'!$D24=\"\"),\"\",R39/'Historical scenario - input'!$D24),\"\")","v":359.25612182390688},{"$f":"IFERROR(IF(OR(S39=\"\",'Historical scenario - input'!$D24=\"\"),\"\",S39/'Historical scenario - input'!$D24),\"\")","v":369.93460649490112},{"$f":"IFERROR(IF(OR(T39=\"\",'Historical scenario - input'!$D24=\"\"),\"\",T39/'Historical scenario - input'!$D24),\"\")","v":384.26575538243003},{"$f":"IFERROR(IF(OR(U39=\"\",'Historical scenario - input'!$D24=\"\"),\"\",U39/'Historical scenario - input'!$D24),\"\")","v":402.55794314292081},{"$f":"IFERROR(IF(OR(V39=\"\",'Historical scenario - input'!$D24=\"\"),\"\",V39/'Historical scenario - input'!$D24),\"\")","v":425.04449637798467},{"$f":"IFERROR(IF(OR(W39=\"\",'Historical scenario - input'!$D24=\"\"),\"\",W39/'Historical scenario - input'!$D24),\"\")","v":451.87887487117956}]
[{"$f":"IFERROR('Historical scenario - input'!A25,\"\")","v":3},{"$f":"IFERROR('Historical scenario - input'!B25,\"\")","v":"SERVICE LINES"},{"$f":"IFERROR('Historical scenario - input'!C25,\"\")","v":"˂ = 11 kv ; residential ; simple type"},{"$f":"IFERROR(repcalc('Historical scenario - input'!$CV25:$GH25,'Historical scenario - input'!$G25,'Historical scenario - input'!$E25,'Historical scenario - input'!$F25,20,TRUE,TRUE),\"\")","v":2965.0684689372756},3082.4711275793857,3173.1329873567647,3234.3232503085624,3264.8370409707541,3264.9030727657978,3236.0408437217088,3180.8735936354692,3102.9075165911891,3006.2903625574854,2895.5636034026597,2775.4219989371845,2650.4929954165914,2525.1462559215547,2403.3410480489315,2288.5164161943512,2183.5261921218626,2090.6180547542317,2011.4531348310065,1947.1601865232462,{"$f":"IFERROR(IF(OR(D40=\"\",'Historical scenario - input'!$D25=\"\"),\"\",D40/'Historical scenario - input'!$D25),\"\")","v":3289.6202436154545},{"$f":"IFERROR(IF(OR(E40=\"\",'Historical scenario - input'!$D25=\"\"),\"\",E40/'Historical scenario - input'!$D25),\"\")","v":3419.8736143451306},{"$f":"IFERROR(IF(OR(F40=\"\",'Historical scenario - input'!$D25=\"\"),\"\",F40/'Historical scenario - input'!$D25),\"\")","v":3520.4591800317085},{"$f":"IFERROR(IF(OR(G40=\"\",'Historical scenario - input'!$D25=\"\"),\"\",G40/'Historical scenario - input'!$D25),\"\")","v":3588.3472338244537},{"$f":"IFERROR(IF(OR(H40=\"\",'Historical scenario - input'!$D25=\"\"),\"\",H40/'Historical scenario - input'!$D25),\"\")","v":3622.2010164683893},{"$f":"IFERROR(IF(OR(I40=\"\",'Historical scenario - input'!$D25=\"\"),\"\",I40/'Historical scenario - input'!$D25),\"\")","v":3622.2742760008332},{"$f":"IFERROR(IF(OR(J40=\"\",'Historical scenario - input'!$D25=\"\"),\"\",J40/'Historical scenario - input'!$D25),\"\")","v":3590.2528323363872},{"$f":"IFERROR(IF(OR(K40=\"\",'Historical scenario - input'!$D25=\"\"),\"\",K40/'Historical scenario - input'!$D25),\"\")","v":3529.0470610128887},{"$f":"IFERROR(IF(OR(L40=\"\",'Historical scenario - input'!$D25=\"\"),\"\",L40/'Historical scenario - input'!$D25),\"\")","v":3442.5469386558248},{"$f":"IFERROR(IF(OR(M40=\"\",'Historical scenario - input'!$D25=\"\"),\"\",M40/'Historical scenario - input'!$D25),\"\")","v":3335.3542214826862},{"$f":"IFERROR(IF(OR(N40=\"\",'Historical scenario - input'!$D25=\"\"),\"\",N40/'Historical scenario - input'!$D25),\"\")","v":3212.507483796322},{"$f":"IFERROR(IF(OR(O40=\"\",'Historical scenario - input'!$D25=\"\"),\"\",O40/'Historical scenario - input'!$D25),\"\")","v":3079.215366501061},{"$f":"IFERROR(IF(OR(P40=\"\",'Historical scenario - input'!$D25=\"\"),\"\",P40/'Historical scenario - input'!$D25),\"\")","v":2940.6118289094493},{"$f":"IFERROR(IF(OR(Q40=\"\",'Historical scenario - input'!$D25=\"\"),\"\",Q40/'Historical scenario - input'!$D25),\"\")","v":2801.5448306145145},{"$f":"IFERROR(IF(OR(R40=\"\",'Historical scenario - input'!$D25=\"\"),\"\",R40/'Historical scenario - input'!$D25),\"\")","v":2666.4070144752518},{"$f":"IFERROR(IF(OR(S40=\"\",'Historical scenario - input'!$D25=\"\"),\"\",S40/'Historical scenario - input'!$D25),\"\")","v":2539.0138573283944},{"$f":"IFERROR(IF(OR(T40=\"\",'Historical scenario - input'!$D25=\"\"),\"\",T40/'Historical scenario - input'!$D25),\"\")","v":2422.531566916271},{"$f":"IFERROR(IF(OR(U40=\"\",'Historical scenario - input'!$D25=\"\"),\"\",U40/'Historical scenario - input'!$D25),\"\")","v":2319.4538495943816},{"$f":"IFERROR(IF(OR(V40=\"\",'Historical scenario - input'!$D25=\"\"),\"\",V40/'Historical scenario - input'!$D25),\"\")","v":2231.6236608847844},{"$f":"IFERROR(IF(OR(W40=\"\",'Historical scenario - input'!$D25=\"\"),\"\",W40/'Historical scenario - input'!$D25),\"\")","v":2160.2933066313681}]
[{"$f":"IFERROR('Historical scenario - input'!A26,\"\")","v":4},{"$f":"IFERROR('Historical scenario - input'!B26,\"\")","v":"SWITCHGEAR"},{"$f":"IFERROR('Historical scenario - input'!C26,\"\")","v":"˂ = 11 kv ; circuit breaker"},{"$f":"IFERROR(repcalc('Historical scenario - input'!$CV26:$GH26,'Historical scenario - input'!$G26,'Historical scenario - input'!$E26,'Historical scenario - input'!$F26,20,TRUE,TRUE),\"\")","v":343.32469580305451},348.86268709577041,351.12564846913085,350.44758604628743,347.32961933551013,342.40904470651247,336.41873324411603,330.14059869896062,324.35721832118509,319.80549522404755,317.13561321972327,316.87763086731906,319.41709949626994,324.98025583281634,333.62874968843835,345.26354267311359,359.63748571520921,376.37602099417478,395.00531392171774,414.98679616591005,{"$f":"IFERROR(IF(OR(D41=\"\",'Historical scenario - input'!$D26=\"\"),\"\",D41/'Historical scenario - input'!$D26),\"\")","v":4.3443107871633391},{"$f":"IFERROR(IF(OR(E41=\"\",'Historical scenario - input'!$D26=\"\"),\"\",E41/'Historical scenario - input'!$D26),\"\")","v":4.4143865947188887},{"$f":"IFERROR(IF(OR(F41=\"\",'Historical scenario - input'!$D26=\"\"),\"\",F41/'Historical scenario - input'!$D26),\"\")","v":4.4430213175494977},{"$f":"IFERROR(IF(OR(G41=\"\",'Historical scenario - input'!$D26=\"\"),\"\",G41/'Historical scenario - input'!$D26),\"\")","v":4.4344413524787107},{"$f":"IFERROR(IF(OR(H41=\"\",'Historical scenario - input'!$D26=\"\"),\"\",H41/'Historical scenario - input'!$D26),\"\")","v":4.3949876907374179},{"$f":"IFERROR(IF(OR(I41=\"\",'Historical scenario - input'!$D26=\"\"),\"\",I41/'Historical scenario - input'!$D26),\"\")","v":4.3327244579985207},{"$f":"IFERROR(IF(OR(J41=\"\",'Historical scenario - input'!$D26=\"\"),\"\",J41/'Historical scenario - input'!$D26),\"\")","v":4.2569251489983735},{"$f":"IFERROR(IF(OR(K41=\"\",'Historical scenario - input'!$D26=\"\"),\"\",K41/'Historical scenario - input'!$D26),\"\")","v":4.1774838272373929},{"$f":"IFERROR(IF(OR(L41=\"\",'Historical scenario - input'!$D26=\"\"),\"\",L41/'Historical scenario - input'!$D26),\"\")","v":4.1043029519069103},{"$f":"IFERROR(IF(OR(M41=\"\",'Historical scenario - input'!$D26=\"\"),\"\",M41/'Historical scenario - input'!$D26),\"\")","v":4.0467070376228458},{"$f":"IFERROR(IF(OR(N41=\"\",'Historical scenario - input'!$D26=\"\"),\"\",N41/'Historical scenario - input'!$D26),\"\")","v":4.0129232832537962},{"$f":"IFERROR(IF(OR(O41=\"\",'Historical scenario - input'!$D26=\"\"),\"\",O41/'Historical scenario - input'!$D26),\"\")","v":4.0096588646723541},{"$f":"IFERROR(IF(OR(P41=\"\",'Historical scenario - input'!$D26=\"\"),\"\",P41/'Historical scenario - input'!$D26),\"\")","v":4.0417924137391035},{"$f":"IFERROR(IF(OR(Q41=\"\",'Historical scenario - input'!$D26=\"\"),\"\",Q41/'Historical scenario - input'!$D26),\"\")","v":4.1121866509698517},{"$f":"IFERROR(IF(OR(R41=\"\",'Historical scenario - input'!$D26=\"\"),\"\",R41/'Historical scenario - input'!$D26),\"\")","v":4.2216216715465453},{"$f":"IFERROR(IF(OR(S41=\"\",'Historical scenario - input'!$D26=\"\"),\"\",S41/'Historical scenario - input'!$D26),\"\")","v":4.3688442782731292},{"$f":"IFERROR(IF(OR(T41=\"\",'Historical scenario - input'!$D26=\"\"),\"\",T41/'Historical scenario - input'!$D26),\"\")","v":4.5507271331192847},{"$f":"IFERROR(IF(OR(U41=\"\",'Historical scenario - input'!$D26=\"\"),\"\",U41/'Historical scenario - input'!$D26),\"\")","v":4.7625307122461349},{"$f":"IFERROR(IF(OR(V41=\"\",'Historical scenario - input'!$D26=\"\"),\"\",V41/'Historical scenario - input'!$D26),\"\")","v":4.998259278270341},{"$f":"IFERROR(IF(OR(W41=\"\",'Historical scenario - input'!$D26=\"\"),\"\",W41/'Historical scenario - input'!$D26),\"\")","v":5.2510979756262479}]
[{"$f":"IFERROR('Historical scenario - input'!A27,\"\")","v":4},{"$f":"IFERROR('Historical scenario - input'!B27,\"\")","v":"SWITCHGEAR"},{"$f":"IFERROR('Historical scenario - input'!C27,\"\")","v":"˂ = 11 kv ; fuse"},{"$f":"IFERROR(repcalc('Historical scenario - input'!$CV27:$GH27,'Historical scenario - input'!$G27,'Historical scenario - input'!$E27,'Historical scenario - input'!$F27,20,TRUE,TRUE),\"\")","v":160.84699466755455},177.17683985251941,194.65849761353689,213.25744367771682,232.94094019586845,253.68286876141801,275.46744080520625,298.29131658694945,322.16377022073601,347.10469320455485,373.14043017481191,400.29767883656609,428.59594414922691,458.03928985290344,488.60834663319889,520.25368022286796,552.89165986981607,586.40386980864594,620.64085868810264,655.43062843419591,{"$f":"IFERROR(IF(OR(D42=\"\",'Historical scenario - input'!$D27=\"\"),\"\",D42/'Historical scenario - input'!$D27),\"\")","v":33.027598480517803},{"$f":"IFERROR(IF(OR(E42=\"\",'Historical scenario - input'!$D27=\"\"),\"\",E42/'Historical scenario - input'!$D27),\"\")","v":36.380695447811213},{"$f":"IFERROR(IF(OR(F42=\"\",'Historical scenario - input'!$D27=\"\"),\"\",F42/'Historical scenario - input'!$D27),\"\")","v":39.970300429228871},{"$f":"IFERROR(IF(OR(G42=\"\",'Historical scenario - input'!$D27=\"\"),\"\",G42/'Historical scenario - input'!$D27),\"\")","v":43.789324365847385},{"$f":"IFERROR(IF(OR(H42=\"\",'Historical scenario - input'!$D27=\"\"),\"\",H42/'Historical scenario - input'!$D27),\"\")","v":47.831045014951421},{"$f":"IFERROR(IF(OR(I42=\"\",'Historical scenario - input'!$D27=\"\"),\"\",I42/'Historical scenario - input'!$D27),\"\")","v":52.090099340401871},{"$f":"IFERROR(IF(OR(J42=\"\",'Historical scenario - input'!$D27=\"\"),\"\",J42/'Historical scenario - input'!$D27),\"\")","v":56.563245388416185},{"$f":"IFERROR(IF(OR(K42=\"\",'Historical scenario - input'!$D27=\"\"),\"\",K42/'Historical scenario - input'!$D27),\"\")","v":61.249797391744885},{"$f":"IFERROR(IF(OR(L42=\"\",'Historical scenario - input'!$D27=\"\"),\"\",L42/'Historical scenario - input'!$D27),\"\")","v":66.151659655264837},{"$f":"IFERROR(IF(OR(M42=\"\",'Historical scenario - input'!$D27=\"\"),\"\",M42/'Historical scenario - input'!$D27),\"\")","v":71.272916609711672},{"$f":"IFERROR(IF(OR(N42=\"\",'Historical scenario - input'!$D27=\"\"),\"\",N42/'Historical scenario - input'!$D27),\"\")","v":76.61897774424078},{"$f":"IFERROR(IF(OR(O42=\"\",'Historical scenario - input'!$D27=\"\"),\"\",O42/'Historical scenario - input'!$D27),\"\")","v":82.195325045536819},{"$f":"IFERROR(IF(OR(P42=\"\",'Historical scenario - input'!$D27=\"\"),\"\",P42/'Historical scenario - input'!$D27),\"\")","v":88.005963574241974},{"$f":"IFERROR(IF(OR(Q42=\"\",'Historical scenario - input'!$D27=\"\"),\"\",Q42/'Historical scenario - input'!$D27),\"\")","v":94.05172776047371},{"$f":"IFERROR(IF(OR(R42=\"\",'Historical scenario - input'!$D27=\"\"),\"\",R42/'Historical scenario - input'!$D27),\"\")","v":100.32864039632668},{"$f":"IFERROR(IF(OR(S42=\"\",'Historical scenario - input'!$D27=\"\"),\"\",S42/'Historical scenario - input'!$D27),\"\")","v":106.82655087169387},{"$f":"IFERROR(IF(OR(T42=\"\",'Historical scenario - input'!$D27=\"\"),\"\",T42/'Historical scenario - input'!$D27),\"\")","v":113.52828682406697},{"$f":"IFERROR(IF(OR(U42=\"\",'Historical scenario - input'!$D27=\"\"),\"\",U42/'Historical scenario - input'!$D27),\"\")","v":120.40953329275064},{"$f":"IFERROR(IF(OR(V42=\"\",'Historical scenario - input'!$D27=\"\"),\"\",V42/'Historical scenario - input'!$D27),\"\")","v":127.43960260943115},{"$f":"IFERROR(IF(OR(W42=\"\",'Historical scenario - input'!$D27=\"\"),\"\",W42/'Historical scenario - input'!$D27),\"\")","v":134.58317746315149}]
[{"$f":"IFERROR('Historical scenario - input'!A28,\"\")","v":4},{"$f":"IFERROR('Historical scenario - input'!B28,\"\")","v":"SWITCHGEAR"},{"$f":"IFERROR('Historical scenario - input'!C28,\"\")","v":"˂ = 11 kv ; switch"},{"$f":"IFERROR(repcalc('Historical scenario - input'!$CV28:$GH28,'Historical scenario - input'!$G28,'Historical scenario - input'!$E28,'Historical scenario - input'!$F28,20,TRUE,TRUE),\"\")","v":121.86657263034816},133.23487116572301,146.70834809099591,162.16983002153614,179.50889430435024,198.61887162155455,219.39511986150779,241.73475155136913,265.53778602369061,290.70948377018334,317.16341888569247,344.82467627854589,373.63244747447288,403.54126721916197,434.52020389034504,466.54950232129528,499.6144764458893,533.6968418116586,568.76412568127103,604.75823865402901,{"$f":"IFERROR(IF(OR(D43=\"\",'Historical scenario - input'!$D28=\"\"),\"\",D43/'Historical scenario - input'!$D28),\"\")","v":34.639396529680738},{"$f":"IFERROR(IF(OR(E43=\"\",'Historical scenario - input'!$D28=\"\"),\"\",E43/'Historical scenario - input'!$D28),\"\")","v":37.870725616362321},{"$f":"IFERROR(IF(OR(F43=\"\",'Historical scenario - input'!$D28=\"\"),\"\",F43/'Historical scenario - input'!$D28),\"\")","v":41.70043133282396},{"$f":"IFERROR(IF(OR(G43=\"\",'Historical scenario - input'!$D28=\"\"),\"\",G43/'Historical scenario - input'!$D28),\"\")","v":46.095208275907559},{"$f":"IFERROR(IF(OR(H43=\"\",'Historical scenario - input'!$D28=\"\"),\"\",H43/'Historical scenario - input'!$D28),\"\")","v":51.023669872738026},{"$f":"IFERROR(IF(OR(I43=\"\",'Historical scenario - input'!$D28=\"\"),\"\",I43/'Historical scenario - input'!$D28),\"\")","v":56.455496399703129},{"$f":"IFERROR(IF(OR(J43=\"\",'Historical scenario - input'!$D28=\"\"),\"\",J43/'Historical scenario - input'!$D28),\"\")","v":62.360944346990379},{"$f":"IFERROR(IF(OR(K43=\"\",'Historical scenario - input'!$D28=\"\"),\"\",K43/'Historical scenario - input'!$D28),\"\")","v":68.710768943923554},{"$f":"IFERROR(IF(OR(L43=\"\",'Historical scenario - input'!$D28=\"\"),\"\",L43/'Historical scenario - input'!$D28),\"\")","v":75.476551651191357},{"$f":"IFERROR(IF(OR(M43=\"\",'Historical scenario - input'!$D28=\"\"),\"\",M43/'Historical scenario - input'!$D28),\"\")","v":82.631363678364892},{"$f":"IFERROR(IF(OR(N43=\"\",'Historical scenario - input'!$D28=\"\"),\"\",N43/'Historical scenario - input'!$D28),\"\")","v":90.150639296430228},{"$f":"IFERROR(IF(OR(O43=\"\",'Historical scenario - input'!$D28=\"\"),\"\",O43/'Historical scenario - input'!$D28),\"\")","v":98.013084613957787},{"$f":"IFERROR(IF(OR(P43=\"\",'Historical scenario - input'!$D28=\"\"),\"\",P43/'Historical scenario - input'!$D28),\"\")","v":106.20141540930116},{"$f":"IFERROR(IF(OR(Q43=\"\",'Historical scenario - input'!$D28=\"\"),\"\",Q43/'Historical scenario - input'!$D28),\"\")","v":114.70270862293366},{"$f":"IFERROR(IF(OR(R43=\"\",'Historical scenario - input'!$D28=\"\"),\"\",R43/'Historical scenario - input'!$D28),\"\")","v":123.5081722399005},{"$f":"IFERROR(IF(OR(S43=\"\",'Historical scenario - input'!$D28=\"\"),\"\",S43/'Historical scenario - input'!$D28),\"\")","v":132.61219104481498},{"$f":"IFERROR(IF(OR(T43=\"\",'Historical scenario - input'!$D28=\"\"),\"\",T43/'Historical scenario - input'!$D28),\"\")","v":142.01059066518982},{"$f":"IFERROR(IF(OR(U43=\"\",'Historical scenario - input'!$D28=\"\"),\"\",U43/'Historical scenario - input'!$D28),\"\")","v":151.69817392196501},{"$f":"IFERROR(IF(OR(V43=\"\",'Historical scenario - input'!$D28=\"\"),\"\",V43/'Historical scenario - input'!$D28),\"\")","v":161.66571075310983},{"$f":"IFERROR(IF(OR(W43=\"\",'Historical scenario - input'!$D28=\"\"),\"\",W43/'Historical scenario - input'!$D28),\"\")","v":171.8966898073858}]
[{"$f":"IFERROR('Historical scenario - input'!A29,\"\")","v":4},{"$f":"IFERROR('Historical scenario - input'!B29,\"\")","v":"SWITCHGEAR"},{"$f":"IFERROR('Historical scenario - input'!C29,\"\")","v":"> 11 kv & < = 22 kv ; circuit breaker"},{"$f":"IFERROR(repcalc('Historical scenario - input'!$CV29:$GH29,'Historical scenario - input'!$G29,'Historical scenario - input'!$E29,'Historical scenario - input'!$F29,20,TRUE,TRUE),\"\")","v":851.15104484597566},851.58515640803103,847.21167821397614,838.08048120095714,824.64385697737953,807.67454109780056,788.15831417460276,767.17632829630293,745.7918660462725,724.95409699709796,705.42800053832605,687.75551616722566,672.24872070300228,659.01192471361708,647.98643933366873,639.00967511322619,631.87934258999417,626.41383501725011,622.50125918426932,620.13179622157566,{"$f":"IFERROR(IF(OR(D44=\"\",'Historical scenario - input'!$D29=\"\"),\"\",D44/'Historical scenario - input'!$D29),\"\")","v":10.770168038686197},{"$f":"IFERROR(IF(OR(E44=\"\",'Historical scenario - input'!$D29=\"\"),\"\",E44/'Historical scenario - input'!$D29),\"\")","v":10.775661134769654},{"$f":"IFERROR(IF(OR(F44=\"\",'Historical scenario - input'!$D29=\"\"),\"\",F44/'Historical scenario - input'!$D29),\"\")","v":10.720320669233335},{"$f":"IFERROR(IF(OR(G44=\"\",'Historical scenario - input'!$D29=\"\"),\"\",G44/'Historical scenario - input'!$D29),\"\")","v":10.604777691497391},{"$f":"IFERROR(IF(OR(H44=\"\",'Historical scenario - input'!$D29=\"\"),\"\",H44/'Historical scenario - input'!$D29),\"\")","v":10.43475534160202},{"$f":"IFERROR(IF(OR(I44=\"\",'Historical scenario - input'!$D29=\"\"),\"\",I44/'Historical scenario - input'!$D29),\"\")","v":10.220031545360092},{"$f":"IFERROR(IF(OR(J44=\"\",'Historical scenario - input'!$D29=\"\"),\"\",J44/'Historical scenario - input'!$D29),\"\")","v":9.9730800263356301},{"$f":"IFERROR(IF(OR(K44=\"\",'Historical scenario - input'!$D29=\"\"),\"\",K44/'Historical scenario - input'!$D29),\"\")","v":9.7075813054411224},{"$f":"IFERROR(IF(OR(L44=\"\",'Historical scenario - input'!$D29=\"\"),\"\",L44/'Historical scenario - input'!$D29),\"\")","v":9.4369897891122587},{"$f":"IFERROR(IF(OR(M44=\"\",'Historical scenario - input'!$D29=\"\"),\"\",M44/'Historical scenario - input'!$D29),\"\")","v":9.1733159376026752},{"$f":"IFERROR(IF(OR(N44=\"\",'Historical scenario - input'!$D29=\"\"),\"\",N44/'Historical scenario - input'!$D29),\"\")","v":8.9262395329222066},{"$f":"IFERROR(IF(OR(O44=\"\",'Historical scenario - input'!$D29=\"\"),\"\",O44/'Historical scenario - input'!$D29),\"\")","v":8.7026180881852735},{"$f":"IFERROR(IF(OR(P44=\"\",'Historical scenario - input'!$D29=\"\"),\"\",P44/'Historical scenario - input'!$D29),\"\")","v":8.5064005144625678},{"$f":"IFERROR(IF(OR(Q44=\"\",'Historical scenario - input'!$D29=\"\"),\"\",Q44/'Historical scenario - input'!$D29),\"\")","v":8.3389067212483639},{"$f":"IFERROR(IF(OR(R44=\"\",'Historical scenario - input'!$D29=\"\"),\"\",R44/'Historical scenario - input'!$D29),\"\")","v":8.1993940801382177},{"$f":"IFERROR(IF(OR(S44=\"\",'Historical scenario - input'!$D29=\"\"),\"\",S44/'Historical scenario - input'!$D29),\"\")","v":8.0858052410205659},{"$f":"IFERROR(IF(OR(T44=\"\",'Historical scenario - input'!$D29=\"\"),\"\",T44/'Historical scenario - input'!$D29),\"\")","v":7.9955805036934606},{"$f":"IFERROR(IF(OR(U44=\"\",'Historical scenario - input'!$D29=\"\"),\"\",U44/'Historical scenario - input'!$D29),\"\")","v":7.9264218798139385},{"$f":"IFERROR(IF(OR(V44=\"\",'Historical scenario - input'!$D29=\"\"),\"\",V44/'Historical scenario - input'!$D29),\"\")","v":7.8769135117745961},{"$f":"IFERROR(IF(OR(W44=\"\",'Historical scenario - input'!$D29=\"\"),\"\",W44/'Historical scenario - input'!$D29),\"\")","v":7.846931155030533}]
[{"$f":"IFERROR('Historical scenario - input'!A30,\"\")","v":4},{"$f":"IFERROR('Historical scenario - input'!B30,\"\")","v":"SWITCHGEAR"},{"$f":"IFERROR('Historical scenario - input'!C30,\"\")","v":"> 11 kv & < = 22 kv ; switch"},{"$f":"IFERROR(repcalc('Historical scenario - input'!$CV30:$GH30,'Historical scenario - input'!$G30,'Historical scenario - input'!$E30,'Historical scenario - input'!$F30,20,TRUE,TRUE),\"\")","v":936.87288365568656},972.99763132231328,1011.7482349157469,1051.6078229978905,1091.7174042135955,1131.7552201043131,1171.8229654924583,1212.3364509486753,1253.9200492102023,1297.306103169999,1343.2419659494717,1392.4082452787547,1445.352044122629,1502.4385645724842,1563.8234953661317,1629.4472988437783,1699.0510190271632,1772.2116993417535,1848.3940522363416,1927.0137698192623,{"$f":"IFERROR(IF(OR(D45=\"\",'Historical scenario - input'!$D30=\"\"),\"\",D45/'Historical scenario - input'!$D30),\"\")","v":70.143268898340111},{"$f":"IFERROR(IF(OR(E45=\"\",'Historical scenario - input'!$D30=\"\"),\"\",E45/'Historical scenario - input'!$D30),\"\")","v":72.847913182181003},{"$f":"IFERROR(IF(OR(F45=\"\",'Historical scenario - input'!$D30=\"\"),\"\",F45/'Historical scenario - input'!$D30),\"\")","v":75.74915416721322},{"$f":"IFERROR(IF(OR(G45=\"\",'Historical scenario - input'!$D30=\"\"),\"\",G45/'Historical scenario - input'!$D30),\"\")","v":78.733424342814104},{"$f":"IFERROR(IF(OR(H45=\"\",'Historical scenario - input'!$D30=\"\"),\"\",H45/'Historical scenario - input'!$D30),\"\")","v":81.736411396548689},{"$f":"IFERROR(IF(OR(I45=\"\",'Historical scenario - input'!$D30=\"\"),\"\",I45/'Historical scenario - input'!$D30),\"\")","v":84.734025411340653},{"$f":"IFERROR(IF(OR(J45=\"\",'Historical scenario - input'!$D30=\"\"),\"\",J45/'Historical scenario - input'!$D30),\"\")","v":87.733880234701914},{"$f":"IFERROR(IF(OR(K45=\"\",'Historical scenario - input'!$D30=\"\"),\"\",K45/'Historical scenario - input'!$D30),\"\")","v":90.76710742479402},{"$f":"IFERROR(IF(OR(L45=\"\",'Historical scenario - input'!$D30=\"\"),\"\",L45/'Historical scenario - input'!$D30),\"\")","v":93.88045349927684},{"$f":"IFERROR(IF(OR(M45=\"\",'Historical scenario - input'!$D30=\"\"),\"\",M45/'Historical scenario - input'!$D30),\"\")","v":97.128748654821493},{"$f":"IFERROR(IF(OR(N45=\"\",'Historical scenario - input'!$D30=\"\"),\"\",N45/'Historical scenario - input'!$D30),\"\")","v":100.56794689743171},{"$f":"IFERROR(IF(OR(O45=\"\",'Historical scenario - input'!$D30=\"\"),\"\",O45/'Historical scenario - input'!$D30),\"\")","v":104.24900503444172},{"$f":"IFERROR(IF(OR(P45=\"\",'Historical scenario - input'!$D30=\"\"),\"\",P45/'Historical scenario - input'!$D30),\"\")","v":108.2128844289598},{"$f":"IFERROR(IF(OR(Q45=\"\",'Historical scenario - input'!$D30=\"\"),\"\",Q45/'Historical scenario - input'!$D30),\"\")","v":112.48692760412378},{"$f":"IFERROR(IF(OR(R45=\"\",'Historical scenario - input'!$D30=\"\"),\"\",R45/'Historical scenario - input'!$D30),\"\")","v":117.08279090861369},{"$f":"IFERROR(IF(OR(S45=\"\",'Historical scenario - input'!$D30=\"\"),\"\",S45/'Historical scenario - input'!$D30),\"\")","v":121.99601678350845},{"$f":"IFERROR(IF(OR(T45=\"\",'Historical scenario - input'!$D30=\"\"),\"\",T45/'Historical scenario - input'!$D30),\"\")","v":127.20721730635577},{"$f":"IFERROR(IF(OR(U45=\"\",'Historical scenario - input'!$D30=\"\"),\"\",U45/'Historical scenario - input'!$D30),\"\")","v":132.68472590076374},{"$f":"IFERROR(IF(OR(V45=\"\",'Historical scenario - input'!$D30=\"\"),\"\",V45/'Historical scenario - input'!$D30),\"\")","v":138.38846581854455},{"$f":"IFERROR(IF(OR(W45=\"\",'Historical scenario - input'!$D30=\"\"),\"\",W45/'Historical scenario - input'!$D30),\"\")","v":144.27469017975366}]
[{"$f":"IFERROR('Historical scenario - input'!A31,\"\")","v":4},{"$f":"IFERROR('Historical scenario - input'!B31,\"\")","v":"SWITCHGEAR"},{"$f":"IFERROR('Historical scenario - input'!C31,\"\")","v":"> 33 kv & < = 66 kv ; circuit breaker"},{"$f":"IFERROR(repcalc('Historical scenario - input'!$CV31:$GH31,'Historical scenario - input'!$G31,'Historical scenario - input'!$E31,'Historical scenario - input'!$F31,20,TRUE,TRUE),\"\")","v":18.606315572098318},21.373625061632527,24.218275852482591,27.074422131165239,29.870501165277169,32.532957129968487,34.990322124579457,37.177301800954211,39.038498360938995,40.531434196837083,41.628612398414759,42.318456369433648,42.605095336125117,42.507088238848702,42.055288097249957,41.290128020959386,40.258649263834847,39.011588033746563,37.60079446864215,36.077182935467583,{"$f":"IFERROR(IF(OR(D46=\"\",'Historical scenario - input'!$D31=\"\"),\"\",D46/'Historical scenario - input'!$D31),\"\")","v":0.76037926764499997},{"$f":"IFERROR(IF(OR(E46=\"\",'Historical scenario - input'!$D31=\"\"),\"\",E46/'Historical scenario - input'!$D31),\"\")","v":0.87347015631908576},{"$f":"IFERROR(IF(OR(F46=\"\",'Historical scenario - input'!$D31=\"\"),\"\",F46/'Historical scenario - input'!$D31),\"\")","v":0.98972173104223815},{"$f":"IFERROR(IF(OR(G46=\"\",'Historical scenario - input'!$D31=\"\"),\"\",G46/'Historical scenario - input'!$D31),\"\")","v":1.1064430887584551},{"$f":"IFERROR(IF(OR(H46=\"\",'Historical scenario - input'!$D31=\"\"),\"\",H46/'Historical scenario - input'!$D31),\"\")","v":1.2207096946319895},{"$f":"IFERROR(IF(OR(I46=\"\",'Historical scenario - input'!$D31=\"\"),\"\",I46/'Historical scenario - input'!$D31),\"\")","v":1.3295155626569797},{"$f":"IFERROR(IF(OR(J46=\"\",'Historical scenario - input'!$D31=\"\"),\"\",J46/'Historical scenario - input'!$D31),\"\")","v":1.4299400334609018},{"$f":"IFERROR(IF(OR(K46=\"\",'Historical scenario - input'!$D31=\"\"),\"\",K46/'Historical scenario - input'!$D31),\"\")","v":1.5193147405721816},{"$f":"IFERROR(IF(OR(L46=\"\",'Historical scenario - input'!$D31=\"\"),\"\",L46/'Historical scenario - input'!$D31),\"\")","v":1.5953757571523182},{"$f":"IFERROR(IF(OR(M46=\"\",'Historical scenario - input'!$D31=\"\"),\"\",M46/'Historical scenario - input'!$D31),\"\")","v":1.6563871622928117},{"$f":"IFERROR(IF(OR(N46=\"\",'Historical scenario - input'!$D31=\"\"),\"\",N46/'Historical scenario - input'!$D31),\"\")","v":1.7012252471978506},{"$f":"IFERROR(IF(OR(O46=\"\",'Historical scenario - input'!$D31=\"\"),\"\",O46/'Historical scenario - input'!$D31),\"\")","v":1.7294169142390814},{"$f":"IFERROR(IF(OR(P46=\"\",'Historical scenario - input'!$D31=\"\"),\"\",P46/'Historical scenario - input'!$D31),\"\")","v":1.7411309113884266},{"$f":"IFERROR(IF(OR(Q46=\"\",'Historical scenario - input'!$D31=\"\"),\"\",Q46/'Historical scenario - input'!$D31),\"\")","v":1.7371256818435292},{"$f":"IFERROR(IF(OR(R46=\"\",'Historical scenario - input'!$D31=\"\"),\"\",R46/'Historical scenario - input'!$D31),\"\")","v":1.7186620876160978},{"$f":"IFERROR(IF(OR(S46=\"\",'Historical scenario - input'!$D31=\"\"),\"\",S46/'Historical scenario - input'!$D31),\"\")","v":1.6873924976649584},{"$f":"IFERROR(IF(OR(T46=\"\",'Historical scenario - input'!$D31=\"\"),\"\",T46/'Historical scenario - input'!$D31),\"\")","v":1.6452393341923428},{"$f":"IFERROR(IF(OR(U46=\"\",'Historical scenario - input'!$D31=\"\"),\"\",U46/'Historical scenario - input'!$D31),\"\")","v":1.5942760200870525},{"$f":"IFERROR(IF(OR(V46=\"\",'Historical scenario - input'!$D31=\"\"),\"\",V46/'Historical scenario - input'!$D31),\"\")","v":1.5366215009171729},{"$f":"IFERROR(IF(OR(W46=\"\",'Historical scenario - input'!$D31=\"\"),\"\",W46/'Historical scenario - input'!$D31),\"\")","v":1.4743564803502827}]
[{"$f":"IFERROR('Historical scenario - input'!A32,\"\")","v":4},{"$f":"IFERROR('Historical scenario - input'!B32,\"\")","v":"SWITCHGEAR"},{"$f":"IFERROR('Historical scenario - input'!C32,\"\")","v":"> 33 kv & < = 66 kv ; switch"},{"$f":"IFERROR(repcalc('Historical scenario - input'!$CV32:$GH32,'Historical scenario - input'!$G32,'Historical scenario - input'!$E32,'Historical scenario - input'!$F32,20,TRUE,TRUE),\"\")","v":140.41945154579309},140.11287095912292,139.99127016356698,139.72374246315056,139.01404306483931,137.62674720355454,135.4050590491388,132.27942198313508,128.26709934547137,123.46377305454541,118.02887093472076,112.1667421090319,106.10594683757947,100.07883438546159,94.303292162533324,88.968115790170245,84.222931305526984,80.173053680728984,76.879140373817194,74.361036863766671,{"$f":"IFERROR(IF(OR(D47=\"\",'Historical scenario - input'!$D32=\"\"),\"\",D47/'Historical scenario - input'!$D32),\"\")","v":10.51314380015061},{"$f":"IFERROR(IF(OR(E47=\"\",'Historical scenario - input'!$D32=\"\"),\"\",E47/'Historical scenario - input'!$D32),\"\")","v":10.490190243798434},{"$f":"IFERROR(IF(OR(F47=\"\",'Historical scenario - input'!$D32=\"\"),\"\",F47/'Historical scenario - input'!$D32),\"\")","v":10.481086044659218},{"$f":"IFERROR(IF(OR(G47=\"\",'Historical scenario - input'!$D32=\"\"),\"\",G47/'Historical scenario - input'!$D32),\"\")","v":10.461056361064532},{"$f":"IFERROR(IF(OR(H47=\"\",'Historical scenario - input'!$D32=\"\"),\"\",H47/'Historical scenario - input'!$D32),\"\")","v":10.40792147307579},{"$f":"IFERROR(IF(OR(I47=\"\",'Historical scenario - input'!$D32=\"\"),\"\",I47/'Historical scenario - input'!$D32),\"\")","v":10.304055230026947},{"$f":"IFERROR(IF(OR(J47=\"\",'Historical scenario - input'!$D32=\"\"),\"\",J47/'Historical scenario - input'!$D32),\"\")","v":10.137718395711319},{"$f":"IFERROR(IF(OR(K47=\"\",'Historical scenario - input'!$D32=\"\"),\"\",K47/'Historical scenario - input'!$D32),\"\")","v":9.9037032960920062},{"$f":"IFERROR(IF(OR(L47=\"\",'Historical scenario - input'!$D32=\"\"),\"\",L47/'Historical scenario - input'!$D32),\"\")","v":9.6033024299869147},{"$f":"IFERROR(IF(OR(M47=\"\",'Historical scenario - input'!$D32=\"\"),\"\",M47/'Historical scenario - input'!$D32),\"\")","v":9.2436794613764697},{"$f":"IFERROR(IF(OR(N47=\"\",'Historical scenario - input'!$D32=\"\"),\"\",N47/'Historical scenario - input'!$D32),\"\")","v":8.836770682738873},{"$f":"IFERROR(IF(OR(O47=\"\",'Historical scenario - input'!$D32=\"\"),\"\",O47/'Historical scenario - input'!$D32),\"\")","v":8.397875624817523},{"$f":"IFERROR(IF(OR(P47=\"\",'Historical scenario - input'!$D32=\"\"),\"\",P47/'Historical scenario - input'!$D32),\"\")","v":7.9441064957501535},{"$f":"IFERROR(IF(OR(Q47=\"\",'Historical scenario - input'!$D32=\"\"),\"\",Q47/'Historical scenario - input'!$D32),\"\")","v":7.4928591848451562},{"$f":"IFERROR(IF(OR(R47=\"\",'Historical scenario - input'!$D32=\"\"),\"\",R47/'Historical scenario - input'!$D32),\"\")","v":7.0604468285436166},{"$f":"IFERROR(IF(OR(S47=\"\",'Historical scenario - input'!$D32=\"\"),\"\",S47/'Historical scenario - input'!$D32),\"\")","v":6.661004473625094},{"$f":"IFERROR(IF(OR(T47=\"\",'Historical scenario - input'!$D32=\"\"),\"\",T47/'Historical scenario - input'!$D32),\"\")","v":6.3057345569851666},{"$f":"IFERROR(IF(OR(U47=\"\",'Historical scenario - input'!$D32=\"\"),\"\",U47/'Historical scenario - input'!$D32),\"\")","v":6.0025219651838899},{"$f":"IFERROR(IF(OR(V47=\"\",'Historical scenario - input'!$D32=\"\"),\"\",V47/'Historical scenario - input'!$D32),\"\")","v":5.7559080959543829},{"$f":"IFERROR(IF(OR(W47=\"\",'Historical scenario - input'!$D32=\"\"),\"\",W47/'Historical scenario - input'!$D32),\"\")","v":5.5673787717518044}]
[{"$f":"IFERROR('Historical scenario - input'!A33,\"\")","v":0},{"$f":"IFERROR('Historical scenario - input'!B33,\"\")","v":"TRANSFORMERS"},{"$f":"IFERROR('Historical scenario - input'!C33,\"\")","v":"ground outdoor / indoor chamber mounted ; ˂ 22 kv ; < = 60 kva ; multiple phase"},{"$f":"IFERROR(repcalc('Historical scenario - input'!$CV33:$GH33,'Historical scenario - input'!$G33,'Historical scenario - input'!$E33,'Historical scenario - input'!$F33,20,TRUE,TRUE),\"\")","v":4.4793887874618353E-3},6.8159825279878201E-3,1.0208222516089958E-2,1.504817188442995E-2,2.1833799573485919E-2,3.1180771869300714E-2,4.382847661382791E-2,6.0637022272020051E-2,8.2571721179148849E-2,0.11067175431467066,0.14600046558752686,0.18957614202941722,0.24228421393261557,0.30477445065190334,0.37734969216160369,0.45985556901176922,0.55158304856363893,0.65119698961206562,0.75670372674583242,0.86546872570368605,{"$f":"IFERROR(IF(OR(D48=\"\",'Historical scenario - input'!$D33=\"\"),\"\",D48/'Historical scenario - input'!$D33),\"\")","v":1.5721983895748928E-4},{"$f":"IFERROR(IF(OR(E48=\"\",'Historical scenario - input'!$D33=\"\"),\"\",E48/'Historical scenario - input'!$D33),\"\")","v":2.3923078041067136E-4},{"$f":"IFERROR(IF(OR(F48=\"\",'Historical scenario - input'!$D33=\"\"),\"\",F48/'Historical scenario - input'!$D33),\"\")","v":3.5829332441832693E-4},{"$f":"IFERROR(IF(OR(G48=\"\",'Historical scenario - input'!$D33=\"\"),\"\",G48/'Historical scenario - input'!$D33),\"\")","v":5.2816829985755109E-4},{"$f":"IFERROR(IF(OR(H48=\"\",'Historical scenario - input'!$D33=\"\"),\"\",H48/'Historical scenario - input'!$D33),\"\")","v":7.6633367087535972E-4},{"$f":"IFERROR(IF(OR(I48=\"\",'Historical scenario - input'!$D33=\"\"),\"\",I48/'Historical scenario - input'!$D33),\"\")","v":1.0943984022068855E-3},{"$f":"IFERROR(IF(OR(J48=\"\",'Historical scenario - input'!$D33=\"\"),\"\",J48/'Historical scenario - input'!$D33),\"\")","v":1.5383138999378091E-3},{"$f":"IFERROR(IF(OR(K48=\"\",'Historical scenario - input'!$D33=\"\"),\"\",K48/'Historical scenario - input'!$D33),\"\")","v":2.1282686832527838E-3},{"$f":"IFERROR(IF(OR(L48=\"\",'Historical scenario - input'!$D33=\"\"),\"\",L48/'Historical scenario - input'!$D33),\"\")","v":2.8981437696513181E-3},{"$f":"IFERROR(IF(OR(M48=\"\",'Historical scenario - input'!$D33=\"\"),\"\",M48/'Historical scenario - input'!$D33),\"\")","v":3.8844128554321408E-3},{"$f":"IFERROR(IF(OR(N48=\"\",'Historical scenario - input'!$D33=\"\"),\"\",N48/'Historical scenario - input'!$D33),\"\")","v":5.1243977195370872E-3},{"$f":"IFERROR(IF(OR(O48=\"\",'Historical scenario - input'!$D33=\"\"),\"\",O48/'Historical scenario - input'!$D33),\"\")","v":6.6538387119854424E-3},{"$f":"IFERROR(IF(OR(P48=\"\",'Historical scenario - input'!$D33=\"\"),\"\",P48/'Historical scenario - input'!$D33),\"\")","v":8.5038131101836736E-3},{"$f":"IFERROR(IF(OR(Q48=\"\",'Historical scenario - input'!$D33=\"\"),\"\",Q48/'Historical scenario - input'!$D33),\"\")","v":1.0697126845513353E-2},{"$f":"IFERROR(IF(OR(R48=\"\",'Historical scenario - input'!$D33=\"\"),\"\",R48/'Historical scenario - input'!$D33),\"\")","v":1.3244409147597563E-2},{"$f":"IFERROR(IF(OR(S48=\"\",'Historical scenario - input'!$D33=\"\"),\"\",S48/'Historical scenario - input'!$D33),\"\")","v":1.6140241879897536E-2},{"$f":"IFERROR(IF(OR(T48=\"\",'Historical scenario - input'!$D33=\"\"),\"\",T48/'Historical scenario - input'!$D33),\"\")","v":1.9359739058505462E-2},{"$f":"IFERROR(IF(OR(U48=\"\",'Historical scenario - input'!$D33=\"\"),\"\",U48/'Historical scenario - input'!$D33),\"\")","v":2.2856039226374716E-2},{"$f":"IFERROR(IF(OR(V48=\"\",'Historical scenario - input'!$D33=\"\"),\"\",V48/'Historical scenario - input'!$D33),\"\")","v":2.6559167712906496E-2},{"$f":"IFERROR(IF(OR(W48=\"\",'Historical scenario - input'!$D33=\"\"),\"\",W48/'Historical scenario - input'!$D33),\"\")","v":3.0376656310509263E-2}]
[{"$f":"IFERROR('Historical scenario - input'!A34,\"\")","v":5},{"$f":"IFERROR('Historical scenario - input'!B34,\"\")","v":"TRANSFORMERS"},{"$f":"IFERROR('Historical scenario - input'!C34,\"\")","v":"ground outdoor / indoor chamber mounted ; ˂ 22 kv ; > 60 kva and < = 600 kva ; multiple phase"},{"$f":"IFERROR(repcalc('Historical scenario - input'!$CV34:$GH34,'Historical scenario - input'!$G34,'Historical scenario - input'!$E34,'Historical scenario - input'!$F34,20,TRUE,TRUE),\"\")","v":20.602373478193734},23.389000141333003,26.329295076093331,29.393921407302923,32.546823942537372,35.745511314835035,38.941766210371775,42.082846322322183,45.113195152703796,47.976623208130249,50.618853461870643,52.990259978012062,55.048576448984669,56.761322590838773,58.107698666246755,59.079735178153307,59.682553769296277,59.933688721080806,59.861523676974301,59.503000115507341,{"$f":"IFERROR(IF(OR(D49=\"\",'Historical scenario - input'!$D34=\"\"),\"\",D49/'Historical scenario - input'!$D34),\"\")","v":0.72311245888058884},{"$f":"IFERROR(IF(OR(E49=\"\",'Historical scenario - input'!$D34=\"\"),\"\",E49/'Historical scenario - input'!$D34),\"\")","v":0.82091888203361252},{"$f":"IFERROR(IF(OR(F49=\"\",'Historical scenario - input'!$D34=\"\"),\"\",F49/'Historical scenario - input'!$D34),\"\")","v":0.9241188314160993},{"$f":"IFERROR(IF(OR(G49=\"\",'Historical scenario - input'!$D34=\"\"),\"\",G49/'Historical scenario - input'!$D34),\"\")","v":1.031682626638855},{"$f":"IFERROR(IF(OR(H49=\"\",'Historical scenario - input'!$D34=\"\"),\"\",H49/'Historical scenario - input'!$D34),\"\")","v":1.1423447844371959},{"$f":"IFERROR(IF(OR(I49=\"\",'Historical scenario - input'!$D34=\"\"),\"\",I49/'Historical scenario - input'!$D34),\"\")","v":1.2546139214577736},{"$f":"IFERROR(IF(OR(J49=\"\",'Historical scenario - input'!$D34=\"\"),\"\",J49/'Historical scenario - input'!$D34),\"\")","v":1.3667976821864587},{"$f":"IFERROR(IF(OR(K49=\"\",'Historical scenario - input'!$D34=\"\"),\"\",K49/'Historical scenario - input'!$D34),\"\")","v":1.4770448906305467},{"$f":"IFERROR(IF(OR(L49=\"\",'Historical scenario - input'!$D34=\"\"),\"\",L49/'Historical scenario - input'!$D34),\"\")","v":1.5834055969017196},{"$f":"IFERROR(IF(OR(M49=\"\",'Historical scenario - input'!$D34=\"\"),\"\",M49/'Historical scenario - input'!$D34),\"\")","v":1.6839076339208359},{"$f":"IFERROR(IF(OR(N49=\"\",'Historical scenario - input'!$D34=\"\"),\"\",N49/'Historical scenario - input'!$D34),\"\")","v":1.776645959324614},{"$f":"IFERROR(IF(OR(O49=\"\",'Historical scenario - input'!$D34=\"\"),\"\",O49/'Historical scenario - input'!$D34),\"\")","v":1.8598787770728928},{"$f":"IFERROR(IF(OR(P49=\"\",'Historical scenario - input'!$D34=\"\"),\"\",P49/'Historical scenario - input'!$D34),\"\")","v":1.9321226030599707},{"$f":"IFERROR(IF(OR(Q49=\"\",'Historical scenario - input'!$D34=\"\"),\"\",Q49/'Historical scenario - input'!$D34),\"\")","v":1.9922374279555219},{"$f":"IFERROR(IF(OR(R49=\"\",'Historical scenario - input'!$D34=\"\"),\"\",R49/'Historical scenario - input'!$D34),\"\")","v":2.0394932121250853},{"$f":"IFERROR(IF(OR(S49=\"\",'Historical scenario - input'!$D34=\"\"),\"\",S49/'Historical scenario - input'!$D34),\"\")","v":2.0736102381556263},{"$f":"IFERROR(IF(OR(T49=\"\",'Historical scenario - input'!$D34=\"\"),\"\",T49/'Historical scenario - input'!$D34),\"\")","v":2.0947682680380426},{"$f":"IFERROR(IF(OR(U49=\"\",'Historical scenario - input'!$D34=\"\"),\"\",U49/'Historical scenario - input'!$D34),\"\")","v":2.1035827287936431},{"$f":"IFERROR(IF(OR(V49=\"\",'Historical scenario - input'!$D34=\"\"),\"\",V49/'Historical scenario - input'!$D34),\"\")","v":2.1010498438061775},{"$f":"IFERROR(IF(OR(W49=\"\",'Historical scenario - input'!$D34=\"\"),\"\",W49/'Historical scenario - input'!$D34),\"\")","v":2.0884662036555217}]
[{"$f":"IFERROR('Historical scenario - input'!A35,\"\")","v":5},{"$f":"IFERROR('Historical scenario - input'!B35,\"\")","v":"TRANSFORMERS"},{"$f":"IFERROR('Historical scenario - input'!C35,\"\")","v":"ground outdoor / indoor chamber mounted ; ˂ 22 kv ; > 600 kva ; multiple phase"},{"$f":"IFERROR(repcalc('Historical scenario - input'!$CV35:$GH35,'Historical scenario - input'!$G35,'Historical scenario - input'!$E35,'Historical scenario - input'!$F35,20,TRUE,TRUE),\"\")","v":8.1419114681689617},9.1339351769905015,10.183279051073365,11.287131168653582,12.4419035757829,13.642996434577748,14.884552765239539,16.159242818829586,17.458118994937475,18.770578593209478,20.084463001946105,21.38630938686995,22.661756255016478,23.896089287252028,25.074900209165342,26.18482038529752,27.214282871234861,28.154261907204535,28.998937021592422,29.746229716784338,{"$f":"IFERROR(IF(OR(D50=\"\",'Historical scenario - input'!$D35=\"\"),\"\",D50/'Historical scenario - input'!$D35),\"\")","v":0.34818331991051549},{"$f":"IFERROR(IF(OR(E50=\"\",'Historical scenario - input'!$D35=\"\"),\"\",E50/'Historical scenario - input'!$D35),\"\")","v":0.39060654076200735},{"$f":"IFERROR(IF(OR(F50=\"\",'Historical scenario - input'!$D35=\"\"),\"\",F50/'Historical scenario - input'!$D35),\"\")","v":0.43548101959100644},{"$f":"IFERROR(IF(OR(G50=\"\",'Historical scenario - input'!$D35=\"\"),\"\",G50/'Historical scenario - input'!$D35),\"\")","v":0.48268650647107542},{"$f":"IFERROR(IF(OR(H50=\"\",'Historical scenario - input'!$D35=\"\"),\"\",H50/'Historical scenario - input'!$D35),\"\")","v":0.53206956498592872},{"$f":"IFERROR(IF(OR(I50=\"\",'Historical scenario - input'!$D35=\"\"),\"\",I50/'Historical scenario - input'!$D35),\"\")","v":0.58343348618931801},{"$f":"IFERROR(IF(OR(J50=\"\",'Historical scenario - input'!$D35=\"\"),\"\",J50/'Historical scenario - input'!$D35),\"\")","v":0.63652780031392953},{"$f":"IFERROR(IF(OR(K50=\"\",'Historical scenario - input'!$D35=\"\"),\"\",K50/'Historical scenario - input'!$D35),\"\")","v":0.69103905561939993},{"$f":"IFERROR(IF(OR(L50=\"\",'Historical scenario - input'!$D35=\"\"),\"\",L50/'Historical scenario - input'!$D35),\"\")","v":0.74658461404483767},{"$f":"IFERROR(IF(OR(M50=\"\",'Historical scenario - input'!$D35=\"\"),\"\",M50/'Historical scenario - input'!$D35),\"\")","v":0.80271105830320744},{"$f":"IFERROR(IF(OR(N50=\"\",'Historical scenario - input'!$D35=\"\"),\"\",N50/'Historical scenario - input'!$D35),\"\")","v":0.85889843361440876},{"$f":"IFERROR(IF(OR(O50=\"\",'Historical scenario - input'!$D35=\"\"),\"\",O50/'Historical scenario - input'!$D35),\"\")","v":0.91457101100466942},{"$f":"IFERROR(IF(OR(P50=\"\",'Historical scenario - input'!$D35=\"\"),\"\",P50/'Historical scenario - input'!$D35),\"\")","v":0.96911463097117334},{"$f":"IFERROR(IF(OR(Q50=\"\",'Historical scenario - input'!$D35=\"\"),\"\",Q50/'Historical scenario - input'!$D35),\"\")","v":1.021900045639363},{"$f":"IFERROR(IF(OR(R50=\"\",'Historical scenario - input'!$D35=\"\"),\"\",R50/'Historical scenario - input'!$D35),\"\")","v":1.0723110949295929},{"$f":"IFERROR(IF(OR(S50=\"\",'Historical scenario - input'!$D35=\"\"),\"\",S50/'Historical scenario - input'!$D35),\"\")","v":1.1197760782166533},{"$f":"IFERROR(IF(OR(T50=\"\",'Historical scenario - input'!$D35=\"\"),\"\",T50/'Historical scenario - input'!$D35),\"\")","v":1.1638003429704931},{"$f":"IFERROR(IF(OR(U50=\"\",'Historical scenario - input'!$D35=\"\"),\"\",U50/'Historical scenario - input'!$D35),\"\")","v":1.2039979086981158},{"$f":"IFERROR(IF(OR(V50=\"\",'Historical scenario - input'!$D35=\"\"),\"\",V50/'Historical scenario - input'!$D35),\"\")","v":1.2401198668799467},{"$f":"IFERROR(IF(OR(W50=\"\",'Historical scenario - input'!$D35=\"\"),\"\",W50/'Historical scenario - input'!$D35),\"\")","v":1.2720773319757093}]
[{"$f":"IFERROR('Historical scenario - input'!A36,\"\")","v":5},{"$f":"IFERROR('Historical scenario - input'!B36,\"\")","v":"TRANSFORMERS"},{"$f":"IFERROR('Historical scenario - input'!C36,\"\")","v":"ground outdoor / indoor chamber mounted ; > = 22 kv & < = 33 kv ; < = 15 mva"},{"$f":"IFERROR(repcalc('Historical scenario - input'!$CV36:$GH36,'Historical scenario - input'!$G36,'Historical scenario - input'!$E36,'Historical scenario - input'!$F36,20,TRUE,TRUE),\"\")","v":1309.256328591659},1357.3141786001472,1448.4442398159269,1573.1849243913591,1724.7454461128107,1898.2807123167665,2090.3190699676015,2298.3298545471839,2520.4094087341341,2755.0606299794727,3001.0410321925438,3257.2567594335446,3522.6840988626232,3796.3050476685553,4077.0487236751696,4363.7352871566191,4655.0230842787241,4949.3625937745255,5244.9622923506968,5539.7717682157381,{"$f":"IFERROR(IF(OR(D51=\"\",'Historical scenario - input'!$D36=\"\"),\"\",D51/'Historical scenario - input'!$D36),\"\")","v":1.9149931373213116},{"$f":"IFERROR(IF(OR(E51=\"\",'Historical scenario - input'!$D36=\"\"),\"\",E51/'Historical scenario - input'!$D36),\"\")","v":1.9852852955113485},{"$f":"IFERROR(IF(OR(F51=\"\",'Historical scenario - input'!$D36=\"\"),\"\",F51/'Historical scenario - input'!$D36),\"\")","v":2.1185773316244068},{"$f":"IFERROR(IF(OR(G51=\"\",'Historical scenario - input'!$D36=\"\"),\"\",G51/'Historical scenario - input'!$D36),\"\")","v":2.3010301864933007},{"$f":"IFERROR(IF(OR(H51=\"\",'Historical scenario - input'!$D36=\"\"),\"\",H51/'Historical scenario - input'!$D36),\"\")","v":2.5227112680715886},{"$f":"IFERROR(IF(OR(I51=\"\",'Historical scenario - input'!$D36=\"\"),\"\",I51/'Historical scenario - input'!$D36),\"\")","v":2.7765338669062043},{"$f":"IFERROR(IF(OR(J51=\"\",'Historical scenario - input'!$D36=\"\"),\"\",J51/'Historical scenario - input'!$D36),\"\")","v":3.0574201448433813},{"$f":"IFERROR(IF(OR(K51=\"\",'Historical scenario - input'!$D36=\"\"),\"\",K51/'Historical scenario - input'!$D36),\"\")","v":3.3616686073176529},{"$f":"IFERROR(IF(OR(L51=\"\",'Historical scenario - input'!$D36=\"\"),\"\",L51/'Historical scenario - input'!$D36),\"\")","v":3.6864948563263948},{"$f":"IFERROR(IF(OR(M51=\"\",'Historical scenario - input'!$D36=\"\"),\"\",M51/'Historical scenario - input'!$D36),\"\")","v":4.0297091441139141},{"$f":"IFERROR(IF(OR(N51=\"\",'Historical scenario - input'!$D36=\"\"),\"\",N51/'Historical scenario - input'!$D36),\"\")","v":4.3894941395091758},{"$f":"IFERROR(IF(OR(O51=\"\",'Historical scenario - input'!$D36=\"\"),\"\",O51/'Historical scenario - input'!$D36),\"\")","v":4.7642499062948058},{"$f":"IFERROR(IF(OR(P51=\"\",'Historical scenario - input'!$D36=\"\"),\"\",P51/'Historical scenario - input'!$D36),\"\")","v":5.1524791035604771},{"$f":"IFERROR(IF(OR(Q51=\"\",'Historical scenario - input'!$D36=\"\"),\"\",Q51/'Historical scenario - input'!$D36),\"\")","v":5.5526927422100929},{"$f":"IFERROR(IF(OR(R51=\"\",'Historical scenario - input'!$D36=\"\"),\"\",R51/'Historical scenario - input'!$D36),\"\")","v":5.9633244887660437},{"$f":"IFERROR(IF(OR(S51=\"\",'Historical scenario - input'!$D36=\"\"),\"\",S51/'Historical scenario - input'!$D36),\"\")","v":6.382648642211044},{"$f":"IFERROR(IF(OR(T51=\"\",'Historical scenario - input'!$D36=\"\"),\"\",T51/'Historical scenario - input'!$D36),\"\")","v":6.8087028229644053},{"$f":"IFERROR(IF(OR(U51=\"\",'Historical scenario - input'!$D36=\"\"),\"\",U51/'Historical scenario - input'!$D36),\"\")","v":7.2392206126575029},{"$f":"IFERROR(IF(OR(V51=\"\",'Historical scenario - input'!$D36=\"\"),\"\",V51/'Historical scenario - input'!$D36),\"\")","v":7.671581626926212},{"$f":"IFERROR(IF(OR(W51=\"\",'Historical scenario - input'!$D36=\"\"),\"\",W51/'Historical scenario - input'!$D36),\"\")","v":8.1027868162920953}]
[{"$f":"IFERROR('Historical scenario - input'!A37,\"\")","v":5},{"$f":"IFERROR('Historical scenario - input'!B37,\"\")","v":"TRANSFORMERS"},{"$f":"IFERROR('Historical scenario - input'!C37,\"\")","v":"ground outdoor / indoor chamber mounted ; > = 22 kv & < = 33 kv ; > 15 mva and < = 40 mva"},{"$f":"IFERROR(repcalc('Historical scenario - input'!$CV37:$GH37,'Historical scenario - input'!$G37,'Historical scenario - input'!$E37,'Historical scenario - input'!$F37,20,TRUE,TRUE),\"\")","v":1.4890292868169587E-7},3.2178113826793718E-7,6.8452187735454229E-7,1.4334552690459259E-6,2.9549613283325955E-6,5.9964087200534115E-6,1.1978529851107684E-5,2.3555372791846435E-5,4.5598668426785743E-5,8.6894420536193025E-5,1.6300891392663735E-4,3.0103232678942957E-4,5.4726831933501281E-4,9.7943702841891554E-4,1.7256236993454844E-3,2.9930514289305023E-3,5.110776193687847E-3,8.5915471926786714E-3,1.4219237406151891E-2,2.3169240829503213E-2,{"$f":"IFERROR(IF(OR(D52=\"\",'Historical scenario - input'!$D37=\"\"),\"\",D52/'Historical scenario - input'!$D37),\"\")","v":2.1779393410243845E-10},{"$f":"IFERROR(IF(OR(E52=\"\",'Historical scenario - input'!$D37=\"\"),\"\",E52/'Historical scenario - input'!$D37),\"\")","v":4.7065548437362395E-10},{"$f":"IFERROR(IF(OR(F52=\"\",'Historical scenario - input'!$D37=\"\"),\"\",F52/'Historical scenario - input'!$D37),\"\")","v":1.0012208219686891E-9},{"$f":"IFERROR(IF(OR(G52=\"\",'Historical scenario - input'!$D37=\"\"),\"\",G52/'Historical scenario - input'!$D37),\"\")","v":2.0966536062749649E-9},{"$f":"IFERROR(IF(OR(H52=\"\",'Historical scenario - input'!$D37=\"\"),\"\",H52/'Historical scenario - input'!$D37),\"\")","v":4.3220953309378093E-9},{"$f":"IFERROR(IF(OR(I52=\"\",'Historical scenario - input'!$D37=\"\"),\"\",I52/'Historical scenario - input'!$D37),\"\")","v":8.7706901213363431E-9},{"$f":"IFERROR(IF(OR(J52=\"\",'Historical scenario - input'!$D37=\"\"),\"\",J52/'Historical scenario - input'!$D37),\"\")","v":1.7520482398389091E-8},{"$f":"IFERROR(IF(OR(K52=\"\",'Historical scenario - input'!$D37=\"\"),\"\",K52/'Historical scenario - input'!$D37),\"\")","v":3.4453434563079985E-8},{"$f":"IFERROR(IF(OR(L52=\"\",'Historical scenario - input'!$D37=\"\"),\"\",L52/'Historical scenario - input'!$D37),\"\")","v":6.6695218653030519E-8},{"$f":"IFERROR(IF(OR(M52=\"\",'Historical scenario - input'!$D37=\"\"),\"\",M52/'Historical scenario - input'!$D37),\"\")","v":1.2709674596518257E-7},{"$f":"IFERROR(IF(OR(N52=\"\",'Historical scenario - input'!$D37=\"\"),\"\",N52/'Historical scenario - input'!$D37),\"\")","v":2.384261543555006E-7},{"$f":"IFERROR(IF(OR(O52=\"\",'Historical scenario - input'!$D37=\"\"),\"\",O52/'Historical scenario - input'!$D37),\"\")","v":4.4030708679768351E-7},{"$f":"IFERROR(IF(OR(P52=\"\",'Historical scenario - input'!$D37=\"\"),\"\",P52/'Historical scenario - input'!$D37),\"\")","v":8.0046592322165555E-7},{"$f":"IFERROR(IF(OR(Q52=\"\",'Historical scenario - input'!$D37=\"\"),\"\",Q52/'Historical scenario - input'!$D37),\"\")","v":1.4325805779210276E-6},{"$f":"IFERROR(IF(OR(R52=\"\",'Historical scenario - input'!$D37=\"\"),\"\",R52/'Historical scenario - input'!$D37),\"\")","v":2.5239958514466483E-6},{"$f":"IFERROR(IF(OR(S52=\"\",'Historical scenario - input'!$D37=\"\"),\"\",S52/'Historical scenario - input'!$D37),\"\")","v":4.3778080891288141E-6},{"$f":"IFERROR(IF(OR(T52=\"\",'Historical scenario - input'!$D37=\"\"),\"\",T52/'Historical scenario - input'!$D37),\"\")","v":7.4753133695562515E-6},{"$f":"IFERROR(IF(OR(U52=\"\",'Historical scenario - input'!$D37=\"\"),\"\",U52/'Historical scenario - input'!$D37),\"\")","v":1.2566487977682519E-5},{"$f":"IFERROR(IF(OR(V52=\"\",'Historical scenario - input'!$D37=\"\"),\"\",V52/'Historical scenario - input'!$D37),\"\")","v":2.0797869337025738E-5},{"$f":"IFERROR(IF(OR(W52=\"\",'Historical scenario - input'!$D37=\"\"),\"\",W52/'Historical scenario - input'!$D37),\"\")","v":3.38886558854141E-5}]
[{"$f":"IFERROR('Historical scenario - input'!A38,\"\")","v":5},{"$f":"IFERROR('Historical scenario - input'!B38,\"\")","v":"TRANSFORMERS"},{"$f":"IFERROR('Historical scenario - input'!C38,\"\")","v":"ground outdoor / indoor chamber mounted ; > 33 kv & < = 66 kv ; < = 15 mva"},{"$f":"IFERROR(repcalc('Historical scenario - input'!$CV38:$GH38,'Historical scenario - input'!$G38,'Historical scenario - input'!$E38,'Historical scenario - input'!$F38,20,TRUE,TRUE),\"\")","v":133.0604315170479},138.55235346937772,142.20428452582641,143.87038939350757,143.48812193671625,141.08197883048345,136.7611186694127,130.71115236154631,123.18096460953385,114.46586509231125,104.88864374118101,94.780194160466436,84.461276073619004,74.226738666528746,64.333166367580603,54.990490800604633,46.357691932162545,38.54233548642874,31.603397835729307,25.556633920091372,{"$f":"IFERROR(IF(OR(D53=\"\",'Historical scenario - input'!$D38=\"\"),\"\",D53/'Historical scenario - input'!$D38),\"\")","v":0.19462179226450863},{"$f":"IFERROR(IF(OR(E53=\"\",'Historical scenario - input'!$D38=\"\"),\"\",E53/'Historical scenario - input'!$D38),\"\")","v":0.20265459120520862},{"$f":"IFERROR(IF(OR(F53=\"\",'Historical scenario - input'!$D38=\"\"),\"\",F53/'Historical scenario - input'!$D38),\"\")","v":0.20799611429610138},{"$f":"IFERROR(IF(OR(G53=\"\",'Historical scenario - input'!$D38=\"\"),\"\",G53/'Historical scenario - input'!$D38),\"\")","v":0.21043305450253069},{"$f":"IFERROR(IF(OR(H53=\"\",'Historical scenario - input'!$D38=\"\"),\"\",H53/'Historical scenario - input'!$D38),\"\")","v":0.20987392827156257},{"$f":"IFERROR(IF(OR(I53=\"\",'Historical scenario - input'!$D38=\"\"),\"\",I53/'Historical scenario - input'!$D38),\"\")","v":0.20635456584021555},{"$f":"IFERROR(IF(OR(J53=\"\",'Historical scenario - input'!$D38=\"\"),\"\",J53/'Historical scenario - input'!$D38),\"\")","v":0.20003462880796444},{"$f":"IFERROR(IF(OR(K53=\"\",'Historical scenario - input'!$D38=\"\"),\"\",K53/'Historical scenario - input'!$D38),\"\")","v":0.19118560229758527},{"$f":"IFERROR(IF(OR(L53=\"\",'Historical scenario - input'!$D38=\"\"),\"\",L53/'Historical scenario - input'!$D38),\"\")","v":0.1801715193002883},{"$f":"IFERROR(IF(OR(M53=\"\",'Historical scenario - input'!$D38=\"\"),\"\",M53/'Historical scenario - input'!$D38),\"\")","v":0.16742431663104018},{"$f":"IFERROR(IF(OR(N53=\"\",'Historical scenario - input'!$D38=\"\"),\"\",N53/'Historical scenario - input'!$D38),\"\")","v":0.15341612529256499},{"$f":"IFERROR(IF(OR(O53=\"\",'Historical scenario - input'!$D38=\"\"),\"\",O53/'Historical scenario - input'!$D38),\"\")","v":0.13863092918291584},{"$f":"IFERROR(IF(OR(P53=\"\",'Historical scenario - input'!$D38=\"\"),\"\",P53/'Historical scenario - input'!$D38),\"\")","v":0.12353788980677646},{"$f":"IFERROR(IF(OR(Q53=\"\",'Historical scenario - input'!$D38=\"\"),\"\",Q53/'Historical scenario - input'!$D38),\"\")","v":0.1085682704356649},{"$f":"IFERROR(IF(OR(R53=\"\",'Historical scenario - input'!$D38=\"\"),\"\",R53/'Historical scenario - input'!$D38),\"\")","v":9.4097366119733211E-2},{"$f":"IFERROR(IF(OR(S53=\"\",'Historical scenario - input'!$D38=\"\"),\"\",S53/'Historical scenario - input'!$D38),\"\")","v":8.0432234850729811E-2},{"$f":"IFERROR(IF(OR(T53=\"\",'Historical scenario - input'!$D38=\"\"),\"\",T53/'Historical scenario - input'!$D38),\"\")","v":6.7805409814317985E-2},{"$f":"IFERROR(IF(OR(U53=\"\",'Historical scenario - input'!$D38=\"\"),\"\",U53/'Historical scenario - input'!$D38),\"\")","v":5.6374222786641649E-2},{"$f":"IFERROR(IF(OR(V53=\"\",'Historical scenario - input'!$D38=\"\"),\"\",V53/'Historical scenario - input'!$D38),\"\")","v":4.6224935980685528E-2},{"$f":"IFERROR(IF(OR(W53=\"\",'Historical scenario - input'!$D38=\"\"),\"\",W53/'Historical scenario - input'!$D38),\"\")","v":3.7380593472213841E-2}]
[{"$f":"IFERROR('Historical scenario - input'!A39,\"\")","v":5},{"$f":"IFERROR('Historical scenario - input'!B39,\"\")","v":"TRANSFORMERS"},{"$f":"IFERROR('Historical scenario - input'!C39,\"\")","v":"ground outdoor / indoor chamber mounted ; > 33 kv & < = 66 kv ; > 15 mva and < = 40 mva"},{"$f":"IFERROR(repcalc('Historical scenario - input'!$CV39:$GH39,'Historical scenario - input'!$G39,'Historical scenario - input'!$E39,'Historical scenario - input'!$F39,20,TRUE,TRUE),\"\")","v":4293.7841003747744},4728.8941998738055,5133.6039681245484,5494.1009819670326,5797.7643634630076,6033.9851464926278,6194.8706806193204,6275.7667054898184,6275.5478506828631,6196.6502286021505,6044.8455518828587,5828.7815662619751,5559.3354842322642,5248.8431090091435,4910.2749586203099,4556.4314873974236,4199.2229900993088,3849.0872794830207,3514.5815787001834,3202.1663155266338,{"$f":"IFERROR(IF(OR(D54=\"\",'Historical scenario - input'!$D39=\"\"),\"\",D54/'Historical scenario - input'!$D39),\"\")","v":1.0206847466805848},{"$f":"IFERROR(IF(OR(E54=\"\",'Historical scenario - input'!$D39=\"\"),\"\",E54/'Historical scenario - input'!$D39),\"\")","v":1.124115713702557},{"$f":"IFERROR(IF(OR(F54=\"\",'Historical scenario - input'!$D39=\"\"),\"\",F54/'Historical scenario - input'!$D39),\"\")","v":1.2203201519392428},{"$f":"IFERROR(IF(OR(G54=\"\",'Historical scenario - input'!$D39=\"\"),\"\",G54/'Historical scenario - input'!$D39),\"\")","v":1.3060146802740062},{"$f":"IFERROR(IF(OR(H54=\"\",'Historical scenario - input'!$D39=\"\"),\"\",H54/'Historical scenario - input'!$D39),\"\")","v":1.3781991623934813},{"$f":"IFERROR(IF(OR(I54=\"\",'Historical scenario - input'!$D39=\"\"),\"\",I54/'Historical scenario - input'!$D39),\"\")","v":1.4343517179135021},{"$f":"IFERROR(IF(OR(J54=\"\",'Historical scenario - input'!$D39=\"\"),\"\",J54/'Historical scenario - input'!$D39),\"\")","v":1.4725961677521284},{"$f":"IFERROR(IF(OR(K54=\"\",'Historical scenario - input'!$D39=\"\"),\"\",K54/'Historical scenario - input'!$D39),\"\")","v":1.4918261375694752},{"$f":"IFERROR(IF(OR(L54=\"\",'Historical scenario - input'!$D39=\"\"),\"\",L54/'Historical scenario - input'!$D39),\"\")","v":1.491774113117855},{"$f":"IFERROR(IF(OR(M54=\"\",'Historical scenario - input'!$D39=\"\"),\"\",M54/'Historical scenario - input'!$D39),\"\")","v":1.4730191879691676},{"$f":"IFERROR(IF(OR(N54=\"\",'Historical scenario - input'!$D39=\"\"),\"\",N54/'Historical scenario - input'!$D39),\"\")","v":1.4369333684728791},{"$f":"IFERROR(IF(OR(O54=\"\",'Historical scenario - input'!$D39=\"\"),\"\",O54/'Historical scenario - input'!$D39),\"\")","v":1.385572329055224},{"$f":"IFERROR(IF(OR(P54=\"\",'Historical scenario - input'!$D39=\"\"),\"\",P54/'Historical scenario - input'!$D39),\"\")","v":1.3215217155284362},{"$f":"IFERROR(IF(OR(Q54=\"\",'Historical scenario - input'!$D39=\"\"),\"\",Q54/'Historical scenario - input'!$D39),\"\")","v":1.2477138984741964},{"$f":"IFERROR(IF(OR(R54=\"\",'Historical scenario - input'!$D39=\"\"),\"\",R54/'Historical scenario - input'!$D39),\"\")","v":1.1672321279111217},{"$f":"IFERROR(IF(OR(S54=\"\",'Historical scenario - input'!$D39=\"\"),\"\",S54/'Historical scenario - input'!$D39),\"\")","v":1.0831192276471828},{"$f":"IFERROR(IF(OR(T54=\"\",'Historical scenario - input'!$D39=\"\"),\"\",T54/'Historical scenario - input'!$D39),\"\")","v":0.99820641972443336},{"$f":"IFERROR(IF(OR(U54=\"\",'Historical scenario - input'!$D39=\"\"),\"\",U54/'Historical scenario - input'!$D39),\"\")","v":0.91497489928934228},{"$f":"IFERROR(IF(OR(V54=\"\",'Historical scenario - input'!$D39=\"\"),\"\",V54/'Historical scenario - input'!$D39),\"\")","v":0.83545882244771874},{"$f":"IFERROR(IF(OR(W54=\"\",'Historical scenario - input'!$D39=\"\"),\"\",W54/'Historical scenario - input'!$D39),\"\")","v":0.76119391152133797}]
[{"$f":"IFERROR('Historical scenario - input'!A40,\"\")","v":0},{"$f":"IFERROR('Historical scenario - input'!B40,\"\")","v":"TRANSFORMERS"},{"$f":"IFERROR('Historical scenario - input'!C40,\"\")","v":"ground outdoor / indoor chamber mounted ; > 33 kv & < = 66 kv ; > 40 mva"},{"$f":"IFERROR(repcalc('Historical scenario - input'!$CV40:$GH40,'Historical scenario - input'!$G40,'Historical scenario - input'!$E40,'Historical scenario - input'!$F40,20,TRUE,TRUE),\"\")","v":4.5978260612439792},6.7458101840269258,9.7318408031232444,13.804960926502346,19.255494670300191,26.409093648320574,35.614892425135757,47.22686377528386,61.578046748427752,78.948166849045762,99.526225576142778,123.37079543538232,150.37185106746364,180.21879468083833,212.37968514412839,246.09637937802219,280.39924404431628,314.14331135453676,346.06538618018067,374.85894366672022,{"$f":"IFERROR(IF(OR(D55=\"\",'Historical scenario - input'!$D40=\"\"),\"\",D55/'Historical scenario - input'!$D40),\"\")","v":1.0929592217253281E-3},{"$f":"IFERROR(IF(OR(E55=\"\",'Historical scenario - input'!$D40=\"\"),\"\",E55/'Historical scenario - input'!$D40),\"\")","v":1.6035611940148221E-3},{"$f":"IFERROR(IF(OR(F55=\"\",'Historical scenario - input'!$D40=\"\"),\"\",F55/'Historical scenario - input'!$D40),\"\")","v":2.3133770195862043E-3},{"$f":"IFERROR(IF(OR(G55=\"\",'Historical scenario - input'!$D40=\"\"),\"\",G55/'Historical scenario - input'!$D40),\"\")","v":3.2816072529060218E-3},{"$f":"IFERROR(IF(OR(H55=\"\",'Historical scenario - input'!$D40=\"\"),\"\",H55/'Historical scenario - input'!$D40),\"\")","v":4.57726547034567E-3},{"$f":"IFERROR(IF(OR(I55=\"\",'Historical scenario - input'!$D40=\"\"),\"\",I55/'Historical scenario - input'!$D40),\"\")","v":6.2777630244956143E-3},{"$f":"IFERROR(IF(OR(J55=\"\",'Historical scenario - input'!$D40=\"\"),\"\",J55/'Historical scenario - input'!$D40),\"\")","v":8.4660934511898468E-3},{"$f":"IFERROR(IF(OR(K55=\"\",'Historical scenario - input'!$D40=\"\"),\"\",K55/'Historical scenario - input'!$D40),\"\")","v":1.122640038766428E-2},{"$f":"IFERROR(IF(OR(L55=\"\",'Historical scenario - input'!$D40=\"\"),\"\",L55/'Historical scenario - input'!$D40),\"\")","v":1.4637851269936534E-2},{"$f":"IFERROR(IF(OR(M55=\"\",'Historical scenario - input'!$D40=\"\"),\"\",M55/'Historical scenario - input'!$D40),\"\")","v":1.8766940255375543E-2},{"$f":"IFERROR(IF(OR(N55=\"\",'Historical scenario - input'!$D40=\"\"),\"\",N55/'Historical scenario - input'!$D40),\"\")","v":2.3658595300912636E-2},{"$f":"IFERROR(IF(OR(O55=\"\",'Historical scenario - input'!$D40=\"\"),\"\",O55/'Historical scenario - input'!$D40),\"\")","v":2.9326739804116965E-2},{"$f":"IFERROR(IF(OR(P55=\"\",'Historical scenario - input'!$D40=\"\"),\"\",P55/'Historical scenario - input'!$D40),\"\")","v":3.5745219397800732E-2},{"$f":"IFERROR(IF(OR(Q55=\"\",'Historical scenario - input'!$D40=\"\"),\"\",Q55/'Historical scenario - input'!$D40),\"\")","v":4.2840201206165995E-2},{"$f":"IFERROR(IF(OR(R55=\"\",'Historical scenario - input'!$D40=\"\"),\"\",R55/'Historical scenario - input'!$D40),\"\")","v":5.04852363472389E-2},{"$f":"IFERROR(IF(OR(S55=\"\",'Historical scenario - input'!$D40=\"\"),\"\",S55/'Historical scenario - input'!$D40),\"\")","v":5.8500104982581992E-2},{"$f":"IFERROR(IF(OR(T55=\"\",'Historical scenario - input'!$D40=\"\"),\"\",T55/'Historical scenario - input'!$D40),\"\")","v":6.6654313464857284E-2},{"$f":"IFERROR(IF(OR(U55=\"\",'Historical scenario - input'!$D40=\"\"),\"\",U55/'Historical scenario - input'!$D40),\"\")","v":7.4675689013641577E-2},{"$f":"IFERROR(IF(OR(V55=\"\",'Historical scenario - input'!$D40=\"\"),\"\",V55/'Historical scenario - input'!$D40),\"\")","v":8.2263954770666281E-2},{"$f":"IFERROR(IF(OR(W55=\"\",'Historical scenario - input'!$D40=\"\"),\"\",W55/'Historical scenario - input'!$D40),\"\")","v":8.9108533874356272E-2}]
[{"$f":"IFERROR('Historical scenario - input'!A41,\"\")","v":5},{"$f":"IFERROR('Historical scenario - input'!B41,\"\")","v":"TRANSFORMERS"},{"$f":"IFERROR('Historical scenario - input'!C41,\"\")","v":"kiosk mounted ; < = 22 kv ; < = 60 kva ; single phase"},{"$f":"IFERROR(repcalc('Historical scenario - input'!$CV41:$GH41,'Historical scenario - input'!$G41,'Historical scenario - input'!$E41,'Historical scenario - input'!$F41,20,TRUE,TRUE),\"\")","v":4.8810390158036796},5.553771104715425,6.1185707913545624,6.5325911183497585,6.7662408914801624,6.8069808183138267,6.6601658499442715,6.3469485711807847,5.8999852180244154,5.3581395302818571,4.7614352232929349,4.1471948741089442,3.5477796265365695,2.9898193541933393,2.4944674700111489,2.0781019296522669,1.7529933889227147,1.5276758244847306,1.4069766466281532,1.3918188006638357,{"$f":"IFERROR(IF(OR(D56=\"\",'Historical scenario - input'!$D41=\"\"),\"\",D56/'Historical scenario - input'!$D41),\"\")","v":0.39906674129123088},{"$f":"IFERROR(IF(OR(E56=\"\",'Historical scenario - input'!$D41=\"\"),\"\",E56/'Historical scenario - input'!$D41),\"\")","v":0.45406835091058134},{"$f":"IFERROR(IF(OR(F56=\"\",'Historical scenario - input'!$D41=\"\"),\"\",F56/'Historical scenario - input'!$D41),\"\")","v":0.50024556229930806},{"$f":"IFERROR(IF(OR(G56=\"\",'Historical scenario - input'!$D41=\"\"),\"\",G56/'Historical scenario - input'!$D41),\"\")","v":0.53409526974629884},{"$f":"IFERROR(IF(OR(H56=\"\",'Historical scenario - input'!$D41=\"\"),\"\",H56/'Historical scenario - input'!$D41),\"\")","v":0.55319813970179199},{"$f":"IFERROR(IF(OR(I56=\"\",'Historical scenario - input'!$D41=\"\"),\"\",I56/'Historical scenario - input'!$D41),\"\")","v":0.55652897762161069},{"$f":"IFERROR(IF(OR(J56=\"\",'Historical scenario - input'!$D41=\"\"),\"\",J56/'Historical scenario - input'!$D41),\"\")","v":0.54452559661803424},{"$f":"IFERROR(IF(OR(K56=\"\",'Historical scenario - input'!$D41=\"\"),\"\",K56/'Historical scenario - input'!$D41),\"\")","v":0.51891740165225997},{"$f":"IFERROR(IF(OR(L56=\"\",'Historical scenario - input'!$D41=\"\"),\"\",L56/'Historical scenario - input'!$D41),\"\")","v":0.4823743196889323},{"$f":"IFERROR(IF(OR(M56=\"\",'Historical scenario - input'!$D41=\"\"),\"\",M56/'Historical scenario - input'!$D41),\"\")","v":0.43807379429054533},{"$f":"IFERROR(IF(OR(N56=\"\",'Historical scenario - input'!$D41=\"\"),\"\",N56/'Historical scenario - input'!$D41),\"\")","v":0.38928810695358329},{"$f":"IFERROR(IF(OR(O56=\"\",'Historical scenario - input'!$D41=\"\"),\"\",O56/'Historical scenario - input'!$D41),\"\")","v":0.33906869798660072},{"$f":"IFERROR(IF(OR(P56=\"\",'Historical scenario - input'!$D41=\"\"),\"\",P56/'Historical scenario - input'!$D41),\"\")","v":0.29006136804015126},{"$f":"IFERROR(IF(OR(Q56=\"\",'Historical scenario - input'!$D41=\"\"),\"\",Q56/'Historical scenario - input'!$D41),\"\")","v":0.2444433373436033},{"$f":"IFERROR(IF(OR(R56=\"\",'Historical scenario - input'!$D41=\"\"),\"\",R56/'Historical scenario - input'!$D41),\"\")","v":0.20394407856426949},{"$f":"IFERROR(IF(OR(S56=\"\",'Historical scenario - input'!$D41=\"\"),\"\",S56/'Historical scenario - input'!$D41),\"\")","v":0.16990262984013488},{"$f":"IFERROR(IF(OR(T56=\"\",'Historical scenario - input'!$D41=\"\"),\"\",T56/'Historical scenario - input'!$D41),\"\")","v":0.14332222237057327},{"$f":"IFERROR(IF(OR(U56=\"\",'Historical scenario - input'!$D41=\"\"),\"\",U56/'Historical scenario - input'!$D41),\"\")","v":0.12490058183362743},{"$f":"IFERROR(IF(OR(V56=\"\",'Historical scenario - input'!$D41=\"\"),\"\",V56/'Historical scenario - input'!$D41),\"\")","v":0.11503239036295873},{"$f":"IFERROR(IF(OR(W56=\"\",'Historical scenario - input'!$D41=\"\"),\"\",W56/'Historical scenario - input'!$D41),\"\")","v":0.11379310664193347}]
[{"$f":"IFERROR('Historical scenario - input'!A42,\"\")","v":5},{"$f":"IFERROR('Historical scenario - input'!B42,\"\")","v":"TRANSFORMERS"},{"$f":"IFERROR('Historical scenario - input'!C42,\"\")","v":"kiosk mounted ; < = 22 kv ; > 60 kva and < = 600 kva ; multiple phase"},{"$f":"IFERROR(repcalc('Historical scenario - input'!$CV42:$GH42,'Historical scenario - input'!$G42,'Historical scenario - input'!$E42,'Historical scenario - input'!$F42,20,TRUE,TRUE),\"\")","v":220.30309859012056},222.77345519955085,231.07635167276811,244.44946127250708,262.13437522451846,283.42774434999865,307.70997955773845,334.45405206970804,363.2183618778995,393.62850033539615,425.35319886292126,458.07988418935525,491.49497501270872,525.27321153581443,559.07879771131604,592.57897941562908,625.46809661311568,657.49753899648385,688.5049251668288,718.43473700365189,{"$f":"IFERROR(IF(OR(D57=\"\",'Historical scenario - input'!$D42=\"\"),\"\",D57/'Historical scenario - input'!$D42),\"\")","v":9.2885467426545301},{"$f":"IFERROR(IF(OR(E57=\"\",'Historical scenario - input'!$D42=\"\"),\"\",E57/'Historical scenario - input'!$D42),\"\")","v":9.3927033477343809},{"$f":"IFERROR(IF(OR(F57=\"\",'Historical scenario - input'!$D42=\"\"),\"\",F57/'Historical scenario - input'!$D42),\"\")","v":9.7427748741198865},{"$f":"IFERROR(IF(OR(G57=\"\",'Historical scenario - input'!$D42=\"\"),\"\",G57/'Historical scenario - input'!$D42),\"\")","v":10.306619660719669},{"$f":"IFERROR(IF(OR(H57=\"\",'Historical scenario - input'!$D42=\"\"),\"\",H57/'Historical scenario - input'!$D42),\"\")","v":11.052261237866544},{"$f":"IFERROR(IF(OR(I57=\"\",'Historical scenario - input'!$D42=\"\"),\"\",I57/'Historical scenario - input'!$D42),\"\")","v":11.950044590422118},{"$f":"IFERROR(IF(OR(J57=\"\",'Historical scenario - input'!$D42=\"\"),\"\",J57/'Historical scenario - input'!$D42),\"\")","v":12.973846244537105},{"$f":"IFERROR(IF(OR(K57=\"\",'Historical scenario - input'!$D42=\"\"),\"\",K57/'Historical scenario - input'!$D42),\"\")","v":14.101445307855554},{"$f":"IFERROR(IF(OR(L57=\"\",'Historical scenario - input'!$D42=\"\"),\"\",L57/'Historical scenario - input'!$D42),\"\")","v":15.314222785264871},{"$f":"IFERROR(IF(OR(M57=\"\",'Historical scenario - input'!$D42=\"\"),\"\",M57/'Historical scenario - input'!$D42),\"\")","v":16.596392642705638},{"$f":"IFERROR(IF(OR(N57=\"\",'Historical scenario - input'!$D42=\"\"),\"\",N57/'Historical scenario - input'!$D42),\"\")","v":17.933987742617479},{"$f":"IFERROR(IF(OR(O57=\"\",'Historical scenario - input'!$D42=\"\"),\"\",O57/'Historical scenario - input'!$D42),\"\")","v":19.313829189842405},{"$f":"IFERROR(IF(OR(P57=\"\",'Historical scenario - input'!$D42=\"\"),\"\",P57/'Historical scenario - input'!$D42),\"\")","v":20.72269558804151},{"$f":"IFERROR(IF(OR(Q57=\"\",'Historical scenario - input'!$D42=\"\"),\"\",Q57/'Historical scenario - input'!$D42),\"\")","v":22.146873145403283},{"$f":"IFERROR(IF(OR(R57=\"\",'Historical scenario - input'!$D42=\"\"),\"\",R57/'Historical scenario - input'!$D42),\"\")","v":23.572203834637918},{"$f":"IFERROR(IF(OR(S57=\"\",'Historical scenario - input'!$D42=\"\"),\"\",S57/'Historical scenario - input'!$D42),\"\")","v":24.984657883806186},{"$f":"IFERROR(IF(OR(T57=\"\",'Historical scenario - input'!$D42=\"\"),\"\",T57/'Historical scenario - input'!$D42),\"\")","v":26.371347877585496},{"$f":"IFERROR(IF(OR(U57=\"\",'Historical scenario - input'!$D42=\"\"),\"\",U57/'Historical scenario - input'!$D42),\"\")","v":27.721791764317178},{"$f":"IFERROR(IF(OR(V57=\"\",'Historical scenario - input'!$D42=\"\"),\"\",V57/'Historical scenario - input'!$D42),\"\")","v":29.029143125482758},{"$f":"IFERROR(IF(OR(W57=\"\",'Historical scenario - input'!$D42=\"\"),\"\",W57/'Historical scenario - input'!$D42),\"\")","v":30.291061173954787}]
[{"$f":"IFERROR('Historical scenario - input'!A43,\"\")","v":5},{"$f":"IFERROR('Historical scenario - input'!B43,\"\")","v":"TRANSFORMERS"},{"$f":"IFERROR('Historical scenario - input'!C43,\"\")","v":"kiosk mounted ; < = 22 kv ; > 600 kva ; multiple phase"},{"$f":"IFERROR(repcalc('Historical scenario - input'!$CV43:$GH43,'Historical scenario - input'!$G43,'Historical scenario - input'!$E43,'Historical scenario - input'!$F43,20,TRUE,TRUE),\"\")","v":12.582127767555875},13.287984809437459,14.088485527976157,15.029359582022913,16.161265019004972,17.540369079430103,19.229506822795734,21.299663047138193,23.831411611980158,26.915904109108027,30.655032420978397,35.160487069978032,40.551573649137751,46.951805355893441,54.484433107702053,63.267183108119276,73.406529998799527,84.991835827937209,98.089634200758667,112.73824738919681,{"$f":"IFERROR(IF(OR(D58=\"\",'Historical scenario - input'!$D43=\"\"),\"\",D58/'Historical scenario - input'!$D43),\"\")","v":0.58734025314095772},{"$f":"IFERROR(IF(OR(E58=\"\",'Historical scenario - input'!$D43=\"\"),\"\",E58/'Historical scenario - input'!$D43),\"\")","v":0.62029002612999729},{"$f":"IFERROR(IF(OR(F58=\"\",'Historical scenario - input'!$D43=\"\"),\"\",F58/'Historical scenario - input'!$D43),\"\")","v":0.65765781505663679},{"$f":"IFERROR(IF(OR(G58=\"\",'Historical scenario - input'!$D43=\"\"),\"\",G58/'Historical scenario - input'!$D43),\"\")","v":0.7015783041254684},{"$f":"IFERROR(IF(OR(H58=\"\",'Historical scenario - input'!$D43=\"\"),\"\",H58/'Historical scenario - input'!$D43),\"\")","v":0.75441623727720042},{"$f":"IFERROR(IF(OR(I58=\"\",'Historical scenario - input'!$D43=\"\"),\"\",I58/'Historical scenario - input'!$D43),\"\")","v":0.81879353044429759},{"$f":"IFERROR(IF(OR(J58=\"\",'Historical scenario - input'!$D43=\"\"),\"\",J58/'Historical scenario - input'!$D43),\"\")","v":0.89764335680963858},{"$f":"IFERROR(IF(OR(K58=\"\",'Historical scenario - input'!$D43=\"\"),\"\",K58/'Historical scenario - input'!$D43),\"\")","v":0.99427932358005222},{"$f":"IFERROR(IF(OR(L58=\"\",'Historical scenario - input'!$D43=\"\"),\"\",L58/'Historical scenario - input'!$D43),\"\")","v":1.1124626603283796},{"$f":"IFERROR(IF(OR(M58=\"\",'Historical scenario - input'!$D43=\"\"),\"\",M58/'Historical scenario - input'!$D43),\"\")","v":1.2564483706583889},{"$f":"IFERROR(IF(OR(N58=\"\",'Historical scenario - input'!$D43=\"\"),\"\",N58/'Historical scenario - input'!$D43),\"\")","v":1.4309928205155433},{"$f":"IFERROR(IF(OR(O58=\"\",'Historical scenario - input'!$D43=\"\"),\"\",O58/'Historical scenario - input'!$D43),\"\")","v":1.6413097814418263},{"$f":"IFERROR(IF(OR(P58=\"\",'Historical scenario - input'!$D43=\"\"),\"\",P58/'Historical scenario - input'!$D43),\"\")","v":1.8929685004283983},{"$f":"IFERROR(IF(OR(Q58=\"\",'Historical scenario - input'!$D43=\"\"),\"\",Q58/'Historical scenario - input'!$D43),\"\")","v":2.1917346376234024},{"$f":"IFERROR(IF(OR(R58=\"\",'Historical scenario - input'!$D43=\"\"),\"\",R58/'Historical scenario - input'!$D43),\"\")","v":2.5433616098094665},{"$f":"IFERROR(IF(OR(S58=\"\",'Historical scenario - input'!$D43=\"\"),\"\",S58/'Historical scenario - input'!$D43),\"\")","v":2.9533449372574956},{"$f":"IFERROR(IF(OR(T58=\"\",'Historical scenario - input'!$D43=\"\"),\"\",T58/'Historical scenario - input'!$D43),\"\")","v":3.4266549114903313},{"$f":"IFERROR(IF(OR(U58=\"\",'Historical scenario - input'!$D43=\"\"),\"\",U58/'Historical scenario - input'!$D43),\"\")","v":3.9674629992882622},{"$f":"IFERROR(IF(OR(V58=\"\",'Historical scenario - input'!$D43=\"\"),\"\",V58/'Historical scenario - input'!$D43),\"\")","v":4.5788750238679921},{"$f":"IFERROR(IF(OR(W58=\"\",'Historical scenario - input'!$D43=\"\"),\"\",W58/'Historical scenario - input'!$D43),\"\")","v":5.2626798887690374}]
[{"$f":"IFERROR('Historical scenario - input'!A44,\"\")","v":5},{"$f":"IFERROR('Historical scenario - input'!B44,\"\")","v":"TRANSFORMERS"},{"$f":"IFERROR('Historical scenario - input'!C44,\"\")","v":"pole mounted ; < = 22 kv ; < = 60 kva ; multiple phase"},{"$f":"IFERROR(repcalc('Historical scenario - input'!$CV44:$GH44,'Historical scenario - input'!$G44,'Historical scenario - input'!$E44,'Historical scenario - input'!$F44,20,TRUE,TRUE),\"\")","v":92.41545822205677},89.425022006414892,87.251801692314132,85.919346071431065,85.41504636345627,85.692307731444842,86.673711913231827,88.255638380764637,90.314548784781323,92.714756560685942,95.317109454922416,97.987711784728134,100.60568132839026,103.0690058046999,105.29782284146276,107.23484291236983,108.84308936736402,110.10155737475742,110.9997162785925,111.53194076528978,{"$f":"IFERROR(IF(OR(D59=\"\",'Historical scenario - input'!$D44=\"\"),\"\",D59/'Historical scenario - input'!$D44),\"\")","v":4.2655155561477844},{"$f":"IFERROR(IF(OR(E59=\"\",'Historical scenario - input'!$D44=\"\"),\"\",E59/'Historical scenario - input'!$D44),\"\")","v":4.1274893812751952},{"$f":"IFERROR(IF(OR(F59=\"\",'Historical scenario - input'!$D44=\"\"),\"\",F59/'Historical scenario - input'!$D44),\"\")","v":4.027182514490427},{"$f":"IFERROR(IF(OR(G59=\"\",'Historical scenario - input'!$D44=\"\"),\"\",G59/'Historical scenario - input'!$D44),\"\")","v":3.9656818706793375},{"$f":"IFERROR(IF(OR(H59=\"\",'Historical scenario - input'!$D44=\"\"),\"\",H59/'Historical scenario - input'!$D44),\"\")","v":3.9424054806607045},{"$f":"IFERROR(IF(OR(I59=\"\",'Historical scenario - input'!$D44=\"\"),\"\",I59/'Historical scenario - input'!$D44),\"\")","v":3.9552027193589359},{"$f":"IFERROR(IF(OR(J59=\"\",'Historical scenario - input'!$D44=\"\"),\"\",J59/'Historical scenario - input'!$D44),\"\")","v":4.0005002797976044},{"$f":"IFERROR(IF(OR(K59=\"\",'Historical scenario - input'!$D44=\"\"),\"\",K59/'Historical scenario - input'!$D44),\"\")","v":4.073515466712867},{"$f":"IFERROR(IF(OR(L59=\"\",'Historical scenario - input'!$D44=\"\"),\"\",L59/'Historical scenario - input'!$D44),\"\")","v":4.1685462605433266},{"$f":"IFERROR(IF(OR(M59=\"\",'Historical scenario - input'!$D44=\"\"),\"\",M59/'Historical scenario - input'!$D44),\"\")","v":4.279329930321901},{"$f":"IFERROR(IF(OR(N59=\"\",'Historical scenario - input'!$D44=\"\"),\"\",N59/'Historical scenario - input'!$D44),\"\")","v":4.39944378320439},{"$f":"IFERROR(IF(OR(O59=\"\",'Historical scenario - input'!$D44=\"\"),\"\",O59/'Historical scenario - input'!$D44),\"\")","v":4.5227077479266038},{"$f":"IFERROR(IF(OR(P59=\"\",'Historical scenario - input'!$D44=\"\"),\"\",P59/'Historical scenario - input'!$D44),\"\")","v":4.6435424007958215},{"$f":"IFERROR(IF(OR(Q59=\"\",'Historical scenario - input'!$D44=\"\"),\"\",Q59/'Historical scenario - input'!$D44),\"\")","v":4.7572392765748841},{"$f":"IFERROR(IF(OR(R59=\"\",'Historical scenario - input'!$D44=\"\"),\"\",R59/'Historical scenario - input'!$D44),\"\")","v":4.8601122582710365},{"$f":"IFERROR(IF(OR(S59=\"\",'Historical scenario - input'!$D44=\"\"),\"\",S59/'Historical scenario - input'!$D44),\"\")","v":4.9495170981536853},{"$f":"IFERROR(IF(OR(T59=\"\",'Historical scenario - input'!$D44=\"\"),\"\",T59/'Historical scenario - input'!$D44),\"\")","v":5.0237471068976109},{"$f":"IFERROR(IF(OR(U59=\"\",'Historical scenario - input'!$D44=\"\"),\"\",U59/'Historical scenario - input'!$D44),\"\")","v":5.0818327882946841},{"$f":"IFERROR(IF(OR(V59=\"\",'Historical scenario - input'!$D44=\"\"),\"\",V59/'Historical scenario - input'!$D44),\"\")","v":5.1232880907939231},{"$f":"IFERROR(IF(OR(W59=\"\",'Historical scenario - input'!$D44=\"\"),\"\",W59/'Historical scenario - input'!$D44),\"\")","v":5.147853373172496}]
[{"$f":"IFERROR('Historical scenario - input'!A45,\"\")","v":5},{"$f":"IFERROR('Historical scenario - input'!B45,\"\")","v":"TRANSFORMERS"},{"$f":"IFERROR('Historical scenario - input'!C45,\"\")","v":"pole mounted ; < = 22 kv ; < = 60 kva ; single phase"},{"$f":"IFERROR(repcalc('Historical scenario - input'!$CV45:$GH45,'Historical scenario - input'!$G45,'Historical scenario - input'!$E45,'Historical scenario - input'!$F45,20,TRUE,TRUE),\"\")","v":38.443727128983269},42.931977335601772,47.816127797450321,53.122131211744197,58.869028937757825,65.064777165158532,71.701775322522522,78.752457933746911,86.165400288557336,93.862443957499011,101.73735212956225,109.65644302481343,117.46151646604382,124.97518945696206,132.00850895403659,138.37044260055998,143.87859702446943,148.37031613249391,151.71320160039858,153.81409639455438,{"$f":"IFERROR(IF(OR(D60=\"\",'Historical scenario - input'!$D45=\"\"),\"\",D60/'Historical scenario - input'!$D45),\"\")","v":6.5094472898202396},{"$f":"IFERROR(IF(OR(E60=\"\",'Historical scenario - input'!$D45=\"\"),\"\",E60/'Historical scenario - input'!$D45),\"\")","v":7.2694159589735889},{"$f":"IFERROR(IF(OR(F60=\"\",'Historical scenario - input'!$D45=\"\"),\"\",F60/'Historical scenario - input'!$D45),\"\")","v":8.0964200598060767},{"$f":"IFERROR(IF(OR(G60=\"\",'Historical scenario - input'!$D45=\"\"),\"\",G60/'Historical scenario - input'!$D45),\"\")","v":8.9948540079263832},{"$f":"IFERROR(IF(OR(H60=\"\",'Historical scenario - input'!$D45=\"\"),\"\",H60/'Historical scenario - input'!$D45),\"\")","v":9.9679419632633213},{"$f":"IFERROR(IF(OR(I60=\"\",'Historical scenario - input'!$D45=\"\"),\"\",I60/'Historical scenario - input'!$D45),\"\")","v":11.017031100014998},{"$f":"IFERROR(IF(OR(J60=\"\",'Historical scenario - input'!$D45=\"\"),\"\",J60/'Historical scenario - input'!$D45),\"\")","v":12.140834458701921},{"$f":"IFERROR(IF(OR(K60=\"\",'Historical scenario - input'!$D45=\"\"),\"\",K60/'Historical scenario - input'!$D45),\"\")","v":13.334684541474349},{"$f":"IFERROR(IF(OR(L60=\"\",'Historical scenario - input'!$D45=\"\"),\"\",L60/'Historical scenario - input'!$D45),\"\")","v":14.589873908499454},{"$f":"IFERROR(IF(OR(M60=\"\",'Historical scenario - input'!$D45=\"\"),\"\",M60/'Historical scenario - input'!$D45),\"\")","v":15.893168458539236},{"$f":"IFERROR(IF(OR(N60=\"\",'Historical scenario - input'!$D45=\"\"),\"\",N60/'Historical scenario - input'!$D45),\"\")","v":17.226579745281352},{"$f":"IFERROR(IF(OR(O60=\"\",'Historical scenario - input'!$D45=\"\"),\"\",O60/'Historical scenario - input'!$D45),\"\")","v":18.567472229326413},{"$f":"IFERROR(IF(OR(P60=\"\",'Historical scenario - input'!$D45=\"\"),\"\",P60/'Historical scenario - input'!$D45),\"\")","v":19.889058817130518},{"$f":"IFERROR(IF(OR(Q60=\"\",'Historical scenario - input'!$D45=\"\"),\"\",Q60/'Historical scenario - input'!$D45),\"\")","v":21.16130430267436},{"$f":"IFERROR(IF(OR(R60=\"\",'Historical scenario - input'!$D45=\"\"),\"\",R60/'Historical scenario - input'!$D45),\"\")","v":22.352214392766928},{"$f":"IFERROR(IF(OR(S60=\"\",'Historical scenario - input'!$D45=\"\"),\"\",S60/'Historical scenario - input'!$D45),\"\")","v":23.429442716504465},{"$f":"IFERROR(IF(OR(T60=\"\",'Historical scenario - input'!$D45=\"\"),\"\",T60/'Historical scenario - input'!$D45),\"\")","v":24.362105690787129},{"$f":"IFERROR(IF(OR(U60=\"\",'Historical scenario - input'!$D45=\"\"),\"\",U60/'Historical scenario - input'!$D45),\"\")","v":25.122661728349897},{"$f":"IFERROR(IF(OR(V60=\"\",'Historical scenario - input'!$D45=\"\"),\"\",V60/'Historical scenario - input'!$D45),\"\")","v":25.688692609700787},{"$f":"IFERROR(IF(OR(W60=\"\",'Historical scenario - input'!$D45=\"\"),\"\",W60/'Historical scenario - input'!$D45),\"\")","v":26.044424609309758}]
[{"$f":"IFERROR('Historical scenario - input'!A46,\"\")","v":5},{"$f":"IFERROR('Historical scenario - input'!B46,\"\")","v":"TRANSFORMERS"},{"$f":"IFERROR('Historical scenario - input'!C46,\"\")","v":"pole mounted ; < = 22 kv ; > 60 kva and < = 600 kva ; multiple phase"},{"$f":"IFERROR(repcalc('Historical scenario - input'!$CV46:$GH46,'Historical scenario - input'!$G46,'Historical scenario - input'!$E46,'Historical scenario - input'!$F46,20,TRUE,TRUE),\"\")","v":384.76190529454595},404.33848949733573,424.6637169384328,445.03254416795386,464.97273762639793,484.20139691357184,502.59221946146374,520.14791478257951,536.97358054100414,553.24857703769169,569.19621503567964,585.05217906426492,601.03386290615038,617.31356285542211,633.99867990203143,651.1217090136081,668.64189373546742,686.4591148768485,704.43903787361774,722.44697913250968,{"$f":"IFERROR(IF(OR(D61=\"\",'Historical scenario - input'!$D46=\"\"),\"\",D61/'Historical scenario - input'!$D46),\"\")","v":18.906901645210944},{"$f":"IFERROR(IF(OR(E61=\"\",'Historical scenario - input'!$D46=\"\"),\"\",E61/'Historical scenario - input'!$D46),\"\")","v":19.868879811391377},{"$f":"IFERROR(IF(OR(F61=\"\",'Historical scenario - input'!$D46=\"\"),\"\",F61/'Historical scenario - input'!$D46),\"\")","v":20.867645725733084},{"$f":"IFERROR(IF(OR(G61=\"\",'Historical scenario - input'!$D46=\"\"),\"\",G61/'Historical scenario - input'!$D46),\"\")","v":21.868554099866525},{"$f":"IFERROR(IF(OR(H61=\"\",'Historical scenario - input'!$D46=\"\"),\"\",H61/'Historical scenario - input'!$D46),\"\")","v":22.848399742892621},{"$f":"IFERROR(IF(OR(I61=\"\",'Historical scenario - input'!$D46=\"\"),\"\",I61/'Historical scenario - input'!$D46),\"\")","v":23.793281148533751},{"$f":"IFERROR(IF(OR(J61=\"\",'Historical scenario - input'!$D46=\"\"),\"\",J61/'Historical scenario - input'!$D46),\"\")","v":24.696991906544824},{"$f":"IFERROR(IF(OR(K61=\"\",'Historical scenario - input'!$D46=\"\"),\"\",K61/'Historical scenario - input'!$D46),\"\")","v":25.559665160269173},{"$f":"IFERROR(IF(OR(L61=\"\",'Historical scenario - input'!$D46=\"\"),\"\",L61/'Historical scenario - input'!$D46),\"\")","v":26.386465327417213},{"$f":"IFERROR(IF(OR(M61=\"\",'Historical scenario - input'!$D46=\"\"),\"\",M61/'Historical scenario - input'!$D46),\"\")","v":27.18620603408479},{"$f":"IFERROR(IF(OR(N61=\"\",'Historical scenario - input'!$D46=\"\"),\"\",N61/'Historical scenario - input'!$D46),\"\")","v":27.969860597991175},{"$f":"IFERROR(IF(OR(O61=\"\",'Historical scenario - input'!$D46=\"\"),\"\",O61/'Historical scenario - input'!$D46),\"\")","v":28.749010374133825},{"$f":"IFERROR(IF(OR(P61=\"\",'Historical scenario - input'!$D46=\"\"),\"\",P61/'Historical scenario - input'!$D46),\"\")","v":29.534337924406948},{"$f":"IFERROR(IF(OR(Q61=\"\",'Historical scenario - input'!$D46=\"\"),\"\",Q61/'Historical scenario - input'!$D46),\"\")","v":30.334309755087009},{"$f":"IFERROR(IF(OR(R61=\"\",'Historical scenario - input'!$D46=\"\"),\"\",R61/'Historical scenario - input'!$D46),\"\")","v":31.154203467531275},{"$f":"IFERROR(IF(OR(S61=\"\",'Historical scenario - input'!$D46=\"\"),\"\",S61/'Historical scenario - input'!$D46),\"\")","v":31.995615839249389},{"$f":"IFERROR(IF(OR(T61=\"\",'Historical scenario - input'!$D46=\"\"),\"\",T61/'Historical scenario - input'!$D46),\"\")","v":32.85654412966457},{"$f":"IFERROR(IF(OR(U61=\"\",'Historical scenario - input'!$D46=\"\"),\"\",U61/'Historical scenario - input'!$D46),\"\")","v":33.732068559384771},{"$f":"IFERROR(IF(OR(V61=\"\",'Historical scenario - input'!$D46=\"\"),\"\",V61/'Historical scenario - input'!$D46),\"\")","v":34.615588032104256},{"$f":"IFERROR(IF(OR(W61=\"\",'Historical scenario - input'!$D46=\"\"),\"\",W61/'Historical scenario - input'!$D46),\"\")","v":35.500484300496431}]
[{"$f":"IFERROR('Historical scenario - input'!A47,\"\")","v":5},{"$f":"IFERROR('Historical scenario - input'!B47,\"\")","v":"TRANSFORMERS"},{"$f":"IFERROR('Historical scenario - input'!C47,\"\")","v":"pole mounted ; < = 22 kv ; > 60 kva and < = 600 kva ; single phase"},{"$f":"IFERROR(repcalc('Historical scenario - input'!$CV47:$GH47,'Historical scenario - input'!$G47,'Historical scenario - input'!$E47,'Historical scenario - input'!$F47,20,TRUE,TRUE),\"\")","v":2.2194601349750074},2.0930742087131904,1.9531272517983005,1.810242503242826,1.6756170294616526,1.5605348822044325,1.4759673517261349,1.4322852212951271,1.4390881036622629,1.5051372183265148,1.6383629791219192,1.8459092947540368,2.1341733580951341,2.5088028096610389,2.9746206556870147,3.5354608265198326,4.1939120908824563,4.9509833739586746,5.8057175437054278,6.7547917461333009,{"$f":"IFERROR(IF(OR(D62=\"\",'Historical scenario - input'!$D47=\"\"),\"\",D62/'Historical scenario - input'!$D47),\"\")","v":0.14354402430061375},{"$f":"IFERROR(IF(OR(E62=\"\",'Historical scenario - input'!$D47=\"\"),\"\",E62/'Historical scenario - input'!$D47),\"\")","v":0.13536998946002576},{"$f":"IFERROR(IF(OR(F62=\"\",'Historical scenario - input'!$D47=\"\"),\"\",F62/'Historical scenario - input'!$D47),\"\")","v":0.12631889227309021},{"$f":"IFERROR(IF(OR(G62=\"\",'Historical scenario - input'!$D47=\"\"),\"\",G62/'Historical scenario - input'!$D47),\"\")","v":0.11707779282929907},{"$f":"IFERROR(IF(OR(H62=\"\",'Historical scenario - input'!$D47=\"\"),\"\",H62/'Historical scenario - input'!$D47),\"\")","v":0.10837086361917204},{"$f":"IFERROR(IF(OR(I62=\"\",'Historical scenario - input'!$D47=\"\"),\"\",I62/'Historical scenario - input'!$D47),\"\")","v":0.10092790292700209},{"$f":"IFERROR(IF(OR(J62=\"\",'Historical scenario - input'!$D47=\"\"),\"\",J62/'Historical scenario - input'!$D47),\"\")","v":9.5458481125399716E-2},{"$f":"IFERROR(IF(OR(K62=\"\",'Historical scenario - input'!$D47=\"\"),\"\",K62/'Historical scenario - input'!$D47),\"\")","v":9.2633330678549369E-2},{"$f":"IFERROR(IF(OR(L62=\"\",'Historical scenario - input'!$D47=\"\"),\"\",L62/'Historical scenario - input'!$D47),\"\")","v":9.3073308444508812E-2},{"$f":"IFERROR(IF(OR(M62=\"\",'Historical scenario - input'!$D47=\"\"),\"\",M62/'Historical scenario - input'!$D47),\"\")","v":9.7345048031535084E-2},{"$f":"IFERROR(IF(OR(N62=\"\",'Historical scenario - input'!$D47=\"\"),\"\",N62/'Historical scenario - input'!$D47),\"\")","v":0.10596145052677459},{"$f":"IFERROR(IF(OR(O62=\"\",'Historical scenario - input'!$D47=\"\"),\"\",O62/'Historical scenario - input'!$D47),\"\")","v":0.11938454964224261},{"$f":"IFERROR(IF(OR(P62=\"\",'Historical scenario - input'!$D47=\"\"),\"\",P62/'Historical scenario - input'!$D47),\"\")","v":0.13802808509537842},{"$f":"IFERROR(IF(OR(Q62=\"\",'Historical scenario - input'!$D47=\"\"),\"\",Q62/'Historical scenario - input'!$D47),\"\")","v":0.16225731915634856},{"$f":"IFERROR(IF(OR(R62=\"\",'Historical scenario - input'!$D47=\"\"),\"\",R62/'Historical scenario - input'!$D47),\"\")","v":0.19238418070971688},{"$f":"IFERROR(IF(OR(S62=\"\",'Historical scenario - input'!$D47=\"\"),\"\",S62/'Historical scenario - input'!$D47),\"\")","v":0.22865662996084657},{"$f":"IFERROR(IF(OR(T62=\"\",'Historical scenario - input'!$D47=\"\"),\"\",T62/'Historical scenario - input'!$D47),\"\")","v":0.27124209604019234},{"$f":"IFERROR(IF(OR(U62=\"\",'Historical scenario - input'!$D47=\"\"),\"\",U62/'Historical scenario - input'!$D47),\"\")","v":0.32020583138406378},{"$f":"IFERROR(IF(OR(V62=\"\",'Historical scenario - input'!$D47=\"\"),\"\",V62/'Historical scenario - input'!$D47),\"\")","v":0.37548593328779745},{"$f":"IFERROR(IF(OR(W62=\"\",'Historical scenario - input'!$D47=\"\"),\"\",W62/'Historical scenario - input'!$D47),\"\")","v":0.43686749551077753}]
[{"$f":"IFERROR('Historical scenario - input'!A48,\"\")","v":5},{"$f":"IFERROR('Historical scenario - input'!B48,\"\")","v":"TRANSFORMERS"},{"$f":"IFERROR('Historical scenario - input'!C48,\"\")","v":"pole mounted ; < = 22 kv ; > 600 kva ; multiple phase"},{"$f":"IFERROR(repcalc('Historical scenario - input'!$CV48:$GH48,'Historical scenario - input'!$G48,'Historical scenario - input'!$E48,'Historical scenario - input'!$F48,20,TRUE,TRUE),\"\")","v":1.7598393463172797},1.7920293269208725,1.7922760198807728,1.7605662316614916,1.6985859725364192,1.6095719333142977,1.4980314788715319,1.3693648679790962,1.2294337229587768,1.0841235374043203,0.9389450450287532,0.79871054256970042,0.66730861020608767,0.54758641270204944,0.44133519800184301,0.34936362571306701,0.27163635123036645,0.20745226136395148,0.15563757236848297,0.11473278965681331,{"$f":"IFERROR(IF(OR(D63=\"\",'Historical scenario - input'!$D48=\"\"),\"\",D63/'Historical scenario - input'!$D48),\"\")","v":8.6477140731283236E-2},{"$f":"IFERROR(IF(OR(E63=\"\",'Historical scenario - input'!$D48=\"\"),\"\",E63/'Historical scenario - input'!$D48),\"\")","v":8.8058931414972327E-2},{"$f":"IFERROR(IF(OR(F63=\"\",'Historical scenario - input'!$D48=\"\"),\"\",F63/'Historical scenario - input'!$D48),\"\")","v":8.8071053715712652E-2},{"$f":"IFERROR(IF(OR(G63=\"\",'Historical scenario - input'!$D48=\"\"),\"\",G63/'Historical scenario - input'!$D48),\"\")","v":8.6512859313401816E-2},{"$f":"IFERROR(IF(OR(H63=\"\",'Historical scenario - input'!$D48=\"\"),\"\",H63/'Historical scenario - input'!$D48),\"\")","v":8.3467197445381516E-2},{"$f":"IFERROR(IF(OR(I63=\"\",'Historical scenario - input'!$D48=\"\"),\"\",I63/'Historical scenario - input'!$D48),\"\")","v":7.9093116587955592E-2},{"$f":"IFERROR(IF(OR(J63=\"\",'Historical scenario - input'!$D48=\"\"),\"\",J63/'Historical scenario - input'!$D48),\"\")","v":7.3612105155711302E-2},{"$f":"IFERROR(IF(OR(K63=\"\",'Historical scenario - input'!$D48=\"\"),\"\",K63/'Historical scenario - input'!$D48),\"\")","v":6.7289527676780217E-2},{"$f":"IFERROR(IF(OR(L63=\"\",'Historical scenario - input'!$D48=\"\"),\"\",L63/'Historical scenario - input'!$D48),\"\")","v":6.041341972639569E-2},{"$f":"IFERROR(IF(OR(M63=\"\",'Historical scenario - input'!$D48=\"\"),\"\",M63/'Historical scenario - input'!$D48),\"\")","v":5.3272989895583107E-2},{"$f":"IFERROR(IF(OR(N63=\"\",'Historical scenario - input'!$D48=\"\"),\"\",N63/'Historical scenario - input'!$D48),\"\")","v":4.6139031365453741E-2},{"$f":"IFERROR(IF(OR(O63=\"\",'Historical scenario - input'!$D48=\"\"),\"\",O63/'Historical scenario - input'!$D48),\"\")","v":3.9248016665782051E-2},{"$f":"IFERROR(IF(OR(P63=\"\",'Historical scenario - input'!$D48=\"\"),\"\",P63/'Historical scenario - input'!$D48),\"\")","v":3.2791027610985665E-2},{"$f":"IFERROR(IF(OR(Q63=\"\",'Historical scenario - input'!$D48=\"\"),\"\",Q63/'Historical scenario - input'!$D48),\"\")","v":2.6907971669611893E-2},{"$f":"IFERROR(IF(OR(R63=\"\",'Historical scenario - input'!$D48=\"\"),\"\",R63/'Historical scenario - input'!$D48),\"\")","v":2.1686869376537583E-2},{"$f":"IFERROR(IF(OR(S63=\"\",'Historical scenario - input'!$D48=\"\"),\"\",S63/'Historical scenario - input'!$D48),\"\")","v":1.7167457637768588E-2},{"$f":"IFERROR(IF(OR(T63=\"\",'Historical scenario - input'!$D48=\"\"),\"\",T63/'Historical scenario - input'!$D48),\"\")","v":1.3347999646807326E-2},{"$f":"IFERROR(IF(OR(U63=\"\",'Historical scenario - input'!$D48=\"\"),\"\",U63/'Historical scenario - input'!$D48),\"\")","v":1.0194043245217351E-2},{"$f":"IFERROR(IF(OR(V63=\"\",'Historical scenario - input'!$D48=\"\"),\"\",V63/'Historical scenario - input'!$D48),\"\")","v":7.6479096100162177E-3},{"$f":"IFERROR(IF(OR(W63=\"\",'Historical scenario - input'!$D48=\"\"),\"\",W63/'Historical scenario - input'!$D48),\"\")","v":5.6378803090223542E-3}]
[{"$f":"IFERROR('Historical scenario - input'!A49,\"\")","v":6},{"$f":"IFERROR('Historical scenario - input'!B49,\"\")","v":"UNDERGROUND CABLES"},{"$f":"IFERROR('Historical scenario - input'!C49,\"\")","v":"˂ = 1 kv"},{"$f":"IFERROR(repcalc('Historical scenario - input'!$CV49:$GH49,'Historical scenario - input'!$G49,'Historical scenario - input'!$E49,'Historical scenario - input'!$F49,20,TRUE,TRUE),\"\")","v":506.38753316249074},502.27834608130638,503.17932001188655,509.53007419985806,521.89981831825037,541.06267062027916,568.06774943895914,604.29963351629522,651.52548897567726,711.92602507352831,788.10844376885666,883.10068718446416,1000.3275716383229,1143.5708327534282,1316.9166756222705,1524.696066960965,1771.4246052907272,2061.7501803534715,2400.4175485096057,2792.2591370772861,{"$f":"IFERROR(IF(OR(D64=\"\",'Historical scenario - input'!$D49=\"\"),\"\",D64/'Historical scenario - input'!$D49),\"\")","v":0.18474421761474938},{"$f":"IFERROR(IF(OR(E64=\"\",'Historical scenario - input'!$D49=\"\"),\"\",E64/'Historical scenario - input'!$D49),\"\")","v":0.18324507219226038},{"$f":"IFERROR(IF(OR(F64=\"\",'Historical scenario - input'!$D49=\"\"),\"\",F64/'Historical scenario - input'!$D49),\"\")","v":0.18357377247217607},{"$f":"IFERROR(IF(OR(G64=\"\",'Historical scenario - input'!$D49=\"\"),\"\",G64/'Historical scenario - input'!$D49),\"\")","v":0.18589070374888644},{"$f":"IFERROR(IF(OR(H64=\"\",'Historical scenario - input'!$D49=\"\"),\"\",H64/'Historical scenario - input'!$D49),\"\")","v":0.19040352949910835},{"$f":"IFERROR(IF(OR(I64=\"\",'Historical scenario - input'!$D49=\"\"),\"\",I64/'Historical scenario - input'!$D49),\"\")","v":0.19739466953309753},{"$f":"IFERROR(IF(OR(J64=\"\",'Historical scenario - input'!$D49=\"\"),\"\",J64/'Historical scenario - input'!$D49),\"\")","v":0.20724687131781402},{"$f":"IFERROR(IF(OR(K64=\"\",'Historical scenario - input'!$D49=\"\"),\"\",K64/'Historical scenario - input'!$D49),\"\")","v":0.2204652675819809},{"$f":"IFERROR(IF(OR(L64=\"\",'Historical scenario - input'!$D49=\"\"),\"\",L64/'Historical scenario - input'!$D49),\"\")","v":0.23769456954276036},{"$f":"IFERROR(IF(OR(M64=\"\",'Historical scenario - input'!$D49=\"\"),\"\",M64/'Historical scenario - input'!$D49),\"\")","v":0.25973036042256525},{"$f":"IFERROR(IF(OR(N64=\"\",'Historical scenario - input'!$D49=\"\"),\"\",N64/'Historical scenario - input'!$D49),\"\")","v":0.28752381981121006},{"$f":"IFERROR(IF(OR(O64=\"\",'Historical scenario - input'!$D49=\"\"),\"\",O64/'Historical scenario - input'!$D49),\"\")","v":0.32217962498020297},{"$f":"IFERROR(IF(OR(P64=\"\",'Historical scenario - input'!$D49=\"\"),\"\",P64/'Historical scenario - input'!$D49),\"\")","v":0.36494724391542943},{"$f":"IFERROR(IF(OR(Q64=\"\",'Historical scenario - input'!$D49=\"\"),\"\",Q64/'Historical scenario - input'!$D49),\"\")","v":0.41720635866500955},{"$f":"IFERROR(IF(OR(R64=\"\",'Historical scenario - input'!$D49=\"\"),\"\",R64/'Historical scenario - input'!$D49),\"\")","v":0.4804477301845122},{"$f":"IFERROR(IF(OR(S64=\"\",'Historical scenario - input'!$D49=\"\"),\"\",S64/'Historical scenario - input'!$D49),\"\")","v":0.55625141525868349},{"$f":"IFERROR(IF(OR(T64=\"\",'Historical scenario - input'!$D49=\"\"),\"\",T64/'Historical scenario - input'!$D49),\"\")","v":0.64626482947584651},{"$f":"IFERROR(IF(OR(U64=\"\",'Historical scenario - input'!$D49=\"\"),\"\",U64/'Historical scenario - input'!$D49),\"\")","v":0.75218365193095627},{"$f":"IFERROR(IF(OR(V64=\"\",'Historical scenario - input'!$D49=\"\"),\"\",V64/'Historical scenario - input'!$D49),\"\")","v":0.87573890134815457},{"$f":"IFERROR(IF(OR(W64=\"\",'Historical scenario - input'!$D49=\"\"),\"\",W64/'Historical scenario - input'!$D49),\"\")","v":1.0186935812486722}]
[{"$f":"IFERROR('Historical scenario - input'!A50,\"\")","v":6},{"$f":"IFERROR('Historical scenario - input'!B50,\"\")","v":"UNDERGROUND CABLES"},{"$f":"IFERROR('Historical scenario - input'!C50,\"\")","v":"> 1 kv & < = 11 kv"},{"$f":"IFERROR(repcalc('Historical scenario - input'!$CV50:$GH50,'Historical scenario - input'!$G50,'Historical scenario - input'!$E50,'Historical scenario - input'!$F50,20,TRUE,TRUE),\"\")","v":373.60838577049293},433.07335128905532,497.5170942873433,566.58946389471896,639.83811521870712,716.73088920809664,796.68527369461253,879.10313155182678,963.40816106340048,1049.0830016559523,1135.7025963529593,1222.9604320773406,1310.6846321534563,1398.8415675689919,1487.5256413151476,1576.9351032524371,1667.3350616539055,1759.0101437567298,1852.2103890769533,1947.0948147858774,{"$f":"IFERROR(IF(OR(D65=\"\",'Historical scenario - input'!$D50=\"\"),\"\",D65/'Historical scenario - input'!$D50),\"\")","v":7.2326442580207331E-2},{"$f":"IFERROR(IF(OR(E65=\"\",'Historical scenario - input'!$D50=\"\"),\"\",E65/'Historical scenario - input'!$D50),\"\")","v":8.3838200822042783E-2},{"$f":"IFERROR(IF(OR(F65=\"\",'Historical scenario - input'!$D50=\"\"),\"\",F65/'Historical scenario - input'!$D50),\"\")","v":9.6313795201454153E-2},{"$f":"IFERROR(IF(OR(G65=\"\",'Historical scenario - input'!$D50=\"\"),\"\",G65/'Historical scenario - input'!$D50),\"\")","v":0.10968544039079849},{"$f":"IFERROR(IF(OR(H65=\"\",'Historical scenario - input'!$D50=\"\"),\"\",H65/'Historical scenario - input'!$D50),\"\")","v":0.12386556743247709},{"$f":"IFERROR(IF(OR(I65=\"\",'Historical scenario - input'!$D50=\"\"),\"\",I65/'Historical scenario - input'!$D50),\"\")","v":0.13875115623238371},{"$f":"IFERROR(IF(OR(J65=\"\",'Historical scenario - input'!$D50=\"\"),\"\",J65/'Historical scenario - input'!$D50),\"\")","v":0.15422943889103952},{"$f":"IFERROR(IF(OR(K65=\"\",'Historical scenario - input'!$D50=\"\"),\"\",K65/'Historical scenario - input'!$D50),\"\")","v":0.17018462269024717},{"$f":"IFERROR(IF(OR(L65=\"\",'Historical scenario - input'!$D50=\"\"),\"\",L65/'Historical scenario - input'!$D50),\"\")","v":0.18650514200518889},{"$f":"IFERROR(IF(OR(M65=\"\",'Historical scenario - input'!$D50=\"\"),\"\",M65/'Historical scenario - input'!$D50),\"\")","v":0.20309084156304666},{"$f":"IFERROR(IF(OR(N65=\"\",'Historical scenario - input'!$D50=\"\"),\"\",N65/'Historical scenario - input'!$D50),\"\")","v":0.2198594350443033},{"$f":"IFERROR(IF(OR(O65=\"\",'Historical scenario - input'!$D50=\"\"),\"\",O65/'Historical scenario - input'!$D50),\"\")","v":0.23675158491448714},{"$f":"IFERROR(IF(OR(P65=\"\",'Historical scenario - input'!$D50=\"\"),\"\",P65/'Historical scenario - input'!$D50),\"\")","v":0.25373401775419696},{"$f":"IFERROR(IF(OR(Q65=\"\",'Historical scenario - input'!$D50=\"\"),\"\",Q65/'Historical scenario - input'!$D50),\"\")","v":0.27080022335937737},{"$f":"IFERROR(IF(OR(R65=\"\",'Historical scenario - input'!$D50=\"\"),\"\",R65/'Historical scenario - input'!$D50),\"\")","v":0.28796847710280493},{"$f":"IFERROR(IF(OR(S65=\"\",'Historical scenario - input'!$D50=\"\"),\"\",S65/'Historical scenario - input'!$D50),\"\")","v":0.30527715796016414},{"$f":"IFERROR(IF(OR(T65=\"\",'Historical scenario - input'!$D50=\"\"),\"\",T65/'Historical scenario - input'!$D50),\"\")","v":0.32277758795477729},{"$f":"IFERROR(IF(OR(U65=\"\",'Historical scenario - input'!$D50=\"\"),\"\",U65/'Historical scenario - input'!$D50),\"\")","v":0.34052486776508339},{"$f":"IFERROR(IF(OR(V65=\"\",'Historical scenario - input'!$D50=\"\"),\"\",V65/'Historical scenario - input'!$D50),\"\")","v":0.35856740227006439},{"$f":"IFERROR(IF(OR(W65=\"\",'Historical scenario - input'!$D50=\"\"),\"\",W65/'Historical scenario - input'!$D50),\"\")","v":0.37693597543161056}]
[{"$f":"IFERROR('Historical scenario - input'!A51,\"\")","v":6},{"$f":"IFERROR('Historical scenario - input'!B51,\"\")","v":"UNDERGROUND CABLES"},{"$f":"IFERROR('Historical scenario - input'!C51,\"\")","v":"> 11 kv & < = 22 kv"},{"$f":"IFERROR(repcalc('Historical scenario - input'!$CV51:$GH51,'Historical scenario - input'!$G51,'Historical scenario - input'!$E51,'Historical scenario - input'!$F51,20,TRUE,TRUE),\"\")","v":1000.62695132},1029.2388281708547,1048.5999778306514,1058.4291020329777,1058.8331006397364,1050.3268343192481,1033.8332048964903,1010.6630609497906,982.47578626172128,951.22269126929984,919.07639212834204,888.35014492554126,861.41155669627858,840.5952128019203,828.11857184531414,826.00504425660756,836.01756663178446,859.60529331526413,897.86532416487728,951.52072961752174,{"$f":"IFERROR(IF(OR(D66=\"\",'Historical scenario - input'!$D51=\"\"),\"\",D66/'Historical scenario - input'!$D51),\"\")","v":0.49074243792286987},{"$f":"IFERROR(IF(OR(E66=\"\",'Historical scenario - input'!$D51=\"\"),\"\",E66/'Historical scenario - input'!$D51),\"\")","v":0.50477470257536083},{"$f":"IFERROR(IF(OR(F66=\"\",'Historical scenario - input'!$D51=\"\"),\"\",F66/'Historical scenario - input'!$D51),\"\")","v":0.51427008721646428},{"$f":"IFERROR(IF(OR(G66=\"\",'Historical scenario - input'!$D51=\"\"),\"\",G66/'Historical scenario - input'!$D51),\"\")","v":0.5190906333424038},{"$f":"IFERROR(IF(OR(H66=\"\",'Historical scenario - input'!$D51=\"\"),\"\",H66/'Historical scenario - input'!$D51),\"\")","v":0.51928876838257698},{"$f":"IFERROR(IF(OR(I66=\"\",'Historical scenario - input'!$D51=\"\"),\"\",I66/'Historical scenario - input'!$D51),\"\")","v":0.51511699800778266},{"$f":"IFERROR(IF(OR(J66=\"\",'Historical scenario - input'!$D51=\"\"),\"\",J66/'Historical scenario - input'!$D51),\"\")","v":0.50702794553678632},{"$f":"IFERROR(IF(OR(K66=\"\",'Historical scenario - input'!$D51=\"\"),\"\",K66/'Historical scenario - input'!$D51),\"\")","v":0.4956644969384576},{"$f":"IFERROR(IF(OR(L66=\"\",'Historical scenario - input'!$D51=\"\"),\"\",L66/'Historical scenario - input'!$D51),\"\")","v":0.48184047203029673},{"$f":"IFERROR(IF(OR(M66=\"\",'Historical scenario - input'!$D51=\"\"),\"\",M66/'Historical scenario - input'!$D51),\"\")","v":0.46651286166663075},{"$f":"IFERROR(IF(OR(N66=\"\",'Historical scenario - input'!$D51=\"\"),\"\",N66/'Historical scenario - input'!$D51),\"\")","v":0.45074719276292907},{"$f":"IFERROR(IF(OR(O66=\"\",'Historical scenario - input'!$D51=\"\"),\"\",O66/'Historical scenario - input'!$D51),\"\")","v":0.43567796697340599},{"$f":"IFERROR(IF(OR(P66=\"\",'Historical scenario - input'!$D51=\"\"),\"\",P66/'Historical scenario - input'!$D51),\"\")","v":0.42246634155757112},{"$f":"IFERROR(IF(OR(Q66=\"\",'Historical scenario - input'!$D51=\"\"),\"\",Q66/'Historical scenario - input'!$D51),\"\")","v":0.41225727879158997},{"$f":"IFERROR(IF(OR(R66=\"\",'Historical scenario - input'!$D51=\"\"),\"\",R66/'Historical scenario - input'!$D51),\"\")","v":0.40613829789460715},{"$f":"IFERROR(IF(OR(S66=\"\",'Historical scenario - input'!$D51=\"\"),\"\",S66/'Historical scenario - input'!$D51),\"\")","v":0.40510175007812982},{"$f":"IFERROR(IF(OR(T66=\"\",'Historical scenario - input'!$D51=\"\"),\"\",T66/'Historical scenario - input'!$D51),\"\")","v":0.41001224107946627},{"$f":"IFERROR(IF(OR(U66=\"\",'Historical scenario - input'!$D51=\"\"),\"\",U66/'Historical scenario - input'!$D51),\"\")","v":0.42158048685021937},{"$f":"IFERROR(IF(OR(V66=\"\",'Historical scenario - input'!$D51=\"\"),\"\",V66/'Historical scenario - input'!$D51),\"\")","v":0.44034454351426866},{"$f":"IFERROR(IF(OR(W66=\"\",'Historical scenario - input'!$D51=\"\"),\"\",W66/'Historical scenario - input'!$D51),\"\")","v":0.46665903009174459}]
[{"$f":"IFERROR('Historical scenario - input'!A52,\"\")","v":6},{"$f":"IFERROR('Historical scenario - input'!B52,\"\")","v":"UNDERGROUND CABLES"},{"$f":"IFERROR('Historical scenario - input'!C52,\"\")","v":"> 33 kv & < = 66 kv"},{"$f":"IFERROR(repcalc('Historical scenario - input'!$CV52:$GH52,'Historical scenario - input'!$G52,'Historical scenario - input'!$E52,'Historical scenario - input'!$F52,20,TRUE,TRUE),\"\")","v":0.21810108831887515},0.32673064992283057,0.48403679222215729,0.7091353231890144,1.027420408123223,1.4721157246880763,2.086013336250383,2.9233482486046283,4.0517222785747604,5.553951012600157,7.5296645683129277,10.096450208907109,13.390287543903764,17.565001170614941,22.790447982660346,29.249173861874993,37.131323094202841,46.6276677111262,57.920744136920092,71.174238086593732,{"$f":"IFERROR(IF(OR(D67=\"\",'Historical scenario - input'!$D52=\"\"),\"\",D67/'Historical scenario - input'!$D52),\"\")","v":1.0696439832451339E-4},{"$f":"IFERROR(IF(OR(E67=\"\",'Historical scenario - input'!$D52=\"\"),\"\",E67/'Historical scenario - input'!$D52),\"\")","v":1.6024013292439967E-4},{"$f":"IFERROR(IF(OR(F67=\"\",'Historical scenario - input'!$D52=\"\"),\"\",F67/'Historical scenario - input'!$D52),\"\")","v":2.3738856438567258E-4},{"$f":"IFERROR(IF(OR(G67=\"\",'Historical scenario - input'!$D52=\"\"),\"\",G67/'Historical scenario - input'!$D52),\"\")","v":3.4778475320889897E-4},{"$f":"IFERROR(IF(OR(H67=\"\",'Historical scenario - input'!$D52=\"\"),\"\",H67/'Historical scenario - input'!$D52),\"\")","v":5.0388288581371403E-4},{"$f":"IFERROR(IF(OR(I67=\"\",'Historical scenario - input'!$D52=\"\"),\"\",I67/'Historical scenario - input'!$D52),\"\")","v":7.2197701519533246E-4},{"$f":"IFERROR(IF(OR(J67=\"\",'Historical scenario - input'!$D52=\"\"),\"\",J67/'Historical scenario - input'!$D52),\"\")","v":1.023053865199914E-3},{"$f":"IFERROR(IF(OR(K67=\"\",'Historical scenario - input'!$D52=\"\"),\"\",K67/'Historical scenario - input'!$D52),\"\")","v":1.433712178674867E-3},{"$f":"IFERROR(IF(OR(L67=\"\",'Historical scenario - input'!$D52=\"\"),\"\",L67/'Historical scenario - input'!$D52),\"\")","v":1.9871062498878359E-3},{"$f":"IFERROR(IF(OR(M67=\"\",'Historical scenario - input'!$D52=\"\"),\"\",M67/'Historical scenario - input'!$D52),\"\")","v":2.7238517375852297E-3},{"$f":"IFERROR(IF(OR(N67=\"\",'Historical scenario - input'!$D52=\"\"),\"\",N67/'Historical scenario - input'!$D52),\"\")","v":3.692810734430878E-3},{"$f":"IFERROR(IF(OR(O67=\"\",'Historical scenario - input'!$D52=\"\"),\"\",O67/'Historical scenario - input'!$D52),\"\")","v":4.9516521450374317E-3},{"$f":"IFERROR(IF(OR(P67=\"\",'Historical scenario - input'!$D52=\"\"),\"\",P67/'Historical scenario - input'!$D52),\"\")","v":6.5670651236357808E-3},{"$f":"IFERROR(IF(OR(Q67=\"\",'Historical scenario - input'!$D52=\"\"),\"\",Q67/'Historical scenario - input'!$D52),\"\")","v":8.6144906303138365E-3},{"$f":"IFERROR(IF(OR(R67=\"\",'Historical scenario - input'!$D52=\"\"),\"\",R67/'Historical scenario - input'!$D52),\"\")","v":1.1177232423743078E-2},{"$f":"IFERROR(IF(OR(S67=\"\",'Historical scenario - input'!$D52=\"\"),\"\",S67/'Historical scenario - input'!$D52),\"\")","v":1.4344817386011099E-2},{"$f":"IFERROR(IF(OR(T67=\"\",'Historical scenario - input'!$D52=\"\"),\"\",T67/'Historical scenario - input'!$D52),\"\")","v":1.8210498922213721E-2},{"$f":"IFERROR(IF(OR(U67=\"\",'Historical scenario - input'!$D52=\"\"),\"\",U67/'Historical scenario - input'!$D52),\"\")","v":2.2867838305804182E-2},{"$f":"IFERROR(IF(OR(V67=\"\",'Historical scenario - input'!$D52=\"\"),\"\",V67/'Historical scenario - input'!$D52),\"\")","v":2.8406357780552029E-2},{"$f":"IFERROR(IF(OR(W67=\"\",'Historical scenario - input'!$D52=\"\"),\"\",W67/'Historical scenario - input'!$D52),\"\")","v":3.4906334543399441E-2}]
[{"$f":"IFERROR('Historical scenario - input'!#REF!,\"\")","v":""},{"$f":"IFERROR('Historical scenario - input'!#REF!,\"\")","v":""},{"$f":"IFERROR('Historical scenario - input'!#REF!,\"\")","v":""},{"$f":"IFERROR(repcalc('Historical scenario - input'!#REF!,'Historical scenario - input'!#REF!,'Historical scenario - input'!#REF!,'Historical scenario - input'!#REF!,20,TRUE,TRUE),\"\")","v":""},"","","","","","","","","","","","","","","","","","","",{"$f":"IFERROR(IF(OR(D68=\"\",'Historical scenario - input'!#REF!=\"\"),\"\",D68/'Historical scenario - input'!#REF!),\"\")","v":""},{"$f":"IFERROR(IF(OR(E68=\"\",'Historical scenario - input'!#REF!=\"\"),\"\",E68/'Historical scenario - input'!#REF!),\"\")","v":""},{"$f":"IFERROR(IF(OR(F68=\"\",'Historical scenario - input'!#REF!=\"\"),\"\",F68/'Historical scenario - input'!#REF!),\"\")","v":""},{"$f":"IFERROR(IF(OR(G68=\"\",'Historical scenario - input'!#REF!=\"\"),\"\",G68/'Historical scenario - input'!#REF!),\"\")","v":""},{"$f":"IFERROR(IF(OR(H68=\"\",'Historical scenario - input'!#REF!=\"\"),\"\",H68/'Historical scenario - input'!#REF!),\"\")","v":""},{"$f":"IFERROR(IF(OR(I68=\"\",'Historical scenario - input'!#REF!=\"\"),\"\",I68/'Historical scenario - input'!#REF!),\"\")","v":""},{"$f":"IFERROR(IF(OR(J68=\"\",'Historical scenario - input'!#REF!=\"\"),\"\",J68/'Historical scenario - input'!#REF!),\"\")","v":""},{"$f":"IFERROR(IF(OR(K68=\"\",'Historical scenario - input'!#REF!=\"\"),\"\",K68/'Historical scenario - input'!#REF!),\"\")","v":""},{"$f":"IFERROR(IF(OR(L68=\"\",'Historical scenario - input'!#REF!=\"\"),\"\",L68/'Historical scenario - input'!#REF!),\"\")","v":""},{"$f":"IFERROR(IF(OR(M68=\"\",'Historical scenario - input'!#REF!=\"\"),\"\",M68/'Historical scenario - input'!#REF!),\"\")","v":""},{"$f":"IFERROR(IF(OR(N68=\"\",'Historical scenario - input'!#REF!=\"\"),\"\",N68/'Historical scenario - input'!#REF!),\"\")","v":""},{"$f":"IFERROR(IF(OR(O68=\"\",'Historical scenario - input'!#REF!=\"\"),\"\",O68/'Historical scenario - input'!#REF!),\"\")","v":""},{"$f":"IFERROR(IF(OR(P68=\"\",'Historical scenario - input'!#REF!=\"\"),\"\",P68/'Historical scenario - input'!#REF!),\"\")","v":""},{"$f":"IFERROR(IF(OR(Q68=\"\",'Historical scenario - input'!#REF!=\"\"),\"\",Q68/'Historical scenario - input'!#REF!),\"\")","v":""},{"$f":"IFERROR(IF(OR(R68=\"\",'Historical scenario - input'!#REF!=\"\"),\"\",R68/'Historical scenario - input'!#REF!),\"\")","v":""},{"$f":"IFERROR(IF(OR(S68=\"\",'Historical scenario - input'!#REF!=\"\"),\"\",S68/'Historical scenario - input'!#REF!),\"\")","v":""},{"$f":"IFERROR(IF(OR(T68=\"\",'Historical scenario - input'!#REF!=\"\"),\"\",T68/'Historical scenario - input'!#REF!),\"\")","v":""},{"$f":"IFERROR(IF(OR(U68=\"\",'Historical scenario - input'!#REF!=\"\"),\"\",U68/'Historical scenario - input'!#REF!),\"\")","v":""},{"$f":"IFERROR(IF(OR(V68=\"\",'Historical scenario - input'!#REF!=\"\"),\"\",V68/'Historical scenario - input'!#REF!),\"\")","v":""},{"$f":"IFERROR(IF(OR(W68=\"\",'Historical scenario - input'!#REF!=\"\"),\"\",W68/'Historical scenario - input'!#REF!),\"\")","v":""}]
[{"$f":"IFERROR('Historical scenario - input'!A53,\"\")","v":""},{"$f":"IFERROR('Historical scenario - input'!B53,\"\")","v":0},{"$f":"IFERROR('Historical scenario - input'!C53,\"\")","v":0},{"$f":"IFERROR(repcalc('Historical scenario - input'!$CV53:$GH53,'Historical scenario - input'!$G53,'Historical scenario - input'!$E53,'Historical scenario - input'!$F53,20,TRUE,TRUE),\"\")","v":0},0,0,0,0,0,0,0,0,0,0,0,0,0,0,0,0,0,0,0,{"$f":"IFERROR(IF(OR(D69=\"\",'Historical scenario - input'!$D53=\"\"),\"\",D69/'Historical scenario - input'!$D53),\"\")","v":""},{"$f":"IFERROR(IF(OR(E69=\"\",'Historical scenario - input'!$D53=\"\"),\"\",E69/'Historical scenario - input'!$D53),\"\")","v":""},{"$f":"IFERROR(IF(OR(F69=\"\",'Historical scenario - input'!$D53=\"\"),\"\",F69/'Historical scenario - input'!$D53),\"\")","v":""},{"$f":"IFERROR(IF(OR(G69=\"\",'Historical scenario - input'!$D53=\"\"),\"\",G69/'Historical scenario - input'!$D53),\"\")","v":""},{"$f":"IFERROR(IF(OR(H69=\"\",'Historical scenario - input'!$D53=\"\"),\"\",H69/'Historical scenario - input'!$D53),\"\")","v":""},{"$f":"IFERROR(IF(OR(I69=\"\",'Historical scenario - input'!$D53=\"\"),\"\",I69/'Historical scenario - input'!$D53),\"\")","v":""},{"$f":"IFERROR(IF(OR(J69=\"\",'Historical scenario - input'!$D53=\"\"),\"\",J69/'Historical scenario - input'!$D53),\"\")","v":""},{"$f":"IFERROR(IF(OR(K69=\"\",'Historical scenario - input'!$D53=\"\"),\"\",K69/'Historical scenario - input'!$D53),\"\")","v":""},{"$f":"IFERROR(IF(OR(L69=\"\",'Historical scenario - input'!$D53=\"\"),\"\",L69/'Historical scenario - input'!$D53),\"\")","v":""},{"$f":"IFERROR(IF(OR(M69=\"\",'Historical scenario - input'!$D53=\"\"),\"\",M69/'Historical scenario - input'!$D53),\"\")","v":""},{"$f":"IFERROR(IF(OR(N69=\"\",'Historical scenario - input'!$D53=\"\"),\"\",N69/'Historical scenario - input'!$D53),\"\")","v":""},{"$f":"IFERROR(IF(OR(O69=\"\",'Historical scenario - input'!$D53=\"\"),\"\",O69/'Historical scenario - input'!$D53),\"\")","v":""},{"$f":"IFERROR(IF(OR(P69=\"\",'Historical scenario - input'!$D53=\"\"),\"\",P69/'Historical scenario - input'!$D53),\"\")","v":""},{"$f":"IFERROR(IF(OR(Q69=\"\",'Historical scenario - input'!$D53=\"\"),\"\",Q69/'Historical scenario - input'!$D53),\"\")","v":""},{"$f":"IFERROR(IF(OR(R69=\"\",'Historical scenario - input'!$D53=\"\"),\"\",R69/'Historical scenario - input'!$D53),\"\")","v":""},{"$f":"IFERROR(IF(OR(S69=\"\",'Historical scenario - input'!$D53=\"\"),\"\",S69/'Historical scenario - input'!$D53),\"\")","v":""},{"$f":"IFERROR(IF(OR(T69=\"\",'Historical scenario - input'!$D53=\"\"),\"\",T69/'Historical scenario - input'!$D53),\"\")","v":""},{"$f":"IFERROR(IF(OR(U69=\"\",'Historical scenario - input'!$D53=\"\"),\"\",U69/'Historical scenario - input'!$D53),\"\")","v":""},{"$f":"IFERROR(IF(OR(V69=\"\",'Historical scenario - input'!$D53=\"\"),\"\",V69/'Historical scenario - input'!$D53),\"\")","v":""},{"$f":"IFERROR(IF(OR(W69=\"\",'Historical scenario - input'!$D53=\"\"),\"\",W69/'Historical scenario - input'!$D53),\"\")","v":""}]
[{"$f":"IFERROR('Historical scenario - input'!A54,\"\")","v":""},{"$f":"IFERROR('Historical scenario - input'!B54,\"\")","v":0},{"$f":"IFERROR('Historical scenario - input'!C54,\"\")","v":0},{"$f":"IFERROR(repcalc('Historical scenario - input'!$CV54:$GH54,'Historical scenario - input'!$G54,'Historical scenario - input'!$E54,'Historical scenario - input'!$F54,20,TRUE,TRUE),\"\")","v":0},0,0,0,0,0,0,0,0,0,0,0,0,0,0,0,0,0,0,0,{"$f":"IFERROR(IF(OR(D70=\"\",'Historical scenario - input'!$D54=\"\"),\"\",D70/'Historical scenario - input'!$D54),\"\")","v":""},{"$f":"IFERROR(IF(OR(E70=\"\",'Historical scenario - input'!$D54=\"\"),\"\",E70/'Historical scenario - input'!$D54),\"\")","v":""},{"$f":"IFERROR(IF(OR(F70=\"\",'Historical scenario - input'!$D54=\"\"),\"\",F70/'Historical scenario - input'!$D54),\"\")","v":""},{"$f":"IFERROR(IF(OR(G70=\"\",'Historical scenario - input'!$D54=\"\"),\"\",G70/'Historical scenario - input'!$D54),\"\")","v":""},{"$f":"IFERROR(IF(OR(H70=\"\",'Historical scenario - input'!$D54=\"\"),\"\",H70/'Historical scenario - input'!$D54),\"\")","v":""},{"$f":"IFERROR(IF(OR(I70=\"\",'Historical scenario - input'!$D54=\"\"),\"\",I70/'Historical scenario - input'!$D54),\"\")","v":""},{"$f":"IFERROR(IF(OR(J70=\"\",'Historical scenario - input'!$D54=\"\"),\"\",J70/'Historical scenario - input'!$D54),\"\")","v":""},{"$f":"IFERROR(IF(OR(K70=\"\",'Historical scenario - input'!$D54=\"\"),\"\",K70/'Historical scenario - input'!$D54),\"\")","v":""},{"$f":"IFERROR(IF(OR(L70=\"\",'Historical scenario - input'!$D54=\"\"),\"\",L70/'Historical scenario - input'!$D54),\"\")","v":""},{"$f":"IFERROR(IF(OR(M70=\"\",'Historical scenario - input'!$D54=\"\"),\"\",M70/'Historical scenario - input'!$D54),\"\")","v":""},{"$f":"IFERROR(IF(OR(N70=\"\",'Historical scenario - input'!$D54=\"\"),\"\",N70/'Historical scenario - input'!$D54),\"\")","v":""},{"$f":"IFERROR(IF(OR(O70=\"\",'Historical scenario - input'!$D54=\"\"),\"\",O70/'Historical scenario - input'!$D54),\"\")","v":""},{"$f":"IFERROR(IF(OR(P70=\"\",'Historical scenario - input'!$D54=\"\"),\"\",P70/'Historical scenario - input'!$D54),\"\")","v":""},{"$f":"IFERROR(IF(OR(Q70=\"\",'Historical scenario - input'!$D54=\"\"),\"\",Q70/'Historical scenario - input'!$D54),\"\")","v":""},{"$f":"IFERROR(IF(OR(R70=\"\",'Historical scenario - input'!$D54=\"\"),\"\",R70/'Historical scenario - input'!$D54),\"\")","v":""},{"$f":"IFERROR(IF(OR(S70=\"\",'Historical scenario - input'!$D54=\"\"),\"\",S70/'Historical scenario - input'!$D54),\"\")","v":""},{"$f":"IFERROR(IF(OR(T70=\"\",'Historical scenario - input'!$D54=\"\"),\"\",T70/'Historical scenario - input'!$D54),\"\")","v":""},{"$f":"IFERROR(IF(OR(U70=\"\",'Historical scenario - input'!$D54=\"\"),\"\",U70/'Historical scenario - input'!$D54),\"\")","v":""},{"$f":"IFERROR(IF(OR(V70=\"\",'Historical scenario - input'!$D54=\"\"),\"\",V70/'Historical scenario - input'!$D54),\"\")","v":""},{"$f":"IFERROR(IF(OR(W70=\"\",'Historical scenario - input'!$D54=\"\"),\"\",W70/'Historical scenario - input'!$D54),\"\")","v":""}]
[{"$f":"IFERROR('Historical scenario - input'!A55,\"\")","v":""},{"$f":"IFERROR('Historical scenario - input'!B55,\"\")","v":0},{"$f":"IFERROR('Historical scenario - input'!C55,\"\")","v":0},{"$f":"IFERROR(repcalc('Historical scenario - input'!$CV55:$GH55,'Historical scenario - input'!$G55,'Historical scenario - input'!$E55,'Historical scenario - input'!$F55,20,TRUE,TRUE),\"\")","v":0},0,0,0,0,0,0,0,0,0,0,0,0,0,0,0,0,0,0,0,{"$f":"IFERROR(IF(OR(D71=\"\",'Historical scenario - input'!$D55=\"\"),\"\",D71/'Historical scenario - input'!$D55),\"\")","v":""},{"$f":"IFERROR(IF(OR(E71=\"\",'Historical scenario - input'!$D55=\"\"),\"\",E71/'Historical scenario - input'!$D55),\"\")","v":""},{"$f":"IFERROR(IF(OR(F71=\"\",'Historical scenario - input'!$D55=\"\"),\"\",F71/'Historical scenario - input'!$D55),\"\")","v":""},{"$f":"IFERROR(IF(OR(G71=\"\",'Historical scenario - input'!$D55=\"\"),\"\",G71/'Historical scenario - input'!$D55),\"\")","v":""},{"$f":"IFERROR(IF(OR(H71=\"\",'Historical scenario - input'!$D55=\"\"),\"\",H71/'Historical scenario - input'!$D55),\"\")","v":""},{"$f":"IFERROR(IF(OR(I71=\"\",'Historical scenario - input'!$D55=\"\"),\"\",I71/'Historical scenario - input'!$D55),\"\")","v":""},{"$f":"IFERROR(IF(OR(J71=\"\",'Historical scenario - input'!$D55=\"\"),\"\",J71/'Historical scenario - input'!$D55),\"\")","v":""},{"$f":"IFERROR(IF(OR(K71=\"\",'Historical scenario - input'!$D55=\"\"),\"\",K71/'Historical scenario - input'!$D55),\"\")","v":""},{"$f":"IFERROR(IF(OR(L71=\"\",'Historical scenario - input'!$D55=\"\"),\"\",L71/'Historical scenario - input'!$D55),\"\")","v":""},{"$f":"IFERROR(IF(OR(M71=\"\",'Historical scenario - input'!$D55=\"\"),\"\",M71/'Historical scenario - input'!$D55),\"\")","v":""},{"$f":"IFERROR(IF(OR(N71=\"\",'Historical scenario - input'!$D55=\"\"),\"\",N71/'Historical scenario - input'!$D55),\"\")","v":""},{"$f":"IFERROR(IF(OR(O71=\"\",'Historical scenario - input'!$D55=\"\"),\"\",O71/'Historical scenario - input'!$D55),\"\")","v":""},{"$f":"IFERROR(IF(OR(P71=\"\",'Historical scenario - input'!$D55=\"\"),\"\",P71/'Historical scenario - input'!$D55),\"\")","v":""},{"$f":"IFERROR(IF(OR(Q71=\"\",'Historical scenario - input'!$D55=\"\"),\"\",Q71/'Historical scenario - input'!$D55),\"\")","v":""},{"$f":"IFERROR(IF(OR(R71=\"\",'Historical scenario - input'!$D55=\"\"),\"\",R71/'Historical scenario - input'!$D55),\"\")","v":""},{"$f":"IFERROR(IF(OR(S71=\"\",'Historical scenario - input'!$D55=\"\"),\"\",S71/'Historical scenario - input'!$D55),\"\")","v":""},{"$f":"IFERROR(IF(OR(T71=\"\",'Historical scenario - input'!$D55=\"\"),\"\",T71/'Historical scenario - input'!$D55),\"\")","v":""},{"$f":"IFERROR(IF(OR(U71=\"\",'Historical scenario - input'!$D55=\"\"),\"\",U71/'Historical scenario - input'!$D55),\"\")","v":""},{"$f":"IFERROR(IF(OR(V71=\"\",'Historical scenario - input'!$D55=\"\"),\"\",V71/'Historical scenario - input'!$D55),\"\")","v":""},{"$f":"IFERROR(IF(OR(W71=\"\",'Historical scenario - input'!$D55=\"\"),\"\",W71/'Historical scenario - input'!$D55),\"\")","v":""}]
[{"$f":"IFERROR('Historical scenario - input'!A56,\"\")","v":""},{"$f":"IFERROR('Historical scenario - input'!B56,\"\")","v":0},{"$f":"IFERROR('Historical scenario - input'!C56,\"\")","v":0},{"$f":"IFERROR(repcalc('Historical scenario - input'!$CV56:$GH56,'Historical scenario - input'!$G56,'Historical scenario - input'!$E56,'Historical scenario - input'!$F56,20,TRUE,TRUE),\"\")","v":""},"","","","","","","","","","","","","","","","","","","",{"$f":"IFERROR(IF(OR(D72=\"\",'Historical scenario - input'!$D56=\"\"),\"\",D72/'Historical scenario - input'!$D56),\"\")","v":""},{"$f":"IFERROR(IF(OR(E72=\"\",'Historical scenario - input'!$D56=\"\"),\"\",E72/'Historical scenario - input'!$D56),\"\")","v":""},{"$f":"IFERROR(IF(OR(F72=\"\",'Historical scenario - input'!$D56=\"\"),\"\",F72/'Historical scenario - input'!$D56),\"\")","v":""},{"$f":"IFERROR(IF(OR(G72=\"\",'Historical scenario - input'!$D56=\"\"),\"\",G72/'Historical scenario - input'!$D56),\"\")","v":""},{"$f":"IFERROR(IF(OR(H72=\"\",'Historical scenario - input'!$D56=\"\"),\"\",H72/'Historical scenario - input'!$D56),\"\")","v":""},{"$f":"IFERROR(IF(OR(I72=\"\",'Historical scenario - input'!$D56=\"\"),\"\",I72/'Historical scenario - input'!$D56),\"\")","v":""},{"$f":"IFERROR(IF(OR(J72=\"\",'Historical scenario - input'!$D56=\"\"),\"\",J72/'Historical scenario - input'!$D56),\"\")","v":""},{"$f":"IFERROR(IF(OR(K72=\"\",'Historical scenario - input'!$D56=\"\"),\"\",K72/'Historical scenario - input'!$D56),\"\")","v":""},{"$f":"IFERROR(IF(OR(L72=\"\",'Historical scenario - input'!$D56=\"\"),\"\",L72/'Historical scenario - input'!$D56),\"\")","v":""},{"$f":"IFERROR(IF(OR(M72=\"\",'Historical scenario - input'!$D56=\"\"),\"\",M72/'Historical scenario - input'!$D56),\"\")","v":""},{"$f":"IFERROR(IF(OR(N72=\"\",'Historical scenario - input'!$D56=\"\"),\"\",N72/'Historical scenario - input'!$D56),\"\")","v":""},{"$f":"IFERROR(IF(OR(O72=\"\",'Historical scenario - input'!$D56=\"\"),\"\",O72/'Historical scenario - input'!$D56),\"\")","v":""},{"$f":"IFERROR(IF(OR(P72=\"\",'Historical scenario - input'!$D56=\"\"),\"\",P72/'Historical scenario - input'!$D56),\"\")","v":""},{"$f":"IFERROR(IF(OR(Q72=\"\",'Historical scenario - input'!$D56=\"\"),\"\",Q72/'Historical scenario - input'!$D56),\"\")","v":""},{"$f":"IFERROR(IF(OR(R72=\"\",'Historical scenario - input'!$D56=\"\"),\"\",R72/'Historical scenario - input'!$D56),\"\")","v":""},{"$f":"IFERROR(IF(OR(S72=\"\",'Historical scenario - input'!$D56=\"\"),\"\",S72/'Historical scenario - input'!$D56),\"\")","v":""},{"$f":"IFERROR(IF(OR(T72=\"\",'Historical scenario - input'!$D56=\"\"),\"\",T72/'Historical scenario - input'!$D56),\"\")","v":""},{"$f":"IFERROR(IF(OR(U72=\"\",'Historical scenario - input'!$D56=\"\"),\"\",U72/'Historical scenario - input'!$D56),\"\")","v":""},{"$f":"IFERROR(IF(OR(V72=\"\",'Historical scenario - input'!$D56=\"\"),\"\",V72/'Historical scenario - input'!$D56),\"\")","v":""},{"$f":"IFERROR(IF(OR(W72=\"\",'Historical scenario - input'!$D56=\"\"),\"\",W72/'Historical scenario - input'!$D56),\"\")","v":""}]
[{"$f":"IFERROR('Historical scenario - input'!A57,\"\")","v":""},{"$f":"IFERROR('Historical scenario - input'!B57,\"\")","v":0},{"$f":"IFERROR('Historical scenario - input'!C57,\"\")","v":0},{"$f":"IFERROR(repcalc('Historical scenario - input'!$CV57:$GH57,'Historical scenario - input'!$G57,'Historical scenario - input'!$E57,'Historical scenario - input'!$F57,20,TRUE,TRUE),\"\")","v":""},"","","","","","","","","","","","","","","","","","","",{"$f":"IFERROR(IF(OR(D73=\"\",'Historical scenario - input'!$D57=\"\"),\"\",D73/'Historical scenario - input'!$D57),\"\")","v":""},{"$f":"IFERROR(IF(OR(E73=\"\",'Historical scenario - input'!$D57=\"\"),\"\",E73/'Historical scenario - input'!$D57),\"\")","v":""},{"$f":"IFERROR(IF(OR(F73=\"\",'Historical scenario - input'!$D57=\"\"),\"\",F73/'Historical scenario - input'!$D57),\"\")","v":""},{"$f":"IFERROR(IF(OR(G73=\"\",'Historical scenario - input'!$D57=\"\"),\"\",G73/'Historical scenario - input'!$D57),\"\")","v":""},{"$f":"IFERROR(IF(OR(H73=\"\",'Historical scenario - input'!$D57=\"\"),\"\",H73/'Historical scenario - input'!$D57),\"\")","v":""},{"$f":"IFERROR(IF(OR(I73=\"\",'Historical scenario - input'!$D57=\"\"),\"\",I73/'Historical scenario - input'!$D57),\"\")","v":""},{"$f":"IFERROR(IF(OR(J73=\"\",'Historical scenario - input'!$D57=\"\"),\"\",J73/'Historical scenario - input'!$D57),\"\")","v":""},{"$f":"IFERROR(IF(OR(K73=\"\",'Historical scenario - input'!$D57=\"\"),\"\",K73/'Historical scenario - input'!$D57),\"\")","v":""},{"$f":"IFERROR(IF(OR(L73=\"\",'Historical scenario - input'!$D57=\"\"),\"\",L73/'Historical scenario - input'!$D57),\"\")","v":""},{"$f":"IFERROR(IF(OR(M73=\"\",'Historical scenario - input'!$D57=\"\"),\"\",M73/'Historical scenario - input'!$D57),\"\")","v":""},{"$f":"IFERROR(IF(OR(N73=\"\",'Historical scenario - input'!$D57=\"\"),\"\",N73/'Historical scenario - input'!$D57),\"\")","v":""},{"$f":"IFERROR(IF(OR(O73=\"\",'Historical scenario - input'!$D57=\"\"),\"\",O73/'Historical scenario - input'!$D57),\"\")","v":""},{"$f":"IFERROR(IF(OR(P73=\"\",'Historical scenario - input'!$D57=\"\"),\"\",P73/'Historical scenario - input'!$D57),\"\")","v":""},{"$f":"IFERROR(IF(OR(Q73=\"\",'Historical scenario - input'!$D57=\"\"),\"\",Q73/'Historical scenario - input'!$D57),\"\")","v":""},{"$f":"IFERROR(IF(OR(R73=\"\",'Historical scenario - input'!$D57=\"\"),\"\",R73/'Historical scenario - input'!$D57),\"\")","v":""},{"$f":"IFERROR(IF(OR(S73=\"\",'Historical scenario - input'!$D57=\"\"),\"\",S73/'Historical scenario - input'!$D57),\"\")","v":""},{"$f":"IFERROR(IF(OR(T73=\"\",'Historical scenario - input'!$D57=\"\"),\"\",T73/'Historical scenario - input'!$D57),\"\")","v":""},{"$f":"IFERROR(IF(OR(U73=\"\",'Historical scenario - input'!$D57=\"\"),\"\",U73/'Historical scenario - input'!$D57),\"\")","v":""},{"$f":"IFERROR(IF(OR(V73=\"\",'Historical scenario - input'!$D57=\"\"),\"\",V73/'Historical scenario - input'!$D57),\"\")","v":""},{"$f":"IFERROR(IF(OR(W73=\"\",'Historical scenario - input'!$D57=\"\"),\"\",W73/'Historical scenario - input'!$D57),\"\")","v":""}]
[{"$f":"IFERROR('Historical scenario - input'!A58,\"\")","v":""},{"$f":"IFERROR('Historical scenario - input'!B58,\"\")","v":0},{"$f":"IFERROR('Historical scenario - input'!C58,\"\")","v":0},{"$f":"IFERROR(repcalc('Historical scenario - input'!$CV58:$GH58,'Historical scenario - input'!$G58,'Historical scenario - input'!$E58,'Historical scenario - input'!$F58,20,TRUE,TRUE),\"\")","v":""},"","","","","","","","","","","","","","","","","","","",{"$f":"IFERROR(IF(OR(D74=\"\",'Historical scenario - input'!$D58=\"\"),\"\",D74/'Historical scenario - input'!$D58),\"\")","v":""},{"$f":"IFERROR(IF(OR(E74=\"\",'Historical scenario - input'!$D58=\"\"),\"\",E74/'Historical scenario - input'!$D58),\"\")","v":""},{"$f":"IFERROR(IF(OR(F74=\"\",'Historical scenario - input'!$D58=\"\"),\"\",F74/'Historical scenario - input'!$D58),\"\")","v":""},{"$f":"IFERROR(IF(OR(G74=\"\",'Historical scenario - input'!$D58=\"\"),\"\",G74/'Historical scenario - input'!$D58),\"\")","v":""},{"$f":"IFERROR(IF(OR(H74=\"\",'Historical scenario - input'!$D58=\"\"),\"\",H74/'Historical scenario - input'!$D58),\"\")","v":""},{"$f":"IFERROR(IF(OR(I74=\"\",'Historical scenario - input'!$D58=\"\"),\"\",I74/'Historical scenario - input'!$D58),\"\")","v":""},{"$f":"IFERROR(IF(OR(J74=\"\",'Historical scenario - input'!$D58=\"\"),\"\",J74/'Historical scenario - input'!$D58),\"\")","v":""},{"$f":"IFERROR(IF(OR(K74=\"\",'Historical scenario - input'!$D58=\"\"),\"\",K74/'Historical scenario - input'!$D58),\"\")","v":""},{"$f":"IFERROR(IF(OR(L74=\"\",'Historical scenario - input'!$D58=\"\"),\"\",L74/'Historical scenario - input'!$D58),\"\")","v":""},{"$f":"IFERROR(IF(OR(M74=\"\",'Historical scenario - input'!$D58=\"\"),\"\",M74/'Historical scenario - input'!$D58),\"\")","v":""},{"$f":"IFERROR(IF(OR(N74=\"\",'Historical scenario - input'!$D58=\"\"),\"\",N74/'Historical scenario - input'!$D58),\"\")","v":""},{"$f":"IFERROR(IF(OR(O74=\"\",'Historical scenario - input'!$D58=\"\"),\"\",O74/'Historical scenario - input'!$D58),\"\")","v":""},{"$f":"IFERROR(IF(OR(P74=\"\",'Historical scenario - input'!$D58=\"\"),\"\",P74/'Historical scenario - input'!$D58),\"\")","v":""},{"$f":"IFERROR(IF(OR(Q74=\"\",'Historical scenario - input'!$D58=\"\"),\"\",Q74/'Historical scenario - input'!$D58),\"\")","v":""},{"$f":"IFERROR(IF(OR(R74=\"\",'Historical scenario - input'!$D58=\"\"),\"\",R74/'Historical scenario - input'!$D58),\"\")","v":""},{"$f":"IFERROR(IF(OR(S74=\"\",'Historical scenario - input'!$D58=\"\"),\"\",S74/'Historical scenario - input'!$D58),\"\")","v":""},{"$f":"IFERROR(IF(OR(T74=\"\",'Historical scenario - input'!$D58=\"\"),\"\",T74/'Historical scenario - input'!$D58),\"\")","v":""},{"$f":"IFERROR(IF(OR(U74=\"\",'Historical scenario - input'!$D58=\"\"),\"\",U74/'Historical scenario - input'!$D58),\"\")","v":""},{"$f":"IFERROR(IF(OR(V74=\"\",'Historical scenario - input'!$D58=\"\"),\"\",V74/'Historical scenario - input'!$D58),\"\")","v":""},{"$f":"IFERROR(IF(OR(W74=\"\",'Historical scenario - input'!$D58=\"\"),\"\",W74/'Historical scenario - input'!$D58),\"\")","v":""}]
[{"$f":"IFERROR('Historical scenario - input'!A59,\"\")","v":""},{"$f":"IFERROR('Historical scenario - input'!B59,\"\")","v":0},{"$f":"IFERROR('Historical scenario - input'!C59,\"\")","v":0},{"$f":"IFERROR(repcalc('Historical scenario - input'!$CV59:$GH59,'Historical scenario - input'!$G59,'Historical scenario - input'!$E59,'Historical scenario - input'!$F59,20,TRUE,TRUE),\"\")","v":""},"","","","","","","","","","","","","","","","","","","",{"$f":"IFERROR(IF(OR(D75=\"\",'Historical scenario - input'!$D59=\"\"),\"\",D75/'Historical scenario - input'!$D59),\"\")","v":""},{"$f":"IFERROR(IF(OR(E75=\"\",'Historical scenario - input'!$D59=\"\"),\"\",E75/'Historical scenario - input'!$D59),\"\")","v":""},{"$f":"IFERROR(IF(OR(F75=\"\",'Historical scenario - input'!$D59=\"\"),\"\",F75/'Historical scenario - input'!$D59),\"\")","v":""},{"$f":"IFERROR(IF(OR(G75=\"\",'Historical scenario - input'!$D59=\"\"),\"\",G75/'Historical scenario - input'!$D59),\"\")","v":""},{"$f":"IFERROR(IF(OR(H75=\"\",'Historical scenario - input'!$D59=\"\"),\"\",H75/'Historical scenario - input'!$D59),\"\")","v":""},{"$f":"IFERROR(IF(OR(I75=\"\",'Historical scenario - input'!$D59=\"\"),\"\",I75/'Historical scenario - input'!$D59),\"\")","v":""},{"$f":"IFERROR(IF(OR(J75=\"\",'Historical scenario - input'!$D59=\"\"),\"\",J75/'Historical scenario - input'!$D59),\"\")","v":""},{"$f":"IFERROR(IF(OR(K75=\"\",'Historical scenario - input'!$D59=\"\"),\"\",K75/'Historical scenario - input'!$D59),\"\")","v":""},{"$f":"IFERROR(IF(OR(L75=\"\",'Historical scenario - input'!$D59=\"\"),\"\",L75/'Historical scenario - input'!$D59),\"\")","v":""},{"$f":"IFERROR(IF(OR(M75=\"\",'Historical scenario - input'!$D59=\"\"),\"\",M75/'Historical scenario - input'!$D59),\"\")","v":""},{"$f":"IFERROR(IF(OR(N75=\"\",'Historical scenario - input'!$D59=\"\"),\"\",N75/'Historical scenario - input'!$D59),\"\")","v":""},{"$f":"IFERROR(IF(OR(O75=\"\",'Historical scenario - input'!$D59=\"\"),\"\",O75/'Historical scenario - input'!$D59),\"\")","v":""},{"$f":"IFERROR(IF(OR(P75=\"\",'Historical scenario - input'!$D59=\"\"),\"\",P75/'Historical scenario - input'!$D59),\"\")","v":""},{"$f":"IFERROR(IF(OR(Q75=\"\",'Historical scenario - input'!$D59=\"\"),\"\",Q75/'Historical scenario - input'!$D59),\"\")","v":""},{"$f":"IFERROR(IF(OR(R75=\"\",'Historical scenario - input'!$D59=\"\"),\"\",R75/'Historical scenario - input'!$D59),\"\")","v":""},{"$f":"IFERROR(IF(OR(S75=\"\",'Historical scenario - input'!$D59=\"\"),\"\",S75/'Historical scenario - input'!$D59),\"\")","v":""},{"$f":"IFERROR(IF(OR(T75=\"\",'Historical scenario - input'!$D59=\"\"),\"\",T75/'Historical scenario - input'!$D59),\"\")","v":""},{"$f":"IFERROR(IF(OR(U75=\"\",'Historical scenario - input'!$D59=\"\"),\"\",U75/'Historical scenario - input'!$D59),\"\")","v":""},{"$f":"IFERROR(IF(OR(V75=\"\",'Historical scenario - input'!$D59=\"\"),\"\",V75/'Historical scenario - input'!$D59),\"\")","v":""},{"$f":"IFERROR(IF(OR(W75=\"\",'Historical scenario - input'!$D59=\"\"),\"\",W75/'Historical scenario - input'!$D59),\"\")","v":""}]
[{"$f":"IFERROR('Historical scenario - input'!A60,\"\")","v":""},{"$f":"IFERROR('Historical scenario - input'!B60,\"\")","v":0},{"$f":"IFERROR('Historical scenario - input'!C60,\"\")","v":0},{"$f":"IFERROR(repcalc('Historical scenario - input'!$CV60:$GH60,'Historical scenario - input'!$G60,'Historical scenario - input'!$E60,'Historical scenario - input'!$F60,20,TRUE,TRUE),\"\")","v":""},"","","","","","","","","","","","","","","","","","","",{"$f":"IFERROR(IF(OR(D76=\"\",'Historical scenario - input'!$D60=\"\"),\"\",D76/'Historical scenario - input'!$D60),\"\")","v":""},{"$f":"IFERROR(IF(OR(E76=\"\",'Historical scenario - input'!$D60=\"\"),\"\",E76/'Historical scenario - input'!$D60),\"\")","v":""},{"$f":"IFERROR(IF(OR(F76=\"\",'Historical scenario - input'!$D60=\"\"),\"\",F76/'Historical scenario - input'!$D60),\"\")","v":""},{"$f":"IFERROR(IF(OR(G76=\"\",'Historical scenario - input'!$D60=\"\"),\"\",G76/'Historical scenario - input'!$D60),\"\")","v":""},{"$f":"IFERROR(IF(OR(H76=\"\",'Historical scenario - input'!$D60=\"\"),\"\",H76/'Historical scenario - input'!$D60),\"\")","v":""},{"$f":"IFERROR(IF(OR(I76=\"\",'Historical scenario - input'!$D60=\"\"),\"\",I76/'Historical scenario - input'!$D60),\"\")","v":""},{"$f":"IFERROR(IF(OR(J76=\"\",'Historical scenario - input'!$D60=\"\"),\"\",J76/'Historical scenario - input'!$D60),\"\")","v":""},{"$f":"IFERROR(IF(OR(K76=\"\",'Historical scenario - input'!$D60=\"\"),\"\",K76/'Historical scenario - input'!$D60),\"\")","v":""},{"$f":"IFERROR(IF(OR(L76=\"\",'Historical scenario - input'!$D60=\"\"),\"\",L76/'Historical scenario - input'!$D60),\"\")","v":""},{"$f":"IFERROR(IF(OR(M76=\"\",'Historical scenario - input'!$D60=\"\"),\"\",M76/'Historical scenario - input'!$D60),\"\")","v":""},{"$f":"IFERROR(IF(OR(N76=\"\",'Historical scenario - input'!$D60=\"\"),\"\",N76/'Historical scenario - input'!$D60),\"\")","v":""},{"$f":"IFERROR(IF(OR(O76=\"\",'Historical scenario - input'!$D60=\"\"),\"\",O76/'Historical scenario - input'!$D60),\"\")","v":""},{"$f":"IFERROR(IF(OR(P76=\"\",'Historical scenario - input'!$D60=\"\"),\"\",P76/'Historical scenario - input'!$D60),\"\")","v":""},{"$f":"IFERROR(IF(OR(Q76=\"\",'Historical scenario - input'!$D60=\"\"),\"\",Q76/'Historical scenario - input'!$D60),\"\")","v":""},{"$f":"IFERROR(IF(OR(R76=\"\",'Historical scenario - input'!$D60=\"\"),\"\",R76/'Historical scenario - input'!$D60),\"\")","v":""},{"$f":"IFERROR(IF(OR(S76=\"\",'Historical scenario - input'!$D60=\"\"),\"\",S76/'Historical scenario - input'!$D60),\"\")","v":""},{"$f":"IFERROR(IF(OR(T76=\"\",'Historical scenario - input'!$D60=\"\"),\"\",T76/'Historical scenario - input'!$D60),\"\")","v":""},{"$f":"IFERROR(IF(OR(U76=\"\",'Historical scenario - input'!$D60=\"\"),\"\",U76/'Historical scenario - input'!$D60),\"\")","v":""},{"$f":"IFERROR(IF(OR(V76=\"\",'Historical scenario - input'!$D60=\"\"),\"\",V76/'Historical scenario - input'!$D60),\"\")","v":""},{"$f":"IFERROR(IF(OR(W76=\"\",'Historical scenario - input'!$D60=\"\"),\"\",W76/'Historical scenario - input'!$D60),\"\")","v":""}]
[{"$f":"IFERROR('Historical scenario - input'!A61,\"\")","v":""},{"$f":"IFERROR('Historical scenario - input'!B61,\"\")","v":0},{"$f":"IFERROR('Historical scenario - input'!C61,\"\")","v":0},{"$f":"IFERROR(repcalc('Historical scenario - input'!$CV61:$GH61,'Historical scenario - input'!$G61,'Historical scenario - input'!$E61,'Historical scenario - input'!$F61,20,TRUE,TRUE),\"\")","v":""},"","","","","","","","","","","","","","","","","","","",{"$f":"IFERROR(IF(OR(D77=\"\",'Historical scenario - input'!$D61=\"\"),\"\",D77/'Historical scenario - input'!$D61),\"\")","v":""},{"$f":"IFERROR(IF(OR(E77=\"\",'Historical scenario - input'!$D61=\"\"),\"\",E77/'Historical scenario - input'!$D61),\"\")","v":""},{"$f":"IFERROR(IF(OR(F77=\"\",'Historical scenario - input'!$D61=\"\"),\"\",F77/'Historical scenario - input'!$D61),\"\")","v":""},{"$f":"IFERROR(IF(OR(G77=\"\",'Historical scenario - input'!$D61=\"\"),\"\",G77/'Historical scenario - input'!$D61),\"\")","v":""},{"$f":"IFERROR(IF(OR(H77=\"\",'Historical scenario - input'!$D61=\"\"),\"\",H77/'Historical scenario - input'!$D61),\"\")","v":""},{"$f":"IFERROR(IF(OR(I77=\"\",'Historical scenario - input'!$D61=\"\"),\"\",I77/'Historical scenario - input'!$D61),\"\")","v":""},{"$f":"IFERROR(IF(OR(J77=\"\",'Historical scenario - input'!$D61=\"\"),\"\",J77/'Historical scenario - input'!$D61),\"\")","v":""},{"$f":"IFERROR(IF(OR(K77=\"\",'Historical scenario - input'!$D61=\"\"),\"\",K77/'Historical scenario - input'!$D61),\"\")","v":""},{"$f":"IFERROR(IF(OR(L77=\"\",'Historical scenario - input'!$D61=\"\"),\"\",L77/'Historical scenario - input'!$D61),\"\")","v":""},{"$f":"IFERROR(IF(OR(M77=\"\",'Historical scenario - input'!$D61=\"\"),\"\",M77/'Historical scenario - input'!$D61),\"\")","v":""},{"$f":"IFERROR(IF(OR(N77=\"\",'Historical scenario - input'!$D61=\"\"),\"\",N77/'Historical scenario - input'!$D61),\"\")","v":""},{"$f":"IFERROR(IF(OR(O77=\"\",'Historical scenario - input'!$D61=\"\"),\"\",O77/'Historical scenario - input'!$D61),\"\")","v":""},{"$f":"IFERROR(IF(OR(P77=\"\",'Historical scenario - input'!$D61=\"\"),\"\",P77/'Historical scenario - input'!$D61),\"\")","v":""},{"$f":"IFERROR(IF(OR(Q77=\"\",'Historical scenario - input'!$D61=\"\"),\"\",Q77/'Historical scenario - input'!$D61),\"\")","v":""},{"$f":"IFERROR(IF(OR(R77=\"\",'Historical scenario - input'!$D61=\"\"),\"\",R77/'Historical scenario - input'!$D61),\"\")","v":""},{"$f":"IFERROR(IF(OR(S77=\"\",'Historical scenario - input'!$D61=\"\"),\"\",S77/'Historical scenario - input'!$D61),\"\")","v":""},{"$f":"IFERROR(IF(OR(T77=\"\",'Historical scenario - input'!$D61=\"\"),\"\",T77/'Historical scenario - input'!$D61),\"\")","v":""},{"$f":"IFERROR(IF(OR(U77=\"\",'Historical scenario - input'!$D61=\"\"),\"\",U77/'Historical scenario - input'!$D61),\"\")","v":""},{"$f":"IFERROR(IF(OR(V77=\"\",'Historical scenario - input'!$D61=\"\"),\"\",V77/'Historical scenario - input'!$D61),\"\")","v":""},{"$f":"IFERROR(IF(OR(W77=\"\",'Historical scenario - input'!$D61=\"\"),\"\",W77/'Historical scenario - input'!$D61),\"\")","v":""}]
[{"$f":"IFERROR('Historical scenario - input'!A62,\"\")","v":""},{"$f":"IFERROR('Historical scenario - input'!B62,\"\")","v":0},{"$f":"IFERROR('Historical scenario - input'!C62,\"\")","v":0},{"$f":"IFERROR(repcalc('Historical scenario - input'!$CV62:$GH62,'Historical scenario - input'!$G62,'Historical scenario - input'!$E62,'Historical scenario - input'!$F62,20,TRUE,TRUE),\"\")","v":""},"","","","","","","","","","","","","","","","","","","",{"$f":"IFERROR(IF(OR(D78=\"\",'Historical scenario - input'!$D62=\"\"),\"\",D78/'Historical scenario - input'!$D62),\"\")","v":""},{"$f":"IFERROR(IF(OR(E78=\"\",'Historical scenario - input'!$D62=\"\"),\"\",E78/'Historical scenario - input'!$D62),\"\")","v":""},{"$f":"IFERROR(IF(OR(F78=\"\",'Historical scenario - input'!$D62=\"\"),\"\",F78/'Historical scenario - input'!$D62),\"\")","v":""},{"$f":"IFERROR(IF(OR(G78=\"\",'Historical scenario - input'!$D62=\"\"),\"\",G78/'Historical scenario - input'!$D62),\"\")","v":""},{"$f":"IFERROR(IF(OR(H78=\"\",'Historical scenario - input'!$D62=\"\"),\"\",H78/'Historical scenario - input'!$D62),\"\")","v":""},{"$f":"IFERROR(IF(OR(I78=\"\",'Historical scenario - input'!$D62=\"\"),\"\",I78/'Historical scenario - input'!$D62),\"\")","v":""},{"$f":"IFERROR(IF(OR(J78=\"\",'Historical scenario - input'!$D62=\"\"),\"\",J78/'Historical scenario - input'!$D62),\"\")","v":""},{"$f":"IFERROR(IF(OR(K78=\"\",'Historical scenario - input'!$D62=\"\"),\"\",K78/'Historical scenario - input'!$D62),\"\")","v":""},{"$f":"IFERROR(IF(OR(L78=\"\",'Historical scenario - input'!$D62=\"\"),\"\",L78/'Historical scenario - input'!$D62),\"\")","v":""},{"$f":"IFERROR(IF(OR(M78=\"\",'Historical scenario - input'!$D62=\"\"),\"\",M78/'Historical scenario - input'!$D62),\"\")","v":""},{"$f":"IFERROR(IF(OR(N78=\"\",'Historical scenario - input'!$D62=\"\"),\"\",N78/'Historical scenario - input'!$D62),\"\")","v":""},{"$f":"IFERROR(IF(OR(O78=\"\",'Historical scenario - input'!$D62=\"\"),\"\",O78/'Historical scenario - input'!$D62),\"\")","v":""},{"$f":"IFERROR(IF(OR(P78=\"\",'Historical scenario - input'!$D62=\"\"),\"\",P78/'Historical scenario - input'!$D62),\"\")","v":""},{"$f":"IFERROR(IF(OR(Q78=\"\",'Historical scenario - input'!$D62=\"\"),\"\",Q78/'Historical scenario - input'!$D62),\"\")","v":""},{"$f":"IFERROR(IF(OR(R78=\"\",'Historical scenario - input'!$D62=\"\"),\"\",R78/'Historical scenario - input'!$D62),\"\")","v":""},{"$f":"IFERROR(IF(OR(S78=\"\",'Historical scenario - input'!$D62=\"\"),\"\",S78/'Historical scenario - input'!$D62),\"\")","v":""},{"$f":"IFERROR(IF(OR(T78=\"\",'Historical scenario - input'!$D62=\"\"),\"\",T78/'Historical scenario - input'!$D62),\"\")","v":""},{"$f":"IFERROR(IF(OR(U78=\"\",'Historical scenario - input'!$D62=\"\"),\"\",U78/'Historical scenario - input'!$D62),\"\")","v":""},{"$f":"IFERROR(IF(OR(V78=\"\",'Historical scenario - input'!$D62=\"\"),\"\",V78/'Historical scenario - input'!$D62),\"\")","v":""},{"$f":"IFERROR(IF(OR(W78=\"\",'Historical scenario - input'!$D62=\"\"),\"\",W78/'Historical scenario - input'!$D62),\"\")","v":""}]
[{"$f":"IFERROR('Historical scenario - input'!A63,\"\")","v":""},{"$f":"IFERROR('Historical scenario - input'!B63,\"\")","v":0},{"$f":"IFERROR('Historical scenario - input'!C63,\"\")","v":0},{"$f":"IFERROR(repcalc('Historical scenario - input'!$CV63:$GH63,'Historical scenario - input'!$G63,'Historical scenario - input'!$E63,'Historical scenario - input'!$F63,20,TRUE,TRUE),\"\")","v":""},"","","","","","","","","","","","","","","","","","","",{"$f":"IFERROR(IF(OR(D79=\"\",'Historical scenario - input'!$D63=\"\"),\"\",D79/'Historical scenario - input'!$D63),\"\")","v":""},{"$f":"IFERROR(IF(OR(E79=\"\",'Historical scenario - input'!$D63=\"\"),\"\",E79/'Historical scenario - input'!$D63),\"\")","v":""},{"$f":"IFERROR(IF(OR(F79=\"\",'Historical scenario - input'!$D63=\"\"),\"\",F79/'Historical scenario - input'!$D63),\"\")","v":""},{"$f":"IFERROR(IF(OR(G79=\"\",'Historical scenario - input'!$D63=\"\"),\"\",G79/'Historical scenario - input'!$D63),\"\")","v":""},{"$f":"IFERROR(IF(OR(H79=\"\",'Historical scenario - input'!$D63=\"\"),\"\",H79/'Historical scenario - input'!$D63),\"\")","v":""},{"$f":"IFERROR(IF(OR(I79=\"\",'Historical scenario - input'!$D63=\"\"),\"\",I79/'Historical scenario - input'!$D63),\"\")","v":""},{"$f":"IFERROR(IF(OR(J79=\"\",'Historical scenario - input'!$D63=\"\"),\"\",J79/'Historical scenario - input'!$D63),\"\")","v":""},{"$f":"IFERROR(IF(OR(K79=\"\",'Historical scenario - input'!$D63=\"\"),\"\",K79/'Historical scenario - input'!$D63),\"\")","v":""},{"$f":"IFERROR(IF(OR(L79=\"\",'Historical scenario - input'!$D63=\"\"),\"\",L79/'Historical scenario - input'!$D63),\"\")","v":""},{"$f":"IFERROR(IF(OR(M79=\"\",'Historical scenario - input'!$D63=\"\"),\"\",M79/'Historical scenario - input'!$D63),\"\")","v":""},{"$f":"IFERROR(IF(OR(N79=\"\",'Historical scenario - input'!$D63=\"\"),\"\",N79/'Historical scenario - input'!$D63),\"\")","v":""},{"$f":"IFERROR(IF(OR(O79=\"\",'Historical scenario - input'!$D63=\"\"),\"\",O79/'Historical scenario - input'!$D63),\"\")","v":""},{"$f":"IFERROR(IF(OR(P79=\"\",'Historical scenario - input'!$D63=\"\"),\"\",P79/'Historical scenario - input'!$D63),\"\")","v":""},{"$f":"IFERROR(IF(OR(Q79=\"\",'Historical scenario - input'!$D63=\"\"),\"\",Q79/'Historical scenario - input'!$D63),\"\")","v":""},{"$f":"IFERROR(IF(OR(R79=\"\",'Historical scenario - input'!$D63=\"\"),\"\",R79/'Historical scenario - input'!$D63),\"\")","v":""},{"$f":"IFERROR(IF(OR(S79=\"\",'Historical scenario - input'!$D63=\"\"),\"\",S79/'Historical scenario - input'!$D63),\"\")","v":""},{"$f":"IFERROR(IF(OR(T79=\"\",'Historical scenario - input'!$D63=\"\"),\"\",T79/'Historical scenario - input'!$D63),\"\")","v":""},{"$f":"IFERROR(IF(OR(U79=\"\",'Historical scenario - input'!$D63=\"\"),\"\",U79/'Historical scenario - input'!$D63),\"\")","v":""},{"$f":"IFERROR(IF(OR(V79=\"\",'Historical scenario - input'!$D63=\"\"),\"\",V79/'Historical scenario - input'!$D63),\"\")","v":""},{"$f":"IFERROR(IF(OR(W79=\"\",'Historical scenario - input'!$D63=\"\"),\"\",W79/'Historical scenario - input'!$D63),\"\")","v":""}]
[{"$f":"IFERROR('Historical scenario - input'!A64,\"\")","v":""},{"$f":"IFERROR('Historical scenario - input'!B64,\"\")","v":0},{"$f":"IFERROR('Historical scenario - input'!C64,\"\")","v":0},{"$f":"IFERROR(repcalc('Historical scenario - input'!$CV64:$GH64,'Historical scenario - input'!$G64,'Historical scenario - input'!$E64,'Historical scenario - input'!$F64,20,TRUE,TRUE),\"\")","v":""},"","","","","","","","","","","","","","","","","","","",{"$f":"IFERROR(IF(OR(D80=\"\",'Historical scenario - input'!$D64=\"\"),\"\",D80/'Historical scenario - input'!$D64),\"\")","v":""},{"$f":"IFERROR(IF(OR(E80=\"\",'Historical scenario - input'!$D64=\"\"),\"\",E80/'Historical scenario - input'!$D64),\"\")","v":""},{"$f":"IFERROR(IF(OR(F80=\"\",'Historical scenario - input'!$D64=\"\"),\"\",F80/'Historical scenario - input'!$D64),\"\")","v":""},{"$f":"IFERROR(IF(OR(G80=\"\",'Historical scenario - input'!$D64=\"\"),\"\",G80/'Historical scenario - input'!$D64),\"\")","v":""},{"$f":"IFERROR(IF(OR(H80=\"\",'Historical scenario - input'!$D64=\"\"),\"\",H80/'Historical scenario - input'!$D64),\"\")","v":""},{"$f":"IFERROR(IF(OR(I80=\"\",'Historical scenario - input'!$D64=\"\"),\"\",I80/'Historical scenario - input'!$D64),\"\")","v":""},{"$f":"IFERROR(IF(OR(J80=\"\",'Historical scenario - input'!$D64=\"\"),\"\",J80/'Historical scenario - input'!$D64),\"\")","v":""},{"$f":"IFERROR(IF(OR(K80=\"\",'Historical scenario - input'!$D64=\"\"),\"\",K80/'Historical scenario - input'!$D64),\"\")","v":""},{"$f":"IFERROR(IF(OR(L80=\"\",'Historical scenario - input'!$D64=\"\"),\"\",L80/'Historical scenario - input'!$D64),\"\")","v":""},{"$f":"IFERROR(IF(OR(M80=\"\",'Historical scenario - input'!$D64=\"\"),\"\",M80/'Historical scenario - input'!$D64),\"\")","v":""},{"$f":"IFERROR(IF(OR(N80=\"\",'Historical scenario - input'!$D64=\"\"),\"\",N80/'Historical scenario - input'!$D64),\"\")","v":""},{"$f":"IFERROR(IF(OR(O80=\"\",'Historical scenario - input'!$D64=\"\"),\"\",O80/'Historical scenario - input'!$D64),\"\")","v":""},{"$f":"IFERROR(IF(OR(P80=\"\",'Historical scenario - input'!$D64=\"\"),\"\",P80/'Historical scenario - input'!$D64),\"\")","v":""},{"$f":"IFERROR(IF(OR(Q80=\"\",'Historical scenario - input'!$D64=\"\"),\"\",Q80/'Historical scenario - input'!$D64),\"\")","v":""},{"$f":"IFERROR(IF(OR(R80=\"\",'Historical scenario - input'!$D64=\"\"),\"\",R80/'Historical scenario - input'!$D64),\"\")","v":""},{"$f":"IFERROR(IF(OR(S80=\"\",'Historical scenario - input'!$D64=\"\"),\"\",S80/'Historical scenario - input'!$D64),\"\")","v":""},{"$f":"IFERROR(IF(OR(T80=\"\",'Historical scenario - input'!$D64=\"\"),\"\",T80/'Historical scenario - input'!$D64),\"\")","v":""},{"$f":"IFERROR(IF(OR(U80=\"\",'Historical scenario - input'!$D64=\"\"),\"\",U80/'Historical scenario - input'!$D64),\"\")","v":""},{"$f":"IFERROR(IF(OR(V80=\"\",'Historical scenario - input'!$D64=\"\"),\"\",V80/'Historical scenario - input'!$D64),\"\")","v":""},{"$f":"IFERROR(IF(OR(W80=\"\",'Historical scenario - input'!$D64=\"\"),\"\",W80/'Historical scenario - input'!$D64),\"\")","v":""}]
[{"$f":"IFERROR('Historical scenario - input'!A65,\"\")","v":""},{"$f":"IFERROR('Historical scenario - input'!B65,\"\")","v":0},{"$f":"IFERROR('Historical scenario - input'!C65,\"\")","v":0},{"$f":"IFERROR(repcalc('Historical scenario - input'!$CV65:$GH65,'Historical scenario - input'!$G65,'Historical scenario - input'!$E65,'Historical scenario - input'!$F65,20,TRUE,TRUE),\"\")","v":""},"","","","","","","","","","","","","","","","","","","",{"$f":"IFERROR(IF(OR(D81=\"\",'Historical scenario - input'!$D65=\"\"),\"\",D81/'Historical scenario - input'!$D65),\"\")","v":""},{"$f":"IFERROR(IF(OR(E81=\"\",'Historical scenario - input'!$D65=\"\"),\"\",E81/'Historical scenario - input'!$D65),\"\")","v":""},{"$f":"IFERROR(IF(OR(F81=\"\",'Historical scenario - input'!$D65=\"\"),\"\",F81/'Historical scenario - input'!$D65),\"\")","v":""},{"$f":"IFERROR(IF(OR(G81=\"\",'Historical scenario - input'!$D65=\"\"),\"\",G81/'Historical scenario - input'!$D65),\"\")","v":""},{"$f":"IFERROR(IF(OR(H81=\"\",'Historical scenario - input'!$D65=\"\"),\"\",H81/'Historical scenario - input'!$D65),\"\")","v":""},{"$f":"IFERROR(IF(OR(I81=\"\",'Historical scenario - input'!$D65=\"\"),\"\",I81/'Historical scenario - input'!$D65),\"\")","v":""},{"$f":"IFERROR(IF(OR(J81=\"\",'Historical scenario - input'!$D65=\"\"),\"\",J81/'Historical scenario - input'!$D65),\"\")","v":""},{"$f":"IFERROR(IF(OR(K81=\"\",'Historical scenario - input'!$D65=\"\"),\"\",K81/'Historical scenario - input'!$D65),\"\")","v":""},{"$f":"IFERROR(IF(OR(L81=\"\",'Historical scenario - input'!$D65=\"\"),\"\",L81/'Historical scenario - input'!$D65),\"\")","v":""},{"$f":"IFERROR(IF(OR(M81=\"\",'Historical scenario - input'!$D65=\"\"),\"\",M81/'Historical scenario - input'!$D65),\"\")","v":""},{"$f":"IFERROR(IF(OR(N81=\"\",'Historical scenario - input'!$D65=\"\"),\"\",N81/'Historical scenario - input'!$D65),\"\")","v":""},{"$f":"IFERROR(IF(OR(O81=\"\",'Historical scenario - input'!$D65=\"\"),\"\",O81/'Historical scenario - input'!$D65),\"\")","v":""},{"$f":"IFERROR(IF(OR(P81=\"\",'Historical scenario - input'!$D65=\"\"),\"\",P81/'Historical scenario - input'!$D65),\"\")","v":""},{"$f":"IFERROR(IF(OR(Q81=\"\",'Historical scenario - input'!$D65=\"\"),\"\",Q81/'Historical scenario - input'!$D65),\"\")","v":""},{"$f":"IFERROR(IF(OR(R81=\"\",'Historical scenario - input'!$D65=\"\"),\"\",R81/'Historical scenario - input'!$D65),\"\")","v":""},{"$f":"IFERROR(IF(OR(S81=\"\",'Historical scenario - input'!$D65=\"\"),\"\",S81/'Historical scenario - input'!$D65),\"\")","v":""},{"$f":"IFERROR(IF(OR(T81=\"\",'Historical scenario - input'!$D65=\"\"),\"\",T81/'Historical scenario - input'!$D65),\"\")","v":""},{"$f":"IFERROR(IF(OR(U81=\"\",'Historical scenario - input'!$D65=\"\"),\"\",U81/'Historical scenario - input'!$D65),\"\")","v":""},{"$f":"IFERROR(IF(OR(V81=\"\",'Historical scenario - input'!$D65=\"\"),\"\",V81/'Historical scenario - input'!$D65),\"\")","v":""},{"$f":"IFERROR(IF(OR(W81=\"\",'Historical scenario - input'!$D65=\"\"),\"\",W81/'Historical scenario - input'!$D65),\"\")","v":""}]
[{"$f":"IFERROR('Historical scenario - input'!A66,\"\")","v":""},{"$f":"IFERROR('Historical scenario - input'!B66,\"\")","v":0},{"$f":"IFERROR('Historical scenario - input'!C66,\"\")","v":0},{"$f":"IFERROR(repcalc('Historical scenario - input'!$CV66:$GH66,'Historical scenario - input'!$G66,'Historical scenario - input'!$E66,'Historical scenario - input'!$F66,20,TRUE,TRUE),\"\")","v":""},"","","","","","","","","","","","","","","","","","","",{"$f":"IFERROR(IF(OR(D82=\"\",'Historical scenario - input'!$D66=\"\"),\"\",D82/'Historical scenario - input'!$D66),\"\")","v":""},{"$f":"IFERROR(IF(OR(E82=\"\",'Historical scenario - input'!$D66=\"\"),\"\",E82/'Historical scenario - input'!$D66),\"\")","v":""},{"$f":"IFERROR(IF(OR(F82=\"\",'Historical scenario - input'!$D66=\"\"),\"\",F82/'Historical scenario - input'!$D66),\"\")","v":""},{"$f":"IFERROR(IF(OR(G82=\"\",'Historical scenario - input'!$D66=\"\"),\"\",G82/'Historical scenario - input'!$D66),\"\")","v":""},{"$f":"IFERROR(IF(OR(H82=\"\",'Historical scenario - input'!$D66=\"\"),\"\",H82/'Historical scenario - input'!$D66),\"\")","v":""},{"$f":"IFERROR(IF(OR(I82=\"\",'Historical scenario - input'!$D66=\"\"),\"\",I82/'Historical scenario - input'!$D66),\"\")","v":""},{"$f":"IFERROR(IF(OR(J82=\"\",'Historical scenario - input'!$D66=\"\"),\"\",J82/'Historical scenario - input'!$D66),\"\")","v":""},{"$f":"IFERROR(IF(OR(K82=\"\",'Historical scenario - input'!$D66=\"\"),\"\",K82/'Historical scenario - input'!$D66),\"\")","v":""},{"$f":"IFERROR(IF(OR(L82=\"\",'Historical scenario - input'!$D66=\"\"),\"\",L82/'Historical scenario - input'!$D66),\"\")","v":""},{"$f":"IFERROR(IF(OR(M82=\"\",'Historical scenario - input'!$D66=\"\"),\"\",M82/'Historical scenario - input'!$D66),\"\")","v":""},{"$f":"IFERROR(IF(OR(N82=\"\",'Historical scenario - input'!$D66=\"\"),\"\",N82/'Historical scenario - input'!$D66),\"\")","v":""},{"$f":"IFERROR(IF(OR(O82=\"\",'Historical scenario - input'!$D66=\"\"),\"\",O82/'Historical scenario - input'!$D66),\"\")","v":""},{"$f":"IFERROR(IF(OR(P82=\"\",'Historical scenario - input'!$D66=\"\"),\"\",P82/'Historical scenario - input'!$D66),\"\")","v":""},{"$f":"IFERROR(IF(OR(Q82=\"\",'Historical scenario - input'!$D66=\"\"),\"\",Q82/'Historical scenario - input'!$D66),\"\")","v":""},{"$f":"IFERROR(IF(OR(R82=\"\",'Historical scenario - input'!$D66=\"\"),\"\",R82/'Historical scenario - input'!$D66),\"\")","v":""},{"$f":"IFERROR(IF(OR(S82=\"\",'Historical scenario - input'!$D66=\"\"),\"\",S82/'Historical scenario - input'!$D66),\"\")","v":""},{"$f":"IFERROR(IF(OR(T82=\"\",'Historical scenario - input'!$D66=\"\"),\"\",T82/'Historical scenario - input'!$D66),\"\")","v":""},{"$f":"IFERROR(IF(OR(U82=\"\",'Historical scenario - input'!$D66=\"\"),\"\",U82/'Historical scenario - input'!$D66),\"\")","v":""},{"$f":"IFERROR(IF(OR(V82=\"\",'Historical scenario - input'!$D66=\"\"),\"\",V82/'Historical scenario - input'!$D66),\"\")","v":""},{"$f":"IFERROR(IF(OR(W82=\"\",'Historical scenario - input'!$D66=\"\"),\"\",W82/'Historical scenario - input'!$D66),\"\")","v":""}]
[{"$f":"IFERROR('Historical scenario - input'!A67,\"\")","v":""},{"$f":"IFERROR('Historical scenario - input'!B67,\"\")","v":0},{"$f":"IFERROR('Historical scenario - input'!C67,\"\")","v":0},{"$f":"IFERROR(repcalc('Historical scenario - input'!$CV67:$GH67,'Historical scenario - input'!$G67,'Historical scenario - input'!$E67,'Historical scenario - input'!$F67,20,TRUE,TRUE),\"\")","v":""},"","","","","","","","","","","","","","","","","","","",{"$f":"IFERROR(IF(OR(D83=\"\",'Historical scenario - input'!$D67=\"\"),\"\",D83/'Historical scenario - input'!$D67),\"\")","v":""},{"$f":"IFERROR(IF(OR(E83=\"\",'Historical scenario - input'!$D67=\"\"),\"\",E83/'Historical scenario - input'!$D67),\"\")","v":""},{"$f":"IFERROR(IF(OR(F83=\"\",'Historical scenario - input'!$D67=\"\"),\"\",F83/'Historical scenario - input'!$D67),\"\")","v":""},{"$f":"IFERROR(IF(OR(G83=\"\",'Historical scenario - input'!$D67=\"\"),\"\",G83/'Historical scenario - input'!$D67),\"\")","v":""},{"$f":"IFERROR(IF(OR(H83=\"\",'Historical scenario - input'!$D67=\"\"),\"\",H83/'Historical scenario - input'!$D67),\"\")","v":""},{"$f":"IFERROR(IF(OR(I83=\"\",'Historical scenario - input'!$D67=\"\"),\"\",I83/'Historical scenario - input'!$D67),\"\")","v":""},{"$f":"IFERROR(IF(OR(J83=\"\",'Historical scenario - input'!$D67=\"\"),\"\",J83/'Historical scenario - input'!$D67),\"\")","v":""},{"$f":"IFERROR(IF(OR(K83=\"\",'Historical scenario - input'!$D67=\"\"),\"\",K83/'Historical scenario - input'!$D67),\"\")","v":""},{"$f":"IFERROR(IF(OR(L83=\"\",'Historical scenario - input'!$D67=\"\"),\"\",L83/'Historical scenario - input'!$D67),\"\")","v":""},{"$f":"IFERROR(IF(OR(M83=\"\",'Historical scenario - input'!$D67=\"\"),\"\",M83/'Historical scenario - input'!$D67),\"\")","v":""},{"$f":"IFERROR(IF(OR(N83=\"\",'Historical scenario - input'!$D67=\"\"),\"\",N83/'Historical scenario - input'!$D67),\"\")","v":""},{"$f":"IFERROR(IF(OR(O83=\"\",'Historical scenario - input'!$D67=\"\"),\"\",O83/'Historical scenario - input'!$D67),\"\")","v":""},{"$f":"IFERROR(IF(OR(P83=\"\",'Historical scenario - input'!$D67=\"\"),\"\",P83/'Historical scenario - input'!$D67),\"\")","v":""},{"$f":"IFERROR(IF(OR(Q83=\"\",'Historical scenario - input'!$D67=\"\"),\"\",Q83/'Historical scenario - input'!$D67),\"\")","v":""},{"$f":"IFERROR(IF(OR(R83=\"\",'Historical scenario - input'!$D67=\"\"),\"\",R83/'Historical scenario - input'!$D67),\"\")","v":""},{"$f":"IFERROR(IF(OR(S83=\"\",'Historical scenario - input'!$D67=\"\"),\"\",S83/'Historical scenario - input'!$D67),\"\")","v":""},{"$f":"IFERROR(IF(OR(T83=\"\",'Historical scenario - input'!$D67=\"\"),\"\",T83/'Historical scenario - input'!$D67),\"\")","v":""},{"$f":"IFERROR(IF(OR(U83=\"\",'Historical scenario - input'!$D67=\"\"),\"\",U83/'Historical scenario - input'!$D67),\"\")","v":""},{"$f":"IFERROR(IF(OR(V83=\"\",'Historical scenario - input'!$D67=\"\"),\"\",V83/'Historical scenario - input'!$D67),\"\")","v":""},{"$f":"IFERROR(IF(OR(W83=\"\",'Historical scenario - input'!$D67=\"\"),\"\",W83/'Historical scenario - input'!$D67),\"\")","v":""}]
[{"$f":"IFERROR('Historical scenario - input'!A68,\"\")","v":""},{"$f":"IFERROR('Historical scenario - input'!B68,\"\")","v":0},{"$f":"IFERROR('Historical scenario - input'!C68,\"\")","v":0},{"$f":"IFERROR(repcalc('Historical scenario - input'!$CV68:$GH68,'Historical scenario - input'!$G68,'Historical scenario - input'!$E68,'Historical scenario - input'!$F68,20,TRUE,TRUE),\"\")","v":""},"","","","","","","","","","","","","","","","","","","",{"$f":"IFERROR(IF(OR(D84=\"\",'Historical scenario - input'!$D68=\"\"),\"\",D84/'Historical scenario - input'!$D68),\"\")","v":""},{"$f":"IFERROR(IF(OR(E84=\"\",'Historical scenario - input'!$D68=\"\"),\"\",E84/'Historical scenario - input'!$D68),\"\")","v":""},{"$f":"IFERROR(IF(OR(F84=\"\",'Historical scenario - input'!$D68=\"\"),\"\",F84/'Historical scenario - input'!$D68),\"\")","v":""},{"$f":"IFERROR(IF(OR(G84=\"\",'Historical scenario - input'!$D68=\"\"),\"\",G84/'Historical scenario - input'!$D68),\"\")","v":""},{"$f":"IFERROR(IF(OR(H84=\"\",'Historical scenario - input'!$D68=\"\"),\"\",H84/'Historical scenario - input'!$D68),\"\")","v":""},{"$f":"IFERROR(IF(OR(I84=\"\",'Historical scenario - input'!$D68=\"\"),\"\",I84/'Historical scenario - input'!$D68),\"\")","v":""},{"$f":"IFERROR(IF(OR(J84=\"\",'Historical scenario - input'!$D68=\"\"),\"\",J84/'Historical scenario - input'!$D68),\"\")","v":""},{"$f":"IFERROR(IF(OR(K84=\"\",'Historical scenario - input'!$D68=\"\"),\"\",K84/'Historical scenario - input'!$D68),\"\")","v":""},{"$f":"IFERROR(IF(OR(L84=\"\",'Historical scenario - input'!$D68=\"\"),\"\",L84/'Historical scenario - input'!$D68),\"\")","v":""},{"$f":"IFERROR(IF(OR(M84=\"\",'Historical scenario - input'!$D68=\"\"),\"\",M84/'Historical scenario - input'!$D68),\"\")","v":""},{"$f":"IFERROR(IF(OR(N84=\"\",'Historical scenario - input'!$D68=\"\"),\"\",N84/'Historical scenario - input'!$D68),\"\")","v":""},{"$f":"IFERROR(IF(OR(O84=\"\",'Historical scenario - input'!$D68=\"\"),\"\",O84/'Historical scenario - input'!$D68),\"\")","v":""},{"$f":"IFERROR(IF(OR(P84=\"\",'Historical scenario - input'!$D68=\"\"),\"\",P84/'Historical scenario - input'!$D68),\"\")","v":""},{"$f":"IFERROR(IF(OR(Q84=\"\",'Historical scenario - input'!$D68=\"\"),\"\",Q84/'Historical scenario - input'!$D68),\"\")","v":""},{"$f":"IFERROR(IF(OR(R84=\"\",'Historical scenario - input'!$D68=\"\"),\"\",R84/'Historical scenario - input'!$D68),\"\")","v":""},{"$f":"IFERROR(IF(OR(S84=\"\",'Historical scenario - input'!$D68=\"\"),\"\",S84/'Historical scenario - input'!$D68),\"\")","v":""},{"$f":"IFERROR(IF(OR(T84=\"\",'Historical scenario - input'!$D68=\"\"),\"\",T84/'Historical scenario - input'!$D68),\"\")","v":""},{"$f":"IFERROR(IF(OR(U84=\"\",'Historical scenario - input'!$D68=\"\"),\"\",U84/'Historical scenario - input'!$D68),\"\")","v":""},{"$f":"IFERROR(IF(OR(V84=\"\",'Historical scenario - input'!$D68=\"\"),\"\",V84/'Historical scenario - input'!$D68),\"\")","v":""},{"$f":"IFERROR(IF(OR(W84=\"\",'Historical scenario - input'!$D68=\"\"),\"\",W84/'Historical scenario - input'!$D68),\"\")","v":""}]
[{"$f":"IFERROR('Historical scenario - input'!A69,\"\")","v":""},{"$f":"IFERROR('Historical scenario - input'!B69,\"\")","v":0},{"$f":"IFERROR('Historical scenario - input'!C69,\"\")","v":0},{"$f":"IFERROR(repcalc('Historical scenario - input'!$CV69:$GH69,'Historical scenario - input'!$G69,'Historical scenario - input'!$E69,'Historical scenario - input'!$F69,20,TRUE,TRUE),\"\")","v":""},"","","","","","","","","","","","","","","","","","","",{"$f":"IFERROR(IF(OR(D85=\"\",'Historical scenario - input'!$D69=\"\"),\"\",D85/'Historical scenario - input'!$D69),\"\")","v":""},{"$f":"IFERROR(IF(OR(E85=\"\",'Historical scenario - input'!$D69=\"\"),\"\",E85/'Historical scenario - input'!$D69),\"\")","v":""},{"$f":"IFERROR(IF(OR(F85=\"\",'Historical scenario - input'!$D69=\"\"),\"\",F85/'Historical scenario - input'!$D69),\"\")","v":""},{"$f":"IFERROR(IF(OR(G85=\"\",'Historical scenario - input'!$D69=\"\"),\"\",G85/'Historical scenario - input'!$D69),\"\")","v":""},{"$f":"IFERROR(IF(OR(H85=\"\",'Historical scenario - input'!$D69=\"\"),\"\",H85/'Historical scenario - input'!$D69),\"\")","v":""},{"$f":"IFERROR(IF(OR(I85=\"\",'Historical scenario - input'!$D69=\"\"),\"\",I85/'Historical scenario - input'!$D69),\"\")","v":""},{"$f":"IFERROR(IF(OR(J85=\"\",'Historical scenario - input'!$D69=\"\"),\"\",J85/'Historical scenario - input'!$D69),\"\")","v":""},{"$f":"IFERROR(IF(OR(K85=\"\",'Historical scenario - input'!$D69=\"\"),\"\",K85/'Historical scenario - input'!$D69),\"\")","v":""},{"$f":"IFERROR(IF(OR(L85=\"\",'Historical scenario - input'!$D69=\"\"),\"\",L85/'Historical scenario - input'!$D69),\"\")","v":""},{"$f":"IFERROR(IF(OR(M85=\"\",'Historical scenario - input'!$D69=\"\"),\"\",M85/'Historical scenario - input'!$D69),\"\")","v":""},{"$f":"IFERROR(IF(OR(N85=\"\",'Historical scenario - input'!$D69=\"\"),\"\",N85/'Historical scenario - input'!$D69),\"\")","v":""},{"$f":"IFERROR(IF(OR(O85=\"\",'Historical scenario - input'!$D69=\"\"),\"\",O85/'Historical scenario - input'!$D69),\"\")","v":""},{"$f":"IFERROR(IF(OR(P85=\"\",'Historical scenario - input'!$D69=\"\"),\"\",P85/'Historical scenario - input'!$D69),\"\")","v":""},{"$f":"IFERROR(IF(OR(Q85=\"\",'Historical scenario - input'!$D69=\"\"),\"\",Q85/'Historical scenario - input'!$D69),\"\")","v":""},{"$f":"IFERROR(IF(OR(R85=\"\",'Historical scenario - input'!$D69=\"\"),\"\",R85/'Historical scenario - input'!$D69),\"\")","v":""},{"$f":"IFERROR(IF(OR(S85=\"\",'Historical scenario - input'!$D69=\"\"),\"\",S85/'Historical scenario - input'!$D69),\"\")","v":""},{"$f":"IFERROR(IF(OR(T85=\"\",'Historical scenario - input'!$D69=\"\"),\"\",T85/'Historical scenario - input'!$D69),\"\")","v":""},{"$f":"IFERROR(IF(OR(U85=\"\",'Historical scenario - input'!$D69=\"\"),\"\",U85/'Historical scenario - input'!$D69),\"\")","v":""},{"$f":"IFERROR(IF(OR(V85=\"\",'Historical scenario - input'!$D69=\"\"),\"\",V85/'Historical scenario - input'!$D69),\"\")","v":""},{"$f":"IFERROR(IF(OR(W85=\"\",'Historical scenario - input'!$D69=\"\"),\"\",W85/'Historical scenario - input'!$D69),\"\")","v":""}]
[{"$f":"IFERROR('Historical scenario - input'!A70,\"\")","v":""},{"$f":"IFERROR('Historical scenario - input'!B70,\"\")","v":0},{"$f":"IFERROR('Historical scenario - input'!C70,\"\")","v":0},{"$f":"IFERROR(repcalc('Historical scenario - input'!$CV70:$GH70,'Historical scenario - input'!$G70,'Historical scenario - input'!$E70,'Historical scenario - input'!$F70,20,TRUE,TRUE),\"\")","v":""},"","","","","","","","","","","","","","","","","","","",{"$f":"IFERROR(IF(OR(D86=\"\",'Historical scenario - input'!$D70=\"\"),\"\",D86/'Historical scenario - input'!$D70),\"\")","v":""},{"$f":"IFERROR(IF(OR(E86=\"\",'Historical scenario - input'!$D70=\"\"),\"\",E86/'Historical scenario - input'!$D70),\"\")","v":""},{"$f":"IFERROR(IF(OR(F86=\"\",'Historical scenario - input'!$D70=\"\"),\"\",F86/'Historical scenario - input'!$D70),\"\")","v":""},{"$f":"IFERROR(IF(OR(G86=\"\",'Historical scenario - input'!$D70=\"\"),\"\",G86/'Historical scenario - input'!$D70),\"\")","v":""},{"$f":"IFERROR(IF(OR(H86=\"\",'Historical scenario - input'!$D70=\"\"),\"\",H86/'Historical scenario - input'!$D70),\"\")","v":""},{"$f":"IFERROR(IF(OR(I86=\"\",'Historical scenario - input'!$D70=\"\"),\"\",I86/'Historical scenario - input'!$D70),\"\")","v":""},{"$f":"IFERROR(IF(OR(J86=\"\",'Historical scenario - input'!$D70=\"\"),\"\",J86/'Historical scenario - input'!$D70),\"\")","v":""},{"$f":"IFERROR(IF(OR(K86=\"\",'Historical scenario - input'!$D70=\"\"),\"\",K86/'Historical scenario - input'!$D70),\"\")","v":""},{"$f":"IFERROR(IF(OR(L86=\"\",'Historical scenario - input'!$D70=\"\"),\"\",L86/'Historical scenario - input'!$D70),\"\")","v":""},{"$f":"IFERROR(IF(OR(M86=\"\",'Historical scenario - input'!$D70=\"\"),\"\",M86/'Historical scenario - input'!$D70),\"\")","v":""},{"$f":"IFERROR(IF(OR(N86=\"\",'Historical scenario - input'!$D70=\"\"),\"\",N86/'Historical scenario - input'!$D70),\"\")","v":""},{"$f":"IFERROR(IF(OR(O86=\"\",'Historical scenario - input'!$D70=\"\"),\"\",O86/'Historical scenario - input'!$D70),\"\")","v":""},{"$f":"IFERROR(IF(OR(P86=\"\",'Historical scenario - input'!$D70=\"\"),\"\",P86/'Historical scenario - input'!$D70),\"\")","v":""},{"$f":"IFERROR(IF(OR(Q86=\"\",'Historical scenario - input'!$D70=\"\"),\"\",Q86/'Historical scenario - input'!$D70),\"\")","v":""},{"$f":"IFERROR(IF(OR(R86=\"\",'Historical scenario - input'!$D70=\"\"),\"\",R86/'Historical scenario - input'!$D70),\"\")","v":""},{"$f":"IFERROR(IF(OR(S86=\"\",'Historical scenario - input'!$D70=\"\"),\"\",S86/'Historical scenario - input'!$D70),\"\")","v":""},{"$f":"IFERROR(IF(OR(T86=\"\",'Historical scenario - input'!$D70=\"\"),\"\",T86/'Historical scenario - input'!$D70),\"\")","v":""},{"$f":"IFERROR(IF(OR(U86=\"\",'Historical scenario - input'!$D70=\"\"),\"\",U86/'Historical scenario - input'!$D70),\"\")","v":""},{"$f":"IFERROR(IF(OR(V86=\"\",'Historical scenario - input'!$D70=\"\"),\"\",V86/'Historical scenario - input'!$D70),\"\")","v":""},{"$f":"IFERROR(IF(OR(W86=\"\",'Historical scenario - input'!$D70=\"\"),\"\",W86/'Historical scenario - input'!$D70),\"\")","v":""}]
[{"$f":"IFERROR('Historical scenario - input'!A71,\"\")","v":""},{"$f":"IFERROR('Historical scenario - input'!B71,\"\")","v":0},{"$f":"IFERROR('Historical scenario - input'!C71,\"\")","v":0},{"$f":"IFERROR(repcalc('Historical scenario - input'!$CV71:$GH71,'Historical scenario - input'!$G71,'Historical scenario - input'!$E71,'Historical scenario - input'!$F71,20,TRUE,TRUE),\"\")","v":""},"","","","","","","","","","","","","","","","","","","",{"$f":"IFERROR(IF(OR(D87=\"\",'Historical scenario - input'!$D71=\"\"),\"\",D87/'Historical scenario - input'!$D71),\"\")","v":""},{"$f":"IFERROR(IF(OR(E87=\"\",'Historical scenario - input'!$D71=\"\"),\"\",E87/'Historical scenario - input'!$D71),\"\")","v":""},{"$f":"IFERROR(IF(OR(F87=\"\",'Historical scenario - input'!$D71=\"\"),\"\",F87/'Historical scenario - input'!$D71),\"\")","v":""},{"$f":"IFERROR(IF(OR(G87=\"\",'Historical scenario - input'!$D71=\"\"),\"\",G87/'Historical scenario - input'!$D71),\"\")","v":""},{"$f":"IFERROR(IF(OR(H87=\"\",'Historical scenario - input'!$D71=\"\"),\"\",H87/'Historical scenario - input'!$D71),\"\")","v":""},{"$f":"IFERROR(IF(OR(I87=\"\",'Historical scenario - input'!$D71=\"\"),\"\",I87/'Historical scenario - input'!$D71),\"\")","v":""},{"$f":"IFERROR(IF(OR(J87=\"\",'Historical scenario - input'!$D71=\"\"),\"\",J87/'Historical scenario - input'!$D71),\"\")","v":""},{"$f":"IFERROR(IF(OR(K87=\"\",'Historical scenario - input'!$D71=\"\"),\"\",K87/'Historical scenario - input'!$D71),\"\")","v":""},{"$f":"IFERROR(IF(OR(L87=\"\",'Historical scenario - input'!$D71=\"\"),\"\",L87/'Historical scenario - input'!$D71),\"\")","v":""},{"$f":"IFERROR(IF(OR(M87=\"\",'Historical scenario - input'!$D71=\"\"),\"\",M87/'Historical scenario - input'!$D71),\"\")","v":""},{"$f":"IFERROR(IF(OR(N87=\"\",'Historical scenario - input'!$D71=\"\"),\"\",N87/'Historical scenario - input'!$D71),\"\")","v":""},{"$f":"IFERROR(IF(OR(O87=\"\",'Historical scenario - input'!$D71=\"\"),\"\",O87/'Historical scenario - input'!$D71),\"\")","v":""},{"$f":"IFERROR(IF(OR(P87=\"\",'Historical scenario - input'!$D71=\"\"),\"\",P87/'Historical scenario - input'!$D71),\"\")","v":""},{"$f":"IFERROR(IF(OR(Q87=\"\",'Historical scenario - input'!$D71=\"\"),\"\",Q87/'Historical scenario - input'!$D71),\"\")","v":""},{"$f":"IFERROR(IF(OR(R87=\"\",'Historical scenario - input'!$D71=\"\"),\"\",R87/'Historical scenario - input'!$D71),\"\")","v":""},{"$f":"IFERROR(IF(OR(S87=\"\",'Historical scenario - input'!$D71=\"\"),\"\",S87/'Historical scenario - input'!$D71),\"\")","v":""},{"$f":"IFERROR(IF(OR(T87=\"\",'Historical scenario - input'!$D71=\"\"),\"\",T87/'Historical scenario - input'!$D71),\"\")","v":""},{"$f":"IFERROR(IF(OR(U87=\"\",'Historical scenario - input'!$D71=\"\"),\"\",U87/'Historical scenario - input'!$D71),\"\")","v":""},{"$f":"IFERROR(IF(OR(V87=\"\",'Historical scenario - input'!$D71=\"\"),\"\",V87/'Historical scenario - input'!$D71),\"\")","v":""},{"$f":"IFERROR(IF(OR(W87=\"\",'Historical scenario - input'!$D71=\"\"),\"\",W87/'Historical scenario - input'!$D71),\"\")","v":""}]
[{"$f":"IFERROR('Historical scenario - input'!A72,\"\")","v":""},{"$f":"IFERROR('Historical scenario - input'!B72,\"\")","v":0},{"$f":"IFERROR('Historical scenario - input'!C72,\"\")","v":0},{"$f":"IFERROR(repcalc('Historical scenario - input'!$CV72:$GH72,'Historical scenario - input'!$G72,'Historical scenario - input'!$E72,'Historical scenario - input'!$F72,20,TRUE,TRUE),\"\")","v":""},"","","","","","","","","","","","","","","","","","","",{"$f":"IFERROR(IF(OR(D88=\"\",'Historical scenario - input'!$D72=\"\"),\"\",D88/'Historical scenario - input'!$D72),\"\")","v":""},{"$f":"IFERROR(IF(OR(E88=\"\",'Historical scenario - input'!$D72=\"\"),\"\",E88/'Historical scenario - input'!$D72),\"\")","v":""},{"$f":"IFERROR(IF(OR(F88=\"\",'Historical scenario - input'!$D72=\"\"),\"\",F88/'Historical scenario - input'!$D72),\"\")","v":""},{"$f":"IFERROR(IF(OR(G88=\"\",'Historical scenario - input'!$D72=\"\"),\"\",G88/'Historical scenario - input'!$D72),\"\")","v":""},{"$f":"IFERROR(IF(OR(H88=\"\",'Historical scenario - input'!$D72=\"\"),\"\",H88/'Historical scenario - input'!$D72),\"\")","v":""},{"$f":"IFERROR(IF(OR(I88=\"\",'Historical scenario - input'!$D72=\"\"),\"\",I88/'Historical scenario - input'!$D72),\"\")","v":""},{"$f":"IFERROR(IF(OR(J88=\"\",'Historical scenario - input'!$D72=\"\"),\"\",J88/'Historical scenario - input'!$D72),\"\")","v":""},{"$f":"IFERROR(IF(OR(K88=\"\",'Historical scenario - input'!$D72=\"\"),\"\",K88/'Historical scenario - input'!$D72),\"\")","v":""},{"$f":"IFERROR(IF(OR(L88=\"\",'Historical scenario - input'!$D72=\"\"),\"\",L88/'Historical scenario - input'!$D72),\"\")","v":""},{"$f":"IFERROR(IF(OR(M88=\"\",'Historical scenario - input'!$D72=\"\"),\"\",M88/'Historical scenario - input'!$D72),\"\")","v":""},{"$f":"IFERROR(IF(OR(N88=\"\",'Historical scenario - input'!$D72=\"\"),\"\",N88/'Historical scenario - input'!$D72),\"\")","v":""},{"$f":"IFERROR(IF(OR(O88=\"\",'Historical scenario - input'!$D72=\"\"),\"\",O88/'Historical scenario - input'!$D72),\"\")","v":""},{"$f":"IFERROR(IF(OR(P88=\"\",'Historical scenario - input'!$D72=\"\"),\"\",P88/'Historical scenario - input'!$D72),\"\")","v":""},{"$f":"IFERROR(IF(OR(Q88=\"\",'Historical scenario - input'!$D72=\"\"),\"\",Q88/'Historical scenario - input'!$D72),\"\")","v":""},{"$f":"IFERROR(IF(OR(R88=\"\",'Historical scenario - input'!$D72=\"\"),\"\",R88/'Historical scenario - input'!$D72),\"\")","v":""},{"$f":"IFERROR(IF(OR(S88=\"\",'Historical scenario - input'!$D72=\"\"),\"\",S88/'Historical scenario - input'!$D72),\"\")","v":""},{"$f":"IFERROR(IF(OR(T88=\"\",'Historical scenario - input'!$D72=\"\"),\"\",T88/'Historical scenario - input'!$D72),\"\")","v":""},{"$f":"IFERROR(IF(OR(U88=\"\",'Historical scenario - input'!$D72=\"\"),\"\",U88/'Historical scenario - input'!$D72),\"\")","v":""},{"$f":"IFERROR(IF(OR(V88=\"\",'Historical scenario - input'!$D72=\"\"),\"\",V88/'Historical scenario - input'!$D72),\"\")","v":""},{"$f":"IFERROR(IF(OR(W88=\"\",'Historical scenario - input'!$D72=\"\"),\"\",W88/'Historical scenario - input'!$D72),\"\")","v":""}]
[{"$f":"IFERROR('Historical scenario - input'!A73,\"\")","v":""},{"$f":"IFERROR('Historical scenario - input'!B73,\"\")","v":0},{"$f":"IFERROR('Historical scenario - input'!C73,\"\")","v":0},{"$f":"IFERROR(repcalc('Historical scenario - input'!$CV73:$GH73,'Historical scenario - input'!$G73,'Historical scenario - input'!$E73,'Historical scenario - input'!$F73,20,TRUE,TRUE),\"\")","v":""},"","","","","","","","","","","","","","","","","","","",{"$f":"IFERROR(IF(OR(D89=\"\",'Historical scenario - input'!$D73=\"\"),\"\",D89/'Historical scenario - input'!$D73),\"\")","v":""},{"$f":"IFERROR(IF(OR(E89=\"\",'Historical scenario - input'!$D73=\"\"),\"\",E89/'Historical scenario - input'!$D73),\"\")","v":""},{"$f":"IFERROR(IF(OR(F89=\"\",'Historical scenario - input'!$D73=\"\"),\"\",F89/'Historical scenario - input'!$D73),\"\")","v":""},{"$f":"IFERROR(IF(OR(G89=\"\",'Historical scenario - input'!$D73=\"\"),\"\",G89/'Historical scenario - input'!$D73),\"\")","v":""},{"$f":"IFERROR(IF(OR(H89=\"\",'Historical scenario - input'!$D73=\"\"),\"\",H89/'Historical scenario - input'!$D73),\"\")","v":""},{"$f":"IFERROR(IF(OR(I89=\"\",'Historical scenario - input'!$D73=\"\"),\"\",I89/'Historical scenario - input'!$D73),\"\")","v":""},{"$f":"IFERROR(IF(OR(J89=\"\",'Historical scenario - input'!$D73=\"\"),\"\",J89/'Historical scenario - input'!$D73),\"\")","v":""},{"$f":"IFERROR(IF(OR(K89=\"\",'Historical scenario - input'!$D73=\"\"),\"\",K89/'Historical scenario - input'!$D73),\"\")","v":""},{"$f":"IFERROR(IF(OR(L89=\"\",'Historical scenario - input'!$D73=\"\"),\"\",L89/'Historical scenario - input'!$D73),\"\")","v":""},{"$f":"IFERROR(IF(OR(M89=\"\",'Historical scenario - input'!$D73=\"\"),\"\",M89/'Historical scenario - input'!$D73),\"\")","v":""},{"$f":"IFERROR(IF(OR(N89=\"\",'Historical scenario - input'!$D73=\"\"),\"\",N89/'Historical scenario - input'!$D73),\"\")","v":""},{"$f":"IFERROR(IF(OR(O89=\"\",'Historical scenario - input'!$D73=\"\"),\"\",O89/'Historical scenario - input'!$D73),\"\")","v":""},{"$f":"IFERROR(IF(OR(P89=\"\",'Historical scenario - input'!$D73=\"\"),\"\",P89/'Historical scenario - input'!$D73),\"\")","v":""},{"$f":"IFERROR(IF(OR(Q89=\"\",'Historical scenario - input'!$D73=\"\"),\"\",Q89/'Historical scenario - input'!$D73),\"\")","v":""},{"$f":"IFERROR(IF(OR(R89=\"\",'Historical scenario - input'!$D73=\"\"),\"\",R89/'Historical scenario - input'!$D73),\"\")","v":""},{"$f":"IFERROR(IF(OR(S89=\"\",'Historical scenario - input'!$D73=\"\"),\"\",S89/'Historical scenario - input'!$D73),\"\")","v":""},{"$f":"IFERROR(IF(OR(T89=\"\",'Historical scenario - input'!$D73=\"\"),\"\",T89/'Historical scenario - input'!$D73),\"\")","v":""},{"$f":"IFERROR(IF(OR(U89=\"\",'Historical scenario - input'!$D73=\"\"),\"\",U89/'Historical scenario - input'!$D73),\"\")","v":""},{"$f":"IFERROR(IF(OR(V89=\"\",'Historical scenario - input'!$D73=\"\"),\"\",V89/'Historical scenario - input'!$D73),\"\")","v":""},{"$f":"IFERROR(IF(OR(W89=\"\",'Historical scenario - input'!$D73=\"\"),\"\",W89/'Historical scenario - input'!$D73),\"\")","v":""}]
[{"$f":"IFERROR('Historical scenario - input'!A74,\"\")","v":""},{"$f":"IFERROR('Historical scenario - input'!B74,\"\")","v":0},{"$f":"IFERROR('Historical scenario - input'!C74,\"\")","v":0},{"$f":"IFERROR(repcalc('Historical scenario - input'!$CV74:$GH74,'Historical scenario - input'!$G74,'Historical scenario - input'!$E74,'Historical scenario - input'!$F74,20,TRUE,TRUE),\"\")","v":""},"","","","","","","","","","","","","","","","","","","",{"$f":"IFERROR(IF(OR(D90=\"\",'Historical scenario - input'!$D74=\"\"),\"\",D90/'Historical scenario - input'!$D74),\"\")","v":""},{"$f":"IFERROR(IF(OR(E90=\"\",'Historical scenario - input'!$D74=\"\"),\"\",E90/'Historical scenario - input'!$D74),\"\")","v":""},{"$f":"IFERROR(IF(OR(F90=\"\",'Historical scenario - input'!$D74=\"\"),\"\",F90/'Historical scenario - input'!$D74),\"\")","v":""},{"$f":"IFERROR(IF(OR(G90=\"\",'Historical scenario - input'!$D74=\"\"),\"\",G90/'Historical scenario - input'!$D74),\"\")","v":""},{"$f":"IFERROR(IF(OR(H90=\"\",'Historical scenario - input'!$D74=\"\"),\"\",H90/'Historical scenario - input'!$D74),\"\")","v":""},{"$f":"IFERROR(IF(OR(I90=\"\",'Historical scenario - input'!$D74=\"\"),\"\",I90/'Historical scenario - input'!$D74),\"\")","v":""},{"$f":"IFERROR(IF(OR(J90=\"\",'Historical scenario - input'!$D74=\"\"),\"\",J90/'Historical scenario - input'!$D74),\"\")","v":""},{"$f":"IFERROR(IF(OR(K90=\"\",'Historical scenario - input'!$D74=\"\"),\"\",K90/'Historical scenario - input'!$D74),\"\")","v":""},{"$f":"IFERROR(IF(OR(L90=\"\",'Historical scenario - input'!$D74=\"\"),\"\",L90/'Historical scenario - input'!$D74),\"\")","v":""},{"$f":"IFERROR(IF(OR(M90=\"\",'Historical scenario - input'!$D74=\"\"),\"\",M90/'Historical scenario - input'!$D74),\"\")","v":""},{"$f":"IFERROR(IF(OR(N90=\"\",'Historical scenario - input'!$D74=\"\"),\"\",N90/'Historical scenario - input'!$D74),\"\")","v":""},{"$f":"IFERROR(IF(OR(O90=\"\",'Historical scenario - input'!$D74=\"\"),\"\",O90/'Historical scenario - input'!$D74),\"\")","v":""},{"$f":"IFERROR(IF(OR(P90=\"\",'Historical scenario - input'!$D74=\"\"),\"\",P90/'Historical scenario - input'!$D74),\"\")","v":""},{"$f":"IFERROR(IF(OR(Q90=\"\",'Historical scenario - input'!$D74=\"\"),\"\",Q90/'Historical scenario - input'!$D74),\"\")","v":""},{"$f":"IFERROR(IF(OR(R90=\"\",'Historical scenario - input'!$D74=\"\"),\"\",R90/'Historical scenario - input'!$D74),\"\")","v":""},{"$f":"IFERROR(IF(OR(S90=\"\",'Historical scenario - input'!$D74=\"\"),\"\",S90/'Historical scenario - input'!$D74),\"\")","v":""},{"$f":"IFERROR(IF(OR(T90=\"\",'Historical scenario - input'!$D74=\"\"),\"\",T90/'Historical scenario - input'!$D74),\"\")","v":""},{"$f":"IFERROR(IF(OR(U90=\"\",'Historical scenario - input'!$D74=\"\"),\"\",U90/'Historical scenario - input'!$D74),\"\")","v":""},{"$f":"IFERROR(IF(OR(V90=\"\",'Historical scenario - input'!$D74=\"\"),\"\",V90/'Historical scenario - input'!$D74),\"\")","v":""},{"$f":"IFERROR(IF(OR(W90=\"\",'Historical scenario - input'!$D74=\"\"),\"\",W90/'Historical scenario - input'!$D74),\"\")","v":""}]
[{"$f":"IFERROR('Historical scenario - input'!A75,\"\")","v":""},{"$f":"IFERROR('Historical scenario - input'!B75,\"\")","v":0},{"$f":"IFERROR('Historical scenario - input'!C75,\"\")","v":0},{"$f":"IFERROR(repcalc('Historical scenario - input'!$CV75:$GH75,'Historical scenario - input'!$G75,'Historical scenario - input'!$E75,'Historical scenario - input'!$F75,20,TRUE,TRUE),\"\")","v":""},"","","","","","","","","","","","","","","","","","","",{"$f":"IFERROR(IF(OR(D91=\"\",'Historical scenario - input'!$D75=\"\"),\"\",D91/'Historical scenario - input'!$D75),\"\")","v":""},{"$f":"IFERROR(IF(OR(E91=\"\",'Historical scenario - input'!$D75=\"\"),\"\",E91/'Historical scenario - input'!$D75),\"\")","v":""},{"$f":"IFERROR(IF(OR(F91=\"\",'Historical scenario - input'!$D75=\"\"),\"\",F91/'Historical scenario - input'!$D75),\"\")","v":""},{"$f":"IFERROR(IF(OR(G91=\"\",'Historical scenario - input'!$D75=\"\"),\"\",G91/'Historical scenario - input'!$D75),\"\")","v":""},{"$f":"IFERROR(IF(OR(H91=\"\",'Historical scenario - input'!$D75=\"\"),\"\",H91/'Historical scenario - input'!$D75),\"\")","v":""},{"$f":"IFERROR(IF(OR(I91=\"\",'Historical scenario - input'!$D75=\"\"),\"\",I91/'Historical scenario - input'!$D75),\"\")","v":""},{"$f":"IFERROR(IF(OR(J91=\"\",'Historical scenario - input'!$D75=\"\"),\"\",J91/'Historical scenario - input'!$D75),\"\")","v":""},{"$f":"IFERROR(IF(OR(K91=\"\",'Historical scenario - input'!$D75=\"\"),\"\",K91/'Historical scenario - input'!$D75),\"\")","v":""},{"$f":"IFERROR(IF(OR(L91=\"\",'Historical scenario - input'!$D75=\"\"),\"\",L91/'Historical scenario - input'!$D75),\"\")","v":""},{"$f":"IFERROR(IF(OR(M91=\"\",'Historical scenario - input'!$D75=\"\"),\"\",M91/'Historical scenario - input'!$D75),\"\")","v":""},{"$f":"IFERROR(IF(OR(N91=\"\",'Historical scenario - input'!$D75=\"\"),\"\",N91/'Historical scenario - input'!$D75),\"\")","v":""},{"$f":"IFERROR(IF(OR(O91=\"\",'Historical scenario - input'!$D75=\"\"),\"\",O91/'Historical scenario - input'!$D75),\"\")","v":""},{"$f":"IFERROR(IF(OR(P91=\"\",'Historical scenario - input'!$D75=\"\"),\"\",P91/'Historical scenario - input'!$D75),\"\")","v":""},{"$f":"IFERROR(IF(OR(Q91=\"\",'Historical scenario - input'!$D75=\"\"),\"\",Q91/'Historical scenario - input'!$D75),\"\")","v":""},{"$f":"IFERROR(IF(OR(R91=\"\",'Historical scenario - input'!$D75=\"\"),\"\",R91/'Historical scenario - input'!$D75),\"\")","v":""},{"$f":"IFERROR(IF(OR(S91=\"\",'Historical scenario - input'!$D75=\"\"),\"\",S91/'Historical scenario - input'!$D75),\"\")","v":""},{"$f":"IFERROR(IF(OR(T91=\"\",'Historical scenario - input'!$D75=\"\"),\"\",T91/'Historical scenario - input'!$D75),\"\")","v":""},{"$f":"IFERROR(IF(OR(U91=\"\",'Historical scenario - input'!$D75=\"\"),\"\",U91/'Historical scenario - input'!$D75),\"\")","v":""},{"$f":"IFERROR(IF(OR(V91=\"\",'Historical scenario - input'!$D75=\"\"),\"\",V91/'Historical scenario - input'!$D75),\"\")","v":""},{"$f":"IFERROR(IF(OR(W91=\"\",'Historical scenario - input'!$D75=\"\"),\"\",W91/'Historical scenario - input'!$D75),\"\")","v":""}]
[{"$f":"IFERROR('Historical scenario - input'!A76,\"\")","v":""},{"$f":"IFERROR('Historical scenario - input'!B76,\"\")","v":0},{"$f":"IFERROR('Historical scenario - input'!C76,\"\")","v":0},{"$f":"IFERROR(repcalc('Historical scenario - input'!$CV76:$GH76,'Historical scenario - input'!$G76,'Historical scenario - input'!$E76,'Historical scenario - input'!$F76,20,TRUE,TRUE),\"\")","v":""},"","","","","","","","","","","","","","","","","","","",{"$f":"IFERROR(IF(OR(D92=\"\",'Historical scenario - input'!$D76=\"\"),\"\",D92/'Historical scenario - input'!$D76),\"\")","v":""},{"$f":"IFERROR(IF(OR(E92=\"\",'Historical scenario - input'!$D76=\"\"),\"\",E92/'Historical scenario - input'!$D76),\"\")","v":""},{"$f":"IFERROR(IF(OR(F92=\"\",'Historical scenario - input'!$D76=\"\"),\"\",F92/'Historical scenario - input'!$D76),\"\")","v":""},{"$f":"IFERROR(IF(OR(G92=\"\",'Historical scenario - input'!$D76=\"\"),\"\",G92/'Historical scenario - input'!$D76),\"\")","v":""},{"$f":"IFERROR(IF(OR(H92=\"\",'Historical scenario - input'!$D76=\"\"),\"\",H92/'Historical scenario - input'!$D76),\"\")","v":""},{"$f":"IFERROR(IF(OR(I92=\"\",'Historical scenario - input'!$D76=\"\"),\"\",I92/'Historical scenario - input'!$D76),\"\")","v":""},{"$f":"IFERROR(IF(OR(J92=\"\",'Historical scenario - input'!$D76=\"\"),\"\",J92/'Historical scenario - input'!$D76),\"\")","v":""},{"$f":"IFERROR(IF(OR(K92=\"\",'Historical scenario - input'!$D76=\"\"),\"\",K92/'Historical scenario - input'!$D76),\"\")","v":""},{"$f":"IFERROR(IF(OR(L92=\"\",'Historical scenario - input'!$D76=\"\"),\"\",L92/'Historical scenario - input'!$D76),\"\")","v":""},{"$f":"IFERROR(IF(OR(M92=\"\",'Historical scenario - input'!$D76=\"\"),\"\",M92/'Historical scenario - input'!$D76),\"\")","v":""},{"$f":"IFERROR(IF(OR(N92=\"\",'Historical scenario - input'!$D76=\"\"),\"\",N92/'Historical scenario - input'!$D76),\"\")","v":""},{"$f":"IFERROR(IF(OR(O92=\"\",'Historical scenario - input'!$D76=\"\"),\"\",O92/'Historical scenario - input'!$D76),\"\")","v":""},{"$f":"IFERROR(IF(OR(P92=\"\",'Historical scenario - input'!$D76=\"\"),\"\",P92/'Historical scenario - input'!$D76),\"\")","v":""},{"$f":"IFERROR(IF(OR(Q92=\"\",'Historical scenario - input'!$D76=\"\"),\"\",Q92/'Historical scenario - input'!$D76),\"\")","v":""},{"$f":"IFERROR(IF(OR(R92=\"\",'Historical scenario - input'!$D76=\"\"),\"\",R92/'Historical scenario - input'!$D76),\"\")","v":""},{"$f":"IFERROR(IF(OR(S92=\"\",'Historical scenario - input'!$D76=\"\"),\"\",S92/'Historical scenario - input'!$D76),\"\")","v":""},{"$f":"IFERROR(IF(OR(T92=\"\",'Historical scenario - input'!$D76=\"\"),\"\",T92/'Historical scenario - input'!$D76),\"\")","v":""},{"$f":"IFERROR(IF(OR(U92=\"\",'Historical scenario - input'!$D76=\"\"),\"\",U92/'Historical scenario - input'!$D76),\"\")","v":""},{"$f":"IFERROR(IF(OR(V92=\"\",'Historical scenario - input'!$D76=\"\"),\"\",V92/'Historical scenario - input'!$D76),\"\")","v":""},{"$f":"IFERROR(IF(OR(W92=\"\",'Historical scenario - input'!$D76=\"\"),\"\",W92/'Historical scenario - input'!$D76),\"\")","v":""}]
[{"$f":"IFERROR('Historical scenario - input'!A77,\"\")","v":""},{"$f":"IFERROR('Historical scenario - input'!B77,\"\")","v":0},{"$f":"IFERROR('Historical scenario - input'!C77,\"\")","v":0},{"$f":"IFERROR(repcalc('Historical scenario - input'!$CV77:$GH77,'Historical scenario - input'!$G77,'Historical scenario - input'!$E77,'Historical scenario - input'!$F77,20,TRUE,TRUE),\"\")","v":""},"","","","","","","","","","","","","","","","","","","",{"$f":"IFERROR(IF(OR(D93=\"\",'Historical scenario - input'!$D77=\"\"),\"\",D93/'Historical scenario - input'!$D77),\"\")","v":""},{"$f":"IFERROR(IF(OR(E93=\"\",'Historical scenario - input'!$D77=\"\"),\"\",E93/'Historical scenario - input'!$D77),\"\")","v":""},{"$f":"IFERROR(IF(OR(F93=\"\",'Historical scenario - input'!$D77=\"\"),\"\",F93/'Historical scenario - input'!$D77),\"\")","v":""},{"$f":"IFERROR(IF(OR(G93=\"\",'Historical scenario - input'!$D77=\"\"),\"\",G93/'Historical scenario - input'!$D77),\"\")","v":""},{"$f":"IFERROR(IF(OR(H93=\"\",'Historical scenario - input'!$D77=\"\"),\"\",H93/'Historical scenario - input'!$D77),\"\")","v":""},{"$f":"IFERROR(IF(OR(I93=\"\",'Historical scenario - input'!$D77=\"\"),\"\",I93/'Historical scenario - input'!$D77),\"\")","v":""},{"$f":"IFERROR(IF(OR(J93=\"\",'Historical scenario - input'!$D77=\"\"),\"\",J93/'Historical scenario - input'!$D77),\"\")","v":""},{"$f":"IFERROR(IF(OR(K93=\"\",'Historical scenario - input'!$D77=\"\"),\"\",K93/'Historical scenario - input'!$D77),\"\")","v":""},{"$f":"IFERROR(IF(OR(L93=\"\",'Historical scenario - input'!$D77=\"\"),\"\",L93/'Historical scenario - input'!$D77),\"\")","v":""},{"$f":"IFERROR(IF(OR(M93=\"\",'Historical scenario - input'!$D77=\"\"),\"\",M93/'Historical scenario - input'!$D77),\"\")","v":""},{"$f":"IFERROR(IF(OR(N93=\"\",'Historical scenario - input'!$D77=\"\"),\"\",N93/'Historical scenario - input'!$D77),\"\")","v":""},{"$f":"IFERROR(IF(OR(O93=\"\",'Historical scenario - input'!$D77=\"\"),\"\",O93/'Historical scenario - input'!$D77),\"\")","v":""},{"$f":"IFERROR(IF(OR(P93=\"\",'Historical scenario - input'!$D77=\"\"),\"\",P93/'Historical scenario - input'!$D77),\"\")","v":""},{"$f":"IFERROR(IF(OR(Q93=\"\",'Historical scenario - input'!$D77=\"\"),\"\",Q93/'Historical scenario - input'!$D77),\"\")","v":""},{"$f":"IFERROR(IF(OR(R93=\"\",'Historical scenario - input'!$D77=\"\"),\"\",R93/'Historical scenario - input'!$D77),\"\")","v":""},{"$f":"IFERROR(IF(OR(S93=\"\",'Historical scenario - input'!$D77=\"\"),\"\",S93/'Historical scenario - input'!$D77),\"\")","v":""},{"$f":"IFERROR(IF(OR(T93=\"\",'Historical scenario - input'!$D77=\"\"),\"\",T93/'Historical scenario - input'!$D77),\"\")","v":""},{"$f":"IFERROR(IF(OR(U93=\"\",'Historical scenario - input'!$D77=\"\"),\"\",U93/'Historical scenario - input'!$D77),\"\")","v":""},{"$f":"IFERROR(IF(OR(V93=\"\",'Historical scenario - input'!$D77=\"\"),\"\",V93/'Historical scenario - input'!$D77),\"\")","v":""},{"$f":"IFERROR(IF(OR(W93=\"\",'Historical scenario - input'!$D77=\"\"),\"\",W93/'Historical scenario - input'!$D77),\"\")","v":""}]
[{"$f":"IFERROR('Historical scenario - input'!A78,\"\")","v":""},{"$f":"IFERROR('Historical scenario - input'!B78,\"\")","v":0},{"$f":"IFERROR('Historical scenario - input'!C78,\"\")","v":0},{"$f":"IFERROR(repcalc('Historical scenario - input'!$CV78:$GH78,'Historical scenario - input'!$G78,'Historical scenario - input'!$E78,'Historical scenario - input'!$F78,20,TRUE,TRUE),\"\")","v":""},"","","","","","","","","","","","","","","","","","","",{"$f":"IFERROR(IF(OR(D94=\"\",'Historical scenario - input'!$D78=\"\"),\"\",D94/'Historical scenario - input'!$D78),\"\")","v":""},{"$f":"IFERROR(IF(OR(E94=\"\",'Historical scenario - input'!$D78=\"\"),\"\",E94/'Historical scenario - input'!$D78),\"\")","v":""},{"$f":"IFERROR(IF(OR(F94=\"\",'Historical scenario - input'!$D78=\"\"),\"\",F94/'Historical scenario - input'!$D78),\"\")","v":""},{"$f":"IFERROR(IF(OR(G94=\"\",'Historical scenario - input'!$D78=\"\"),\"\",G94/'Historical scenario - input'!$D78),\"\")","v":""},{"$f":"IFERROR(IF(OR(H94=\"\",'Historical scenario - input'!$D78=\"\"),\"\",H94/'Historical scenario - input'!$D78),\"\")","v":""},{"$f":"IFERROR(IF(OR(I94=\"\",'Historical scenario - input'!$D78=\"\"),\"\",I94/'Historical scenario - input'!$D78),\"\")","v":""},{"$f":"IFERROR(IF(OR(J94=\"\",'Historical scenario - input'!$D78=\"\"),\"\",J94/'Historical scenario - input'!$D78),\"\")","v":""},{"$f":"IFERROR(IF(OR(K94=\"\",'Historical scenario - input'!$D78=\"\"),\"\",K94/'Historical scenario - input'!$D78),\"\")","v":""},{"$f":"IFERROR(IF(OR(L94=\"\",'Historical scenario - input'!$D78=\"\"),\"\",L94/'Historical scenario - input'!$D78),\"\")","v":""},{"$f":"IFERROR(IF(OR(M94=\"\",'Historical scenario - input'!$D78=\"\"),\"\",M94/'Historical scenario - input'!$D78),\"\")","v":""},{"$f":"IFERROR(IF(OR(N94=\"\",'Historical scenario - input'!$D78=\"\"),\"\",N94/'Historical scenario - input'!$D78),\"\")","v":""},{"$f":"IFERROR(IF(OR(O94=\"\",'Historical scenario - input'!$D78=\"\"),\"\",O94/'Historical scenario - input'!$D78),\"\")","v":""},{"$f":"IFERROR(IF(OR(P94=\"\",'Historical scenario - input'!$D78=\"\"),\"\",P94/'Historical scenario - input'!$D78),\"\")","v":""},{"$f":"IFERROR(IF(OR(Q94=\"\",'Historical scenario - input'!$D78=\"\"),\"\",Q94/'Historical scenario - input'!$D78),\"\")","v":""},{"$f":"IFERROR(IF(OR(R94=\"\",'Historical scenario - input'!$D78=\"\"),\"\",R94/'Historical scenario - input'!$D78),\"\")","v":""},{"$f":"IFERROR(IF(OR(S94=\"\",'Historical scenario - input'!$D78=\"\"),\"\",S94/'Historical scenario - input'!$D78),\"\")","v":""},{"$f":"IFERROR(IF(OR(T94=\"\",'Historical scenario - input'!$D78=\"\"),\"\",T94/'Historical scenario - input'!$D78),\"\")","v":""},{"$f":"IFERROR(IF(OR(U94=\"\",'Historical scenario - input'!$D78=\"\"),\"\",U94/'Historical scenario - input'!$D78),\"\")","v":""},{"$f":"IFERROR(IF(OR(V94=\"\",'Historical scenario - input'!$D78=\"\"),\"\",V94/'Historical scenario - input'!$D78),\"\")","v":""},{"$f":"IFERROR(IF(OR(W94=\"\",'Historical scenario - input'!$D78=\"\"),\"\",W94/'Historical scenario - input'!$D78),\"\")","v":""}]
[{"$f":"IFERROR('Historical scenario - input'!A79,\"\")","v":""},{"$f":"IFERROR('Historical scenario - input'!B79,\"\")","v":0},{"$f":"IFERROR('Historical scenario - input'!C79,\"\")","v":0},{"$f":"IFERROR(repcalc('Historical scenario - input'!$CV79:$GH79,'Historical scenario - input'!$G79,'Historical scenario - input'!$E79,'Historical scenario - input'!$F79,20,TRUE,TRUE),\"\")","v":""},"","","","","","","","","","","","","","","","","","","",{"$f":"IFERROR(IF(OR(D95=\"\",'Historical scenario - input'!$D79=\"\"),\"\",D95/'Historical scenario - input'!$D79),\"\")","v":""},{"$f":"IFERROR(IF(OR(E95=\"\",'Historical scenario - input'!$D79=\"\"),\"\",E95/'Historical scenario - input'!$D79),\"\")","v":""},{"$f":"IFERROR(IF(OR(F95=\"\",'Historical scenario - input'!$D79=\"\"),\"\",F95/'Historical scenario - input'!$D79),\"\")","v":""},{"$f":"IFERROR(IF(OR(G95=\"\",'Historical scenario - input'!$D79=\"\"),\"\",G95/'Historical scenario - input'!$D79),\"\")","v":""},{"$f":"IFERROR(IF(OR(H95=\"\",'Historical scenario - input'!$D79=\"\"),\"\",H95/'Historical scenario - input'!$D79),\"\")","v":""},{"$f":"IFERROR(IF(OR(I95=\"\",'Historical scenario - input'!$D79=\"\"),\"\",I95/'Historical scenario - input'!$D79),\"\")","v":""},{"$f":"IFERROR(IF(OR(J95=\"\",'Historical scenario - input'!$D79=\"\"),\"\",J95/'Historical scenario - input'!$D79),\"\")","v":""},{"$f":"IFERROR(IF(OR(K95=\"\",'Historical scenario - input'!$D79=\"\"),\"\",K95/'Historical scenario - input'!$D79),\"\")","v":""},{"$f":"IFERROR(IF(OR(L95=\"\",'Historical scenario - input'!$D79=\"\"),\"\",L95/'Historical scenario - input'!$D79),\"\")","v":""},{"$f":"IFERROR(IF(OR(M95=\"\",'Historical scenario - input'!$D79=\"\"),\"\",M95/'Historical scenario - input'!$D79),\"\")","v":""},{"$f":"IFERROR(IF(OR(N95=\"\",'Historical scenario - input'!$D79=\"\"),\"\",N95/'Historical scenario - input'!$D79),\"\")","v":""},{"$f":"IFERROR(IF(OR(O95=\"\",'Historical scenario - input'!$D79=\"\"),\"\",O95/'Historical scenario - input'!$D79),\"\")","v":""},{"$f":"IFERROR(IF(OR(P95=\"\",'Historical scenario - input'!$D79=\"\"),\"\",P95/'Historical scenario - input'!$D79),\"\")","v":""},{"$f":"IFERROR(IF(OR(Q95=\"\",'Historical scenario - input'!$D79=\"\"),\"\",Q95/'Historical scenario - input'!$D79),\"\")","v":""},{"$f":"IFERROR(IF(OR(R95=\"\",'Historical scenario - input'!$D79=\"\"),\"\",R95/'Historical scenario - input'!$D79),\"\")","v":""},{"$f":"IFERROR(IF(OR(S95=\"\",'Historical scenario - input'!$D79=\"\"),\"\",S95/'Historical scenario - input'!$D79),\"\")","v":""},{"$f":"IFERROR(IF(OR(T95=\"\",'Historical scenario - input'!$D79=\"\"),\"\",T95/'Historical scenario - input'!$D79),\"\")","v":""},{"$f":"IFERROR(IF(OR(U95=\"\",'Historical scenario - input'!$D79=\"\"),\"\",U95/'Historical scenario - input'!$D79),\"\")","v":""},{"$f":"IFERROR(IF(OR(V95=\"\",'Historical scenario - input'!$D79=\"\"),\"\",V95/'Historical scenario - input'!$D79),\"\")","v":""},{"$f":"IFERROR(IF(OR(W95=\"\",'Historical scenario - input'!$D79=\"\"),\"\",W95/'Historical scenario - input'!$D79),\"\")","v":""}]
[{"$f":"IFERROR('Historical scenario - input'!A80,\"\")","v":""},{"$f":"IFERROR('Historical scenario - input'!B80,\"\")","v":0},{"$f":"IFERROR('Historical scenario - input'!C80,\"\")","v":0},{"$f":"IFERROR(repcalc('Historical scenario - input'!$CV80:$GH80,'Historical scenario - input'!$G80,'Historical scenario - input'!$E80,'Historical scenario - input'!$F80,20,TRUE,TRUE),\"\")","v":""},"","","","","","","","","","","","","","","","","","","",{"$f":"IFERROR(IF(OR(D96=\"\",'Historical scenario - input'!$D80=\"\"),\"\",D96/'Historical scenario - input'!$D80),\"\")","v":""},{"$f":"IFERROR(IF(OR(E96=\"\",'Historical scenario - input'!$D80=\"\"),\"\",E96/'Historical scenario - input'!$D80),\"\")","v":""},{"$f":"IFERROR(IF(OR(F96=\"\",'Historical scenario - input'!$D80=\"\"),\"\",F96/'Historical scenario - input'!$D80),\"\")","v":""},{"$f":"IFERROR(IF(OR(G96=\"\",'Historical scenario - input'!$D80=\"\"),\"\",G96/'Historical scenario - input'!$D80),\"\")","v":""},{"$f":"IFERROR(IF(OR(H96=\"\",'Historical scenario - input'!$D80=\"\"),\"\",H96/'Historical scenario - input'!$D80),\"\")","v":""},{"$f":"IFERROR(IF(OR(I96=\"\",'Historical scenario - input'!$D80=\"\"),\"\",I96/'Historical scenario - input'!$D80),\"\")","v":""},{"$f":"IFERROR(IF(OR(J96=\"\",'Historical scenario - input'!$D80=\"\"),\"\",J96/'Historical scenario - input'!$D80),\"\")","v":""},{"$f":"IFERROR(IF(OR(K96=\"\",'Historical scenario - input'!$D80=\"\"),\"\",K96/'Historical scenario - input'!$D80),\"\")","v":""},{"$f":"IFERROR(IF(OR(L96=\"\",'Historical scenario - input'!$D80=\"\"),\"\",L96/'Historical scenario - input'!$D80),\"\")","v":""},{"$f":"IFERROR(IF(OR(M96=\"\",'Historical scenario - input'!$D80=\"\"),\"\",M96/'Historical scenario - input'!$D80),\"\")","v":""},{"$f":"IFERROR(IF(OR(N96=\"\",'Historical scenario - input'!$D80=\"\"),\"\",N96/'Historical scenario - input'!$D80),\"\")","v":""},{"$f":"IFERROR(IF(OR(O96=\"\",'Historical scenario - input'!$D80=\"\"),\"\",O96/'Historical scenario - input'!$D80),\"\")","v":""},{"$f":"IFERROR(IF(OR(P96=\"\",'Historical scenario - input'!$D80=\"\"),\"\",P96/'Historical scenario - input'!$D80),\"\")","v":""},{"$f":"IFERROR(IF(OR(Q96=\"\",'Historical scenario - input'!$D80=\"\"),\"\",Q96/'Historical scenario - input'!$D80),\"\")","v":""},{"$f":"IFERROR(IF(OR(R96=\"\",'Historical scenario - input'!$D80=\"\"),\"\",R96/'Historical scenario - input'!$D80),\"\")","v":""},{"$f":"IFERROR(IF(OR(S96=\"\",'Historical scenario - input'!$D80=\"\"),\"\",S96/'Historical scenario - input'!$D80),\"\")","v":""},{"$f":"IFERROR(IF(OR(T96=\"\",'Historical scenario - input'!$D80=\"\"),\"\",T96/'Historical scenario - input'!$D80),\"\")","v":""},{"$f":"IFERROR(IF(OR(U96=\"\",'Historical scenario - input'!$D80=\"\"),\"\",U96/'Historical scenario - input'!$D80),\"\")","v":""},{"$f":"IFERROR(IF(OR(V96=\"\",'Historical scenario - input'!$D80=\"\"),\"\",V96/'Historical scenario - input'!$D80),\"\")","v":""},{"$f":"IFERROR(IF(OR(W96=\"\",'Historical scenario - input'!$D80=\"\"),\"\",W96/'Historical scenario - input'!$D80),\"\")","v":""}]
[{"$f":"IFERROR('Historical scenario - input'!A81,\"\")","v":""},{"$f":"IFERROR('Historical scenario - input'!B81,\"\")","v":0},{"$f":"IFERROR('Historical scenario - input'!C81,\"\")","v":0},{"$f":"IFERROR(repcalc('Historical scenario - input'!$CV81:$GH81,'Historical scenario - input'!$G81,'Historical scenario - input'!$E81,'Historical scenario - input'!$F81,20,TRUE,TRUE),\"\")","v":""},"","","","","","","","","","","","","","","","","","","",{"$f":"IFERROR(IF(OR(D97=\"\",'Historical scenario - input'!$D81=\"\"),\"\",D97/'Historical scenario - input'!$D81),\"\")","v":""},{"$f":"IFERROR(IF(OR(E97=\"\",'Historical scenario - input'!$D81=\"\"),\"\",E97/'Historical scenario - input'!$D81),\"\")","v":""},{"$f":"IFERROR(IF(OR(F97=\"\",'Historical scenario - input'!$D81=\"\"),\"\",F97/'Historical scenario - input'!$D81),\"\")","v":""},{"$f":"IFERROR(IF(OR(G97=\"\",'Historical scenario - input'!$D81=\"\"),\"\",G97/'Historical scenario - input'!$D81),\"\")","v":""},{"$f":"IFERROR(IF(OR(H97=\"\",'Historical scenario - input'!$D81=\"\"),\"\",H97/'Historical scenario - input'!$D81),\"\")","v":""},{"$f":"IFERROR(IF(OR(I97=\"\",'Historical scenario - input'!$D81=\"\"),\"\",I97/'Historical scenario - input'!$D81),\"\")","v":""},{"$f":"IFERROR(IF(OR(J97=\"\",'Historical scenario - input'!$D81=\"\"),\"\",J97/'Historical scenario - input'!$D81),\"\")","v":""},{"$f":"IFERROR(IF(OR(K97=\"\",'Historical scenario - input'!$D81=\"\"),\"\",K97/'Historical scenario - input'!$D81),\"\")","v":""},{"$f":"IFERROR(IF(OR(L97=\"\",'Historical scenario - input'!$D81=\"\"),\"\",L97/'Historical scenario - input'!$D81),\"\")","v":""},{"$f":"IFERROR(IF(OR(M97=\"\",'Historical scenario - input'!$D81=\"\"),\"\",M97/'Historical scenario - input'!$D81),\"\")","v":""},{"$f":"IFERROR(IF(OR(N97=\"\",'Historical scenario - input'!$D81=\"\"),\"\",N97/'Historical scenario - input'!$D81),\"\")","v":""},{"$f":"IFERROR(IF(OR(O97=\"\",'Historical scenario - input'!$D81=\"\"),\"\",O97/'Historical scenario - input'!$D81),\"\")","v":""},{"$f":"IFERROR(IF(OR(P97=\"\",'Historical scenario - input'!$D81=\"\"),\"\",P97/'Historical scenario - input'!$D81),\"\")","v":""},{"$f":"IFERROR(IF(OR(Q97=\"\",'Historical scenario - input'!$D81=\"\"),\"\",Q97/'Historical scenario - input'!$D81),\"\")","v":""},{"$f":"IFERROR(IF(OR(R97=\"\",'Historical scenario - input'!$D81=\"\"),\"\",R97/'Historical scenario - input'!$D81),\"\")","v":""},{"$f":"IFERROR(IF(OR(S97=\"\",'Historical scenario - input'!$D81=\"\"),\"\",S97/'Historical scenario - input'!$D81),\"\")","v":""},{"$f":"IFERROR(IF(OR(T97=\"\",'Historical scenario - input'!$D81=\"\"),\"\",T97/'Historical scenario - input'!$D81),\"\")","v":""},{"$f":"IFERROR(IF(OR(U97=\"\",'Historical scenario - input'!$D81=\"\"),\"\",U97/'Historical scenario - input'!$D81),\"\")","v":""},{"$f":"IFERROR(IF(OR(V97=\"\",'Historical scenario - input'!$D81=\"\"),\"\",V97/'Historical scenario - input'!$D81),\"\")","v":""},{"$f":"IFERROR(IF(OR(W97=\"\",'Historical scenario - input'!$D81=\"\"),\"\",W97/'Historical scenario - input'!$D81),\"\")","v":""}]
[{"$f":"IFERROR('Historical scenario - input'!A82,\"\")","v":""},{"$f":"IFERROR('Historical scenario - input'!B82,\"\")","v":0},{"$f":"IFERROR('Historical scenario - input'!C82,\"\")","v":0},{"$f":"IFERROR(repcalc('Historical scenario - input'!$CV82:$GH82,'Historical scenario - input'!$G82,'Historical scenario - input'!$E82,'Historical scenario - input'!$F82,20,TRUE,TRUE),\"\")","v":""},"","","","","","","","","","","","","","","","","","","",{"$f":"IFERROR(IF(OR(D98=\"\",'Historical scenario - input'!$D82=\"\"),\"\",D98/'Historical scenario - input'!$D82),\"\")","v":""},{"$f":"IFERROR(IF(OR(E98=\"\",'Historical scenario - input'!$D82=\"\"),\"\",E98/'Historical scenario - input'!$D82),\"\")","v":""},{"$f":"IFERROR(IF(OR(F98=\"\",'Historical scenario - input'!$D82=\"\"),\"\",F98/'Historical scenario - input'!$D82),\"\")","v":""},{"$f":"IFERROR(IF(OR(G98=\"\",'Historical scenario - input'!$D82=\"\"),\"\",G98/'Historical scenario - input'!$D82),\"\")","v":""},{"$f":"IFERROR(IF(OR(H98=\"\",'Historical scenario - input'!$D82=\"\"),\"\",H98/'Historical scenario - input'!$D82),\"\")","v":""},{"$f":"IFERROR(IF(OR(I98=\"\",'Historical scenario - input'!$D82=\"\"),\"\",I98/'Historical scenario - input'!$D82),\"\")","v":""},{"$f":"IFERROR(IF(OR(J98=\"\",'Historical scenario - input'!$D82=\"\"),\"\",J98/'Historical scenario - input'!$D82),\"\")","v":""},{"$f":"IFERROR(IF(OR(K98=\"\",'Historical scenario - input'!$D82=\"\"),\"\",K98/'Historical scenario - input'!$D82),\"\")","v":""},{"$f":"IFERROR(IF(OR(L98=\"\",'Historical scenario - input'!$D82=\"\"),\"\",L98/'Historical scenario - input'!$D82),\"\")","v":""},{"$f":"IFERROR(IF(OR(M98=\"\",'Historical scenario - input'!$D82=\"\"),\"\",M98/'Historical scenario - input'!$D82),\"\")","v":""},{"$f":"IFERROR(IF(OR(N98=\"\",'Historical scenario - input'!$D82=\"\"),\"\",N98/'Historical scenario - input'!$D82),\"\")","v":""},{"$f":"IFERROR(IF(OR(O98=\"\",'Historical scenario - input'!$D82=\"\"),\"\",O98/'Historical scenario - input'!$D82),\"\")","v":""},{"$f":"IFERROR(IF(OR(P98=\"\",'Historical scenario - input'!$D82=\"\"),\"\",P98/'Historical scenario - input'!$D82),\"\")","v":""},{"$f":"IFERROR(IF(OR(Q98=\"\",'Historical scenario - input'!$D82=\"\"),\"\",Q98/'Historical scenario - input'!$D82),\"\")","v":""},{"$f":"IFERROR(IF(OR(R98=\"\",'Historical scenario - input'!$D82=\"\"),\"\",R98/'Historical scenario - input'!$D82),\"\")","v":""},{"$f":"IFERROR(IF(OR(S98=\"\",'Historical scenario - input'!$D82=\"\"),\"\",S98/'Historical scenario - input'!$D82),\"\")","v":""},{"$f":"IFERROR(IF(OR(T98=\"\",'Historical scenario - input'!$D82=\"\"),\"\",T98/'Historical scenario - input'!$D82),\"\")","v":""},{"$f":"IFERROR(IF(OR(U98=\"\",'Historical scenario - input'!$D82=\"\"),\"\",U98/'Historical scenario - input'!$D82),\"\")","v":""},{"$f":"IFERROR(IF(OR(V98=\"\",'Historical scenario - input'!$D82=\"\"),\"\",V98/'Historical scenario - input'!$D82),\"\")","v":""},{"$f":"IFERROR(IF(OR(W98=\"\",'Historical scenario - input'!$D82=\"\"),\"\",W98/'Historical scenario - input'!$D82),\"\")","v":""}]
[{"$f":"IFERROR('Historical scenario - input'!A83,\"\")","v":""},{"$f":"IFERROR('Historical scenario - input'!B83,\"\")","v":0},{"$f":"IFERROR('Historical scenario - input'!C83,\"\")","v":0},{"$f":"IFERROR(repcalc('Historical scenario - input'!$CV83:$GH83,'Historical scenario - input'!$G83,'Historical scenario - input'!$E83,'Historical scenario - input'!$F83,20,TRUE,TRUE),\"\")","v":""},"","","","","","","","","","","","","","","","","","","",{"$f":"IFERROR(IF(OR(D99=\"\",'Historical scenario - input'!$D83=\"\"),\"\",D99/'Historical scenario - input'!$D83),\"\")","v":""},{"$f":"IFERROR(IF(OR(E99=\"\",'Historical scenario - input'!$D83=\"\"),\"\",E99/'Historical scenario - input'!$D83),\"\")","v":""},{"$f":"IFERROR(IF(OR(F99=\"\",'Historical scenario - input'!$D83=\"\"),\"\",F99/'Historical scenario - input'!$D83),\"\")","v":""},{"$f":"IFERROR(IF(OR(G99=\"\",'Historical scenario - input'!$D83=\"\"),\"\",G99/'Historical scenario - input'!$D83),\"\")","v":""},{"$f":"IFERROR(IF(OR(H99=\"\",'Historical scenario - input'!$D83=\"\"),\"\",H99/'Historical scenario - input'!$D83),\"\")","v":""},{"$f":"IFERROR(IF(OR(I99=\"\",'Historical scenario - input'!$D83=\"\"),\"\",I99/'Historical scenario - input'!$D83),\"\")","v":""},{"$f":"IFERROR(IF(OR(J99=\"\",'Historical scenario - input'!$D83=\"\"),\"\",J99/'Historical scenario - input'!$D83),\"\")","v":""},{"$f":"IFERROR(IF(OR(K99=\"\",'Historical scenario - input'!$D83=\"\"),\"\",K99/'Historical scenario - input'!$D83),\"\")","v":""},{"$f":"IFERROR(IF(OR(L99=\"\",'Historical scenario - input'!$D83=\"\"),\"\",L99/'Historical scenario - input'!$D83),\"\")","v":""},{"$f":"IFERROR(IF(OR(M99=\"\",'Historical scenario - input'!$D83=\"\"),\"\",M99/'Historical scenario - input'!$D83),\"\")","v":""},{"$f":"IFERROR(IF(OR(N99=\"\",'Historical scenario - input'!$D83=\"\"),\"\",N99/'Historical scenario - input'!$D83),\"\")","v":""},{"$f":"IFERROR(IF(OR(O99=\"\",'Historical scenario - input'!$D83=\"\"),\"\",O99/'Historical scenario - input'!$D83),\"\")","v":""},{"$f":"IFERROR(IF(OR(P99=\"\",'Historical scenario - input'!$D83=\"\"),\"\",P99/'Historical scenario - input'!$D83),\"\")","v":""},{"$f":"IFERROR(IF(OR(Q99=\"\",'Historical scenario - input'!$D83=\"\"),\"\",Q99/'Historical scenario - input'!$D83),\"\")","v":""},{"$f":"IFERROR(IF(OR(R99=\"\",'Historical scenario - input'!$D83=\"\"),\"\",R99/'Historical scenario - input'!$D83),\"\")","v":""},{"$f":"IFERROR(IF(OR(S99=\"\",'Historical scenario - input'!$D83=\"\"),\"\",S99/'Historical scenario - input'!$D83),\"\")","v":""},{"$f":"IFERROR(IF(OR(T99=\"\",'Historical scenario - input'!$D83=\"\"),\"\",T99/'Historical scenario - input'!$D83),\"\")","v":""},{"$f":"IFERROR(IF(OR(U99=\"\",'Historical scenario - input'!$D83=\"\"),\"\",U99/'Historical scenario - input'!$D83),\"\")","v":""},{"$f":"IFERROR(IF(OR(V99=\"\",'Historical scenario - input'!$D83=\"\"),\"\",V99/'Historical scenario - input'!$D83),\"\")","v":""},{"$f":"IFERROR(IF(OR(W99=\"\",'Historical scenario - input'!$D83=\"\"),\"\",W99/'Historical scenario - input'!$D83),\"\")","v":""}]
[{"$f":"IFERROR('Historical scenario - input'!A84,\"\")","v":""},{"$f":"IFERROR('Historical scenario - input'!B84,\"\")","v":0},{"$f":"IFERROR('Historical scenario - input'!C84,\"\")","v":0},{"$f":"IFERROR(repcalc('Historical scenario - input'!$CV84:$GH84,'Historical scenario - input'!$G84,'Historical scenario - input'!$E84,'Historical scenario - input'!$F84,20,TRUE,TRUE),\"\")","v":""},"","","","","","","","","","","","","","","","","","","",{"$f":"IFERROR(IF(OR(D100=\"\",'Historical scenario - input'!$D84=\"\"),\"\",D100/'Historical scenario - input'!$D84),\"\")","v":""},{"$f":"IFERROR(IF(OR(E100=\"\",'Historical scenario - input'!$D84=\"\"),\"\",E100/'Historical scenario - input'!$D84),\"\")","v":""},{"$f":"IFERROR(IF(OR(F100=\"\",'Historical scenario - input'!$D84=\"\"),\"\",F100/'Historical scenario - input'!$D84),\"\")","v":""},{"$f":"IFERROR(IF(OR(G100=\"\",'Historical scenario - input'!$D84=\"\"),\"\",G100/'Historical scenario - input'!$D84),\"\")","v":""},{"$f":"IFERROR(IF(OR(H100=\"\",'Historical scenario - input'!$D84=\"\"),\"\",H100/'Historical scenario - input'!$D84),\"\")","v":""},{"$f":"IFERROR(IF(OR(I100=\"\",'Historical scenario - input'!$D84=\"\"),\"\",I100/'Historical scenario - input'!$D84),\"\")","v":""},{"$f":"IFERROR(IF(OR(J100=\"\",'Historical scenario - input'!$D84=\"\"),\"\",J100/'Historical scenario - input'!$D84),\"\")","v":""},{"$f":"IFERROR(IF(OR(K100=\"\",'Historical scenario - input'!$D84=\"\"),\"\",K100/'Historical scenario - input'!$D84),\"\")","v":""},{"$f":"IFERROR(IF(OR(L100=\"\",'Historical scenario - input'!$D84=\"\"),\"\",L100/'Historical scenario - input'!$D84),\"\")","v":""},{"$f":"IFERROR(IF(OR(M100=\"\",'Historical scenario - input'!$D84=\"\"),\"\",M100/'Historical scenario - input'!$D84),\"\")","v":""},{"$f":"IFERROR(IF(OR(N100=\"\",'Historical scenario - input'!$D84=\"\"),\"\",N100/'Historical scenario - input'!$D84),\"\")","v":""},{"$f":"IFERROR(IF(OR(O100=\"\",'Historical scenario - input'!$D84=\"\"),\"\",O100/'Historical scenario - input'!$D84),\"\")","v":""},{"$f":"IFERROR(IF(OR(P100=\"\",'Historical scenario - input'!$D84=\"\"),\"\",P100/'Historical scenario - input'!$D84),\"\")","v":""},{"$f":"IFERROR(IF(OR(Q100=\"\",'Historical scenario - input'!$D84=\"\"),\"\",Q100/'Historical scenario - input'!$D84),\"\")","v":""},{"$f":"IFERROR(IF(OR(R100=\"\",'Historical scenario - input'!$D84=\"\"),\"\",R100/'Historical scenario - input'!$D84),\"\")","v":""},{"$f":"IFERROR(IF(OR(S100=\"\",'Historical scenario - input'!$D84=\"\"),\"\",S100/'Historical scenario - input'!$D84),\"\")","v":""},{"$f":"IFERROR(IF(OR(T100=\"\",'Historical scenario - input'!$D84=\"\"),\"\",T100/'Historical scenario - input'!$D84),\"\")","v":""},{"$f":"IFERROR(IF(OR(U100=\"\",'Historical scenario - input'!$D84=\"\"),\"\",U100/'Historical scenario - input'!$D84),\"\")","v":""},{"$f":"IFERROR(IF(OR(V100=\"\",'Historical scenario - input'!$D84=\"\"),\"\",V100/'Historical scenario - input'!$D84),\"\")","v":""},{"$f":"IFERROR(IF(OR(W100=\"\",'Historical scenario - input'!$D84=\"\"),\"\",W100/'Historical scenario - input'!$D84),\"\")","v":""}]
[{"$f":"IFERROR('Historical scenario - input'!A85,\"\")","v":""},{"$f":"IFERROR('Historical scenario - input'!B85,\"\")","v":0},{"$f":"IFERROR('Historical scenario - input'!C85,\"\")","v":0},{"$f":"IFERROR(repcalc('Historical scenario - input'!$CV85:$GH85,'Historical scenario - input'!$G85,'Historical scenario - input'!$E85,'Historical scenario - input'!$F85,20,TRUE,TRUE),\"\")","v":""},"","","","","","","","","","","","","","","","","","","",{"$f":"IFERROR(IF(OR(D101=\"\",'Historical scenario - input'!$D85=\"\"),\"\",D101/'Historical scenario - input'!$D85),\"\")","v":""},{"$f":"IFERROR(IF(OR(E101=\"\",'Historical scenario - input'!$D85=\"\"),\"\",E101/'Historical scenario - input'!$D85),\"\")","v":""},{"$f":"IFERROR(IF(OR(F101=\"\",'Historical scenario - input'!$D85=\"\"),\"\",F101/'Historical scenario - input'!$D85),\"\")","v":""},{"$f":"IFERROR(IF(OR(G101=\"\",'Historical scenario - input'!$D85=\"\"),\"\",G101/'Historical scenario - input'!$D85),\"\")","v":""},{"$f":"IFERROR(IF(OR(H101=\"\",'Historical scenario - input'!$D85=\"\"),\"\",H101/'Historical scenario - input'!$D85),\"\")","v":""},{"$f":"IFERROR(IF(OR(I101=\"\",'Historical scenario - input'!$D85=\"\"),\"\",I101/'Historical scenario - input'!$D85),\"\")","v":""},{"$f":"IFERROR(IF(OR(J101=\"\",'Historical scenario - input'!$D85=\"\"),\"\",J101/'Historical scenario - input'!$D85),\"\")","v":""},{"$f":"IFERROR(IF(OR(K101=\"\",'Historical scenario - input'!$D85=\"\"),\"\",K101/'Historical scenario - input'!$D85),\"\")","v":""},{"$f":"IFERROR(IF(OR(L101=\"\",'Historical scenario - input'!$D85=\"\"),\"\",L101/'Historical scenario - input'!$D85),\"\")","v":""},{"$f":"IFERROR(IF(OR(M101=\"\",'Historical scenario - input'!$D85=\"\"),\"\",M101/'Historical scenario - input'!$D85),\"\")","v":""},{"$f":"IFERROR(IF(OR(N101=\"\",'Historical scenario - input'!$D85=\"\"),\"\",N101/'Historical scenario - input'!$D85),\"\")","v":""},{"$f":"IFERROR(IF(OR(O101=\"\",'Historical scenario - input'!$D85=\"\"),\"\",O101/'Historical scenario - input'!$D85),\"\")","v":""},{"$f":"IFERROR(IF(OR(P101=\"\",'Historical scenario - input'!$D85=\"\"),\"\",P101/'Historical scenario - input'!$D85),\"\")","v":""},{"$f":"IFERROR(IF(OR(Q101=\"\",'Historical scenario - input'!$D85=\"\"),\"\",Q101/'Historical scenario - input'!$D85),\"\")","v":""},{"$f":"IFERROR(IF(OR(R101=\"\",'Historical scenario - input'!$D85=\"\"),\"\",R101/'Historical scenario - input'!$D85),\"\")","v":""},{"$f":"IFERROR(IF(OR(S101=\"\",'Historical scenario - input'!$D85=\"\"),\"\",S101/'Historical scenario - input'!$D85),\"\")","v":""},{"$f":"IFERROR(IF(OR(T101=\"\",'Historical scenario - input'!$D85=\"\"),\"\",T101/'Historical scenario - input'!$D85),\"\")","v":""},{"$f":"IFERROR(IF(OR(U101=\"\",'Historical scenario - input'!$D85=\"\"),\"\",U101/'Historical scenario - input'!$D85),\"\")","v":""},{"$f":"IFERROR(IF(OR(V101=\"\",'Historical scenario - input'!$D85=\"\"),\"\",V101/'Historical scenario - input'!$D85),\"\")","v":""},{"$f":"IFERROR(IF(OR(W101=\"\",'Historical scenario - input'!$D85=\"\"),\"\",W101/'Historical scenario - input'!$D85),\"\")","v":""}]
[{"$f":"IFERROR('Historical scenario - input'!A86,\"\")","v":""},{"$f":"IFERROR('Historical scenario - input'!B86,\"\")","v":0},{"$f":"IFERROR('Historical scenario - input'!C86,\"\")","v":0},{"$f":"IFERROR(repcalc('Historical scenario - input'!$CV86:$GH86,'Historical scenario - input'!$G86,'Historical scenario - input'!$E86,'Historical scenario - input'!$F86,20,TRUE,TRUE),\"\")","v":""},"","","","","","","","","","","","","","","","","","","",{"$f":"IFERROR(IF(OR(D102=\"\",'Historical scenario - input'!$D86=\"\"),\"\",D102/'Historical scenario - input'!$D86),\"\")","v":""},{"$f":"IFERROR(IF(OR(E102=\"\",'Historical scenario - input'!$D86=\"\"),\"\",E102/'Historical scenario - input'!$D86),\"\")","v":""},{"$f":"IFERROR(IF(OR(F102=\"\",'Historical scenario - input'!$D86=\"\"),\"\",F102/'Historical scenario - input'!$D86),\"\")","v":""},{"$f":"IFERROR(IF(OR(G102=\"\",'Historical scenario - input'!$D86=\"\"),\"\",G102/'Historical scenario - input'!$D86),\"\")","v":""},{"$f":"IFERROR(IF(OR(H102=\"\",'Historical scenario - input'!$D86=\"\"),\"\",H102/'Historical scenario - input'!$D86),\"\")","v":""},{"$f":"IFERROR(IF(OR(I102=\"\",'Historical scenario - input'!$D86=\"\"),\"\",I102/'Historical scenario - input'!$D86),\"\")","v":""},{"$f":"IFERROR(IF(OR(J102=\"\",'Historical scenario - input'!$D86=\"\"),\"\",J102/'Historical scenario - input'!$D86),\"\")","v":""},{"$f":"IFERROR(IF(OR(K102=\"\",'Historical scenario - input'!$D86=\"\"),\"\",K102/'Historical scenario - input'!$D86),\"\")","v":""},{"$f":"IFERROR(IF(OR(L102=\"\",'Historical scenario - input'!$D86=\"\"),\"\",L102/'Historical scenario - input'!$D86),\"\")","v":""},{"$f":"IFERROR(IF(OR(M102=\"\",'Historical scenario - input'!$D86=\"\"),\"\",M102/'Historical scenario - input'!$D86),\"\")","v":""},{"$f":"IFERROR(IF(OR(N102=\"\",'Historical scenario - input'!$D86=\"\"),\"\",N102/'Historical scenario - input'!$D86),\"\")","v":""},{"$f":"IFERROR(IF(OR(O102=\"\",'Historical scenario - input'!$D86=\"\"),\"\",O102/'Historical scenario - input'!$D86),\"\")","v":""},{"$f":"IFERROR(IF(OR(P102=\"\",'Historical scenario - input'!$D86=\"\"),\"\",P102/'Historical scenario - input'!$D86),\"\")","v":""},{"$f":"IFERROR(IF(OR(Q102=\"\",'Historical scenario - input'!$D86=\"\"),\"\",Q102/'Historical scenario - input'!$D86),\"\")","v":""},{"$f":"IFERROR(IF(OR(R102=\"\",'Historical scenario - input'!$D86=\"\"),\"\",R102/'Historical scenario - input'!$D86),\"\")","v":""},{"$f":"IFERROR(IF(OR(S102=\"\",'Historical scenario - input'!$D86=\"\"),\"\",S102/'Historical scenario - input'!$D86),\"\")","v":""},{"$f":"IFERROR(IF(OR(T102=\"\",'Historical scenario - input'!$D86=\"\"),\"\",T102/'Historical scenario - input'!$D86),\"\")","v":""},{"$f":"IFERROR(IF(OR(U102=\"\",'Historical scenario - input'!$D86=\"\"),\"\",U102/'Historical scenario - input'!$D86),\"\")","v":""},{"$f":"IFERROR(IF(OR(V102=\"\",'Historical scenario - input'!$D86=\"\"),\"\",V102/'Historical scenario - input'!$D86),\"\")","v":""},{"$f":"IFERROR(IF(OR(W102=\"\",'Historical scenario - input'!$D86=\"\"),\"\",W102/'Historical scenario - input'!$D86),\"\")","v":""}]
[{"$f":"IFERROR('Historical scenario - input'!A87,\"\")","v":""},{"$f":"IFERROR('Historical scenario - input'!B87,\"\")","v":0},{"$f":"IFERROR('Historical scenario - input'!C87,\"\")","v":0},{"$f":"IFERROR(repcalc('Historical scenario - input'!$CV87:$GH87,'Historical scenario - input'!$G87,'Historical scenario - input'!$E87,'Historical scenario - input'!$F87,20,TRUE,TRUE),\"\")","v":""},"","","","","","","","","","","","","","","","","","","",{"$f":"IFERROR(IF(OR(D103=\"\",'Historical scenario - input'!$D87=\"\"),\"\",D103/'Historical scenario - input'!$D87),\"\")","v":""},{"$f":"IFERROR(IF(OR(E103=\"\",'Historical scenario - input'!$D87=\"\"),\"\",E103/'Historical scenario - input'!$D87),\"\")","v":""},{"$f":"IFERROR(IF(OR(F103=\"\",'Historical scenario - input'!$D87=\"\"),\"\",F103/'Historical scenario - input'!$D87),\"\")","v":""},{"$f":"IFERROR(IF(OR(G103=\"\",'Historical scenario - input'!$D87=\"\"),\"\",G103/'Historical scenario - input'!$D87),\"\")","v":""},{"$f":"IFERROR(IF(OR(H103=\"\",'Historical scenario - input'!$D87=\"\"),\"\",H103/'Historical scenario - input'!$D87),\"\")","v":""},{"$f":"IFERROR(IF(OR(I103=\"\",'Historical scenario - input'!$D87=\"\"),\"\",I103/'Historical scenario - input'!$D87),\"\")","v":""},{"$f":"IFERROR(IF(OR(J103=\"\",'Historical scenario - input'!$D87=\"\"),\"\",J103/'Historical scenario - input'!$D87),\"\")","v":""},{"$f":"IFERROR(IF(OR(K103=\"\",'Historical scenario - input'!$D87=\"\"),\"\",K103/'Historical scenario - input'!$D87),\"\")","v":""},{"$f":"IFERROR(IF(OR(L103=\"\",'Historical scenario - input'!$D87=\"\"),\"\",L103/'Historical scenario - input'!$D87),\"\")","v":""},{"$f":"IFERROR(IF(OR(M103=\"\",'Historical scenario - input'!$D87=\"\"),\"\",M103/'Historical scenario - input'!$D87),\"\")","v":""},{"$f":"IFERROR(IF(OR(N103=\"\",'Historical scenario - input'!$D87=\"\"),\"\",N103/'Historical scenario - input'!$D87),\"\")","v":""},{"$f":"IFERROR(IF(OR(O103=\"\",'Historical scenario - input'!$D87=\"\"),\"\",O103/'Historical scenario - input'!$D87),\"\")","v":""},{"$f":"IFERROR(IF(OR(P103=\"\",'Historical scenario - input'!$D87=\"\"),\"\",P103/'Historical scenario - input'!$D87),\"\")","v":""},{"$f":"IFERROR(IF(OR(Q103=\"\",'Historical scenario - input'!$D87=\"\"),\"\",Q103/'Historical scenario - input'!$D87),\"\")","v":""},{"$f":"IFERROR(IF(OR(R103=\"\",'Historical scenario - input'!$D87=\"\"),\"\",R103/'Historical scenario - input'!$D87),\"\")","v":""},{"$f":"IFERROR(IF(OR(S103=\"\",'Historical scenario - input'!$D87=\"\"),\"\",S103/'Historical scenario - input'!$D87),\"\")","v":""},{"$f":"IFERROR(IF(OR(T103=\"\",'Historical scenario - input'!$D87=\"\"),\"\",T103/'Historical scenario - input'!$D87),\"\")","v":""},{"$f":"IFERROR(IF(OR(U103=\"\",'Historical scenario - input'!$D87=\"\"),\"\",U103/'Historical scenario - input'!$D87),\"\")","v":""},{"$f":"IFERROR(IF(OR(V103=\"\",'Historical scenario - input'!$D87=\"\"),\"\",V103/'Historical scenario - input'!$D87),\"\")","v":""},{"$f":"IFERROR(IF(OR(W103=\"\",'Historical scenario - input'!$D87=\"\"),\"\",W103/'Historical scenario - input'!$D87),\"\")","v":""}]
[{"$f":"IFERROR('Historical scenario - input'!A88,\"\")","v":""},{"$f":"IFERROR('Historical scenario - input'!B88,\"\")","v":0},{"$f":"IFERROR('Historical scenario - input'!C88,\"\")","v":0},{"$f":"IFERROR(repcalc('Historical scenario - input'!$CV88:$GH88,'Historical scenario - input'!$G88,'Historical scenario - input'!$E88,'Historical scenario - input'!$F88,20,TRUE,TRUE),\"\")","v":""},"","","","","","","","","","","","","","","","","","","",{"$f":"IFERROR(IF(OR(D104=\"\",'Historical scenario - input'!$D88=\"\"),\"\",D104/'Historical scenario - input'!$D88),\"\")","v":""},{"$f":"IFERROR(IF(OR(E104=\"\",'Historical scenario - input'!$D88=\"\"),\"\",E104/'Historical scenario - input'!$D88),\"\")","v":""},{"$f":"IFERROR(IF(OR(F104=\"\",'Historical scenario - input'!$D88=\"\"),\"\",F104/'Historical scenario - input'!$D88),\"\")","v":""},{"$f":"IFERROR(IF(OR(G104=\"\",'Historical scenario - input'!$D88=\"\"),\"\",G104/'Historical scenario - input'!$D88),\"\")","v":""},{"$f":"IFERROR(IF(OR(H104=\"\",'Historical scenario - input'!$D88=\"\"),\"\",H104/'Historical scenario - input'!$D88),\"\")","v":""},{"$f":"IFERROR(IF(OR(I104=\"\",'Historical scenario - input'!$D88=\"\"),\"\",I104/'Historical scenario - input'!$D88),\"\")","v":""},{"$f":"IFERROR(IF(OR(J104=\"\",'Historical scenario - input'!$D88=\"\"),\"\",J104/'Historical scenario - input'!$D88),\"\")","v":""},{"$f":"IFERROR(IF(OR(K104=\"\",'Historical scenario - input'!$D88=\"\"),\"\",K104/'Historical scenario - input'!$D88),\"\")","v":""},{"$f":"IFERROR(IF(OR(L104=\"\",'Historical scenario - input'!$D88=\"\"),\"\",L104/'Historical scenario - input'!$D88),\"\")","v":""},{"$f":"IFERROR(IF(OR(M104=\"\",'Historical scenario - input'!$D88=\"\"),\"\",M104/'Historical scenario - input'!$D88),\"\")","v":""},{"$f":"IFERROR(IF(OR(N104=\"\",'Historical scenario - input'!$D88=\"\"),\"\",N104/'Historical scenario - input'!$D88),\"\")","v":""},{"$f":"IFERROR(IF(OR(O104=\"\",'Historical scenario - input'!$D88=\"\"),\"\",O104/'Historical scenario - input'!$D88),\"\")","v":""},{"$f":"IFERROR(IF(OR(P104=\"\",'Historical scenario - input'!$D88=\"\"),\"\",P104/'Historical scenario - input'!$D88),\"\")","v":""},{"$f":"IFERROR(IF(OR(Q104=\"\",'Historical scenario - input'!$D88=\"\"),\"\",Q104/'Historical scenario - input'!$D88),\"\")","v":""},{"$f":"IFERROR(IF(OR(R104=\"\",'Historical scenario - input'!$D88=\"\"),\"\",R104/'Historical scenario - input'!$D88),\"\")","v":""},{"$f":"IFERROR(IF(OR(S104=\"\",'Historical scenario - input'!$D88=\"\"),\"\",S104/'Historical scenario - input'!$D88),\"\")","v":""},{"$f":"IFERROR(IF(OR(T104=\"\",'Historical scenario - input'!$D88=\"\"),\"\",T104/'Historical scenario - input'!$D88),\"\")","v":""},{"$f":"IFERROR(IF(OR(U104=\"\",'Historical scenario - input'!$D88=\"\"),\"\",U104/'Historical scenario - input'!$D88),\"\")","v":""},{"$f":"IFERROR(IF(OR(V104=\"\",'Historical scenario - input'!$D88=\"\"),\"\",V104/'Historical scenario - input'!$D88),\"\")","v":""},{"$f":"IFERROR(IF(OR(W104=\"\",'Historical scenario - input'!$D88=\"\"),\"\",W104/'Historical scenario - input'!$D88),\"\")","v":""}]
[{"$f":"IFERROR('Historical scenario - input'!A89,\"\")","v":""},{"$f":"IFERROR('Historical scenario - input'!B89,\"\")","v":0},{"$f":"IFERROR('Historical scenario - input'!C89,\"\")","v":0},{"$f":"IFERROR(repcalc('Historical scenario - input'!$CV89:$GH89,'Historical scenario - input'!$G89,'Historical scenario - input'!$E89,'Historical scenario - input'!$F89,20,TRUE,TRUE),\"\")","v":""},"","","","","","","","","","","","","","","","","","","",{"$f":"IFERROR(IF(OR(D105=\"\",'Historical scenario - input'!$D89=\"\"),\"\",D105/'Historical scenario - input'!$D89),\"\")","v":""},{"$f":"IFERROR(IF(OR(E105=\"\",'Historical scenario - input'!$D89=\"\"),\"\",E105/'Historical scenario - input'!$D89),\"\")","v":""},{"$f":"IFERROR(IF(OR(F105=\"\",'Historical scenario - input'!$D89=\"\"),\"\",F105/'Historical scenario - input'!$D89),\"\")","v":""},{"$f":"IFERROR(IF(OR(G105=\"\",'Historical scenario - input'!$D89=\"\"),\"\",G105/'Historical scenario - input'!$D89),\"\")","v":""},{"$f":"IFERROR(IF(OR(H105=\"\",'Historical scenario - input'!$D89=\"\"),\"\",H105/'Historical scenario - input'!$D89),\"\")","v":""},{"$f":"IFERROR(IF(OR(I105=\"\",'Historical scenario - input'!$D89=\"\"),\"\",I105/'Historical scenario - input'!$D89),\"\")","v":""},{"$f":"IFERROR(IF(OR(J105=\"\",'Historical scenario - input'!$D89=\"\"),\"\",J105/'Historical scenario - input'!$D89),\"\")","v":""},{"$f":"IFERROR(IF(OR(K105=\"\",'Historical scenario - input'!$D89=\"\"),\"\",K105/'Historical scenario - input'!$D89),\"\")","v":""},{"$f":"IFERROR(IF(OR(L105=\"\",'Historical scenario - input'!$D89=\"\"),\"\",L105/'Historical scenario - input'!$D89),\"\")","v":""},{"$f":"IFERROR(IF(OR(M105=\"\",'Historical scenario - input'!$D89=\"\"),\"\",M105/'Historical scenario - input'!$D89),\"\")","v":""},{"$f":"IFERROR(IF(OR(N105=\"\",'Historical scenario - input'!$D89=\"\"),\"\",N105/'Historical scenario - input'!$D89),\"\")","v":""},{"$f":"IFERROR(IF(OR(O105=\"\",'Historical scenario - input'!$D89=\"\"),\"\",O105/'Historical scenario - input'!$D89),\"\")","v":""},{"$f":"IFERROR(IF(OR(P105=\"\",'Historical scenario - input'!$D89=\"\"),\"\",P105/'Historical scenario - input'!$D89),\"\")","v":""},{"$f":"IFERROR(IF(OR(Q105=\"\",'Historical scenario - input'!$D89=\"\"),\"\",Q105/'Historical scenario - input'!$D89),\"\")","v":""},{"$f":"IFERROR(IF(OR(R105=\"\",'Historical scenario - input'!$D89=\"\"),\"\",R105/'Historical scenario - input'!$D89),\"\")","v":""},{"$f":"IFERROR(IF(OR(S105=\"\",'Historical scenario - input'!$D89=\"\"),\"\",S105/'Historical scenario - input'!$D89),\"\")","v":""},{"$f":"IFERROR(IF(OR(T105=\"\",'Historical scenario - input'!$D89=\"\"),\"\",T105/'Historical scenario - input'!$D89),\"\")","v":""},{"$f":"IFERROR(IF(OR(U105=\"\",'Historical scenario - input'!$D89=\"\"),\"\",U105/'Historical scenario - input'!$D89),\"\")","v":""},{"$f":"IFERROR(IF(OR(V105=\"\",'Historical scenario - input'!$D89=\"\"),\"\",V105/'Historical scenario - input'!$D89),\"\")","v":""},{"$f":"IFERROR(IF(OR(W105=\"\",'Historical scenario - input'!$D89=\"\"),\"\",W105/'Historical scenario - input'!$D89),\"\")","v":""}]
[{"$f":"IFERROR('Historical scenario - input'!A90,\"\")","v":""},{"$f":"IFERROR('Historical scenario - input'!B90,\"\")","v":0},{"$f":"IFERROR('Historical scenario - input'!C90,\"\")","v":0},{"$f":"IFERROR(repcalc('Historical scenario - input'!$CV90:$GH90,'Historical scenario - input'!$G90,'Historical scenario - input'!$E90,'Historical scenario - input'!$F90,20,TRUE,TRUE),\"\")","v":""},"","","","","","","","","","","","","","","","","","","",{"$f":"IFERROR(IF(OR(D106=\"\",'Historical scenario - input'!$D90=\"\"),\"\",D106/'Historical scenario - input'!$D90),\"\")","v":""},{"$f":"IFERROR(IF(OR(E106=\"\",'Historical scenario - input'!$D90=\"\"),\"\",E106/'Historical scenario - input'!$D90),\"\")","v":""},{"$f":"IFERROR(IF(OR(F106=\"\",'Historical scenario - input'!$D90=\"\"),\"\",F106/'Historical scenario - input'!$D90),\"\")","v":""},{"$f":"IFERROR(IF(OR(G106=\"\",'Historical scenario - input'!$D90=\"\"),\"\",G106/'Historical scenario - input'!$D90),\"\")","v":""},{"$f":"IFERROR(IF(OR(H106=\"\",'Historical scenario - input'!$D90=\"\"),\"\",H106/'Historical scenario - input'!$D90),\"\")","v":""},{"$f":"IFERROR(IF(OR(I106=\"\",'Historical scenario - input'!$D90=\"\"),\"\",I106/'Historical scenario - input'!$D90),\"\")","v":""},{"$f":"IFERROR(IF(OR(J106=\"\",'Historical scenario - input'!$D90=\"\"),\"\",J106/'Historical scenario - input'!$D90),\"\")","v":""},{"$f":"IFERROR(IF(OR(K106=\"\",'Historical scenario - input'!$D90=\"\"),\"\",K106/'Historical scenario - input'!$D90),\"\")","v":""},{"$f":"IFERROR(IF(OR(L106=\"\",'Historical scenario - input'!$D90=\"\"),\"\",L106/'Historical scenario - input'!$D90),\"\")","v":""},{"$f":"IFERROR(IF(OR(M106=\"\",'Historical scenario - input'!$D90=\"\"),\"\",M106/'Historical scenario - input'!$D90),\"\")","v":""},{"$f":"IFERROR(IF(OR(N106=\"\",'Historical scenario - input'!$D90=\"\"),\"\",N106/'Historical scenario - input'!$D90),\"\")","v":""},{"$f":"IFERROR(IF(OR(O106=\"\",'Historical scenario - input'!$D90=\"\"),\"\",O106/'Historical scenario - input'!$D90),\"\")","v":""},{"$f":"IFERROR(IF(OR(P106=\"\",'Historical scenario - input'!$D90=\"\"),\"\",P106/'Historical scenario - input'!$D90),\"\")","v":""},{"$f":"IFERROR(IF(OR(Q106=\"\",'Historical scenario - input'!$D90=\"\"),\"\",Q106/'Historical scenario - input'!$D90),\"\")","v":""},{"$f":"IFERROR(IF(OR(R106=\"\",'Historical scenario - input'!$D90=\"\"),\"\",R106/'Historical scenario - input'!$D90),\"\")","v":""},{"$f":"IFERROR(IF(OR(S106=\"\",'Historical scenario - input'!$D90=\"\"),\"\",S106/'Historical scenario - input'!$D90),\"\")","v":""},{"$f":"IFERROR(IF(OR(T106=\"\",'Historical scenario - input'!$D90=\"\"),\"\",T106/'Historical scenario - input'!$D90),\"\")","v":""},{"$f":"IFERROR(IF(OR(U106=\"\",'Historical scenario - input'!$D90=\"\"),\"\",U106/'Historical scenario - input'!$D90),\"\")","v":""},{"$f":"IFERROR(IF(OR(V106=\"\",'Historical scenario - input'!$D90=\"\"),\"\",V106/'Historical scenario - input'!$D90),\"\")","v":""},{"$f":"IFERROR(IF(OR(W106=\"\",'Historical scenario - input'!$D90=\"\"),\"\",W106/'Historical scenario - input'!$D90),\"\")","v":""}]
[{"$f":"IFERROR('Historical scenario - input'!A91,\"\")","v":""},{"$f":"IFERROR('Historical scenario - input'!B91,\"\")","v":0},{"$f":"IFERROR('Historical scenario - input'!C91,\"\")","v":0},{"$f":"IFERROR(repcalc('Historical scenario - input'!$CV91:$GH91,'Historical scenario - input'!$G91,'Historical scenario - input'!$E91,'Historical scenario - input'!$F91,20,TRUE,TRUE),\"\")","v":""},"","","","","","","","","","","","","","","","","","","",{"$f":"IFERROR(IF(OR(D107=\"\",'Historical scenario - input'!$D91=\"\"),\"\",D107/'Historical scenario - input'!$D91),\"\")","v":""},{"$f":"IFERROR(IF(OR(E107=\"\",'Historical scenario - input'!$D91=\"\"),\"\",E107/'Historical scenario - input'!$D91),\"\")","v":""},{"$f":"IFERROR(IF(OR(F107=\"\",'Historical scenario - input'!$D91=\"\"),\"\",F107/'Historical scenario - input'!$D91),\"\")","v":""},{"$f":"IFERROR(IF(OR(G107=\"\",'Historical scenario - input'!$D91=\"\"),\"\",G107/'Historical scenario - input'!$D91),\"\")","v":""},{"$f":"IFERROR(IF(OR(H107=\"\",'Historical scenario - input'!$D91=\"\"),\"\",H107/'Historical scenario - input'!$D91),\"\")","v":""},{"$f":"IFERROR(IF(OR(I107=\"\",'Historical scenario - input'!$D91=\"\"),\"\",I107/'Historical scenario - input'!$D91),\"\")","v":""},{"$f":"IFERROR(IF(OR(J107=\"\",'Historical scenario - input'!$D91=\"\"),\"\",J107/'Historical scenario - input'!$D91),\"\")","v":""},{"$f":"IFERROR(IF(OR(K107=\"\",'Historical scenario - input'!$D91=\"\"),\"\",K107/'Historical scenario - input'!$D91),\"\")","v":""},{"$f":"IFERROR(IF(OR(L107=\"\",'Historical scenario - input'!$D91=\"\"),\"\",L107/'Historical scenario - input'!$D91),\"\")","v":""},{"$f":"IFERROR(IF(OR(M107=\"\",'Historical scenario - input'!$D91=\"\"),\"\",M107/'Historical scenario - input'!$D91),\"\")","v":""},{"$f":"IFERROR(IF(OR(N107=\"\",'Historical scenario - input'!$D91=\"\"),\"\",N107/'Historical scenario - input'!$D91),\"\")","v":""},{"$f":"IFERROR(IF(OR(O107=\"\",'Historical scenario - input'!$D91=\"\"),\"\",O107/'Historical scenario - input'!$D91),\"\")","v":""},{"$f":"IFERROR(IF(OR(P107=\"\",'Historical scenario - input'!$D91=\"\"),\"\",P107/'Historical scenario - input'!$D91),\"\")","v":""},{"$f":"IFERROR(IF(OR(Q107=\"\",'Historical scenario - input'!$D91=\"\"),\"\",Q107/'Historical scenario - input'!$D91),\"\")","v":""},{"$f":"IFERROR(IF(OR(R107=\"\",'Historical scenario - input'!$D91=\"\"),\"\",R107/'Historical scenario - input'!$D91),\"\")","v":""},{"$f":"IFERROR(IF(OR(S107=\"\",'Historical scenario - input'!$D91=\"\"),\"\",S107/'Historical scenario - input'!$D91),\"\")","v":""},{"$f":"IFERROR(IF(OR(T107=\"\",'Historical scenario - input'!$D91=\"\"),\"\",T107/'Historical scenario - input'!$D91),\"\")","v":""},{"$f":"IFERROR(IF(OR(U107=\"\",'Historical scenario - input'!$D91=\"\"),\"\",U107/'Historical scenario - input'!$D91),\"\")","v":""},{"$f":"IFERROR(IF(OR(V107=\"\",'Historical scenario - input'!$D91=\"\"),\"\",V107/'Historical scenario - input'!$D91),\"\")","v":""},{"$f":"IFERROR(IF(OR(W107=\"\",'Historical scenario - input'!$D91=\"\"),\"\",W107/'Historical scenario - input'!$D91),\"\")","v":""}]
[{"$f":"IFERROR('Historical scenario - input'!A92,\"\")","v":""},{"$f":"IFERROR('Historical scenario - input'!B92,\"\")","v":0},{"$f":"IFERROR('Historical scenario - input'!C92,\"\")","v":0},{"$f":"IFERROR(repcalc('Historical scenario - input'!$CV92:$GH92,'Historical scenario - input'!$G92,'Historical scenario - input'!$E92,'Historical scenario - input'!$F92,20,TRUE,TRUE),\"\")","v":""},"","","","","","","","","","","","","","","","","","","",{"$f":"IFERROR(IF(OR(D108=\"\",'Historical scenario - input'!$D92=\"\"),\"\",D108/'Historical scenario - input'!$D92),\"\")","v":""},{"$f":"IFERROR(IF(OR(E108=\"\",'Historical scenario - input'!$D92=\"\"),\"\",E108/'Historical scenario - input'!$D92),\"\")","v":""},{"$f":"IFERROR(IF(OR(F108=\"\",'Historical scenario - input'!$D92=\"\"),\"\",F108/'Historical scenario - input'!$D92),\"\")","v":""},{"$f":"IFERROR(IF(OR(G108=\"\",'Historical scenario - input'!$D92=\"\"),\"\",G108/'Historical scenario - input'!$D92),\"\")","v":""},{"$f":"IFERROR(IF(OR(H108=\"\",'Historical scenario - input'!$D92=\"\"),\"\",H108/'Historical scenario - input'!$D92),\"\")","v":""},{"$f":"IFERROR(IF(OR(I108=\"\",'Historical scenario - input'!$D92=\"\"),\"\",I108/'Historical scenario - input'!$D92),\"\")","v":""},{"$f":"IFERROR(IF(OR(J108=\"\",'Historical scenario - input'!$D92=\"\"),\"\",J108/'Historical scenario - input'!$D92),\"\")","v":""},{"$f":"IFERROR(IF(OR(K108=\"\",'Historical scenario - input'!$D92=\"\"),\"\",K108/'Historical scenario - input'!$D92),\"\")","v":""},{"$f":"IFERROR(IF(OR(L108=\"\",'Historical scenario - input'!$D92=\"\"),\"\",L108/'Historical scenario - input'!$D92),\"\")","v":""},{"$f":"IFERROR(IF(OR(M108=\"\",'Historical scenario - input'!$D92=\"\"),\"\",M108/'Historical scenario - input'!$D92),\"\")","v":""},{"$f":"IFERROR(IF(OR(N108=\"\",'Historical scenario - input'!$D92=\"\"),\"\",N108/'Historical scenario - input'!$D92),\"\")","v":""},{"$f":"IFERROR(IF(OR(O108=\"\",'Historical scenario - input'!$D92=\"\"),\"\",O108/'Historical scenario - input'!$D92),\"\")","v":""},{"$f":"IFERROR(IF(OR(P108=\"\",'Historical scenario - input'!$D92=\"\"),\"\",P108/'Historical scenario - input'!$D92),\"\")","v":""},{"$f":"IFERROR(IF(OR(Q108=\"\",'Historical scenario - input'!$D92=\"\"),\"\",Q108/'Historical scenario - input'!$D92),\"\")","v":""},{"$f":"IFERROR(IF(OR(R108=\"\",'Historical scenario - input'!$D92=\"\"),\"\",R108/'Historical scenario - input'!$D92),\"\")","v":""},{"$f":"IFERROR(IF(OR(S108=\"\",'Historical scenario - input'!$D92=\"\"),\"\",S108/'Historical scenario - input'!$D92),\"\")","v":""},{"$f":"IFERROR(IF(OR(T108=\"\",'Historical scenario - input'!$D92=\"\"),\"\",T108/'Historical scenario - input'!$D92),\"\")","v":""},{"$f":"IFERROR(IF(OR(U108=\"\",'Historical scenario - input'!$D92=\"\"),\"\",U108/'Historical scenario - input'!$D92),\"\")","v":""},{"$f":"IFERROR(IF(OR(V108=\"\",'Historical scenario - input'!$D92=\"\"),\"\",V108/'Historical scenario - input'!$D92),\"\")","v":""},{"$f":"IFERROR(IF(OR(W108=\"\",'Historical scenario - input'!$D92=\"\"),\"\",W108/'Historical scenario - input'!$D92),\"\")","v":""}]
[{"$f":"IFERROR('Historical scenario - input'!A93,\"\")","v":""},{"$f":"IFERROR('Historical scenario - input'!B93,\"\")","v":0},{"$f":"IFERROR('Historical scenario - input'!C93,\"\")","v":0},{"$f":"IFERROR(repcalc('Historical scenario - input'!$CV93:$GH93,'Historical scenario - input'!$G93,'Historical scenario - input'!$E93,'Historical scenario - input'!$F93,20,TRUE,TRUE),\"\")","v":""},"","","","","","","","","","","","","","","","","","","",{"$f":"IFERROR(IF(OR(D109=\"\",'Historical scenario - input'!$D93=\"\"),\"\",D109/'Historical scenario - input'!$D93),\"\")","v":""},{"$f":"IFERROR(IF(OR(E109=\"\",'Historical scenario - input'!$D93=\"\"),\"\",E109/'Historical scenario - input'!$D93),\"\")","v":""},{"$f":"IFERROR(IF(OR(F109=\"\",'Historical scenario - input'!$D93=\"\"),\"\",F109/'Historical scenario - input'!$D93),\"\")","v":""},{"$f":"IFERROR(IF(OR(G109=\"\",'Historical scenario - input'!$D93=\"\"),\"\",G109/'Historical scenario - input'!$D93),\"\")","v":""},{"$f":"IFERROR(IF(OR(H109=\"\",'Historical scenario - input'!$D93=\"\"),\"\",H109/'Historical scenario - input'!$D93),\"\")","v":""},{"$f":"IFERROR(IF(OR(I109=\"\",'Historical scenario - input'!$D93=\"\"),\"\",I109/'Historical scenario - input'!$D93),\"\")","v":""},{"$f":"IFERROR(IF(OR(J109=\"\",'Historical scenario - input'!$D93=\"\"),\"\",J109/'Historical scenario - input'!$D93),\"\")","v":""},{"$f":"IFERROR(IF(OR(K109=\"\",'Historical scenario - input'!$D93=\"\"),\"\",K109/'Historical scenario - input'!$D93),\"\")","v":""},{"$f":"IFERROR(IF(OR(L109=\"\",'Historical scenario - input'!$D93=\"\"),\"\",L109/'Historical scenario - input'!$D93),\"\")","v":""},{"$f":"IFERROR(IF(OR(M109=\"\",'Historical scenario - input'!$D93=\"\"),\"\",M109/'Historical scenario - input'!$D93),\"\")","v":""},{"$f":"IFERROR(IF(OR(N109=\"\",'Historical scenario - input'!$D93=\"\"),\"\",N109/'Historical scenario - input'!$D93),\"\")","v":""},{"$f":"IFERROR(IF(OR(O109=\"\",'Historical scenario - input'!$D93=\"\"),\"\",O109/'Historical scenario - input'!$D93),\"\")","v":""},{"$f":"IFERROR(IF(OR(P109=\"\",'Historical scenario - input'!$D93=\"\"),\"\",P109/'Historical scenario - input'!$D93),\"\")","v":""},{"$f":"IFERROR(IF(OR(Q109=\"\",'Historical scenario - input'!$D93=\"\"),\"\",Q109/'Historical scenario - input'!$D93),\"\")","v":""},{"$f":"IFERROR(IF(OR(R109=\"\",'Historical scenario - input'!$D93=\"\"),\"\",R109/'Historical scenario - input'!$D93),\"\")","v":""},{"$f":"IFERROR(IF(OR(S109=\"\",'Historical scenario - input'!$D93=\"\"),\"\",S109/'Historical scenario - input'!$D93),\"\")","v":""},{"$f":"IFERROR(IF(OR(T109=\"\",'Historical scenario - input'!$D93=\"\"),\"\",T109/'Historical scenario - input'!$D93),\"\")","v":""},{"$f":"IFERROR(IF(OR(U109=\"\",'Historical scenario - input'!$D93=\"\"),\"\",U109/'Historical scenario - input'!$D93),\"\")","v":""},{"$f":"IFERROR(IF(OR(V109=\"\",'Historical scenario - input'!$D93=\"\"),\"\",V109/'Historical scenario - input'!$D93),\"\")","v":""},{"$f":"IFERROR(IF(OR(W109=\"\",'Historical scenario - input'!$D93=\"\"),\"\",W109/'Historical scenario - input'!$D93),\"\")","v":""}]
[{"$f":"IFERROR('Historical scenario - input'!A94,\"\")","v":""},{"$f":"IFERROR('Historical scenario - input'!B94,\"\")","v":0},{"$f":"IFERROR('Historical scenario - input'!C94,\"\")","v":0},{"$f":"IFERROR(repcalc('Historical scenario - input'!$CV94:$GH94,'Historical scenario - input'!$G94,'Historical scenario - input'!$E94,'Historical scenario - input'!$F94,20,TRUE,TRUE),\"\")","v":""},"","","","","","","","","","","","","","","","","","","",{"$f":"IFERROR(IF(OR(D110=\"\",'Historical scenario - input'!$D94=\"\"),\"\",D110/'Historical scenario - input'!$D94),\"\")","v":""},{"$f":"IFERROR(IF(OR(E110=\"\",'Historical scenario - input'!$D94=\"\"),\"\",E110/'Historical scenario - input'!$D94),\"\")","v":""},{"$f":"IFERROR(IF(OR(F110=\"\",'Historical scenario - input'!$D94=\"\"),\"\",F110/'Historical scenario - input'!$D94),\"\")","v":""},{"$f":"IFERROR(IF(OR(G110=\"\",'Historical scenario - input'!$D94=\"\"),\"\",G110/'Historical scenario - input'!$D94),\"\")","v":""},{"$f":"IFERROR(IF(OR(H110=\"\",'Historical scenario - input'!$D94=\"\"),\"\",H110/'Historical scenario - input'!$D94),\"\")","v":""},{"$f":"IFERROR(IF(OR(I110=\"\",'Historical scenario - input'!$D94=\"\"),\"\",I110/'Historical scenario - input'!$D94),\"\")","v":""},{"$f":"IFERROR(IF(OR(J110=\"\",'Historical scenario - input'!$D94=\"\"),\"\",J110/'Historical scenario - input'!$D94),\"\")","v":""},{"$f":"IFERROR(IF(OR(K110=\"\",'Historical scenario - input'!$D94=\"\"),\"\",K110/'Historical scenario - input'!$D94),\"\")","v":""},{"$f":"IFERROR(IF(OR(L110=\"\",'Historical scenario - input'!$D94=\"\"),\"\",L110/'Historical scenario - input'!$D94),\"\")","v":""},{"$f":"IFERROR(IF(OR(M110=\"\",'Historical scenario - input'!$D94=\"\"),\"\",M110/'Historical scenario - input'!$D94),\"\")","v":""},{"$f":"IFERROR(IF(OR(N110=\"\",'Historical scenario - input'!$D94=\"\"),\"\",N110/'Historical scenario - input'!$D94),\"\")","v":""},{"$f":"IFERROR(IF(OR(O110=\"\",'Historical scenario - input'!$D94=\"\"),\"\",O110/'Historical scenario - input'!$D94),\"\")","v":""},{"$f":"IFERROR(IF(OR(P110=\"\",'Historical scenario - input'!$D94=\"\"),\"\",P110/'Historical scenario - input'!$D94),\"\")","v":""},{"$f":"IFERROR(IF(OR(Q110=\"\",'Historical scenario - input'!$D94=\"\"),\"\",Q110/'Historical scenario - input'!$D94),\"\")","v":""},{"$f":"IFERROR(IF(OR(R110=\"\",'Historical scenario - input'!$D94=\"\"),\"\",R110/'Historical scenario - input'!$D94),\"\")","v":""},{"$f":"IFERROR(IF(OR(S110=\"\",'Historical scenario - input'!$D94=\"\"),\"\",S110/'Historical scenario - input'!$D94),\"\")","v":""},{"$f":"IFERROR(IF(OR(T110=\"\",'Historical scenario - input'!$D94=\"\"),\"\",T110/'Historical scenario - input'!$D94),\"\")","v":""},{"$f":"IFERROR(IF(OR(U110=\"\",'Historical scenario - input'!$D94=\"\"),\"\",U110/'Historical scenario - input'!$D94),\"\")","v":""},{"$f":"IFERROR(IF(OR(V110=\"\",'Historical scenario - input'!$D94=\"\"),\"\",V110/'Historical scenario - input'!$D94),\"\")","v":""},{"$f":"IFERROR(IF(OR(W110=\"\",'Historical scenario - input'!$D94=\"\"),\"\",W110/'Historical scenario - input'!$D94),\"\")","v":""}]
[{"$f":"IFERROR('Historical scenario - input'!A95,\"\")","v":""},{"$f":"IFERROR('Historical scenario - input'!B95,\"\")","v":0},{"$f":"IFERROR('Historical scenario - input'!C95,\"\")","v":0},{"$f":"IFERROR(repcalc('Historical scenario - input'!$CV95:$GH95,'Historical scenario - input'!$G95,'Historical scenario - input'!$E95,'Historical scenario - input'!$F95,20,TRUE,TRUE),\"\")","v":""},"","","","","","","","","","","","","","","","","","","",{"$f":"IFERROR(IF(OR(D111=\"\",'Historical scenario - input'!$D95=\"\"),\"\",D111/'Historical scenario - input'!$D95),\"\")","v":""},{"$f":"IFERROR(IF(OR(E111=\"\",'Historical scenario - input'!$D95=\"\"),\"\",E111/'Historical scenario - input'!$D95),\"\")","v":""},{"$f":"IFERROR(IF(OR(F111=\"\",'Historical scenario - input'!$D95=\"\"),\"\",F111/'Historical scenario - input'!$D95),\"\")","v":""},{"$f":"IFERROR(IF(OR(G111=\"\",'Historical scenario - input'!$D95=\"\"),\"\",G111/'Historical scenario - input'!$D95),\"\")","v":""},{"$f":"IFERROR(IF(OR(H111=\"\",'Historical scenario - input'!$D95=\"\"),\"\",H111/'Historical scenario - input'!$D95),\"\")","v":""},{"$f":"IFERROR(IF(OR(I111=\"\",'Historical scenario - input'!$D95=\"\"),\"\",I111/'Historical scenario - input'!$D95),\"\")","v":""},{"$f":"IFERROR(IF(OR(J111=\"\",'Historical scenario - input'!$D95=\"\"),\"\",J111/'Historical scenario - input'!$D95),\"\")","v":""},{"$f":"IFERROR(IF(OR(K111=\"\",'Historical scenario - input'!$D95=\"\"),\"\",K111/'Historical scenario - input'!$D95),\"\")","v":""},{"$f":"IFERROR(IF(OR(L111=\"\",'Historical scenario - input'!$D95=\"\"),\"\",L111/'Historical scenario - input'!$D95),\"\")","v":""},{"$f":"IFERROR(IF(OR(M111=\"\",'Historical scenario - input'!$D95=\"\"),\"\",M111/'Historical scenario - input'!$D95),\"\")","v":""},{"$f":"IFERROR(IF(OR(N111=\"\",'Historical scenario - input'!$D95=\"\"),\"\",N111/'Historical scenario - input'!$D95),\"\")","v":""},{"$f":"IFERROR(IF(OR(O111=\"\",'Historical scenario - input'!$D95=\"\"),\"\",O111/'Historical scenario - input'!$D95),\"\")","v":""},{"$f":"IFERROR(IF(OR(P111=\"\",'Historical scenario - input'!$D95=\"\"),\"\",P111/'Historical scenario - input'!$D95),\"\")","v":""},{"$f":"IFERROR(IF(OR(Q111=\"\",'Historical scenario - input'!$D95=\"\"),\"\",Q111/'Historical scenario - input'!$D95),\"\")","v":""},{"$f":"IFERROR(IF(OR(R111=\"\",'Historical scenario - input'!$D95=\"\"),\"\",R111/'Historical scenario - input'!$D95),\"\")","v":""},{"$f":"IFERROR(IF(OR(S111=\"\",'Historical scenario - input'!$D95=\"\"),\"\",S111/'Historical scenario - input'!$D95),\"\")","v":""},{"$f":"IFERROR(IF(OR(T111=\"\",'Historical scenario - input'!$D95=\"\"),\"\",T111/'Historical scenario - input'!$D95),\"\")","v":""},{"$f":"IFERROR(IF(OR(U111=\"\",'Historical scenario - input'!$D95=\"\"),\"\",U111/'Historical scenario - input'!$D95),\"\")","v":""},{"$f":"IFERROR(IF(OR(V111=\"\",'Historical scenario - input'!$D95=\"\"),\"\",V111/'Historical scenario - input'!$D95),\"\")","v":""},{"$f":"IFERROR(IF(OR(W111=\"\",'Historical scenario - input'!$D95=\"\"),\"\",W111/'Historical scenario - input'!$D95),\"\")","v":""}]
[{"$f":"IFERROR('Historical scenario - input'!A96,\"\")","v":""},{"$f":"IFERROR('Historical scenario - input'!B96,\"\")","v":0},{"$f":"IFERROR('Historical scenario - input'!C96,\"\")","v":0},{"$f":"IFERROR(repcalc('Historical scenario - input'!$CV96:$GH96,'Historical scenario - input'!$G96,'Historical scenario - input'!$E96,'Historical scenario - input'!$F96,20,TRUE,TRUE),\"\")","v":""},"","","","","","","","","","","","","","","","","","","",{"$f":"IFERROR(IF(OR(D112=\"\",'Historical scenario - input'!$D96=\"\"),\"\",D112/'Historical scenario - input'!$D96),\"\")","v":""},{"$f":"IFERROR(IF(OR(E112=\"\",'Historical scenario - input'!$D96=\"\"),\"\",E112/'Historical scenario - input'!$D96),\"\")","v":""},{"$f":"IFERROR(IF(OR(F112=\"\",'Historical scenario - input'!$D96=\"\"),\"\",F112/'Historical scenario - input'!$D96),\"\")","v":""},{"$f":"IFERROR(IF(OR(G112=\"\",'Historical scenario - input'!$D96=\"\"),\"\",G112/'Historical scenario - input'!$D96),\"\")","v":""},{"$f":"IFERROR(IF(OR(H112=\"\",'Historical scenario - input'!$D96=\"\"),\"\",H112/'Historical scenario - input'!$D96),\"\")","v":""},{"$f":"IFERROR(IF(OR(I112=\"\",'Historical scenario - input'!$D96=\"\"),\"\",I112/'Historical scenario - input'!$D96),\"\")","v":""},{"$f":"IFERROR(IF(OR(J112=\"\",'Historical scenario - input'!$D96=\"\"),\"\",J112/'Historical scenario - input'!$D96),\"\")","v":""},{"$f":"IFERROR(IF(OR(K112=\"\",'Historical scenario - input'!$D96=\"\"),\"\",K112/'Historical scenario - input'!$D96),\"\")","v":""},{"$f":"IFERROR(IF(OR(L112=\"\",'Historical scenario - input'!$D96=\"\"),\"\",L112/'Historical scenario - input'!$D96),\"\")","v":""},{"$f":"IFERROR(IF(OR(M112=\"\",'Historical scenario - input'!$D96=\"\"),\"\",M112/'Historical scenario - input'!$D96),\"\")","v":""},{"$f":"IFERROR(IF(OR(N112=\"\",'Historical scenario - input'!$D96=\"\"),\"\",N112/'Historical scenario - input'!$D96),\"\")","v":""},{"$f":"IFERROR(IF(OR(O112=\"\",'Historical scenario - input'!$D96=\"\"),\"\",O112/'Historical scenario - input'!$D96),\"\")","v":""},{"$f":"IFERROR(IF(OR(P112=\"\",'Historical scenario - input'!$D96=\"\"),\"\",P112/'Historical scenario - input'!$D96),\"\")","v":""},{"$f":"IFERROR(IF(OR(Q112=\"\",'Historical scenario - input'!$D96=\"\"),\"\",Q112/'Historical scenario - input'!$D96),\"\")","v":""},{"$f":"IFERROR(IF(OR(R112=\"\",'Historical scenario - input'!$D96=\"\"),\"\",R112/'Historical scenario - input'!$D96),\"\")","v":""},{"$f":"IFERROR(IF(OR(S112=\"\",'Historical scenario - input'!$D96=\"\"),\"\",S112/'Historical scenario - input'!$D96),\"\")","v":""},{"$f":"IFERROR(IF(OR(T112=\"\",'Historical scenario - input'!$D96=\"\"),\"\",T112/'Historical scenario - input'!$D96),\"\")","v":""},{"$f":"IFERROR(IF(OR(U112=\"\",'Historical scenario - input'!$D96=\"\"),\"\",U112/'Historical scenario - input'!$D96),\"\")","v":""},{"$f":"IFERROR(IF(OR(V112=\"\",'Historical scenario - input'!$D96=\"\"),\"\",V112/'Historical scenario - input'!$D96),\"\")","v":""},{"$f":"IFERROR(IF(OR(W112=\"\",'Historical scenario - input'!$D96=\"\"),\"\",W112/'Historical scenario - input'!$D96),\"\")","v":""}]
[{"$f":"IFERROR('Historical scenario - input'!A97,\"\")","v":""},{"$f":"IFERROR('Historical scenario - input'!B97,\"\")","v":0},{"$f":"IFERROR('Historical scenario - input'!C97,\"\")","v":0},{"$f":"IFERROR(repcalc('Historical scenario - input'!$CV97:$GH97,'Historical scenario - input'!$G97,'Historical scenario - input'!$E97,'Historical scenario - input'!$F97,20,TRUE,TRUE),\"\")","v":""},"","","","","","","","","","","","","","","","","","","",{"$f":"IFERROR(IF(OR(D113=\"\",'Historical scenario - input'!$D97=\"\"),\"\",D113/'Historical scenario - input'!$D97),\"\")","v":""},{"$f":"IFERROR(IF(OR(E113=\"\",'Historical scenario - input'!$D97=\"\"),\"\",E113/'Historical scenario - input'!$D97),\"\")","v":""},{"$f":"IFERROR(IF(OR(F113=\"\",'Historical scenario - input'!$D97=\"\"),\"\",F113/'Historical scenario - input'!$D97),\"\")","v":""},{"$f":"IFERROR(IF(OR(G113=\"\",'Historical scenario - input'!$D97=\"\"),\"\",G113/'Historical scenario - input'!$D97),\"\")","v":""},{"$f":"IFERROR(IF(OR(H113=\"\",'Historical scenario - input'!$D97=\"\"),\"\",H113/'Historical scenario - input'!$D97),\"\")","v":""},{"$f":"IFERROR(IF(OR(I113=\"\",'Historical scenario - input'!$D97=\"\"),\"\",I113/'Historical scenario - input'!$D97),\"\")","v":""},{"$f":"IFERROR(IF(OR(J113=\"\",'Historical scenario - input'!$D97=\"\"),\"\",J113/'Historical scenario - input'!$D97),\"\")","v":""},{"$f":"IFERROR(IF(OR(K113=\"\",'Historical scenario - input'!$D97=\"\"),\"\",K113/'Historical scenario - input'!$D97),\"\")","v":""},{"$f":"IFERROR(IF(OR(L113=\"\",'Historical scenario - input'!$D97=\"\"),\"\",L113/'Historical scenario - input'!$D97),\"\")","v":""},{"$f":"IFERROR(IF(OR(M113=\"\",'Historical scenario - input'!$D97=\"\"),\"\",M113/'Historical scenario - input'!$D97),\"\")","v":""},{"$f":"IFERROR(IF(OR(N113=\"\",'Historical scenario - input'!$D97=\"\"),\"\",N113/'Historical scenario - input'!$D97),\"\")","v":""},{"$f":"IFERROR(IF(OR(O113=\"\",'Historical scenario - input'!$D97=\"\"),\"\",O113/'Historical scenario - input'!$D97),\"\")","v":""},{"$f":"IFERROR(IF(OR(P113=\"\",'Historical scenario - input'!$D97=\"\"),\"\",P113/'Historical scenario - input'!$D97),\"\")","v":""},{"$f":"IFERROR(IF(OR(Q113=\"\",'Historical scenario - input'!$D97=\"\"),\"\",Q113/'Historical scenario - input'!$D97),\"\")","v":""},{"$f":"IFERROR(IF(OR(R113=\"\",'Historical scenario - input'!$D97=\"\"),\"\",R113/'Historical scenario - input'!$D97),\"\")","v":""},{"$f":"IFERROR(IF(OR(S113=\"\",'Historical scenario - input'!$D97=\"\"),\"\",S113/'Historical scenario - input'!$D97),\"\")","v":""},{"$f":"IFERROR(IF(OR(T113=\"\",'Historical scenario - input'!$D97=\"\"),\"\",T113/'Historical scenario - input'!$D97),\"\")","v":""},{"$f":"IFERROR(IF(OR(U113=\"\",'Historical scenario - input'!$D97=\"\"),\"\",U113/'Historical scenario - input'!$D97),\"\")","v":""},{"$f":"IFERROR(IF(OR(V113=\"\",'Historical scenario - input'!$D97=\"\"),\"\",V113/'Historical scenario - input'!$D97),\"\")","v":""},{"$f":"IFERROR(IF(OR(W113=\"\",'Historical scenario - input'!$D97=\"\"),\"\",W113/'Historical scenario - input'!$D97),\"\")","v":""}]
[{"$f":"IFERROR('Historical scenario - input'!A98,\"\")","v":""},{"$f":"IFERROR('Historical scenario - input'!B98,\"\")","v":0},{"$f":"IFERROR('Historical scenario - input'!C98,\"\")","v":0},{"$f":"IFERROR(repcalc('Historical scenario - input'!$CV98:$GH98,'Historical scenario - input'!$G98,'Historical scenario - input'!$E98,'Historical scenario - input'!$F98,20,TRUE,TRUE),\"\")","v":""},"","","","","","","","","","","","","","","","","","","",{"$f":"IFERROR(IF(OR(D114=\"\",'Historical scenario - input'!$D98=\"\"),\"\",D114/'Historical scenario - input'!$D98),\"\")","v":""},{"$f":"IFERROR(IF(OR(E114=\"\",'Historical scenario - input'!$D98=\"\"),\"\",E114/'Historical scenario - input'!$D98),\"\")","v":""},{"$f":"IFERROR(IF(OR(F114=\"\",'Historical scenario - input'!$D98=\"\"),\"\",F114/'Historical scenario - input'!$D98),\"\")","v":""},{"$f":"IFERROR(IF(OR(G114=\"\",'Historical scenario - input'!$D98=\"\"),\"\",G114/'Historical scenario - input'!$D98),\"\")","v":""},{"$f":"IFERROR(IF(OR(H114=\"\",'Historical scenario - input'!$D98=\"\"),\"\",H114/'Historical scenario - input'!$D98),\"\")","v":""},{"$f":"IFERROR(IF(OR(I114=\"\",'Historical scenario - input'!$D98=\"\"),\"\",I114/'Historical scenario - input'!$D98),\"\")","v":""},{"$f":"IFERROR(IF(OR(J114=\"\",'Historical scenario - input'!$D98=\"\"),\"\",J114/'Historical scenario - input'!$D98),\"\")","v":""},{"$f":"IFERROR(IF(OR(K114=\"\",'Historical scenario - input'!$D98=\"\"),\"\",K114/'Historical scenario - input'!$D98),\"\")","v":""},{"$f":"IFERROR(IF(OR(L114=\"\",'Historical scenario - input'!$D98=\"\"),\"\",L114/'Historical scenario - input'!$D98),\"\")","v":""},{"$f":"IFERROR(IF(OR(M114=\"\",'Historical scenario - input'!$D98=\"\"),\"\",M114/'Historical scenario - input'!$D98),\"\")","v":""},{"$f":"IFERROR(IF(OR(N114=\"\",'Historical scenario - input'!$D98=\"\"),\"\",N114/'Historical scenario - input'!$D98),\"\")","v":""},{"$f":"IFERROR(IF(OR(O114=\"\",'Historical scenario - input'!$D98=\"\"),\"\",O114/'Historical scenario - input'!$D98),\"\")","v":""},{"$f":"IFERROR(IF(OR(P114=\"\",'Historical scenario - input'!$D98=\"\"),\"\",P114/'Historical scenario - input'!$D98),\"\")","v":""},{"$f":"IFERROR(IF(OR(Q114=\"\",'Historical scenario - input'!$D98=\"\"),\"\",Q114/'Historical scenario - input'!$D98),\"\")","v":""},{"$f":"IFERROR(IF(OR(R114=\"\",'Historical scenario - input'!$D98=\"\"),\"\",R114/'Historical scenario - input'!$D98),\"\")","v":""},{"$f":"IFERROR(IF(OR(S114=\"\",'Historical scenario - input'!$D98=\"\"),\"\",S114/'Historical scenario - input'!$D98),\"\")","v":""},{"$f":"IFERROR(IF(OR(T114=\"\",'Historical scenario - input'!$D98=\"\"),\"\",T114/'Historical scenario - input'!$D98),\"\")","v":""},{"$f":"IFERROR(IF(OR(U114=\"\",'Historical scenario - input'!$D98=\"\"),\"\",U114/'Historical scenario - input'!$D98),\"\")","v":""},{"$f":"IFERROR(IF(OR(V114=\"\",'Historical scenario - input'!$D98=\"\"),\"\",V114/'Historical scenario - input'!$D98),\"\")","v":""},{"$f":"IFERROR(IF(OR(W114=\"\",'Historical scenario - input'!$D98=\"\"),\"\",W114/'Historical scenario - input'!$D98),\"\")","v":""}]
[{"$f":"IFERROR('Historical scenario - input'!A99,\"\")","v":""},{"$f":"IFERROR('Historical scenario - input'!B99,\"\")","v":0},{"$f":"IFERROR('Historical scenario - input'!C99,\"\")","v":0},{"$f":"IFERROR(repcalc('Historical scenario - input'!$CV99:$GH99,'Historical scenario - input'!$G99,'Historical scenario - input'!$E99,'Historical scenario - input'!$F99,20,TRUE,TRUE),\"\")","v":""},"","","","","","","","","","","","","","","","","","","",{"$f":"IFERROR(IF(OR(D115=\"\",'Historical scenario - input'!$D99=\"\"),\"\",D115/'Historical scenario - input'!$D99),\"\")","v":""},{"$f":"IFERROR(IF(OR(E115=\"\",'Historical scenario - input'!$D99=\"\"),\"\",E115/'Historical scenario - input'!$D99),\"\")","v":""},{"$f":"IFERROR(IF(OR(F115=\"\",'Historical scenario - input'!$D99=\"\"),\"\",F115/'Historical scenario - input'!$D99),\"\")","v":""},{"$f":"IFERROR(IF(OR(G115=\"\",'Historical scenario - input'!$D99=\"\"),\"\",G115/'Historical scenario - input'!$D99),\"\")","v":""},{"$f":"IFERROR(IF(OR(H115=\"\",'Historical scenario - input'!$D99=\"\"),\"\",H115/'Historical scenario - input'!$D99),\"\")","v":""},{"$f":"IFERROR(IF(OR(I115=\"\",'Historical scenario - input'!$D99=\"\"),\"\",I115/'Historical scenario - input'!$D99),\"\")","v":""},{"$f":"IFERROR(IF(OR(J115=\"\",'Historical scenario - input'!$D99=\"\"),\"\",J115/'Historical scenario - input'!$D99),\"\")","v":""},{"$f":"IFERROR(IF(OR(K115=\"\",'Historical scenario - input'!$D99=\"\"),\"\",K115/'Historical scenario - input'!$D99),\"\")","v":""},{"$f":"IFERROR(IF(OR(L115=\"\",'Historical scenario - input'!$D99=\"\"),\"\",L115/'Historical scenario - input'!$D99),\"\")","v":""},{"$f":"IFERROR(IF(OR(M115=\"\",'Historical scenario - input'!$D99=\"\"),\"\",M115/'Historical scenario - input'!$D99),\"\")","v":""},{"$f":"IFERROR(IF(OR(N115=\"\",'Historical scenario - input'!$D99=\"\"),\"\",N115/'Historical scenario - input'!$D99),\"\")","v":""},{"$f":"IFERROR(IF(OR(O115=\"\",'Historical scenario - input'!$D99=\"\"),\"\",O115/'Historical scenario - input'!$D99),\"\")","v":""},{"$f":"IFERROR(IF(OR(P115=\"\",'Historical scenario - input'!$D99=\"\"),\"\",P115/'Historical scenario - input'!$D99),\"\")","v":""},{"$f":"IFERROR(IF(OR(Q115=\"\",'Historical scenario - input'!$D99=\"\"),\"\",Q115/'Historical scenario - input'!$D99),\"\")","v":""},{"$f":"IFERROR(IF(OR(R115=\"\",'Historical scenario - input'!$D99=\"\"),\"\",R115/'Historical scenario - input'!$D99),\"\")","v":""},{"$f":"IFERROR(IF(OR(S115=\"\",'Historical scenario - input'!$D99=\"\"),\"\",S115/'Historical scenario - input'!$D99),\"\")","v":""},{"$f":"IFERROR(IF(OR(T115=\"\",'Historical scenario - input'!$D99=\"\"),\"\",T115/'Historical scenario - input'!$D99),\"\")","v":""},{"$f":"IFERROR(IF(OR(U115=\"\",'Historical scenario - input'!$D99=\"\"),\"\",U115/'Historical scenario - input'!$D99),\"\")","v":""},{"$f":"IFERROR(IF(OR(V115=\"\",'Historical scenario - input'!$D99=\"\"),\"\",V115/'Historical scenario - input'!$D99),\"\")","v":""},{"$f":"IFERROR(IF(OR(W115=\"\",'Historical scenario - input'!$D99=\"\"),\"\",W115/'Historical scenario - input'!$D99),\"\")","v":""}]
[{"$f":"IFERROR('Historical scenario - input'!A100,\"\")","v":""},{"$f":"IFERROR('Historical scenario - input'!B100,\"\")","v":0},{"$f":"IFERROR('Historical scenario - input'!C100,\"\")","v":0},{"$f":"IFERROR(repcalc('Historical scenario - input'!$CV100:$GH100,'Historical scenario - input'!$G100,'Historical scenario - input'!$E100,'Historical scenario - input'!$F100,20,TRUE,TRUE),\"\")","v":""},"","","","","","","","","","","","","","","","","","","",{"$f":"IFERROR(IF(OR(D116=\"\",'Historical scenario - input'!$D100=\"\"),\"\",D116/'Historical scenario - input'!$D100),\"\")","v":""},{"$f":"IFERROR(IF(OR(E116=\"\",'Historical scenario - input'!$D100=\"\"),\"\",E116/'Historical scenario - input'!$D100),\"\")","v":""},{"$f":"IFERROR(IF(OR(F116=\"\",'Historical scenario - input'!$D100=\"\"),\"\",F116/'Historical scenario - input'!$D100),\"\")","v":""},{"$f":"IFERROR(IF(OR(G116=\"\",'Historical scenario - input'!$D100=\"\"),\"\",G116/'Historical scenario - input'!$D100),\"\")","v":""},{"$f":"IFERROR(IF(OR(H116=\"\",'Historical scenario - input'!$D100=\"\"),\"\",H116/'Historical scenario - input'!$D100),\"\")","v":""},{"$f":"IFERROR(IF(OR(I116=\"\",'Historical scenario - input'!$D100=\"\"),\"\",I116/'Historical scenario - input'!$D100),\"\")","v":""},{"$f":"IFERROR(IF(OR(J116=\"\",'Historical scenario - input'!$D100=\"\"),\"\",J116/'Historical scenario - input'!$D100),\"\")","v":""},{"$f":"IFERROR(IF(OR(K116=\"\",'Historical scenario - input'!$D100=\"\"),\"\",K116/'Historical scenario - input'!$D100),\"\")","v":""},{"$f":"IFERROR(IF(OR(L116=\"\",'Historical scenario - input'!$D100=\"\"),\"\",L116/'Historical scenario - input'!$D100),\"\")","v":""},{"$f":"IFERROR(IF(OR(M116=\"\",'Historical scenario - input'!$D100=\"\"),\"\",M116/'Historical scenario - input'!$D100),\"\")","v":""},{"$f":"IFERROR(IF(OR(N116=\"\",'Historical scenario - input'!$D100=\"\"),\"\",N116/'Historical scenario - input'!$D100),\"\")","v":""},{"$f":"IFERROR(IF(OR(O116=\"\",'Historical scenario - input'!$D100=\"\"),\"\",O116/'Historical scenario - input'!$D100),\"\")","v":""},{"$f":"IFERROR(IF(OR(P116=\"\",'Historical scenario - input'!$D100=\"\"),\"\",P116/'Historical scenario - input'!$D100),\"\")","v":""},{"$f":"IFERROR(IF(OR(Q116=\"\",'Historical scenario - input'!$D100=\"\"),\"\",Q116/'Historical scenario - input'!$D100),\"\")","v":""},{"$f":"IFERROR(IF(OR(R116=\"\",'Historical scenario - input'!$D100=\"\"),\"\",R116/'Historical scenario - input'!$D100),\"\")","v":""},{"$f":"IFERROR(IF(OR(S116=\"\",'Historical scenario - input'!$D100=\"\"),\"\",S116/'Historical scenario - input'!$D100),\"\")","v":""},{"$f":"IFERROR(IF(OR(T116=\"\",'Historical scenario - input'!$D100=\"\"),\"\",T116/'Historical scenario - input'!$D100),\"\")","v":""},{"$f":"IFERROR(IF(OR(U116=\"\",'Historical scenario - input'!$D100=\"\"),\"\",U116/'Historical scenario - input'!$D100),\"\")","v":""},{"$f":"IFERROR(IF(OR(V116=\"\",'Historical scenario - input'!$D100=\"\"),\"\",V116/'Historical scenario - input'!$D100),\"\")","v":""},{"$f":"IFERROR(IF(OR(W116=\"\",'Historical scenario - input'!$D100=\"\"),\"\",W116/'Historical scenario - input'!$D100),\"\")","v":""}]
[{"$f":"IFERROR('Historical scenario - input'!A101,\"\")","v":""},{"$f":"IFERROR('Historical scenario - input'!B101,\"\")","v":0},{"$f":"IFERROR('Historical scenario - input'!C101,\"\")","v":0},{"$f":"IFERROR(repcalc('Historical scenario - input'!$CV101:$GH101,'Historical scenario - input'!$G101,'Historical scenario - input'!$E101,'Historical scenario - input'!$F101,20,TRUE,TRUE),\"\")","v":""},"","","","","","","","","","","","","","","","","","","",{"$f":"IFERROR(IF(OR(D117=\"\",'Historical scenario - input'!$D101=\"\"),\"\",D117/'Historical scenario - input'!$D101),\"\")","v":""},{"$f":"IFERROR(IF(OR(E117=\"\",'Historical scenario - input'!$D101=\"\"),\"\",E117/'Historical scenario - input'!$D101),\"\")","v":""},{"$f":"IFERROR(IF(OR(F117=\"\",'Historical scenario - input'!$D101=\"\"),\"\",F117/'Historical scenario - input'!$D101),\"\")","v":""},{"$f":"IFERROR(IF(OR(G117=\"\",'Historical scenario - input'!$D101=\"\"),\"\",G117/'Historical scenario - input'!$D101),\"\")","v":""},{"$f":"IFERROR(IF(OR(H117=\"\",'Historical scenario - input'!$D101=\"\"),\"\",H117/'Historical scenario - input'!$D101),\"\")","v":""},{"$f":"IFERROR(IF(OR(I117=\"\",'Historical scenario - input'!$D101=\"\"),\"\",I117/'Historical scenario - input'!$D101),\"\")","v":""},{"$f":"IFERROR(IF(OR(J117=\"\",'Historical scenario - input'!$D101=\"\"),\"\",J117/'Historical scenario - input'!$D101),\"\")","v":""},{"$f":"IFERROR(IF(OR(K117=\"\",'Historical scenario - input'!$D101=\"\"),\"\",K117/'Historical scenario - input'!$D101),\"\")","v":""},{"$f":"IFERROR(IF(OR(L117=\"\",'Historical scenario - input'!$D101=\"\"),\"\",L117/'Historical scenario - input'!$D101),\"\")","v":""},{"$f":"IFERROR(IF(OR(M117=\"\",'Historical scenario - input'!$D101=\"\"),\"\",M117/'Historical scenario - input'!$D101),\"\")","v":""},{"$f":"IFERROR(IF(OR(N117=\"\",'Historical scenario - input'!$D101=\"\"),\"\",N117/'Historical scenario - input'!$D101),\"\")","v":""},{"$f":"IFERROR(IF(OR(O117=\"\",'Historical scenario - input'!$D101=\"\"),\"\",O117/'Historical scenario - input'!$D101),\"\")","v":""},{"$f":"IFERROR(IF(OR(P117=\"\",'Historical scenario - input'!$D101=\"\"),\"\",P117/'Historical scenario - input'!$D101),\"\")","v":""},{"$f":"IFERROR(IF(OR(Q117=\"\",'Historical scenario - input'!$D101=\"\"),\"\",Q117/'Historical scenario - input'!$D101),\"\")","v":""},{"$f":"IFERROR(IF(OR(R117=\"\",'Historical scenario - input'!$D101=\"\"),\"\",R117/'Historical scenario - input'!$D101),\"\")","v":""},{"$f":"IFERROR(IF(OR(S117=\"\",'Historical scenario - input'!$D101=\"\"),\"\",S117/'Historical scenario - input'!$D101),\"\")","v":""},{"$f":"IFERROR(IF(OR(T117=\"\",'Historical scenario - input'!$D101=\"\"),\"\",T117/'Historical scenario - input'!$D101),\"\")","v":""},{"$f":"IFERROR(IF(OR(U117=\"\",'Historical scenario - input'!$D101=\"\"),\"\",U117/'Historical scenario - input'!$D101),\"\")","v":""},{"$f":"IFERROR(IF(OR(V117=\"\",'Historical scenario - input'!$D101=\"\"),\"\",V117/'Historical scenario - input'!$D101),\"\")","v":""},{"$f":"IFERROR(IF(OR(W117=\"\",'Historical scenario - input'!$D101=\"\"),\"\",W117/'Historical scenario - input'!$D101),\"\")","v":""}]
[{"$f":"IFERROR('Historical scenario - input'!A102,\"\")","v":""},{"$f":"IFERROR('Historical scenario - input'!B102,\"\")","v":0},{"$f":"IFERROR('Historical scenario - input'!C102,\"\")","v":0},{"$f":"IFERROR(repcalc('Historical scenario - input'!$CV102:$GH102,'Historical scenario - input'!$G102,'Historical scenario - input'!$E102,'Historical scenario - input'!$F102,20,TRUE,TRUE),\"\")","v":""},"","","","","","","","","","","","","","","","","","","",{"$f":"IFERROR(IF(OR(D118=\"\",'Historical scenario - input'!$D102=\"\"),\"\",D118/'Historical scenario - input'!$D102),\"\")","v":""},{"$f":"IFERROR(IF(OR(E118=\"\",'Historical scenario - input'!$D102=\"\"),\"\",E118/'Historical scenario - input'!$D102),\"\")","v":""},{"$f":"IFERROR(IF(OR(F118=\"\",'Historical scenario - input'!$D102=\"\"),\"\",F118/'Historical scenario - input'!$D102),\"\")","v":""},{"$f":"IFERROR(IF(OR(G118=\"\",'Historical scenario - input'!$D102=\"\"),\"\",G118/'Historical scenario - input'!$D102),\"\")","v":""},{"$f":"IFERROR(IF(OR(H118=\"\",'Historical scenario - input'!$D102=\"\"),\"\",H118/'Historical scenario - input'!$D102),\"\")","v":""},{"$f":"IFERROR(IF(OR(I118=\"\",'Historical scenario - input'!$D102=\"\"),\"\",I118/'Historical scenario - input'!$D102),\"\")","v":""},{"$f":"IFERROR(IF(OR(J118=\"\",'Historical scenario - input'!$D102=\"\"),\"\",J118/'Historical scenario - input'!$D102),\"\")","v":""},{"$f":"IFERROR(IF(OR(K118=\"\",'Historical scenario - input'!$D102=\"\"),\"\",K118/'Historical scenario - input'!$D102),\"\")","v":""},{"$f":"IFERROR(IF(OR(L118=\"\",'Historical scenario - input'!$D102=\"\"),\"\",L118/'Historical scenario - input'!$D102),\"\")","v":""},{"$f":"IFERROR(IF(OR(M118=\"\",'Historical scenario - input'!$D102=\"\"),\"\",M118/'Historical scenario - input'!$D102),\"\")","v":""},{"$f":"IFERROR(IF(OR(N118=\"\",'Historical scenario - input'!$D102=\"\"),\"\",N118/'Historical scenario - input'!$D102),\"\")","v":""},{"$f":"IFERROR(IF(OR(O118=\"\",'Historical scenario - input'!$D102=\"\"),\"\",O118/'Historical scenario - input'!$D102),\"\")","v":""},{"$f":"IFERROR(IF(OR(P118=\"\",'Historical scenario - input'!$D102=\"\"),\"\",P118/'Historical scenario - input'!$D102),\"\")","v":""},{"$f":"IFERROR(IF(OR(Q118=\"\",'Historical scenario - input'!$D102=\"\"),\"\",Q118/'Historical scenario - input'!$D102),\"\")","v":""},{"$f":"IFERROR(IF(OR(R118=\"\",'Historical scenario - input'!$D102=\"\"),\"\",R118/'Historical scenario - input'!$D102),\"\")","v":""},{"$f":"IFERROR(IF(OR(S118=\"\",'Historical scenario - input'!$D102=\"\"),\"\",S118/'Historical scenario - input'!$D102),\"\")","v":""},{"$f":"IFERROR(IF(OR(T118=\"\",'Historical scenario - input'!$D102=\"\"),\"\",T118/'Historical scenario - input'!$D102),\"\")","v":""},{"$f":"IFERROR(IF(OR(U118=\"\",'Historical scenario - input'!$D102=\"\"),\"\",U118/'Historical scenario - input'!$D102),\"\")","v":""},{"$f":"IFERROR(IF(OR(V118=\"\",'Historical scenario - input'!$D102=\"\"),\"\",V118/'Historical scenario - input'!$D102),\"\")","v":""},{"$f":"IFERROR(IF(OR(W118=\"\",'Historical scenario - input'!$D102=\"\"),\"\",W118/'Historical scenario - input'!$D102),\"\")","v":""}]
[{"$f":"IFERROR('Historical scenario - input'!A103,\"\")","v":""},{"$f":"IFERROR('Historical scenario - input'!B103,\"\")","v":0},{"$f":"IFERROR('Historical scenario - input'!C103,\"\")","v":0},{"$f":"IFERROR(repcalc('Historical scenario - input'!$CV103:$GH103,'Historical scenario - input'!$G103,'Historical scenario - input'!$E103,'Historical scenario - input'!$F103,20,TRUE,TRUE),\"\")","v":""},"","","","","","","","","","","","","","","","","","","",{"$f":"IFERROR(IF(OR(D119=\"\",'Historical scenario - input'!$D103=\"\"),\"\",D119/'Historical scenario - input'!$D103),\"\")","v":""},{"$f":"IFERROR(IF(OR(E119=\"\",'Historical scenario - input'!$D103=\"\"),\"\",E119/'Historical scenario - input'!$D103),\"\")","v":""},{"$f":"IFERROR(IF(OR(F119=\"\",'Historical scenario - input'!$D103=\"\"),\"\",F119/'Historical scenario - input'!$D103),\"\")","v":""},{"$f":"IFERROR(IF(OR(G119=\"\",'Historical scenario - input'!$D103=\"\"),\"\",G119/'Historical scenario - input'!$D103),\"\")","v":""},{"$f":"IFERROR(IF(OR(H119=\"\",'Historical scenario - input'!$D103=\"\"),\"\",H119/'Historical scenario - input'!$D103),\"\")","v":""},{"$f":"IFERROR(IF(OR(I119=\"\",'Historical scenario - input'!$D103=\"\"),\"\",I119/'Historical scenario - input'!$D103),\"\")","v":""},{"$f":"IFERROR(IF(OR(J119=\"\",'Historical scenario - input'!$D103=\"\"),\"\",J119/'Historical scenario - input'!$D103),\"\")","v":""},{"$f":"IFERROR(IF(OR(K119=\"\",'Historical scenario - input'!$D103=\"\"),\"\",K119/'Historical scenario - input'!$D103),\"\")","v":""},{"$f":"IFERROR(IF(OR(L119=\"\",'Historical scenario - input'!$D103=\"\"),\"\",L119/'Historical scenario - input'!$D103),\"\")","v":""},{"$f":"IFERROR(IF(OR(M119=\"\",'Historical scenario - input'!$D103=\"\"),\"\",M119/'Historical scenario - input'!$D103),\"\")","v":""},{"$f":"IFERROR(IF(OR(N119=\"\",'Historical scenario - input'!$D103=\"\"),\"\",N119/'Historical scenario - input'!$D103),\"\")","v":""},{"$f":"IFERROR(IF(OR(O119=\"\",'Historical scenario - input'!$D103=\"\"),\"\",O119/'Historical scenario - input'!$D103),\"\")","v":""},{"$f":"IFERROR(IF(OR(P119=\"\",'Historical scenario - input'!$D103=\"\"),\"\",P119/'Historical scenario - input'!$D103),\"\")","v":""},{"$f":"IFERROR(IF(OR(Q119=\"\",'Historical scenario - input'!$D103=\"\"),\"\",Q119/'Historical scenario - input'!$D103),\"\")","v":""},{"$f":"IFERROR(IF(OR(R119=\"\",'Historical scenario - input'!$D103=\"\"),\"\",R119/'Historical scenario - input'!$D103),\"\")","v":""},{"$f":"IFERROR(IF(OR(S119=\"\",'Historical scenario - input'!$D103=\"\"),\"\",S119/'Historical scenario - input'!$D103),\"\")","v":""},{"$f":"IFERROR(IF(OR(T119=\"\",'Historical scenario - input'!$D103=\"\"),\"\",T119/'Historical scenario - input'!$D103),\"\")","v":""},{"$f":"IFERROR(IF(OR(U119=\"\",'Historical scenario - input'!$D103=\"\"),\"\",U119/'Historical scenario - input'!$D103),\"\")","v":""},{"$f":"IFERROR(IF(OR(V119=\"\",'Historical scenario - input'!$D103=\"\"),\"\",V119/'Historical scenario - input'!$D103),\"\")","v":""},{"$f":"IFERROR(IF(OR(W119=\"\",'Historical scenario - input'!$D103=\"\"),\"\",W119/'Historical scenario - input'!$D103),\"\")","v":""}]
[{"$f":"IFERROR('Historical scenario - input'!A104,\"\")","v":""},{"$f":"IFERROR('Historical scenario - input'!B104,\"\")","v":0},{"$f":"IFERROR('Historical scenario - input'!C104,\"\")","v":0},{"$f":"IFERROR(repcalc('Historical scenario - input'!$CV104:$GH104,'Historical scenario - input'!$G104,'Historical scenario - input'!$E104,'Historical scenario - input'!$F104,20,TRUE,TRUE),\"\")","v":""},"","","","","","","","","","","","","","","","","","","",{"$f":"IFERROR(IF(OR(D120=\"\",'Historical scenario - input'!$D104=\"\"),\"\",D120/'Historical scenario - input'!$D104),\"\")","v":""},{"$f":"IFERROR(IF(OR(E120=\"\",'Historical scenario - input'!$D104=\"\"),\"\",E120/'Historical scenario - input'!$D104),\"\")","v":""},{"$f":"IFERROR(IF(OR(F120=\"\",'Historical scenario - input'!$D104=\"\"),\"\",F120/'Historical scenario - input'!$D104),\"\")","v":""},{"$f":"IFERROR(IF(OR(G120=\"\",'Historical scenario - input'!$D104=\"\"),\"\",G120/'Historical scenario - input'!$D104),\"\")","v":""},{"$f":"IFERROR(IF(OR(H120=\"\",'Historical scenario - input'!$D104=\"\"),\"\",H120/'Historical scenario - input'!$D104),\"\")","v":""},{"$f":"IFERROR(IF(OR(I120=\"\",'Historical scenario - input'!$D104=\"\"),\"\",I120/'Historical scenario - input'!$D104),\"\")","v":""},{"$f":"IFERROR(IF(OR(J120=\"\",'Historical scenario - input'!$D104=\"\"),\"\",J120/'Historical scenario - input'!$D104),\"\")","v":""},{"$f":"IFERROR(IF(OR(K120=\"\",'Historical scenario - input'!$D104=\"\"),\"\",K120/'Historical scenario - input'!$D104),\"\")","v":""},{"$f":"IFERROR(IF(OR(L120=\"\",'Historical scenario - input'!$D104=\"\"),\"\",L120/'Historical scenario - input'!$D104),\"\")","v":""},{"$f":"IFERROR(IF(OR(M120=\"\",'Historical scenario - input'!$D104=\"\"),\"\",M120/'Historical scenario - input'!$D104),\"\")","v":""},{"$f":"IFERROR(IF(OR(N120=\"\",'Historical scenario - input'!$D104=\"\"),\"\",N120/'Historical scenario - input'!$D104),\"\")","v":""},{"$f":"IFERROR(IF(OR(O120=\"\",'Historical scenario - input'!$D104=\"\"),\"\",O120/'Historical scenario - input'!$D104),\"\")","v":""},{"$f":"IFERROR(IF(OR(P120=\"\",'Historical scenario - input'!$D104=\"\"),\"\",P120/'Historical scenario - input'!$D104),\"\")","v":""},{"$f":"IFERROR(IF(OR(Q120=\"\",'Historical scenario - input'!$D104=\"\"),\"\",Q120/'Historical scenario - input'!$D104),\"\")","v":""},{"$f":"IFERROR(IF(OR(R120=\"\",'Historical scenario - input'!$D104=\"\"),\"\",R120/'Historical scenario - input'!$D104),\"\")","v":""},{"$f":"IFERROR(IF(OR(S120=\"\",'Historical scenario - input'!$D104=\"\"),\"\",S120/'Historical scenario - input'!$D104),\"\")","v":""},{"$f":"IFERROR(IF(OR(T120=\"\",'Historical scenario - input'!$D104=\"\"),\"\",T120/'Historical scenario - input'!$D104),\"\")","v":""},{"$f":"IFERROR(IF(OR(U120=\"\",'Historical scenario - input'!$D104=\"\"),\"\",U120/'Historical scenario - input'!$D104),\"\")","v":""},{"$f":"IFERROR(IF(OR(V120=\"\",'Historical scenario - input'!$D104=\"\"),\"\",V120/'Historical scenario - input'!$D104),\"\")","v":""},{"$f":"IFERROR(IF(OR(W120=\"\",'Historical scenario - input'!$D104=\"\"),\"\",W120/'Historical scenario - input'!$D104),\"\")","v":""}]
[{"$f":"IFERROR('Historical scenario - input'!A105,\"\")","v":""},{"$f":"IFERROR('Historical scenario - input'!B105,\"\")","v":0},{"$f":"IFERROR('Historical scenario - input'!C105,\"\")","v":0},{"$f":"IFERROR(repcalc('Historical scenario - input'!$CV105:$GH105,'Historical scenario - input'!$G105,'Historical scenario - input'!$E105,'Historical scenario - input'!$F105,20,TRUE,TRUE),\"\")","v":""},"","","","","","","","","","","","","","","","","","","",{"$f":"IFERROR(IF(OR(D121=\"\",'Historical scenario - input'!$D105=\"\"),\"\",D121/'Historical scenario - input'!$D105),\"\")","v":""},{"$f":"IFERROR(IF(OR(E121=\"\",'Historical scenario - input'!$D105=\"\"),\"\",E121/'Historical scenario - input'!$D105),\"\")","v":""},{"$f":"IFERROR(IF(OR(F121=\"\",'Historical scenario - input'!$D105=\"\"),\"\",F121/'Historical scenario - input'!$D105),\"\")","v":""},{"$f":"IFERROR(IF(OR(G121=\"\",'Historical scenario - input'!$D105=\"\"),\"\",G121/'Historical scenario - input'!$D105),\"\")","v":""},{"$f":"IFERROR(IF(OR(H121=\"\",'Historical scenario - input'!$D105=\"\"),\"\",H121/'Historical scenario - input'!$D105),\"\")","v":""},{"$f":"IFERROR(IF(OR(I121=\"\",'Historical scenario - input'!$D105=\"\"),\"\",I121/'Historical scenario - input'!$D105),\"\")","v":""},{"$f":"IFERROR(IF(OR(J121=\"\",'Historical scenario - input'!$D105=\"\"),\"\",J121/'Historical scenario - input'!$D105),\"\")","v":""},{"$f":"IFERROR(IF(OR(K121=\"\",'Historical scenario - input'!$D105=\"\"),\"\",K121/'Historical scenario - input'!$D105),\"\")","v":""},{"$f":"IFERROR(IF(OR(L121=\"\",'Historical scenario - input'!$D105=\"\"),\"\",L121/'Historical scenario - input'!$D105),\"\")","v":""},{"$f":"IFERROR(IF(OR(M121=\"\",'Historical scenario - input'!$D105=\"\"),\"\",M121/'Historical scenario - input'!$D105),\"\")","v":""},{"$f":"IFERROR(IF(OR(N121=\"\",'Historical scenario - input'!$D105=\"\"),\"\",N121/'Historical scenario - input'!$D105),\"\")","v":""},{"$f":"IFERROR(IF(OR(O121=\"\",'Historical scenario - input'!$D105=\"\"),\"\",O121/'Historical scenario - input'!$D105),\"\")","v":""},{"$f":"IFERROR(IF(OR(P121=\"\",'Historical scenario - input'!$D105=\"\"),\"\",P121/'Historical scenario - input'!$D105),\"\")","v":""},{"$f":"IFERROR(IF(OR(Q121=\"\",'Historical scenario - input'!$D105=\"\"),\"\",Q121/'Historical scenario - input'!$D105),\"\")","v":""},{"$f":"IFERROR(IF(OR(R121=\"\",'Historical scenario - input'!$D105=\"\"),\"\",R121/'Historical scenario - input'!$D105),\"\")","v":""},{"$f":"IFERROR(IF(OR(S121=\"\",'Historical scenario - input'!$D105=\"\"),\"\",S121/'Historical scenario - input'!$D105),\"\")","v":""},{"$f":"IFERROR(IF(OR(T121=\"\",'Historical scenario - input'!$D105=\"\"),\"\",T121/'Historical scenario - input'!$D105),\"\")","v":""},{"$f":"IFERROR(IF(OR(U121=\"\",'Historical scenario - input'!$D105=\"\"),\"\",U121/'Historical scenario - input'!$D105),\"\")","v":""},{"$f":"IFERROR(IF(OR(V121=\"\",'Historical scenario - input'!$D105=\"\"),\"\",V121/'Historical scenario - input'!$D105),\"\")","v":""},{"$f":"IFERROR(IF(OR(W121=\"\",'Historical scenario - input'!$D105=\"\"),\"\",W121/'Historical scenario - input'!$D105),\"\")","v":""}]
[{"$f":"IFERROR('Historical scenario - input'!A106,\"\")","v":""},{"$f":"IFERROR('Historical scenario - input'!B106,\"\")","v":0},{"$f":"IFERROR('Historical scenario - input'!C106,\"\")","v":0},{"$f":"IFERROR(repcalc('Historical scenario - input'!$CV106:$GH106,'Historical scenario - input'!$G106,'Historical scenario - input'!$E106,'Historical scenario - input'!$F106,20,TRUE,TRUE),\"\")","v":""},"","","","","","","","","","","","","","","","","","","",{"$f":"IFERROR(IF(OR(D122=\"\",'Historical scenario - input'!$D106=\"\"),\"\",D122/'Historical scenario - input'!$D106),\"\")","v":""},{"$f":"IFERROR(IF(OR(E122=\"\",'Historical scenario - input'!$D106=\"\"),\"\",E122/'Historical scenario - input'!$D106),\"\")","v":""},{"$f":"IFERROR(IF(OR(F122=\"\",'Historical scenario - input'!$D106=\"\"),\"\",F122/'Historical scenario - input'!$D106),\"\")","v":""},{"$f":"IFERROR(IF(OR(G122=\"\",'Historical scenario - input'!$D106=\"\"),\"\",G122/'Historical scenario - input'!$D106),\"\")","v":""},{"$f":"IFERROR(IF(OR(H122=\"\",'Historical scenario - input'!$D106=\"\"),\"\",H122/'Historical scenario - input'!$D106),\"\")","v":""},{"$f":"IFERROR(IF(OR(I122=\"\",'Historical scenario - input'!$D106=\"\"),\"\",I122/'Historical scenario - input'!$D106),\"\")","v":""},{"$f":"IFERROR(IF(OR(J122=\"\",'Historical scenario - input'!$D106=\"\"),\"\",J122/'Historical scenario - input'!$D106),\"\")","v":""},{"$f":"IFERROR(IF(OR(K122=\"\",'Historical scenario - input'!$D106=\"\"),\"\",K122/'Historical scenario - input'!$D106),\"\")","v":""},{"$f":"IFERROR(IF(OR(L122=\"\",'Historical scenario - input'!$D106=\"\"),\"\",L122/'Historical scenario - input'!$D106),\"\")","v":""},{"$f":"IFERROR(IF(OR(M122=\"\",'Historical scenario - input'!$D106=\"\"),\"\",M122/'Historical scenario - input'!$D106),\"\")","v":""},{"$f":"IFERROR(IF(OR(N122=\"\",'Historical scenario - input'!$D106=\"\"),\"\",N122/'Historical scenario - input'!$D106),\"\")","v":""},{"$f":"IFERROR(IF(OR(O122=\"\",'Historical scenario - input'!$D106=\"\"),\"\",O122/'Historical scenario - input'!$D106),\"\")","v":""},{"$f":"IFERROR(IF(OR(P122=\"\",'Historical scenario - input'!$D106=\"\"),\"\",P122/'Historical scenario - input'!$D106),\"\")","v":""},{"$f":"IFERROR(IF(OR(Q122=\"\",'Historical scenario - input'!$D106=\"\"),\"\",Q122/'Historical scenario - input'!$D106),\"\")","v":""},{"$f":"IFERROR(IF(OR(R122=\"\",'Historical scenario - input'!$D106=\"\"),\"\",R122/'Historical scenario - input'!$D106),\"\")","v":""},{"$f":"IFERROR(IF(OR(S122=\"\",'Historical scenario - input'!$D106=\"\"),\"\",S122/'Historical scenario - input'!$D106),\"\")","v":""},{"$f":"IFERROR(IF(OR(T122=\"\",'Historical scenario - input'!$D106=\"\"),\"\",T122/'Historical scenario - input'!$D106),\"\")","v":""},{"$f":"IFERROR(IF(OR(U122=\"\",'Historical scenario - input'!$D106=\"\"),\"\",U122/'Historical scenario - input'!$D106),\"\")","v":""},{"$f":"IFERROR(IF(OR(V122=\"\",'Historical scenario - input'!$D106=\"\"),\"\",V122/'Historical scenario - input'!$D106),\"\")","v":""},{"$f":"IFERROR(IF(OR(W122=\"\",'Historical scenario - input'!$D106=\"\"),\"\",W122/'Historical scenario - input'!$D106),\"\")","v":""}]
[{"$f":"IFERROR('Historical scenario - input'!A107,\"\")","v":""},{"$f":"IFERROR('Historical scenario - input'!B107,\"\")","v":0},{"$f":"IFERROR('Historical scenario - input'!C107,\"\")","v":0},{"$f":"IFERROR(repcalc('Historical scenario - input'!$CV107:$GH107,'Historical scenario - input'!$G107,'Historical scenario - input'!$E107,'Historical scenario - input'!$F107,20,TRUE,TRUE),\"\")","v":""},"","","","","","","","","","","","","","","","","","","",{"$f":"IFERROR(IF(OR(D123=\"\",'Historical scenario - input'!$D107=\"\"),\"\",D123/'Historical scenario - input'!$D107),\"\")","v":""},{"$f":"IFERROR(IF(OR(E123=\"\",'Historical scenario - input'!$D107=\"\"),\"\",E123/'Historical scenario - input'!$D107),\"\")","v":""},{"$f":"IFERROR(IF(OR(F123=\"\",'Historical scenario - input'!$D107=\"\"),\"\",F123/'Historical scenario - input'!$D107),\"\")","v":""},{"$f":"IFERROR(IF(OR(G123=\"\",'Historical scenario - input'!$D107=\"\"),\"\",G123/'Historical scenario - input'!$D107),\"\")","v":""},{"$f":"IFERROR(IF(OR(H123=\"\",'Historical scenario - input'!$D107=\"\"),\"\",H123/'Historical scenario - input'!$D107),\"\")","v":""},{"$f":"IFERROR(IF(OR(I123=\"\",'Historical scenario - input'!$D107=\"\"),\"\",I123/'Historical scenario - input'!$D107),\"\")","v":""},{"$f":"IFERROR(IF(OR(J123=\"\",'Historical scenario - input'!$D107=\"\"),\"\",J123/'Historical scenario - input'!$D107),\"\")","v":""},{"$f":"IFERROR(IF(OR(K123=\"\",'Historical scenario - input'!$D107=\"\"),\"\",K123/'Historical scenario - input'!$D107),\"\")","v":""},{"$f":"IFERROR(IF(OR(L123=\"\",'Historical scenario - input'!$D107=\"\"),\"\",L123/'Historical scenario - input'!$D107),\"\")","v":""},{"$f":"IFERROR(IF(OR(M123=\"\",'Historical scenario - input'!$D107=\"\"),\"\",M123/'Historical scenario - input'!$D107),\"\")","v":""},{"$f":"IFERROR(IF(OR(N123=\"\",'Historical scenario - input'!$D107=\"\"),\"\",N123/'Historical scenario - input'!$D107),\"\")","v":""},{"$f":"IFERROR(IF(OR(O123=\"\",'Historical scenario - input'!$D107=\"\"),\"\",O123/'Historical scenario - input'!$D107),\"\")","v":""},{"$f":"IFERROR(IF(OR(P123=\"\",'Historical scenario - input'!$D107=\"\"),\"\",P123/'Historical scenario - input'!$D107),\"\")","v":""},{"$f":"IFERROR(IF(OR(Q123=\"\",'Historical scenario - input'!$D107=\"\"),\"\",Q123/'Historical scenario - input'!$D107),\"\")","v":""},{"$f":"IFERROR(IF(OR(R123=\"\",'Historical scenario - input'!$D107=\"\"),\"\",R123/'Historical scenario - input'!$D107),\"\")","v":""},{"$f":"IFERROR(IF(OR(S123=\"\",'Historical scenario - input'!$D107=\"\"),\"\",S123/'Historical scenario - input'!$D107),\"\")","v":""},{"$f":"IFERROR(IF(OR(T123=\"\",'Historical scenario - input'!$D107=\"\"),\"\",T123/'Historical scenario - input'!$D107),\"\")","v":""},{"$f":"IFERROR(IF(OR(U123=\"\",'Historical scenario - input'!$D107=\"\"),\"\",U123/'Historical scenario - input'!$D107),\"\")","v":""},{"$f":"IFERROR(IF(OR(V123=\"\",'Historical scenario - input'!$D107=\"\"),\"\",V123/'Historical scenario - input'!$D107),\"\")","v":""},{"$f":"IFERROR(IF(OR(W123=\"\",'Historical scenario - input'!$D107=\"\"),\"\",W123/'Historical scenario - input'!$D107),\"\")","v":""}]
[{"$f":"IFERROR('Historical scenario - input'!A108,\"\")","v":""},{"$f":"IFERROR('Historical scenario - input'!B108,\"\")","v":0},{"$f":"IFERROR('Historical scenario - input'!C108,\"\")","v":0},{"$f":"IFERROR(repcalc('Historical scenario - input'!$CV108:$GH108,'Historical scenario - input'!$G108,'Historical scenario - input'!$E108,'Historical scenario - input'!$F108,20,TRUE,TRUE),\"\")","v":""},"","","","","","","","","","","","","","","","","","","",{"$f":"IFERROR(IF(OR(D124=\"\",'Historical scenario - input'!$D108=\"\"),\"\",D124/'Historical scenario - input'!$D108),\"\")","v":""},{"$f":"IFERROR(IF(OR(E124=\"\",'Historical scenario - input'!$D108=\"\"),\"\",E124/'Historical scenario - input'!$D108),\"\")","v":""},{"$f":"IFERROR(IF(OR(F124=\"\",'Historical scenario - input'!$D108=\"\"),\"\",F124/'Historical scenario - input'!$D108),\"\")","v":""},{"$f":"IFERROR(IF(OR(G124=\"\",'Historical scenario - input'!$D108=\"\"),\"\",G124/'Historical scenario - input'!$D108),\"\")","v":""},{"$f":"IFERROR(IF(OR(H124=\"\",'Historical scenario - input'!$D108=\"\"),\"\",H124/'Historical scenario - input'!$D108),\"\")","v":""},{"$f":"IFERROR(IF(OR(I124=\"\",'Historical scenario - input'!$D108=\"\"),\"\",I124/'Historical scenario - input'!$D108),\"\")","v":""},{"$f":"IFERROR(IF(OR(J124=\"\",'Historical scenario - input'!$D108=\"\"),\"\",J124/'Historical scenario - input'!$D108),\"\")","v":""},{"$f":"IFERROR(IF(OR(K124=\"\",'Historical scenario - input'!$D108=\"\"),\"\",K124/'Historical scenario - input'!$D108),\"\")","v":""},{"$f":"IFERROR(IF(OR(L124=\"\",'Historical scenario - input'!$D108=\"\"),\"\",L124/'Historical scenario - input'!$D108),\"\")","v":""},{"$f":"IFERROR(IF(OR(M124=\"\",'Historical scenario - input'!$D108=\"\"),\"\",M124/'Historical scenario - input'!$D108),\"\")","v":""},{"$f":"IFERROR(IF(OR(N124=\"\",'Historical scenario - input'!$D108=\"\"),\"\",N124/'Historical scenario - input'!$D108),\"\")","v":""},{"$f":"IFERROR(IF(OR(O124=\"\",'Historical scenario - input'!$D108=\"\"),\"\",O124/'Historical scenario - input'!$D108),\"\")","v":""},{"$f":"IFERROR(IF(OR(P124=\"\",'Historical scenario - input'!$D108=\"\"),\"\",P124/'Historical scenario - input'!$D108),\"\")","v":""},{"$f":"IFERROR(IF(OR(Q124=\"\",'Historical scenario - input'!$D108=\"\"),\"\",Q124/'Historical scenario - input'!$D108),\"\")","v":""},{"$f":"IFERROR(IF(OR(R124=\"\",'Historical scenario - input'!$D108=\"\"),\"\",R124/'Historical scenario - input'!$D108),\"\")","v":""},{"$f":"IFERROR(IF(OR(S124=\"\",'Historical scenario - input'!$D108=\"\"),\"\",S124/'Historical scenario - input'!$D108),\"\")","v":""},{"$f":"IFERROR(IF(OR(T124=\"\",'Historical scenario - input'!$D108=\"\"),\"\",T124/'Historical scenario - input'!$D108),\"\")","v":""},{"$f":"IFERROR(IF(OR(U124=\"\",'Historical scenario - input'!$D108=\"\"),\"\",U124/'Historical scenario - input'!$D108),\"\")","v":""},{"$f":"IFERROR(IF(OR(V124=\"\",'Historical scenario - input'!$D108=\"\"),\"\",V124/'Historical scenario - input'!$D108),\"\")","v":""},{"$f":"IFERROR(IF(OR(W124=\"\",'Historical scenario - input'!$D108=\"\"),\"\",W124/'Historical scenario - input'!$D108),\"\")","v":""}]
[{"$f":"IFERROR('Historical scenario - input'!A109,\"\")","v":""},{"$f":"IFERROR('Historical scenario - input'!B109,\"\")","v":0},{"$f":"IFERROR('Historical scenario - input'!C109,\"\")","v":0},{"$f":"IFERROR(repcalc('Historical scenario - input'!$CV109:$GH109,'Historical scenario - input'!$G109,'Historical scenario - input'!$E109,'Historical scenario - input'!$F109,20,TRUE,TRUE),\"\")","v":""},"","","","","","","","","","","","","","","","","","","",{"$f":"IFERROR(IF(OR(D125=\"\",'Historical scenario - input'!$D109=\"\"),\"\",D125/'Historical scenario - input'!$D109),\"\")","v":""},{"$f":"IFERROR(IF(OR(E125=\"\",'Historical scenario - input'!$D109=\"\"),\"\",E125/'Historical scenario - input'!$D109),\"\")","v":""},{"$f":"IFERROR(IF(OR(F125=\"\",'Historical scenario - input'!$D109=\"\"),\"\",F125/'Historical scenario - input'!$D109),\"\")","v":""},{"$f":"IFERROR(IF(OR(G125=\"\",'Historical scenario - input'!$D109=\"\"),\"\",G125/'Historical scenario - input'!$D109),\"\")","v":""},{"$f":"IFERROR(IF(OR(H125=\"\",'Historical scenario - input'!$D109=\"\"),\"\",H125/'Historical scenario - input'!$D109),\"\")","v":""},{"$f":"IFERROR(IF(OR(I125=\"\",'Historical scenario - input'!$D109=\"\"),\"\",I125/'Historical scenario - input'!$D109),\"\")","v":""},{"$f":"IFERROR(IF(OR(J125=\"\",'Historical scenario - input'!$D109=\"\"),\"\",J125/'Historical scenario - input'!$D109),\"\")","v":""},{"$f":"IFERROR(IF(OR(K125=\"\",'Historical scenario - input'!$D109=\"\"),\"\",K125/'Historical scenario - input'!$D109),\"\")","v":""},{"$f":"IFERROR(IF(OR(L125=\"\",'Historical scenario - input'!$D109=\"\"),\"\",L125/'Historical scenario - input'!$D109),\"\")","v":""},{"$f":"IFERROR(IF(OR(M125=\"\",'Historical scenario - input'!$D109=\"\"),\"\",M125/'Historical scenario - input'!$D109),\"\")","v":""},{"$f":"IFERROR(IF(OR(N125=\"\",'Historical scenario - input'!$D109=\"\"),\"\",N125/'Historical scenario - input'!$D109),\"\")","v":""},{"$f":"IFERROR(IF(OR(O125=\"\",'Historical scenario - input'!$D109=\"\"),\"\",O125/'Historical scenario - input'!$D109),\"\")","v":""},{"$f":"IFERROR(IF(OR(P125=\"\",'Historical scenario - input'!$D109=\"\"),\"\",P125/'Historical scenario - input'!$D109),\"\")","v":""},{"$f":"IFERROR(IF(OR(Q125=\"\",'Historical scenario - input'!$D109=\"\"),\"\",Q125/'Historical scenario - input'!$D109),\"\")","v":""},{"$f":"IFERROR(IF(OR(R125=\"\",'Historical scenario - input'!$D109=\"\"),\"\",R125/'Historical scenario - input'!$D109),\"\")","v":""},{"$f":"IFERROR(IF(OR(S125=\"\",'Historical scenario - input'!$D109=\"\"),\"\",S125/'Historical scenario - input'!$D109),\"\")","v":""},{"$f":"IFERROR(IF(OR(T125=\"\",'Historical scenario - input'!$D109=\"\"),\"\",T125/'Historical scenario - input'!$D109),\"\")","v":""},{"$f":"IFERROR(IF(OR(U125=\"\",'Historical scenario - input'!$D109=\"\"),\"\",U125/'Historical scenario - input'!$D109),\"\")","v":""},{"$f":"IFERROR(IF(OR(V125=\"\",'Historical scenario - input'!$D109=\"\"),\"\",V125/'Historical scenario - input'!$D109),\"\")","v":""},{"$f":"IFERROR(IF(OR(W125=\"\",'Historical scenario - input'!$D109=\"\"),\"\",W125/'Historical scenario - input'!$D109),\"\")","v":""}]
[{"$f":"IFERROR('Historical scenario - input'!A110,\"\")","v":""},{"$f":"IFERROR('Historical scenario - input'!B110,\"\")","v":0},{"$f":"IFERROR('Historical scenario - input'!C110,\"\")","v":0},{"$f":"IFERROR(repcalc('Historical scenario - input'!$CV110:$GH110,'Historical scenario - input'!$G110,'Historical scenario - input'!$E110,'Historical scenario - input'!$F110,20,TRUE,TRUE),\"\")","v":""},"","","","","","","","","","","","","","","","","","","",{"$f":"IFERROR(IF(OR(D126=\"\",'Historical scenario - input'!$D110=\"\"),\"\",D126/'Historical scenario - input'!$D110),\"\")","v":""},{"$f":"IFERROR(IF(OR(E126=\"\",'Historical scenario - input'!$D110=\"\"),\"\",E126/'Historical scenario - input'!$D110),\"\")","v":""},{"$f":"IFERROR(IF(OR(F126=\"\",'Historical scenario - input'!$D110=\"\"),\"\",F126/'Historical scenario - input'!$D110),\"\")","v":""},{"$f":"IFERROR(IF(OR(G126=\"\",'Historical scenario - input'!$D110=\"\"),\"\",G126/'Historical scenario - input'!$D110),\"\")","v":""},{"$f":"IFERROR(IF(OR(H126=\"\",'Historical scenario - input'!$D110=\"\"),\"\",H126/'Historical scenario - input'!$D110),\"\")","v":""},{"$f":"IFERROR(IF(OR(I126=\"\",'Historical scenario - input'!$D110=\"\"),\"\",I126/'Historical scenario - input'!$D110),\"\")","v":""},{"$f":"IFERROR(IF(OR(J126=\"\",'Historical scenario - input'!$D110=\"\"),\"\",J126/'Historical scenario - input'!$D110),\"\")","v":""},{"$f":"IFERROR(IF(OR(K126=\"\",'Historical scenario - input'!$D110=\"\"),\"\",K126/'Historical scenario - input'!$D110),\"\")","v":""},{"$f":"IFERROR(IF(OR(L126=\"\",'Historical scenario - input'!$D110=\"\"),\"\",L126/'Historical scenario - input'!$D110),\"\")","v":""},{"$f":"IFERROR(IF(OR(M126=\"\",'Historical scenario - input'!$D110=\"\"),\"\",M126/'Historical scenario - input'!$D110),\"\")","v":""},{"$f":"IFERROR(IF(OR(N126=\"\",'Historical scenario - input'!$D110=\"\"),\"\",N126/'Historical scenario - input'!$D110),\"\")","v":""},{"$f":"IFERROR(IF(OR(O126=\"\",'Historical scenario - input'!$D110=\"\"),\"\",O126/'Historical scenario - input'!$D110),\"\")","v":""},{"$f":"IFERROR(IF(OR(P126=\"\",'Historical scenario - input'!$D110=\"\"),\"\",P126/'Historical scenario - input'!$D110),\"\")","v":""},{"$f":"IFERROR(IF(OR(Q126=\"\",'Historical scenario - input'!$D110=\"\"),\"\",Q126/'Historical scenario - input'!$D110),\"\")","v":""},{"$f":"IFERROR(IF(OR(R126=\"\",'Historical scenario - input'!$D110=\"\"),\"\",R126/'Historical scenario - input'!$D110),\"\")","v":""},{"$f":"IFERROR(IF(OR(S126=\"\",'Historical scenario - input'!$D110=\"\"),\"\",S126/'Historical scenario - input'!$D110),\"\")","v":""},{"$f":"IFERROR(IF(OR(T126=\"\",'Historical scenario - input'!$D110=\"\"),\"\",T126/'Historical scenario - input'!$D110),\"\")","v":""},{"$f":"IFERROR(IF(OR(U126=\"\",'Historical scenario - input'!$D110=\"\"),\"\",U126/'Historical scenario - input'!$D110),\"\")","v":""},{"$f":"IFERROR(IF(OR(V126=\"\",'Historical scenario - input'!$D110=\"\"),\"\",V126/'Historical scenario - input'!$D110),\"\")","v":""},{"$f":"IFERROR(IF(OR(W126=\"\",'Historical scenario - input'!$D110=\"\"),\"\",W126/'Historical scenario - input'!$D110),\"\")","v":""}]
[{"$f":"IFERROR('Historical scenario - input'!A111,\"\")","v":""},{"$f":"IFERROR('Historical scenario - input'!B111,\"\")","v":0},{"$f":"IFERROR('Historical scenario - input'!C111,\"\")","v":0},{"$f":"IFERROR(repcalc('Historical scenario - input'!$CV111:$GH111,'Historical scenario - input'!$G111,'Historical scenario - input'!$E111,'Historical scenario - input'!$F111,20,TRUE,TRUE),\"\")","v":""},"","","","","","","","","","","","","","","","","","","",{"$f":"IFERROR(IF(OR(D127=\"\",'Historical scenario - input'!$D111=\"\"),\"\",D127/'Historical scenario - input'!$D111),\"\")","v":""},{"$f":"IFERROR(IF(OR(E127=\"\",'Historical scenario - input'!$D111=\"\"),\"\",E127/'Historical scenario - input'!$D111),\"\")","v":""},{"$f":"IFERROR(IF(OR(F127=\"\",'Historical scenario - input'!$D111=\"\"),\"\",F127/'Historical scenario - input'!$D111),\"\")","v":""},{"$f":"IFERROR(IF(OR(G127=\"\",'Historical scenario - input'!$D111=\"\"),\"\",G127/'Historical scenario - input'!$D111),\"\")","v":""},{"$f":"IFERROR(IF(OR(H127=\"\",'Historical scenario - input'!$D111=\"\"),\"\",H127/'Historical scenario - input'!$D111),\"\")","v":""},{"$f":"IFERROR(IF(OR(I127=\"\",'Historical scenario - input'!$D111=\"\"),\"\",I127/'Historical scenario - input'!$D111),\"\")","v":""},{"$f":"IFERROR(IF(OR(J127=\"\",'Historical scenario - input'!$D111=\"\"),\"\",J127/'Historical scenario - input'!$D111),\"\")","v":""},{"$f":"IFERROR(IF(OR(K127=\"\",'Historical scenario - input'!$D111=\"\"),\"\",K127/'Historical scenario - input'!$D111),\"\")","v":""},{"$f":"IFERROR(IF(OR(L127=\"\",'Historical scenario - input'!$D111=\"\"),\"\",L127/'Historical scenario - input'!$D111),\"\")","v":""},{"$f":"IFERROR(IF(OR(M127=\"\",'Historical scenario - input'!$D111=\"\"),\"\",M127/'Historical scenario - input'!$D111),\"\")","v":""},{"$f":"IFERROR(IF(OR(N127=\"\",'Historical scenario - input'!$D111=\"\"),\"\",N127/'Historical scenario - input'!$D111),\"\")","v":""},{"$f":"IFERROR(IF(OR(O127=\"\",'Historical scenario - input'!$D111=\"\"),\"\",O127/'Historical scenario - input'!$D111),\"\")","v":""},{"$f":"IFERROR(IF(OR(P127=\"\",'Historical scenario - input'!$D111=\"\"),\"\",P127/'Historical scenario - input'!$D111),\"\")","v":""},{"$f":"IFERROR(IF(OR(Q127=\"\",'Historical scenario - input'!$D111=\"\"),\"\",Q127/'Historical scenario - input'!$D111),\"\")","v":""},{"$f":"IFERROR(IF(OR(R127=\"\",'Historical scenario - input'!$D111=\"\"),\"\",R127/'Historical scenario - input'!$D111),\"\")","v":""},{"$f":"IFERROR(IF(OR(S127=\"\",'Historical scenario - input'!$D111=\"\"),\"\",S127/'Historical scenario - input'!$D111),\"\")","v":""},{"$f":"IFERROR(IF(OR(T127=\"\",'Historical scenario - input'!$D111=\"\"),\"\",T127/'Historical scenario - input'!$D111),\"\")","v":""},{"$f":"IFERROR(IF(OR(U127=\"\",'Historical scenario - input'!$D111=\"\"),\"\",U127/'Historical scenario - input'!$D111),\"\")","v":""},{"$f":"IFERROR(IF(OR(V127=\"\",'Historical scenario - input'!$D111=\"\"),\"\",V127/'Historical scenario - input'!$D111),\"\")","v":""},{"$f":"IFERROR(IF(OR(W127=\"\",'Historical scenario - input'!$D111=\"\"),\"\",W127/'Historical scenario - input'!$D111),\"\")","v":""}]
[{"$f":"IFERROR('Historical scenario - input'!A112,\"\")","v":""},{"$f":"IFERROR('Historical scenario - input'!B112,\"\")","v":0},{"$f":"IFERROR('Historical scenario - input'!C112,\"\")","v":0},{"$f":"IFERROR(repcalc('Historical scenario - input'!$CV112:$GH112,'Historical scenario - input'!$G112,'Historical scenario - input'!$E112,'Historical scenario - input'!$F112,20,TRUE,TRUE),\"\")","v":""},"","","","","","","","","","","","","","","","","","","",{"$f":"IFERROR(IF(OR(D128=\"\",'Historical scenario - input'!$D112=\"\"),\"\",D128/'Historical scenario - input'!$D112),\"\")","v":""},{"$f":"IFERROR(IF(OR(E128=\"\",'Historical scenario - input'!$D112=\"\"),\"\",E128/'Historical scenario - input'!$D112),\"\")","v":""},{"$f":"IFERROR(IF(OR(F128=\"\",'Historical scenario - input'!$D112=\"\"),\"\",F128/'Historical scenario - input'!$D112),\"\")","v":""},{"$f":"IFERROR(IF(OR(G128=\"\",'Historical scenario - input'!$D112=\"\"),\"\",G128/'Historical scenario - input'!$D112),\"\")","v":""},{"$f":"IFERROR(IF(OR(H128=\"\",'Historical scenario - input'!$D112=\"\"),\"\",H128/'Historical scenario - input'!$D112),\"\")","v":""},{"$f":"IFERROR(IF(OR(I128=\"\",'Historical scenario - input'!$D112=\"\"),\"\",I128/'Historical scenario - input'!$D112),\"\")","v":""},{"$f":"IFERROR(IF(OR(J128=\"\",'Historical scenario - input'!$D112=\"\"),\"\",J128/'Historical scenario - input'!$D112),\"\")","v":""},{"$f":"IFERROR(IF(OR(K128=\"\",'Historical scenario - input'!$D112=\"\"),\"\",K128/'Historical scenario - input'!$D112),\"\")","v":""},{"$f":"IFERROR(IF(OR(L128=\"\",'Historical scenario - input'!$D112=\"\"),\"\",L128/'Historical scenario - input'!$D112),\"\")","v":""},{"$f":"IFERROR(IF(OR(M128=\"\",'Historical scenario - input'!$D112=\"\"),\"\",M128/'Historical scenario - input'!$D112),\"\")","v":""},{"$f":"IFERROR(IF(OR(N128=\"\",'Historical scenario - input'!$D112=\"\"),\"\",N128/'Historical scenario - input'!$D112),\"\")","v":""},{"$f":"IFERROR(IF(OR(O128=\"\",'Historical scenario - input'!$D112=\"\"),\"\",O128/'Historical scenario - input'!$D112),\"\")","v":""},{"$f":"IFERROR(IF(OR(P128=\"\",'Historical scenario - input'!$D112=\"\"),\"\",P128/'Historical scenario - input'!$D112),\"\")","v":""},{"$f":"IFERROR(IF(OR(Q128=\"\",'Historical scenario - input'!$D112=\"\"),\"\",Q128/'Historical scenario - input'!$D112),\"\")","v":""},{"$f":"IFERROR(IF(OR(R128=\"\",'Historical scenario - input'!$D112=\"\"),\"\",R128/'Historical scenario - input'!$D112),\"\")","v":""},{"$f":"IFERROR(IF(OR(S128=\"\",'Historical scenario - input'!$D112=\"\"),\"\",S128/'Historical scenario - input'!$D112),\"\")","v":""},{"$f":"IFERROR(IF(OR(T128=\"\",'Historical scenario - input'!$D112=\"\"),\"\",T128/'Historical scenario - input'!$D112),\"\")","v":""},{"$f":"IFERROR(IF(OR(U128=\"\",'Historical scenario - input'!$D112=\"\"),\"\",U128/'Historical scenario - input'!$D112),\"\")","v":""},{"$f":"IFERROR(IF(OR(V128=\"\",'Historical scenario - input'!$D112=\"\"),\"\",V128/'Historical scenario - input'!$D112),\"\")","v":""},{"$f":"IFERROR(IF(OR(W128=\"\",'Historical scenario - input'!$D112=\"\"),\"\",W128/'Historical scenario - input'!$D112),\"\")","v":""}]
[{"$f":"IFERROR('Historical scenario - input'!A113,\"\")","v":""},{"$f":"IFERROR('Historical scenario - input'!B113,\"\")","v":0},{"$f":"IFERROR('Historical scenario - input'!C113,\"\")","v":0},{"$f":"IFERROR(repcalc('Historical scenario - input'!$CV113:$GH113,'Historical scenario - input'!$G113,'Historical scenario - input'!$E113,'Historical scenario - input'!$F113,20,TRUE,TRUE),\"\")","v":""},"","","","","","","","","","","","","","","","","","","",{"$f":"IFERROR(IF(OR(D129=\"\",'Historical scenario - input'!$D113=\"\"),\"\",D129/'Historical scenario - input'!$D113),\"\")","v":""},{"$f":"IFERROR(IF(OR(E129=\"\",'Historical scenario - input'!$D113=\"\"),\"\",E129/'Historical scenario - input'!$D113),\"\")","v":""},{"$f":"IFERROR(IF(OR(F129=\"\",'Historical scenario - input'!$D113=\"\"),\"\",F129/'Historical scenario - input'!$D113),\"\")","v":""},{"$f":"IFERROR(IF(OR(G129=\"\",'Historical scenario - input'!$D113=\"\"),\"\",G129/'Historical scenario - input'!$D113),\"\")","v":""},{"$f":"IFERROR(IF(OR(H129=\"\",'Historical scenario - input'!$D113=\"\"),\"\",H129/'Historical scenario - input'!$D113),\"\")","v":""},{"$f":"IFERROR(IF(OR(I129=\"\",'Historical scenario - input'!$D113=\"\"),\"\",I129/'Historical scenario - input'!$D113),\"\")","v":""},{"$f":"IFERROR(IF(OR(J129=\"\",'Historical scenario - input'!$D113=\"\"),\"\",J129/'Historical scenario - input'!$D113),\"\")","v":""},{"$f":"IFERROR(IF(OR(K129=\"\",'Historical scenario - input'!$D113=\"\"),\"\",K129/'Historical scenario - input'!$D113),\"\")","v":""},{"$f":"IFERROR(IF(OR(L129=\"\",'Historical scenario - input'!$D113=\"\"),\"\",L129/'Historical scenario - input'!$D113),\"\")","v":""},{"$f":"IFERROR(IF(OR(M129=\"\",'Historical scenario - input'!$D113=\"\"),\"\",M129/'Historical scenario - input'!$D113),\"\")","v":""},{"$f":"IFERROR(IF(OR(N129=\"\",'Historical scenario - input'!$D113=\"\"),\"\",N129/'Historical scenario - input'!$D113),\"\")","v":""},{"$f":"IFERROR(IF(OR(O129=\"\",'Historical scenario - input'!$D113=\"\"),\"\",O129/'Historical scenario - input'!$D113),\"\")","v":""},{"$f":"IFERROR(IF(OR(P129=\"\",'Historical scenario - input'!$D113=\"\"),\"\",P129/'Historical scenario - input'!$D113),\"\")","v":""},{"$f":"IFERROR(IF(OR(Q129=\"\",'Historical scenario - input'!$D113=\"\"),\"\",Q129/'Historical scenario - input'!$D113),\"\")","v":""},{"$f":"IFERROR(IF(OR(R129=\"\",'Historical scenario - input'!$D113=\"\"),\"\",R129/'Historical scenario - input'!$D113),\"\")","v":""},{"$f":"IFERROR(IF(OR(S129=\"\",'Historical scenario - input'!$D113=\"\"),\"\",S129/'Historical scenario - input'!$D113),\"\")","v":""},{"$f":"IFERROR(IF(OR(T129=\"\",'Historical scenario - input'!$D113=\"\"),\"\",T129/'Historical scenario - input'!$D113),\"\")","v":""},{"$f":"IFERROR(IF(OR(U129=\"\",'Historical scenario - input'!$D113=\"\"),\"\",U129/'Historical scenario - input'!$D113),\"\")","v":""},{"$f":"IFERROR(IF(OR(V129=\"\",'Historical scenario - input'!$D113=\"\"),\"\",V129/'Historical scenario - input'!$D113),\"\")","v":""},{"$f":"IFERROR(IF(OR(W129=\"\",'Historical scenario - input'!$D113=\"\"),\"\",W129/'Historical scenario - input'!$D113),\"\")","v":""}]
[{"$f":"IFERROR('Historical scenario - input'!A114,\"\")","v":""},{"$f":"IFERROR('Historical scenario - input'!B114,\"\")","v":0},{"$f":"IFERROR('Historical scenario - input'!C114,\"\")","v":0},{"$f":"IFERROR(repcalc('Historical scenario - input'!$CV114:$GH114,'Historical scenario - input'!$G114,'Historical scenario - input'!$E114,'Historical scenario - input'!$F114,20,TRUE,TRUE),\"\")","v":""},"","","","","","","","","","","","","","","","","","","",{"$f":"IFERROR(IF(OR(D130=\"\",'Historical scenario - input'!$D114=\"\"),\"\",D130/'Historical scenario - input'!$D114),\"\")","v":""},{"$f":"IFERROR(IF(OR(E130=\"\",'Historical scenario - input'!$D114=\"\"),\"\",E130/'Historical scenario - input'!$D114),\"\")","v":""},{"$f":"IFERROR(IF(OR(F130=\"\",'Historical scenario - input'!$D114=\"\"),\"\",F130/'Historical scenario - input'!$D114),\"\")","v":""},{"$f":"IFERROR(IF(OR(G130=\"\",'Historical scenario - input'!$D114=\"\"),\"\",G130/'Historical scenario - input'!$D114),\"\")","v":""},{"$f":"IFERROR(IF(OR(H130=\"\",'Historical scenario - input'!$D114=\"\"),\"\",H130/'Historical scenario - input'!$D114),\"\")","v":""},{"$f":"IFERROR(IF(OR(I130=\"\",'Historical scenario - input'!$D114=\"\"),\"\",I130/'Historical scenario - input'!$D114),\"\")","v":""},{"$f":"IFERROR(IF(OR(J130=\"\",'Historical scenario - input'!$D114=\"\"),\"\",J130/'Historical scenario - input'!$D114),\"\")","v":""},{"$f":"IFERROR(IF(OR(K130=\"\",'Historical scenario - input'!$D114=\"\"),\"\",K130/'Historical scenario - input'!$D114),\"\")","v":""},{"$f":"IFERROR(IF(OR(L130=\"\",'Historical scenario - input'!$D114=\"\"),\"\",L130/'Historical scenario - input'!$D114),\"\")","v":""},{"$f":"IFERROR(IF(OR(M130=\"\",'Historical scenario - input'!$D114=\"\"),\"\",M130/'Historical scenario - input'!$D114),\"\")","v":""},{"$f":"IFERROR(IF(OR(N130=\"\",'Historical scenario - input'!$D114=\"\"),\"\",N130/'Historical scenario - input'!$D114),\"\")","v":""},{"$f":"IFERROR(IF(OR(O130=\"\",'Historical scenario - input'!$D114=\"\"),\"\",O130/'Historical scenario - input'!$D114),\"\")","v":""},{"$f":"IFERROR(IF(OR(P130=\"\",'Historical scenario - input'!$D114=\"\"),\"\",P130/'Historical scenario - input'!$D114),\"\")","v":""},{"$f":"IFERROR(IF(OR(Q130=\"\",'Historical scenario - input'!$D114=\"\"),\"\",Q130/'Historical scenario - input'!$D114),\"\")","v":""},{"$f":"IFERROR(IF(OR(R130=\"\",'Historical scenario - input'!$D114=\"\"),\"\",R130/'Historical scenario - input'!$D114),\"\")","v":""},{"$f":"IFERROR(IF(OR(S130=\"\",'Historical scenario - input'!$D114=\"\"),\"\",S130/'Historical scenario - input'!$D114),\"\")","v":""},{"$f":"IFERROR(IF(OR(T130=\"\",'Historical scenario - input'!$D114=\"\"),\"\",T130/'Historical scenario - input'!$D114),\"\")","v":""},{"$f":"IFERROR(IF(OR(U130=\"\",'Historical scenario - input'!$D114=\"\"),\"\",U130/'Historical scenario - input'!$D114),\"\")","v":""},{"$f":"IFERROR(IF(OR(V130=\"\",'Historical scenario - input'!$D114=\"\"),\"\",V130/'Historical scenario - input'!$D114),\"\")","v":""},{"$f":"IFERROR(IF(OR(W130=\"\",'Historical scenario - input'!$D114=\"\"),\"\",W130/'Historical scenario - input'!$D114),\"\")","v":""}]
[{"$f":"IFERROR('Historical scenario - input'!A115,\"\")","v":""},{"$f":"IFERROR('Historical scenario - input'!B115,\"\")","v":0},{"$f":"IFERROR('Historical scenario - input'!C115,\"\")","v":0},{"$f":"IFERROR(repcalc('Historical scenario - input'!$CV115:$GH115,'Historical scenario - input'!$G115,'Historical scenario - input'!$E115,'Historical scenario - input'!$F115,20,TRUE,TRUE),\"\")","v":""},"","","","","","","","","","","","","","","","","","","",{"$f":"IFERROR(IF(OR(D131=\"\",'Historical scenario - input'!$D115=\"\"),\"\",D131/'Historical scenario - input'!$D115),\"\")","v":""},{"$f":"IFERROR(IF(OR(E131=\"\",'Historical scenario - input'!$D115=\"\"),\"\",E131/'Historical scenario - input'!$D115),\"\")","v":""},{"$f":"IFERROR(IF(OR(F131=\"\",'Historical scenario - input'!$D115=\"\"),\"\",F131/'Historical scenario - input'!$D115),\"\")","v":""},{"$f":"IFERROR(IF(OR(G131=\"\",'Historical scenario - input'!$D115=\"\"),\"\",G131/'Historical scenario - input'!$D115),\"\")","v":""},{"$f":"IFERROR(IF(OR(H131=\"\",'Historical scenario - input'!$D115=\"\"),\"\",H131/'Historical scenario - input'!$D115),\"\")","v":""},{"$f":"IFERROR(IF(OR(I131=\"\",'Historical scenario - input'!$D115=\"\"),\"\",I131/'Historical scenario - input'!$D115),\"\")","v":""},{"$f":"IFERROR(IF(OR(J131=\"\",'Historical scenario - input'!$D115=\"\"),\"\",J131/'Historical scenario - input'!$D115),\"\")","v":""},{"$f":"IFERROR(IF(OR(K131=\"\",'Historical scenario - input'!$D115=\"\"),\"\",K131/'Historical scenario - input'!$D115),\"\")","v":""},{"$f":"IFERROR(IF(OR(L131=\"\",'Historical scenario - input'!$D115=\"\"),\"\",L131/'Historical scenario - input'!$D115),\"\")","v":""},{"$f":"IFERROR(IF(OR(M131=\"\",'Historical scenario - input'!$D115=\"\"),\"\",M131/'Historical scenario - input'!$D115),\"\")","v":""},{"$f":"IFERROR(IF(OR(N131=\"\",'Historical scenario - input'!$D115=\"\"),\"\",N131/'Historical scenario - input'!$D115),\"\")","v":""},{"$f":"IFERROR(IF(OR(O131=\"\",'Historical scenario - input'!$D115=\"\"),\"\",O131/'Historical scenario - input'!$D115),\"\")","v":""},{"$f":"IFERROR(IF(OR(P131=\"\",'Historical scenario - input'!$D115=\"\"),\"\",P131/'Historical scenario - input'!$D115),\"\")","v":""},{"$f":"IFERROR(IF(OR(Q131=\"\",'Historical scenario - input'!$D115=\"\"),\"\",Q131/'Historical scenario - input'!$D115),\"\")","v":""},{"$f":"IFERROR(IF(OR(R131=\"\",'Historical scenario - input'!$D115=\"\"),\"\",R131/'Historical scenario - input'!$D115),\"\")","v":""},{"$f":"IFERROR(IF(OR(S131=\"\",'Historical scenario - input'!$D115=\"\"),\"\",S131/'Historical scenario - input'!$D115),\"\")","v":""},{"$f":"IFERROR(IF(OR(T131=\"\",'Historical scenario - input'!$D115=\"\"),\"\",T131/'Historical scenario - input'!$D115),\"\")","v":""},{"$f":"IFERROR(IF(OR(U131=\"\",'Historical scenario - input'!$D115=\"\"),\"\",U131/'Historical scenario - input'!$D115),\"\")","v":""},{"$f":"IFERROR(IF(OR(V131=\"\",'Historical scenario - input'!$D115=\"\"),\"\",V131/'Historical scenario - input'!$D115),\"\")","v":""},{"$f":"IFERROR(IF(OR(W131=\"\",'Historical scenario - input'!$D115=\"\"),\"\",W131/'Historical scenario - input'!$D115),\"\")","v":""}]
[{"$f":"IFERROR('Historical scenario - input'!A116,\"\")","v":""},{"$f":"IFERROR('Historical scenario - input'!B116,\"\")","v":0},{"$f":"IFERROR('Historical scenario - input'!C116,\"\")","v":0},{"$f":"IFERROR(repcalc('Historical scenario - input'!$CV116:$GH116,'Historical scenario - input'!$G116,'Historical scenario - input'!$E116,'Historical scenario - input'!$F116,20,TRUE,TRUE),\"\")","v":""},"","","","","","","","","","","","","","","","","","","",{"$f":"IFERROR(IF(OR(D132=\"\",'Historical scenario - input'!$D116=\"\"),\"\",D132/'Historical scenario - input'!$D116),\"\")","v":""},{"$f":"IFERROR(IF(OR(E132=\"\",'Historical scenario - input'!$D116=\"\"),\"\",E132/'Historical scenario - input'!$D116),\"\")","v":""},{"$f":"IFERROR(IF(OR(F132=\"\",'Historical scenario - input'!$D116=\"\"),\"\",F132/'Historical scenario - input'!$D116),\"\")","v":""},{"$f":"IFERROR(IF(OR(G132=\"\",'Historical scenario - input'!$D116=\"\"),\"\",G132/'Historical scenario - input'!$D116),\"\")","v":""},{"$f":"IFERROR(IF(OR(H132=\"\",'Historical scenario - input'!$D116=\"\"),\"\",H132/'Historical scenario - input'!$D116),\"\")","v":""},{"$f":"IFERROR(IF(OR(I132=\"\",'Historical scenario - input'!$D116=\"\"),\"\",I132/'Historical scenario - input'!$D116),\"\")","v":""},{"$f":"IFERROR(IF(OR(J132=\"\",'Historical scenario - input'!$D116=\"\"),\"\",J132/'Historical scenario - input'!$D116),\"\")","v":""},{"$f":"IFERROR(IF(OR(K132=\"\",'Historical scenario - input'!$D116=\"\"),\"\",K132/'Historical scenario - input'!$D116),\"\")","v":""},{"$f":"IFERROR(IF(OR(L132=\"\",'Historical scenario - input'!$D116=\"\"),\"\",L132/'Historical scenario - input'!$D116),\"\")","v":""},{"$f":"IFERROR(IF(OR(M132=\"\",'Historical scenario - input'!$D116=\"\"),\"\",M132/'Historical scenario - input'!$D116),\"\")","v":""},{"$f":"IFERROR(IF(OR(N132=\"\",'Historical scenario - input'!$D116=\"\"),\"\",N132/'Historical scenario - input'!$D116),\"\")","v":""},{"$f":"IFERROR(IF(OR(O132=\"\",'Historical scenario - input'!$D116=\"\"),\"\",O132/'Historical scenario - input'!$D116),\"\")","v":""},{"$f":"IFERROR(IF(OR(P132=\"\",'Historical scenario - input'!$D116=\"\"),\"\",P132/'Historical scenario - input'!$D116),\"\")","v":""},{"$f":"IFERROR(IF(OR(Q132=\"\",'Historical scenario - input'!$D116=\"\"),\"\",Q132/'Historical scenario - input'!$D116),\"\")","v":""},{"$f":"IFERROR(IF(OR(R132=\"\",'Historical scenario - input'!$D116=\"\"),\"\",R132/'Historical scenario - input'!$D116),\"\")","v":""},{"$f":"IFERROR(IF(OR(S132=\"\",'Historical scenario - input'!$D116=\"\"),\"\",S132/'Historical scenario - input'!$D116),\"\")","v":""},{"$f":"IFERROR(IF(OR(T132=\"\",'Historical scenario - input'!$D116=\"\"),\"\",T132/'Historical scenario - input'!$D116),\"\")","v":""},{"$f":"IFERROR(IF(OR(U132=\"\",'Historical scenario - input'!$D116=\"\"),\"\",U132/'Historical scenario - input'!$D116),\"\")","v":""},{"$f":"IFERROR(IF(OR(V132=\"\",'Historical scenario - input'!$D116=\"\"),\"\",V132/'Historical scenario - input'!$D116),\"\")","v":""},{"$f":"IFERROR(IF(OR(W132=\"\",'Historical scenario - input'!$D116=\"\"),\"\",W132/'Historical scenario - input'!$D116),\"\")","v":""}]
[{"$f":"IFERROR('Historical scenario - input'!A117,\"\")","v":""},{"$f":"IFERROR('Historical scenario - input'!B117,\"\")","v":0},{"$f":"IFERROR('Historical scenario - input'!C117,\"\")","v":0},{"$f":"IFERROR(repcalc('Historical scenario - input'!$CV117:$GH117,'Historical scenario - input'!$G117,'Historical scenario - input'!$E117,'Historical scenario - input'!$F117,20,TRUE,TRUE),\"\")","v":""},"","","","","","","","","","","","","","","","","","","",{"$f":"IFERROR(IF(OR(D133=\"\",'Historical scenario - input'!$D117=\"\"),\"\",D133/'Historical scenario - input'!$D117),\"\")","v":""},{"$f":"IFERROR(IF(OR(E133=\"\",'Historical scenario - input'!$D117=\"\"),\"\",E133/'Historical scenario - input'!$D117),\"\")","v":""},{"$f":"IFERROR(IF(OR(F133=\"\",'Historical scenario - input'!$D117=\"\"),\"\",F133/'Historical scenario - input'!$D117),\"\")","v":""},{"$f":"IFERROR(IF(OR(G133=\"\",'Historical scenario - input'!$D117=\"\"),\"\",G133/'Historical scenario - input'!$D117),\"\")","v":""},{"$f":"IFERROR(IF(OR(H133=\"\",'Historical scenario - input'!$D117=\"\"),\"\",H133/'Historical scenario - input'!$D117),\"\")","v":""},{"$f":"IFERROR(IF(OR(I133=\"\",'Historical scenario - input'!$D117=\"\"),\"\",I133/'Historical scenario - input'!$D117),\"\")","v":""},{"$f":"IFERROR(IF(OR(J133=\"\",'Historical scenario - input'!$D117=\"\"),\"\",J133/'Historical scenario - input'!$D117),\"\")","v":""},{"$f":"IFERROR(IF(OR(K133=\"\",'Historical scenario - input'!$D117=\"\"),\"\",K133/'Historical scenario - input'!$D117),\"\")","v":""},{"$f":"IFERROR(IF(OR(L133=\"\",'Historical scenario - input'!$D117=\"\"),\"\",L133/'Historical scenario - input'!$D117),\"\")","v":""},{"$f":"IFERROR(IF(OR(M133=\"\",'Historical scenario - input'!$D117=\"\"),\"\",M133/'Historical scenario - input'!$D117),\"\")","v":""},{"$f":"IFERROR(IF(OR(N133=\"\",'Historical scenario - input'!$D117=\"\"),\"\",N133/'Historical scenario - input'!$D117),\"\")","v":""},{"$f":"IFERROR(IF(OR(O133=\"\",'Historical scenario - input'!$D117=\"\"),\"\",O133/'Historical scenario - input'!$D117),\"\")","v":""},{"$f":"IFERROR(IF(OR(P133=\"\",'Historical scenario - input'!$D117=\"\"),\"\",P133/'Historical scenario - input'!$D117),\"\")","v":""},{"$f":"IFERROR(IF(OR(Q133=\"\",'Historical scenario - input'!$D117=\"\"),\"\",Q133/'Historical scenario - input'!$D117),\"\")","v":""},{"$f":"IFERROR(IF(OR(R133=\"\",'Historical scenario - input'!$D117=\"\"),\"\",R133/'Historical scenario - input'!$D117),\"\")","v":""},{"$f":"IFERROR(IF(OR(S133=\"\",'Historical scenario - input'!$D117=\"\"),\"\",S133/'Historical scenario - input'!$D117),\"\")","v":""},{"$f":"IFERROR(IF(OR(T133=\"\",'Historical scenario - input'!$D117=\"\"),\"\",T133/'Historical scenario - input'!$D117),\"\")","v":""},{"$f":"IFERROR(IF(OR(U133=\"\",'Historical scenario - input'!$D117=\"\"),\"\",U133/'Historical scenario - input'!$D117),\"\")","v":""},{"$f":"IFERROR(IF(OR(V133=\"\",'Historical scenario - input'!$D117=\"\"),\"\",V133/'Historical scenario - input'!$D117),\"\")","v":""},{"$f":"IFERROR(IF(OR(W133=\"\",'Historical scenario - input'!$D117=\"\"),\"\",W133/'Historical scenario - input'!$D117),\"\")","v":""}]
[{"$f":"IFERROR('Historical scenario - input'!A118,\"\")","v":""},{"$f":"IFERROR('Historical scenario - input'!B118,\"\")","v":0},{"$f":"IFERROR('Historical scenario - input'!C118,\"\")","v":0},{"$f":"IFERROR(repcalc('Historical scenario - input'!$CV118:$GH118,'Historical scenario - input'!$G118,'Historical scenario - input'!$E118,'Historical scenario - input'!$F118,20,TRUE,TRUE),\"\")","v":""},"","","","","","","","","","","","","","","","","","","",{"$f":"IFERROR(IF(OR(D134=\"\",'Historical scenario - input'!$D118=\"\"),\"\",D134/'Historical scenario - input'!$D118),\"\")","v":""},{"$f":"IFERROR(IF(OR(E134=\"\",'Historical scenario - input'!$D118=\"\"),\"\",E134/'Historical scenario - input'!$D118),\"\")","v":""},{"$f":"IFERROR(IF(OR(F134=\"\",'Historical scenario - input'!$D118=\"\"),\"\",F134/'Historical scenario - input'!$D118),\"\")","v":""},{"$f":"IFERROR(IF(OR(G134=\"\",'Historical scenario - input'!$D118=\"\"),\"\",G134/'Historical scenario - input'!$D118),\"\")","v":""},{"$f":"IFERROR(IF(OR(H134=\"\",'Historical scenario - input'!$D118=\"\"),\"\",H134/'Historical scenario - input'!$D118),\"\")","v":""},{"$f":"IFERROR(IF(OR(I134=\"\",'Historical scenario - input'!$D118=\"\"),\"\",I134/'Historical scenario - input'!$D118),\"\")","v":""},{"$f":"IFERROR(IF(OR(J134=\"\",'Historical scenario - input'!$D118=\"\"),\"\",J134/'Historical scenario - input'!$D118),\"\")","v":""},{"$f":"IFERROR(IF(OR(K134=\"\",'Historical scenario - input'!$D118=\"\"),\"\",K134/'Historical scenario - input'!$D118),\"\")","v":""},{"$f":"IFERROR(IF(OR(L134=\"\",'Historical scenario - input'!$D118=\"\"),\"\",L134/'Historical scenario - input'!$D118),\"\")","v":""},{"$f":"IFERROR(IF(OR(M134=\"\",'Historical scenario - input'!$D118=\"\"),\"\",M134/'Historical scenario - input'!$D118),\"\")","v":""},{"$f":"IFERROR(IF(OR(N134=\"\",'Historical scenario - input'!$D118=\"\"),\"\",N134/'Historical scenario - input'!$D118),\"\")","v":""},{"$f":"IFERROR(IF(OR(O134=\"\",'Historical scenario - input'!$D118=\"\"),\"\",O134/'Historical scenario - input'!$D118),\"\")","v":""},{"$f":"IFERROR(IF(OR(P134=\"\",'Historical scenario - input'!$D118=\"\"),\"\",P134/'Historical scenario - input'!$D118),\"\")","v":""},{"$f":"IFERROR(IF(OR(Q134=\"\",'Historical scenario - input'!$D118=\"\"),\"\",Q134/'Historical scenario - input'!$D118),\"\")","v":""},{"$f":"IFERROR(IF(OR(R134=\"\",'Historical scenario - input'!$D118=\"\"),\"\",R134/'Historical scenario - input'!$D118),\"\")","v":""},{"$f":"IFERROR(IF(OR(S134=\"\",'Historical scenario - input'!$D118=\"\"),\"\",S134/'Historical scenario - input'!$D118),\"\")","v":""},{"$f":"IFERROR(IF(OR(T134=\"\",'Historical scenario - input'!$D118=\"\"),\"\",T134/'Historical scenario - input'!$D118),\"\")","v":""},{"$f":"IFERROR(IF(OR(U134=\"\",'Historical scenario - input'!$D118=\"\"),\"\",U134/'Historical scenario - input'!$D118),\"\")","v":""},{"$f":"IFERROR(IF(OR(V134=\"\",'Historical scenario - input'!$D118=\"\"),\"\",V134/'Historical scenario - input'!$D118),\"\")","v":""},{"$f":"IFERROR(IF(OR(W134=\"\",'Historical scenario - input'!$D118=\"\"),\"\",W134/'Historical scenario - input'!$D118),\"\")","v":""}]
[{"$f":"IFERROR('Historical scenario - input'!A119,\"\")","v":""},{"$f":"IFERROR('Historical scenario - input'!B119,\"\")","v":0},{"$f":"IFERROR('Historical scenario - input'!C119,\"\")","v":0},{"$f":"IFERROR(repcalc('Historical scenario - input'!$CV119:$GH119,'Historical scenario - input'!$G119,'Historical scenario - input'!$E119,'Historical scenario - input'!$F119,20,TRUE,TRUE),\"\")","v":""},"","","","","","","","","","","","","","","","","","","",{"$f":"IFERROR(IF(OR(D135=\"\",'Historical scenario - input'!$D119=\"\"),\"\",D135/'Historical scenario - input'!$D119),\"\")","v":""},{"$f":"IFERROR(IF(OR(E135=\"\",'Historical scenario - input'!$D119=\"\"),\"\",E135/'Historical scenario - input'!$D119),\"\")","v":""},{"$f":"IFERROR(IF(OR(F135=\"\",'Historical scenario - input'!$D119=\"\"),\"\",F135/'Historical scenario - input'!$D119),\"\")","v":""},{"$f":"IFERROR(IF(OR(G135=\"\",'Historical scenario - input'!$D119=\"\"),\"\",G135/'Historical scenario - input'!$D119),\"\")","v":""},{"$f":"IFERROR(IF(OR(H135=\"\",'Historical scenario - input'!$D119=\"\"),\"\",H135/'Historical scenario - input'!$D119),\"\")","v":""},{"$f":"IFERROR(IF(OR(I135=\"\",'Historical scenario - input'!$D119=\"\"),\"\",I135/'Historical scenario - input'!$D119),\"\")","v":""},{"$f":"IFERROR(IF(OR(J135=\"\",'Historical scenario - input'!$D119=\"\"),\"\",J135/'Historical scenario - input'!$D119),\"\")","v":""},{"$f":"IFERROR(IF(OR(K135=\"\",'Historical scenario - input'!$D119=\"\"),\"\",K135/'Historical scenario - input'!$D119),\"\")","v":""},{"$f":"IFERROR(IF(OR(L135=\"\",'Historical scenario - input'!$D119=\"\"),\"\",L135/'Historical scenario - input'!$D119),\"\")","v":""},{"$f":"IFERROR(IF(OR(M135=\"\",'Historical scenario - input'!$D119=\"\"),\"\",M135/'Historical scenario - input'!$D119),\"\")","v":""},{"$f":"IFERROR(IF(OR(N135=\"\",'Historical scenario - input'!$D119=\"\"),\"\",N135/'Historical scenario - input'!$D119),\"\")","v":""},{"$f":"IFERROR(IF(OR(O135=\"\",'Historical scenario - input'!$D119=\"\"),\"\",O135/'Historical scenario - input'!$D119),\"\")","v":""},{"$f":"IFERROR(IF(OR(P135=\"\",'Historical scenario - input'!$D119=\"\"),\"\",P135/'Historical scenario - input'!$D119),\"\")","v":""},{"$f":"IFERROR(IF(OR(Q135=\"\",'Historical scenario - input'!$D119=\"\"),\"\",Q135/'Historical scenario - input'!$D119),\"\")","v":""},{"$f":"IFERROR(IF(OR(R135=\"\",'Historical scenario - input'!$D119=\"\"),\"\",R135/'Historical scenario - input'!$D119),\"\")","v":""},{"$f":"IFERROR(IF(OR(S135=\"\",'Historical scenario - input'!$D119=\"\"),\"\",S135/'Historical scenario - input'!$D119),\"\")","v":""},{"$f":"IFERROR(IF(OR(T135=\"\",'Historical scenario - input'!$D119=\"\"),\"\",T135/'Historical scenario - input'!$D119),\"\")","v":""},{"$f":"IFERROR(IF(OR(U135=\"\",'Historical scenario - input'!$D119=\"\"),\"\",U135/'Historical scenario - input'!$D119),\"\")","v":""},{"$f":"IFERROR(IF(OR(V135=\"\",'Historical scenario - input'!$D119=\"\"),\"\",V135/'Historical scenario - input'!$D119),\"\")","v":""},{"$f":"IFERROR(IF(OR(W135=\"\",'Historical scenario - input'!$D119=\"\"),\"\",W135/'Historical scenario - input'!$D119),\"\")","v":""}]
[{"$f":"IFERROR('Historical scenario - input'!A120,\"\")","v":""},{"$f":"IFERROR('Historical scenario - input'!B120,\"\")","v":0},{"$f":"IFERROR('Historical scenario - input'!C120,\"\")","v":0},{"$f":"IFERROR(repcalc('Historical scenario - input'!$CV120:$GH120,'Historical scenario - input'!$G120,'Historical scenario - input'!$E120,'Historical scenario - input'!$F120,20,TRUE,TRUE),\"\")","v":""},"","","","","","","","","","","","","","","","","","","",{"$f":"IFERROR(IF(OR(D136=\"\",'Historical scenario - input'!$D120=\"\"),\"\",D136/'Historical scenario - input'!$D120),\"\")","v":""},{"$f":"IFERROR(IF(OR(E136=\"\",'Historical scenario - input'!$D120=\"\"),\"\",E136/'Historical scenario - input'!$D120),\"\")","v":""},{"$f":"IFERROR(IF(OR(F136=\"\",'Historical scenario - input'!$D120=\"\"),\"\",F136/'Historical scenario - input'!$D120),\"\")","v":""},{"$f":"IFERROR(IF(OR(G136=\"\",'Historical scenario - input'!$D120=\"\"),\"\",G136/'Historical scenario - input'!$D120),\"\")","v":""},{"$f":"IFERROR(IF(OR(H136=\"\",'Historical scenario - input'!$D120=\"\"),\"\",H136/'Historical scenario - input'!$D120),\"\")","v":""},{"$f":"IFERROR(IF(OR(I136=\"\",'Historical scenario - input'!$D120=\"\"),\"\",I136/'Historical scenario - input'!$D120),\"\")","v":""},{"$f":"IFERROR(IF(OR(J136=\"\",'Historical scenario - input'!$D120=\"\"),\"\",J136/'Historical scenario - input'!$D120),\"\")","v":""},{"$f":"IFERROR(IF(OR(K136=\"\",'Historical scenario - input'!$D120=\"\"),\"\",K136/'Historical scenario - input'!$D120),\"\")","v":""},{"$f":"IFERROR(IF(OR(L136=\"\",'Historical scenario - input'!$D120=\"\"),\"\",L136/'Historical scenario - input'!$D120),\"\")","v":""},{"$f":"IFERROR(IF(OR(M136=\"\",'Historical scenario - input'!$D120=\"\"),\"\",M136/'Historical scenario - input'!$D120),\"\")","v":""},{"$f":"IFERROR(IF(OR(N136=\"\",'Historical scenario - input'!$D120=\"\"),\"\",N136/'Historical scenario - input'!$D120),\"\")","v":""},{"$f":"IFERROR(IF(OR(O136=\"\",'Historical scenario - input'!$D120=\"\"),\"\",O136/'Historical scenario - input'!$D120),\"\")","v":""},{"$f":"IFERROR(IF(OR(P136=\"\",'Historical scenario - input'!$D120=\"\"),\"\",P136/'Historical scenario - input'!$D120),\"\")","v":""},{"$f":"IFERROR(IF(OR(Q136=\"\",'Historical scenario - input'!$D120=\"\"),\"\",Q136/'Historical scenario - input'!$D120),\"\")","v":""},{"$f":"IFERROR(IF(OR(R136=\"\",'Historical scenario - input'!$D120=\"\"),\"\",R136/'Historical scenario - input'!$D120),\"\")","v":""},{"$f":"IFERROR(IF(OR(S136=\"\",'Historical scenario - input'!$D120=\"\"),\"\",S136/'Historical scenario - input'!$D120),\"\")","v":""},{"$f":"IFERROR(IF(OR(T136=\"\",'Historical scenario - input'!$D120=\"\"),\"\",T136/'Historical scenario - input'!$D120),\"\")","v":""},{"$f":"IFERROR(IF(OR(U136=\"\",'Historical scenario - input'!$D120=\"\"),\"\",U136/'Historical scenario - input'!$D120),\"\")","v":""},{"$f":"IFERROR(IF(OR(V136=\"\",'Historical scenario - input'!$D120=\"\"),\"\",V136/'Historical scenario - input'!$D120),\"\")","v":""},{"$f":"IFERROR(IF(OR(W136=\"\",'Historical scenario - input'!$D120=\"\"),\"\",W136/'Historical scenario - input'!$D120),\"\")","v":""}]
[{"$f":"IFERROR('Historical scenario - input'!A121,\"\")","v":""},{"$f":"IFERROR('Historical scenario - input'!B121,\"\")","v":0},{"$f":"IFERROR('Historical scenario - input'!C121,\"\")","v":0},{"$f":"IFERROR(repcalc('Historical scenario - input'!$CV121:$GH121,'Historical scenario - input'!$G121,'Historical scenario - input'!$E121,'Historical scenario - input'!$F121,20,TRUE,TRUE),\"\")","v":""},"","","","","","","","","","","","","","","","","","","",{"$f":"IFERROR(IF(OR(D137=\"\",'Historical scenario - input'!$D121=\"\"),\"\",D137/'Historical scenario - input'!$D121),\"\")","v":""},{"$f":"IFERROR(IF(OR(E137=\"\",'Historical scenario - input'!$D121=\"\"),\"\",E137/'Historical scenario - input'!$D121),\"\")","v":""},{"$f":"IFERROR(IF(OR(F137=\"\",'Historical scenario - input'!$D121=\"\"),\"\",F137/'Historical scenario - input'!$D121),\"\")","v":""},{"$f":"IFERROR(IF(OR(G137=\"\",'Historical scenario - input'!$D121=\"\"),\"\",G137/'Historical scenario - input'!$D121),\"\")","v":""},{"$f":"IFERROR(IF(OR(H137=\"\",'Historical scenario - input'!$D121=\"\"),\"\",H137/'Historical scenario - input'!$D121),\"\")","v":""},{"$f":"IFERROR(IF(OR(I137=\"\",'Historical scenario - input'!$D121=\"\"),\"\",I137/'Historical scenario - input'!$D121),\"\")","v":""},{"$f":"IFERROR(IF(OR(J137=\"\",'Historical scenario - input'!$D121=\"\"),\"\",J137/'Historical scenario - input'!$D121),\"\")","v":""},{"$f":"IFERROR(IF(OR(K137=\"\",'Historical scenario - input'!$D121=\"\"),\"\",K137/'Historical scenario - input'!$D121),\"\")","v":""},{"$f":"IFERROR(IF(OR(L137=\"\",'Historical scenario - input'!$D121=\"\"),\"\",L137/'Historical scenario - input'!$D121),\"\")","v":""},{"$f":"IFERROR(IF(OR(M137=\"\",'Historical scenario - input'!$D121=\"\"),\"\",M137/'Historical scenario - input'!$D121),\"\")","v":""},{"$f":"IFERROR(IF(OR(N137=\"\",'Historical scenario - input'!$D121=\"\"),\"\",N137/'Historical scenario - input'!$D121),\"\")","v":""},{"$f":"IFERROR(IF(OR(O137=\"\",'Historical scenario - input'!$D121=\"\"),\"\",O137/'Historical scenario - input'!$D121),\"\")","v":""},{"$f":"IFERROR(IF(OR(P137=\"\",'Historical scenario - input'!$D121=\"\"),\"\",P137/'Historical scenario - input'!$D121),\"\")","v":""},{"$f":"IFERROR(IF(OR(Q137=\"\",'Historical scenario - input'!$D121=\"\"),\"\",Q137/'Historical scenario - input'!$D121),\"\")","v":""},{"$f":"IFERROR(IF(OR(R137=\"\",'Historical scenario - input'!$D121=\"\"),\"\",R137/'Historical scenario - input'!$D121),\"\")","v":""},{"$f":"IFERROR(IF(OR(S137=\"\",'Historical scenario - input'!$D121=\"\"),\"\",S137/'Historical scenario - input'!$D121),\"\")","v":""},{"$f":"IFERROR(IF(OR(T137=\"\",'Historical scenario - input'!$D121=\"\"),\"\",T137/'Historical scenario - input'!$D121),\"\")","v":""},{"$f":"IFERROR(IF(OR(U137=\"\",'Historical scenario - input'!$D121=\"\"),\"\",U137/'Historical scenario - input'!$D121),\"\")","v":""},{"$f":"IFERROR(IF(OR(V137=\"\",'Historical scenario - input'!$D121=\"\"),\"\",V137/'Historical scenario - input'!$D121),\"\")","v":""},{"$f":"IFERROR(IF(OR(W137=\"\",'Historical scenario - input'!$D121=\"\"),\"\",W137/'Historical scenario - input'!$D121),\"\")","v":""}]
[{"$f":"IFERROR('Historical scenario - input'!A122,\"\")","v":""},{"$f":"IFERROR('Historical scenario - input'!B122,\"\")","v":0},{"$f":"IFERROR('Historical scenario - input'!C122,\"\")","v":0},{"$f":"IFERROR(repcalc('Historical scenario - input'!$CV122:$GH122,'Historical scenario - input'!$G122,'Historical scenario - input'!$E122,'Historical scenario - input'!$F122,20,TRUE,TRUE),\"\")","v":""},"","","","","","","","","","","","","","","","","","","",{"$f":"IFERROR(IF(OR(D138=\"\",'Historical scenario - input'!$D122=\"\"),\"\",D138/'Historical scenario - input'!$D122),\"\")","v":""},{"$f":"IFERROR(IF(OR(E138=\"\",'Historical scenario - input'!$D122=\"\"),\"\",E138/'Historical scenario - input'!$D122),\"\")","v":""},{"$f":"IFERROR(IF(OR(F138=\"\",'Historical scenario - input'!$D122=\"\"),\"\",F138/'Historical scenario - input'!$D122),\"\")","v":""},{"$f":"IFERROR(IF(OR(G138=\"\",'Historical scenario - input'!$D122=\"\"),\"\",G138/'Historical scenario - input'!$D122),\"\")","v":""},{"$f":"IFERROR(IF(OR(H138=\"\",'Historical scenario - input'!$D122=\"\"),\"\",H138/'Historical scenario - input'!$D122),\"\")","v":""},{"$f":"IFERROR(IF(OR(I138=\"\",'Historical scenario - input'!$D122=\"\"),\"\",I138/'Historical scenario - input'!$D122),\"\")","v":""},{"$f":"IFERROR(IF(OR(J138=\"\",'Historical scenario - input'!$D122=\"\"),\"\",J138/'Historical scenario - input'!$D122),\"\")","v":""},{"$f":"IFERROR(IF(OR(K138=\"\",'Historical scenario - input'!$D122=\"\"),\"\",K138/'Historical scenario - input'!$D122),\"\")","v":""},{"$f":"IFERROR(IF(OR(L138=\"\",'Historical scenario - input'!$D122=\"\"),\"\",L138/'Historical scenario - input'!$D122),\"\")","v":""},{"$f":"IFERROR(IF(OR(M138=\"\",'Historical scenario - input'!$D122=\"\"),\"\",M138/'Historical scenario - input'!$D122),\"\")","v":""},{"$f":"IFERROR(IF(OR(N138=\"\",'Historical scenario - input'!$D122=\"\"),\"\",N138/'Historical scenario - input'!$D122),\"\")","v":""},{"$f":"IFERROR(IF(OR(O138=\"\",'Historical scenario - input'!$D122=\"\"),\"\",O138/'Historical scenario - input'!$D122),\"\")","v":""},{"$f":"IFERROR(IF(OR(P138=\"\",'Historical scenario - input'!$D122=\"\"),\"\",P138/'Historical scenario - input'!$D122),\"\")","v":""},{"$f":"IFERROR(IF(OR(Q138=\"\",'Historical scenario - input'!$D122=\"\"),\"\",Q138/'Historical scenario - input'!$D122),\"\")","v":""},{"$f":"IFERROR(IF(OR(R138=\"\",'Historical scenario - input'!$D122=\"\"),\"\",R138/'Historical scenario - input'!$D122),\"\")","v":""},{"$f":"IFERROR(IF(OR(S138=\"\",'Historical scenario - input'!$D122=\"\"),\"\",S138/'Historical scenario - input'!$D122),\"\")","v":""},{"$f":"IFERROR(IF(OR(T138=\"\",'Historical scenario - input'!$D122=\"\"),\"\",T138/'Historical scenario - input'!$D122),\"\")","v":""},{"$f":"IFERROR(IF(OR(U138=\"\",'Historical scenario - input'!$D122=\"\"),\"\",U138/'Historical scenario - input'!$D122),\"\")","v":""},{"$f":"IFERROR(IF(OR(V138=\"\",'Historical scenario - input'!$D122=\"\"),\"\",V138/'Historical scenario - input'!$D122),\"\")","v":""},{"$f":"IFERROR(IF(OR(W138=\"\",'Historical scenario - input'!$D122=\"\"),\"\",W138/'Historical scenario - input'!$D122),\"\")","v":""}]
[{"$f":"IFERROR('Historical scenario - input'!A123,\"\")","v":""},{"$f":"IFERROR('Historical scenario - input'!B123,\"\")","v":0},{"$f":"IFERROR('Historical scenario - input'!C123,\"\")","v":0},{"$f":"IFERROR(repcalc('Historical scenario - input'!$CV123:$GH123,'Historical scenario - input'!$G123,'Historical scenario - input'!$E123,'Historical scenario - input'!$F123,20,TRUE,TRUE),\"\")","v":""},"","","","","","","","","","","","","","","","","","","",{"$f":"IFERROR(IF(OR(D139=\"\",'Historical scenario - input'!$D123=\"\"),\"\",D139/'Historical scenario - input'!$D123),\"\")","v":""},{"$f":"IFERROR(IF(OR(E139=\"\",'Historical scenario - input'!$D123=\"\"),\"\",E139/'Historical scenario - input'!$D123),\"\")","v":""},{"$f":"IFERROR(IF(OR(F139=\"\",'Historical scenario - input'!$D123=\"\"),\"\",F139/'Historical scenario - input'!$D123),\"\")","v":""},{"$f":"IFERROR(IF(OR(G139=\"\",'Historical scenario - input'!$D123=\"\"),\"\",G139/'Historical scenario - input'!$D123),\"\")","v":""},{"$f":"IFERROR(IF(OR(H139=\"\",'Historical scenario - input'!$D123=\"\"),\"\",H139/'Historical scenario - input'!$D123),\"\")","v":""},{"$f":"IFERROR(IF(OR(I139=\"\",'Historical scenario - input'!$D123=\"\"),\"\",I139/'Historical scenario - input'!$D123),\"\")","v":""},{"$f":"IFERROR(IF(OR(J139=\"\",'Historical scenario - input'!$D123=\"\"),\"\",J139/'Historical scenario - input'!$D123),\"\")","v":""},{"$f":"IFERROR(IF(OR(K139=\"\",'Historical scenario - input'!$D123=\"\"),\"\",K139/'Historical scenario - input'!$D123),\"\")","v":""},{"$f":"IFERROR(IF(OR(L139=\"\",'Historical scenario - input'!$D123=\"\"),\"\",L139/'Historical scenario - input'!$D123),\"\")","v":""},{"$f":"IFERROR(IF(OR(M139=\"\",'Historical scenario - input'!$D123=\"\"),\"\",M139/'Historical scenario - input'!$D123),\"\")","v":""},{"$f":"IFERROR(IF(OR(N139=\"\",'Historical scenario - input'!$D123=\"\"),\"\",N139/'Historical scenario - input'!$D123),\"\")","v":""},{"$f":"IFERROR(IF(OR(O139=\"\",'Historical scenario - input'!$D123=\"\"),\"\",O139/'Historical scenario - input'!$D123),\"\")","v":""},{"$f":"IFERROR(IF(OR(P139=\"\",'Historical scenario - input'!$D123=\"\"),\"\",P139/'Historical scenario - input'!$D123),\"\")","v":""},{"$f":"IFERROR(IF(OR(Q139=\"\",'Historical scenario - input'!$D123=\"\"),\"\",Q139/'Historical scenario - input'!$D123),\"\")","v":""},{"$f":"IFERROR(IF(OR(R139=\"\",'Historical scenario - input'!$D123=\"\"),\"\",R139/'Historical scenario - input'!$D123),\"\")","v":""},{"$f":"IFERROR(IF(OR(S139=\"\",'Historical scenario - input'!$D123=\"\"),\"\",S139/'Historical scenario - input'!$D123),\"\")","v":""},{"$f":"IFERROR(IF(OR(T139=\"\",'Historical scenario - input'!$D123=\"\"),\"\",T139/'Historical scenario - input'!$D123),\"\")","v":""},{"$f":"IFERROR(IF(OR(U139=\"\",'Historical scenario - input'!$D123=\"\"),\"\",U139/'Historical scenario - input'!$D123),\"\")","v":""},{"$f":"IFERROR(IF(OR(V139=\"\",'Historical scenario - input'!$D123=\"\"),\"\",V139/'Historical scenario - input'!$D123),\"\")","v":""},{"$f":"IFERROR(IF(OR(W139=\"\",'Historical scenario - input'!$D123=\"\"),\"\",W139/'Historical scenario - input'!$D123),\"\")","v":""}]
[{"$f":"IFERROR('Historical scenario - input'!A124,\"\")","v":""},{"$f":"IFERROR('Historical scenario - input'!B124,\"\")","v":0},{"$f":"IFERROR('Historical scenario - input'!C124,\"\")","v":0},{"$f":"IFERROR(repcalc('Historical scenario - input'!$CV124:$GH124,'Historical scenario - input'!$G124,'Historical scenario - input'!$E124,'Historical scenario - input'!$F124,20,TRUE,TRUE),\"\")","v":""},"","","","","","","","","","","","","","","","","","","",{"$f":"IFERROR(IF(OR(D140=\"\",'Historical scenario - input'!$D124=\"\"),\"\",D140/'Historical scenario - input'!$D124),\"\")","v":""},{"$f":"IFERROR(IF(OR(E140=\"\",'Historical scenario - input'!$D124=\"\"),\"\",E140/'Historical scenario - input'!$D124),\"\")","v":""},{"$f":"IFERROR(IF(OR(F140=\"\",'Historical scenario - input'!$D124=\"\"),\"\",F140/'Historical scenario - input'!$D124),\"\")","v":""},{"$f":"IFERROR(IF(OR(G140=\"\",'Historical scenario - input'!$D124=\"\"),\"\",G140/'Historical scenario - input'!$D124),\"\")","v":""},{"$f":"IFERROR(IF(OR(H140=\"\",'Historical scenario - input'!$D124=\"\"),\"\",H140/'Historical scenario - input'!$D124),\"\")","v":""},{"$f":"IFERROR(IF(OR(I140=\"\",'Historical scenario - input'!$D124=\"\"),\"\",I140/'Historical scenario - input'!$D124),\"\")","v":""},{"$f":"IFERROR(IF(OR(J140=\"\",'Historical scenario - input'!$D124=\"\"),\"\",J140/'Historical scenario - input'!$D124),\"\")","v":""},{"$f":"IFERROR(IF(OR(K140=\"\",'Historical scenario - input'!$D124=\"\"),\"\",K140/'Historical scenario - input'!$D124),\"\")","v":""},{"$f":"IFERROR(IF(OR(L140=\"\",'Historical scenario - input'!$D124=\"\"),\"\",L140/'Historical scenario - input'!$D124),\"\")","v":""},{"$f":"IFERROR(IF(OR(M140=\"\",'Historical scenario - input'!$D124=\"\"),\"\",M140/'Historical scenario - input'!$D124),\"\")","v":""},{"$f":"IFERROR(IF(OR(N140=\"\",'Historical scenario - input'!$D124=\"\"),\"\",N140/'Historical scenario - input'!$D124),\"\")","v":""},{"$f":"IFERROR(IF(OR(O140=\"\",'Historical scenario - input'!$D124=\"\"),\"\",O140/'Historical scenario - input'!$D124),\"\")","v":""},{"$f":"IFERROR(IF(OR(P140=\"\",'Historical scenario - input'!$D124=\"\"),\"\",P140/'Historical scenario - input'!$D124),\"\")","v":""},{"$f":"IFERROR(IF(OR(Q140=\"\",'Historical scenario - input'!$D124=\"\"),\"\",Q140/'Historical scenario - input'!$D124),\"\")","v":""},{"$f":"IFERROR(IF(OR(R140=\"\",'Historical scenario - input'!$D124=\"\"),\"\",R140/'Historical scenario - input'!$D124),\"\")","v":""},{"$f":"IFERROR(IF(OR(S140=\"\",'Historical scenario - input'!$D124=\"\"),\"\",S140/'Historical scenario - input'!$D124),\"\")","v":""},{"$f":"IFERROR(IF(OR(T140=\"\",'Historical scenario - input'!$D124=\"\"),\"\",T140/'Historical scenario - input'!$D124),\"\")","v":""},{"$f":"IFERROR(IF(OR(U140=\"\",'Historical scenario - input'!$D124=\"\"),\"\",U140/'Historical scenario - input'!$D124),\"\")","v":""},{"$f":"IFERROR(IF(OR(V140=\"\",'Historical scenario - input'!$D124=\"\"),\"\",V140/'Historical scenario - input'!$D124),\"\")","v":""},{"$f":"IFERROR(IF(OR(W140=\"\",'Historical scenario - input'!$D124=\"\"),\"\",W140/'Historical scenario - input'!$D124),\"\")","v":""}]
[{"$f":"IFERROR('Historical scenario - input'!A125,\"\")","v":""},{"$f":"IFERROR('Historical scenario - input'!B125,\"\")","v":0},{"$f":"IFERROR('Historical scenario - input'!C125,\"\")","v":0},{"$f":"IFERROR(repcalc('Historical scenario - input'!$CV125:$GH125,'Historical scenario - input'!$G125,'Historical scenario - input'!$E125,'Historical scenario - input'!$F125,20,TRUE,TRUE),\"\")","v":""},"","","","","","","","","","","","","","","","","","","",{"$f":"IFERROR(IF(OR(D141=\"\",'Historical scenario - input'!$D125=\"\"),\"\",D141/'Historical scenario - input'!$D125),\"\")","v":""},{"$f":"IFERROR(IF(OR(E141=\"\",'Historical scenario - input'!$D125=\"\"),\"\",E141/'Historical scenario - input'!$D125),\"\")","v":""},{"$f":"IFERROR(IF(OR(F141=\"\",'Historical scenario - input'!$D125=\"\"),\"\",F141/'Historical scenario - input'!$D125),\"\")","v":""},{"$f":"IFERROR(IF(OR(G141=\"\",'Historical scenario - input'!$D125=\"\"),\"\",G141/'Historical scenario - input'!$D125),\"\")","v":""},{"$f":"IFERROR(IF(OR(H141=\"\",'Historical scenario - input'!$D125=\"\"),\"\",H141/'Historical scenario - input'!$D125),\"\")","v":""},{"$f":"IFERROR(IF(OR(I141=\"\",'Historical scenario - input'!$D125=\"\"),\"\",I141/'Historical scenario - input'!$D125),\"\")","v":""},{"$f":"IFERROR(IF(OR(J141=\"\",'Historical scenario - input'!$D125=\"\"),\"\",J141/'Historical scenario - input'!$D125),\"\")","v":""},{"$f":"IFERROR(IF(OR(K141=\"\",'Historical scenario - input'!$D125=\"\"),\"\",K141/'Historical scenario - input'!$D125),\"\")","v":""},{"$f":"IFERROR(IF(OR(L141=\"\",'Historical scenario - input'!$D125=\"\"),\"\",L141/'Historical scenario - input'!$D125),\"\")","v":""},{"$f":"IFERROR(IF(OR(M141=\"\",'Historical scenario - input'!$D125=\"\"),\"\",M141/'Historical scenario - input'!$D125),\"\")","v":""},{"$f":"IFERROR(IF(OR(N141=\"\",'Historical scenario - input'!$D125=\"\"),\"\",N141/'Historical scenario - input'!$D125),\"\")","v":""},{"$f":"IFERROR(IF(OR(O141=\"\",'Historical scenario - input'!$D125=\"\"),\"\",O141/'Historical scenario - input'!$D125),\"\")","v":""},{"$f":"IFERROR(IF(OR(P141=\"\",'Historical scenario - input'!$D125=\"\"),\"\",P141/'Historical scenario - input'!$D125),\"\")","v":""},{"$f":"IFERROR(IF(OR(Q141=\"\",'Historical scenario - input'!$D125=\"\"),\"\",Q141/'Historical scenario - input'!$D125),\"\")","v":""},{"$f":"IFERROR(IF(OR(R141=\"\",'Historical scenario - input'!$D125=\"\"),\"\",R141/'Historical scenario - input'!$D125),\"\")","v":""},{"$f":"IFERROR(IF(OR(S141=\"\",'Historical scenario - input'!$D125=\"\"),\"\",S141/'Historical scenario - input'!$D125),\"\")","v":""},{"$f":"IFERROR(IF(OR(T141=\"\",'Historical scenario - input'!$D125=\"\"),\"\",T141/'Historical scenario - input'!$D125),\"\")","v":""},{"$f":"IFERROR(IF(OR(U141=\"\",'Historical scenario - input'!$D125=\"\"),\"\",U141/'Historical scenario - input'!$D125),\"\")","v":""},{"$f":"IFERROR(IF(OR(V141=\"\",'Historical scenario - input'!$D125=\"\"),\"\",V141/'Historical scenario - input'!$D125),\"\")","v":""},{"$f":"IFERROR(IF(OR(W141=\"\",'Historical scenario - input'!$D125=\"\"),\"\",W141/'Historical scenario - input'!$D125),\"\")","v":""}]
[{"$f":"IFERROR('Historical scenario - input'!A126,\"\")","v":""},{"$f":"IFERROR('Historical scenario - input'!B126,\"\")","v":0},{"$f":"IFERROR('Historical scenario - input'!C126,\"\")","v":0},{"$f":"IFERROR(repcalc('Historical scenario - input'!$CV126:$GH126,'Historical scenario - input'!$G126,'Historical scenario - input'!$E126,'Historical scenario - input'!$F126,20,TRUE,TRUE),\"\")","v":""},"","","","","","","","","","","","","","","","","","","",{"$f":"IFERROR(IF(OR(D142=\"\",'Historical scenario - input'!$D126=\"\"),\"\",D142/'Historical scenario - input'!$D126),\"\")","v":""},{"$f":"IFERROR(IF(OR(E142=\"\",'Historical scenario - input'!$D126=\"\"),\"\",E142/'Historical scenario - input'!$D126),\"\")","v":""},{"$f":"IFERROR(IF(OR(F142=\"\",'Historical scenario - input'!$D126=\"\"),\"\",F142/'Historical scenario - input'!$D126),\"\")","v":""},{"$f":"IFERROR(IF(OR(G142=\"\",'Historical scenario - input'!$D126=\"\"),\"\",G142/'Historical scenario - input'!$D126),\"\")","v":""},{"$f":"IFERROR(IF(OR(H142=\"\",'Historical scenario - input'!$D126=\"\"),\"\",H142/'Historical scenario - input'!$D126),\"\")","v":""},{"$f":"IFERROR(IF(OR(I142=\"\",'Historical scenario - input'!$D126=\"\"),\"\",I142/'Historical scenario - input'!$D126),\"\")","v":""},{"$f":"IFERROR(IF(OR(J142=\"\",'Historical scenario - input'!$D126=\"\"),\"\",J142/'Historical scenario - input'!$D126),\"\")","v":""},{"$f":"IFERROR(IF(OR(K142=\"\",'Historical scenario - input'!$D126=\"\"),\"\",K142/'Historical scenario - input'!$D126),\"\")","v":""},{"$f":"IFERROR(IF(OR(L142=\"\",'Historical scenario - input'!$D126=\"\"),\"\",L142/'Historical scenario - input'!$D126),\"\")","v":""},{"$f":"IFERROR(IF(OR(M142=\"\",'Historical scenario - input'!$D126=\"\"),\"\",M142/'Historical scenario - input'!$D126),\"\")","v":""},{"$f":"IFERROR(IF(OR(N142=\"\",'Historical scenario - input'!$D126=\"\"),\"\",N142/'Historical scenario - input'!$D126),\"\")","v":""},{"$f":"IFERROR(IF(OR(O142=\"\",'Historical scenario - input'!$D126=\"\"),\"\",O142/'Historical scenario - input'!$D126),\"\")","v":""},{"$f":"IFERROR(IF(OR(P142=\"\",'Historical scenario - input'!$D126=\"\"),\"\",P142/'Historical scenario - input'!$D126),\"\")","v":""},{"$f":"IFERROR(IF(OR(Q142=\"\",'Historical scenario - input'!$D126=\"\"),\"\",Q142/'Historical scenario - input'!$D126),\"\")","v":""},{"$f":"IFERROR(IF(OR(R142=\"\",'Historical scenario - input'!$D126=\"\"),\"\",R142/'Historical scenario - input'!$D126),\"\")","v":""},{"$f":"IFERROR(IF(OR(S142=\"\",'Historical scenario - input'!$D126=\"\"),\"\",S142/'Historical scenario - input'!$D126),\"\")","v":""},{"$f":"IFERROR(IF(OR(T142=\"\",'Historical scenario - input'!$D126=\"\"),\"\",T142/'Historical scenario - input'!$D126),\"\")","v":""},{"$f":"IFERROR(IF(OR(U142=\"\",'Historical scenario - input'!$D126=\"\"),\"\",U142/'Historical scenario - input'!$D126),\"\")","v":""},{"$f":"IFERROR(IF(OR(V142=\"\",'Historical scenario - input'!$D126=\"\"),\"\",V142/'Historical scenario - input'!$D126),\"\")","v":""},{"$f":"IFERROR(IF(OR(W142=\"\",'Historical scenario - input'!$D126=\"\"),\"\",W142/'Historical scenario - input'!$D126),\"\")","v":""}]
[{"$f":"IFERROR('Historical scenario - input'!A127,\"\")","v":""},{"$f":"IFERROR('Historical scenario - input'!B127,\"\")","v":0},{"$f":"IFERROR('Historical scenario - input'!C127,\"\")","v":0},{"$f":"IFERROR(repcalc('Historical scenario - input'!$CV127:$GH127,'Historical scenario - input'!$G127,'Historical scenario - input'!$E127,'Historical scenario - input'!$F127,20,TRUE,TRUE),\"\")","v":""},"","","","","","","","","","","","","","","","","","","",{"$f":"IFERROR(IF(OR(D143=\"\",'Historical scenario - input'!$D127=\"\"),\"\",D143/'Historical scenario - input'!$D127),\"\")","v":""},{"$f":"IFERROR(IF(OR(E143=\"\",'Historical scenario - input'!$D127=\"\"),\"\",E143/'Historical scenario - input'!$D127),\"\")","v":""},{"$f":"IFERROR(IF(OR(F143=\"\",'Historical scenario - input'!$D127=\"\"),\"\",F143/'Historical scenario - input'!$D127),\"\")","v":""},{"$f":"IFERROR(IF(OR(G143=\"\",'Historical scenario - input'!$D127=\"\"),\"\",G143/'Historical scenario - input'!$D127),\"\")","v":""},{"$f":"IFERROR(IF(OR(H143=\"\",'Historical scenario - input'!$D127=\"\"),\"\",H143/'Historical scenario - input'!$D127),\"\")","v":""},{"$f":"IFERROR(IF(OR(I143=\"\",'Historical scenario - input'!$D127=\"\"),\"\",I143/'Historical scenario - input'!$D127),\"\")","v":""},{"$f":"IFERROR(IF(OR(J143=\"\",'Historical scenario - input'!$D127=\"\"),\"\",J143/'Historical scenario - input'!$D127),\"\")","v":""},{"$f":"IFERROR(IF(OR(K143=\"\",'Historical scenario - input'!$D127=\"\"),\"\",K143/'Historical scenario - input'!$D127),\"\")","v":""},{"$f":"IFERROR(IF(OR(L143=\"\",'Historical scenario - input'!$D127=\"\"),\"\",L143/'Historical scenario - input'!$D127),\"\")","v":""},{"$f":"IFERROR(IF(OR(M143=\"\",'Historical scenario - input'!$D127=\"\"),\"\",M143/'Historical scenario - input'!$D127),\"\")","v":""},{"$f":"IFERROR(IF(OR(N143=\"\",'Historical scenario - input'!$D127=\"\"),\"\",N143/'Historical scenario - input'!$D127),\"\")","v":""},{"$f":"IFERROR(IF(OR(O143=\"\",'Historical scenario - input'!$D127=\"\"),\"\",O143/'Historical scenario - input'!$D127),\"\")","v":""},{"$f":"IFERROR(IF(OR(P143=\"\",'Historical scenario - input'!$D127=\"\"),\"\",P143/'Historical scenario - input'!$D127),\"\")","v":""},{"$f":"IFERROR(IF(OR(Q143=\"\",'Historical scenario - input'!$D127=\"\"),\"\",Q143/'Historical scenario - input'!$D127),\"\")","v":""},{"$f":"IFERROR(IF(OR(R143=\"\",'Historical scenario - input'!$D127=\"\"),\"\",R143/'Historical scenario - input'!$D127),\"\")","v":""},{"$f":"IFERROR(IF(OR(S143=\"\",'Historical scenario - input'!$D127=\"\"),\"\",S143/'Historical scenario - input'!$D127),\"\")","v":""},{"$f":"IFERROR(IF(OR(T143=\"\",'Historical scenario - input'!$D127=\"\"),\"\",T143/'Historical scenario - input'!$D127),\"\")","v":""},{"$f":"IFERROR(IF(OR(U143=\"\",'Historical scenario - input'!$D127=\"\"),\"\",U143/'Historical scenario - input'!$D127),\"\")","v":""},{"$f":"IFERROR(IF(OR(V143=\"\",'Historical scenario - input'!$D127=\"\"),\"\",V143/'Historical scenario - input'!$D127),\"\")","v":""},{"$f":"IFERROR(IF(OR(W143=\"\",'Historical scenario - input'!$D127=\"\"),\"\",W143/'Historical scenario - input'!$D127),\"\")","v":""}]
[{"$f":"IFERROR('Historical scenario - input'!A128,\"\")","v":""},{"$f":"IFERROR('Historical scenario - input'!B128,\"\")","v":0},{"$f":"IFERROR('Historical scenario - input'!C128,\"\")","v":0},{"$f":"IFERROR(repcalc('Historical scenario - input'!$CV128:$GH128,'Historical scenario - input'!$G128,'Historical scenario - input'!$E128,'Historical scenario - input'!$F128,20,TRUE,TRUE),\"\")","v":""},"","","","","","","","","","","","","","","","","","","",{"$f":"IFERROR(IF(OR(D144=\"\",'Historical scenario - input'!$D128=\"\"),\"\",D144/'Historical scenario - input'!$D128),\"\")","v":""},{"$f":"IFERROR(IF(OR(E144=\"\",'Historical scenario - input'!$D128=\"\"),\"\",E144/'Historical scenario - input'!$D128),\"\")","v":""},{"$f":"IFERROR(IF(OR(F144=\"\",'Historical scenario - input'!$D128=\"\"),\"\",F144/'Historical scenario - input'!$D128),\"\")","v":""},{"$f":"IFERROR(IF(OR(G144=\"\",'Historical scenario - input'!$D128=\"\"),\"\",G144/'Historical scenario - input'!$D128),\"\")","v":""},{"$f":"IFERROR(IF(OR(H144=\"\",'Historical scenario - input'!$D128=\"\"),\"\",H144/'Historical scenario - input'!$D128),\"\")","v":""},{"$f":"IFERROR(IF(OR(I144=\"\",'Historical scenario - input'!$D128=\"\"),\"\",I144/'Historical scenario - input'!$D128),\"\")","v":""},{"$f":"IFERROR(IF(OR(J144=\"\",'Historical scenario - input'!$D128=\"\"),\"\",J144/'Historical scenario - input'!$D128),\"\")","v":""},{"$f":"IFERROR(IF(OR(K144=\"\",'Historical scenario - input'!$D128=\"\"),\"\",K144/'Historical scenario - input'!$D128),\"\")","v":""},{"$f":"IFERROR(IF(OR(L144=\"\",'Historical scenario - input'!$D128=\"\"),\"\",L144/'Historical scenario - input'!$D128),\"\")","v":""},{"$f":"IFERROR(IF(OR(M144=\"\",'Historical scenario - input'!$D128=\"\"),\"\",M144/'Historical scenario - input'!$D128),\"\")","v":""},{"$f":"IFERROR(IF(OR(N144=\"\",'Historical scenario - input'!$D128=\"\"),\"\",N144/'Historical scenario - input'!$D128),\"\")","v":""},{"$f":"IFERROR(IF(OR(O144=\"\",'Historical scenario - input'!$D128=\"\"),\"\",O144/'Historical scenario - input'!$D128),\"\")","v":""},{"$f":"IFERROR(IF(OR(P144=\"\",'Historical scenario - input'!$D128=\"\"),\"\",P144/'Historical scenario - input'!$D128),\"\")","v":""},{"$f":"IFERROR(IF(OR(Q144=\"\",'Historical scenario - input'!$D128=\"\"),\"\",Q144/'Historical scenario - input'!$D128),\"\")","v":""},{"$f":"IFERROR(IF(OR(R144=\"\",'Historical scenario - input'!$D128=\"\"),\"\",R144/'Historical scenario - input'!$D128),\"\")","v":""},{"$f":"IFERROR(IF(OR(S144=\"\",'Historical scenario - input'!$D128=\"\"),\"\",S144/'Historical scenario - input'!$D128),\"\")","v":""},{"$f":"IFERROR(IF(OR(T144=\"\",'Historical scenario - input'!$D128=\"\"),\"\",T144/'Historical scenario - input'!$D128),\"\")","v":""},{"$f":"IFERROR(IF(OR(U144=\"\",'Historical scenario - input'!$D128=\"\"),\"\",U144/'Historical scenario - input'!$D128),\"\")","v":""},{"$f":"IFERROR(IF(OR(V144=\"\",'Historical scenario - input'!$D128=\"\"),\"\",V144/'Historical scenario - input'!$D128),\"\")","v":""},{"$f":"IFERROR(IF(OR(W144=\"\",'Historical scenario - input'!$D128=\"\"),\"\",W144/'Historical scenario - input'!$D128),\"\")","v":""}]
[{"$f":"IFERROR('Historical scenario - input'!A129,\"\")","v":""},{"$f":"IFERROR('Historical scenario - input'!B129,\"\")","v":0},{"$f":"IFERROR('Historical scenario - input'!C129,\"\")","v":0},{"$f":"IFERROR(repcalc('Historical scenario - input'!$CV129:$GH129,'Historical scenario - input'!$G129,'Historical scenario - input'!$E129,'Historical scenario - input'!$F129,20,TRUE,TRUE),\"\")","v":""},"","","","","","","","","","","","","","","","","","","",{"$f":"IFERROR(IF(OR(D145=\"\",'Historical scenario - input'!$D129=\"\"),\"\",D145/'Historical scenario - input'!$D129),\"\")","v":""},{"$f":"IFERROR(IF(OR(E145=\"\",'Historical scenario - input'!$D129=\"\"),\"\",E145/'Historical scenario - input'!$D129),\"\")","v":""},{"$f":"IFERROR(IF(OR(F145=\"\",'Historical scenario - input'!$D129=\"\"),\"\",F145/'Historical scenario - input'!$D129),\"\")","v":""},{"$f":"IFERROR(IF(OR(G145=\"\",'Historical scenario - input'!$D129=\"\"),\"\",G145/'Historical scenario - input'!$D129),\"\")","v":""},{"$f":"IFERROR(IF(OR(H145=\"\",'Historical scenario - input'!$D129=\"\"),\"\",H145/'Historical scenario - input'!$D129),\"\")","v":""},{"$f":"IFERROR(IF(OR(I145=\"\",'Historical scenario - input'!$D129=\"\"),\"\",I145/'Historical scenario - input'!$D129),\"\")","v":""},{"$f":"IFERROR(IF(OR(J145=\"\",'Historical scenario - input'!$D129=\"\"),\"\",J145/'Historical scenario - input'!$D129),\"\")","v":""},{"$f":"IFERROR(IF(OR(K145=\"\",'Historical scenario - input'!$D129=\"\"),\"\",K145/'Historical scenario - input'!$D129),\"\")","v":""},{"$f":"IFERROR(IF(OR(L145=\"\",'Historical scenario - input'!$D129=\"\"),\"\",L145/'Historical scenario - input'!$D129),\"\")","v":""},{"$f":"IFERROR(IF(OR(M145=\"\",'Historical scenario - input'!$D129=\"\"),\"\",M145/'Historical scenario - input'!$D129),\"\")","v":""},{"$f":"IFERROR(IF(OR(N145=\"\",'Historical scenario - input'!$D129=\"\"),\"\",N145/'Historical scenario - input'!$D129),\"\")","v":""},{"$f":"IFERROR(IF(OR(O145=\"\",'Historical scenario - input'!$D129=\"\"),\"\",O145/'Historical scenario - input'!$D129),\"\")","v":""},{"$f":"IFERROR(IF(OR(P145=\"\",'Historical scenario - input'!$D129=\"\"),\"\",P145/'Historical scenario - input'!$D129),\"\")","v":""},{"$f":"IFERROR(IF(OR(Q145=\"\",'Historical scenario - input'!$D129=\"\"),\"\",Q145/'Historical scenario - input'!$D129),\"\")","v":""},{"$f":"IFERROR(IF(OR(R145=\"\",'Historical scenario - input'!$D129=\"\"),\"\",R145/'Historical scenario - input'!$D129),\"\")","v":""},{"$f":"IFERROR(IF(OR(S145=\"\",'Historical scenario - input'!$D129=\"\"),\"\",S145/'Historical scenario - input'!$D129),\"\")","v":""},{"$f":"IFERROR(IF(OR(T145=\"\",'Historical scenario - input'!$D129=\"\"),\"\",T145/'Historical scenario - input'!$D129),\"\")","v":""},{"$f":"IFERROR(IF(OR(U145=\"\",'Historical scenario - input'!$D129=\"\"),\"\",U145/'Historical scenario - input'!$D129),\"\")","v":""},{"$f":"IFERROR(IF(OR(V145=\"\",'Historical scenario - input'!$D129=\"\"),\"\",V145/'Historical scenario - input'!$D129),\"\")","v":""},{"$f":"IFERROR(IF(OR(W145=\"\",'Historical scenario - input'!$D129=\"\"),\"\",W145/'Historical scenario - input'!$D129),\"\")","v":""}]
[{"$f":"IFERROR('Historical scenario - input'!A130,\"\")","v":""},{"$f":"IFERROR('Historical scenario - input'!B130,\"\")","v":0},{"$f":"IFERROR('Historical scenario - input'!C130,\"\")","v":0},{"$f":"IFERROR(repcalc('Historical scenario - input'!$CV130:$GH130,'Historical scenario - input'!$G130,'Historical scenario - input'!$E130,'Historical scenario - input'!$F130,20,TRUE,TRUE),\"\")","v":""},"","","","","","","","","","","","","","","","","","","",{"$f":"IFERROR(IF(OR(D146=\"\",'Historical scenario - input'!$D130=\"\"),\"\",D146/'Historical scenario - input'!$D130),\"\")","v":""},{"$f":"IFERROR(IF(OR(E146=\"\",'Historical scenario - input'!$D130=\"\"),\"\",E146/'Historical scenario - input'!$D130),\"\")","v":""},{"$f":"IFERROR(IF(OR(F146=\"\",'Historical scenario - input'!$D130=\"\"),\"\",F146/'Historical scenario - input'!$D130),\"\")","v":""},{"$f":"IFERROR(IF(OR(G146=\"\",'Historical scenario - input'!$D130=\"\"),\"\",G146/'Historical scenario - input'!$D130),\"\")","v":""},{"$f":"IFERROR(IF(OR(H146=\"\",'Historical scenario - input'!$D130=\"\"),\"\",H146/'Historical scenario - input'!$D130),\"\")","v":""},{"$f":"IFERROR(IF(OR(I146=\"\",'Historical scenario - input'!$D130=\"\"),\"\",I146/'Historical scenario - input'!$D130),\"\")","v":""},{"$f":"IFERROR(IF(OR(J146=\"\",'Historical scenario - input'!$D130=\"\"),\"\",J146/'Historical scenario - input'!$D130),\"\")","v":""},{"$f":"IFERROR(IF(OR(K146=\"\",'Historical scenario - input'!$D130=\"\"),\"\",K146/'Historical scenario - input'!$D130),\"\")","v":""},{"$f":"IFERROR(IF(OR(L146=\"\",'Historical scenario - input'!$D130=\"\"),\"\",L146/'Historical scenario - input'!$D130),\"\")","v":""},{"$f":"IFERROR(IF(OR(M146=\"\",'Historical scenario - input'!$D130=\"\"),\"\",M146/'Historical scenario - input'!$D130),\"\")","v":""},{"$f":"IFERROR(IF(OR(N146=\"\",'Historical scenario - input'!$D130=\"\"),\"\",N146/'Historical scenario - input'!$D130),\"\")","v":""},{"$f":"IFERROR(IF(OR(O146=\"\",'Historical scenario - input'!$D130=\"\"),\"\",O146/'Historical scenario - input'!$D130),\"\")","v":""},{"$f":"IFERROR(IF(OR(P146=\"\",'Historical scenario - input'!$D130=\"\"),\"\",P146/'Historical scenario - input'!$D130),\"\")","v":""},{"$f":"IFERROR(IF(OR(Q146=\"\",'Historical scenario - input'!$D130=\"\"),\"\",Q146/'Historical scenario - input'!$D130),\"\")","v":""},{"$f":"IFERROR(IF(OR(R146=\"\",'Historical scenario - input'!$D130=\"\"),\"\",R146/'Historical scenario - input'!$D130),\"\")","v":""},{"$f":"IFERROR(IF(OR(S146=\"\",'Historical scenario - input'!$D130=\"\"),\"\",S146/'Historical scenario - input'!$D130),\"\")","v":""},{"$f":"IFERROR(IF(OR(T146=\"\",'Historical scenario - input'!$D130=\"\"),\"\",T146/'Historical scenario - input'!$D130),\"\")","v":""},{"$f":"IFERROR(IF(OR(U146=\"\",'Historical scenario - input'!$D130=\"\"),\"\",U146/'Historical scenario - input'!$D130),\"\")","v":""},{"$f":"IFERROR(IF(OR(V146=\"\",'Historical scenario - input'!$D130=\"\"),\"\",V146/'Historical scenario - input'!$D130),\"\")","v":""},{"$f":"IFERROR(IF(OR(W146=\"\",'Historical scenario - input'!$D130=\"\"),\"\",W146/'Historical scenario - input'!$D130),\"\")","v":""}]
[{"$f":"IFERROR('Historical scenario - input'!A131,\"\")","v":""},{"$f":"IFERROR('Historical scenario - input'!B131,\"\")","v":0},{"$f":"IFERROR('Historical scenario - input'!C131,\"\")","v":0},{"$f":"IFERROR(repcalc('Historical scenario - input'!$CV131:$GH131,'Historical scenario - input'!$G131,'Historical scenario - input'!$E131,'Historical scenario - input'!$F131,20,TRUE,TRUE),\"\")","v":""},"","","","","","","","","","","","","","","","","","","",{"$f":"IFERROR(IF(OR(D147=\"\",'Historical scenario - input'!$D131=\"\"),\"\",D147/'Historical scenario - input'!$D131),\"\")","v":""},{"$f":"IFERROR(IF(OR(E147=\"\",'Historical scenario - input'!$D131=\"\"),\"\",E147/'Historical scenario - input'!$D131),\"\")","v":""},{"$f":"IFERROR(IF(OR(F147=\"\",'Historical scenario - input'!$D131=\"\"),\"\",F147/'Historical scenario - input'!$D131),\"\")","v":""},{"$f":"IFERROR(IF(OR(G147=\"\",'Historical scenario - input'!$D131=\"\"),\"\",G147/'Historical scenario - input'!$D131),\"\")","v":""},{"$f":"IFERROR(IF(OR(H147=\"\",'Historical scenario - input'!$D131=\"\"),\"\",H147/'Historical scenario - input'!$D131),\"\")","v":""},{"$f":"IFERROR(IF(OR(I147=\"\",'Historical scenario - input'!$D131=\"\"),\"\",I147/'Historical scenario - input'!$D131),\"\")","v":""},{"$f":"IFERROR(IF(OR(J147=\"\",'Historical scenario - input'!$D131=\"\"),\"\",J147/'Historical scenario - input'!$D131),\"\")","v":""},{"$f":"IFERROR(IF(OR(K147=\"\",'Historical scenario - input'!$D131=\"\"),\"\",K147/'Historical scenario - input'!$D131),\"\")","v":""},{"$f":"IFERROR(IF(OR(L147=\"\",'Historical scenario - input'!$D131=\"\"),\"\",L147/'Historical scenario - input'!$D131),\"\")","v":""},{"$f":"IFERROR(IF(OR(M147=\"\",'Historical scenario - input'!$D131=\"\"),\"\",M147/'Historical scenario - input'!$D131),\"\")","v":""},{"$f":"IFERROR(IF(OR(N147=\"\",'Historical scenario - input'!$D131=\"\"),\"\",N147/'Historical scenario - input'!$D131),\"\")","v":""},{"$f":"IFERROR(IF(OR(O147=\"\",'Historical scenario - input'!$D131=\"\"),\"\",O147/'Historical scenario - input'!$D131),\"\")","v":""},{"$f":"IFERROR(IF(OR(P147=\"\",'Historical scenario - input'!$D131=\"\"),\"\",P147/'Historical scenario - input'!$D131),\"\")","v":""},{"$f":"IFERROR(IF(OR(Q147=\"\",'Historical scenario - input'!$D131=\"\"),\"\",Q147/'Historical scenario - input'!$D131),\"\")","v":""},{"$f":"IFERROR(IF(OR(R147=\"\",'Historical scenario - input'!$D131=\"\"),\"\",R147/'Historical scenario - input'!$D131),\"\")","v":""},{"$f":"IFERROR(IF(OR(S147=\"\",'Historical scenario - input'!$D131=\"\"),\"\",S147/'Historical scenario - input'!$D131),\"\")","v":""},{"$f":"IFERROR(IF(OR(T147=\"\",'Historical scenario - input'!$D131=\"\"),\"\",T147/'Historical scenario - input'!$D131),\"\")","v":""},{"$f":"IFERROR(IF(OR(U147=\"\",'Historical scenario - input'!$D131=\"\"),\"\",U147/'Historical scenario - input'!$D131),\"\")","v":""},{"$f":"IFERROR(IF(OR(V147=\"\",'Historical scenario - input'!$D131=\"\"),\"\",V147/'Historical scenario - input'!$D131),\"\")","v":""},{"$f":"IFERROR(IF(OR(W147=\"\",'Historical scenario - input'!$D131=\"\"),\"\",W147/'Historical scenario - input'!$D131),\"\")","v":""}]
[{"$f":"IFERROR('Historical scenario - input'!A132,\"\")","v":""},{"$f":"IFERROR('Historical scenario - input'!B132,\"\")","v":0},{"$f":"IFERROR('Historical scenario - input'!C132,\"\")","v":0},{"$f":"IFERROR(repcalc('Historical scenario - input'!$CV132:$GH132,'Historical scenario - input'!$G132,'Historical scenario - input'!$E132,'Historical scenario - input'!$F132,20,TRUE,TRUE),\"\")","v":""},"","","","","","","","","","","","","","","","","","","",{"$f":"IFERROR(IF(OR(D148=\"\",'Historical scenario - input'!$D132=\"\"),\"\",D148/'Historical scenario - input'!$D132),\"\")","v":""},{"$f":"IFERROR(IF(OR(E148=\"\",'Historical scenario - input'!$D132=\"\"),\"\",E148/'Historical scenario - input'!$D132),\"\")","v":""},{"$f":"IFERROR(IF(OR(F148=\"\",'Historical scenario - input'!$D132=\"\"),\"\",F148/'Historical scenario - input'!$D132),\"\")","v":""},{"$f":"IFERROR(IF(OR(G148=\"\",'Historical scenario - input'!$D132=\"\"),\"\",G148/'Historical scenario - input'!$D132),\"\")","v":""},{"$f":"IFERROR(IF(OR(H148=\"\",'Historical scenario - input'!$D132=\"\"),\"\",H148/'Historical scenario - input'!$D132),\"\")","v":""},{"$f":"IFERROR(IF(OR(I148=\"\",'Historical scenario - input'!$D132=\"\"),\"\",I148/'Historical scenario - input'!$D132),\"\")","v":""},{"$f":"IFERROR(IF(OR(J148=\"\",'Historical scenario - input'!$D132=\"\"),\"\",J148/'Historical scenario - input'!$D132),\"\")","v":""},{"$f":"IFERROR(IF(OR(K148=\"\",'Historical scenario - input'!$D132=\"\"),\"\",K148/'Historical scenario - input'!$D132),\"\")","v":""},{"$f":"IFERROR(IF(OR(L148=\"\",'Historical scenario - input'!$D132=\"\"),\"\",L148/'Historical scenario - input'!$D132),\"\")","v":""},{"$f":"IFERROR(IF(OR(M148=\"\",'Historical scenario - input'!$D132=\"\"),\"\",M148/'Historical scenario - input'!$D132),\"\")","v":""},{"$f":"IFERROR(IF(OR(N148=\"\",'Historical scenario - input'!$D132=\"\"),\"\",N148/'Historical scenario - input'!$D132),\"\")","v":""},{"$f":"IFERROR(IF(OR(O148=\"\",'Historical scenario - input'!$D132=\"\"),\"\",O148/'Historical scenario - input'!$D132),\"\")","v":""},{"$f":"IFERROR(IF(OR(P148=\"\",'Historical scenario - input'!$D132=\"\"),\"\",P148/'Historical scenario - input'!$D132),\"\")","v":""},{"$f":"IFERROR(IF(OR(Q148=\"\",'Historical scenario - input'!$D132=\"\"),\"\",Q148/'Historical scenario - input'!$D132),\"\")","v":""},{"$f":"IFERROR(IF(OR(R148=\"\",'Historical scenario - input'!$D132=\"\"),\"\",R148/'Historical scenario - input'!$D132),\"\")","v":""},{"$f":"IFERROR(IF(OR(S148=\"\",'Historical scenario - input'!$D132=\"\"),\"\",S148/'Historical scenario - input'!$D132),\"\")","v":""},{"$f":"IFERROR(IF(OR(T148=\"\",'Historical scenario - input'!$D132=\"\"),\"\",T148/'Historical scenario - input'!$D132),\"\")","v":""},{"$f":"IFERROR(IF(OR(U148=\"\",'Historical scenario - input'!$D132=\"\"),\"\",U148/'Historical scenario - input'!$D132),\"\")","v":""},{"$f":"IFERROR(IF(OR(V148=\"\",'Historical scenario - input'!$D132=\"\"),\"\",V148/'Historical scenario - input'!$D132),\"\")","v":""},{"$f":"IFERROR(IF(OR(W148=\"\",'Historical scenario - input'!$D132=\"\"),\"\",W148/'Historical scenario - input'!$D132),\"\")","v":""}]
[{"$f":"IFERROR('Historical scenario - input'!A133,\"\")","v":""},{"$f":"IFERROR('Historical scenario - input'!B133,\"\")","v":0},{"$f":"IFERROR('Historical scenario - input'!C133,\"\")","v":0},{"$f":"IFERROR(repcalc('Historical scenario - input'!$CV133:$GH133,'Historical scenario - input'!$G133,'Historical scenario - input'!$E133,'Historical scenario - input'!$F133,20,TRUE,TRUE),\"\")","v":""},"","","","","","","","","","","","","","","","","","","",{"$f":"IFERROR(IF(OR(D149=\"\",'Historical scenario - input'!$D133=\"\"),\"\",D149/'Historical scenario - input'!$D133),\"\")","v":""},{"$f":"IFERROR(IF(OR(E149=\"\",'Historical scenario - input'!$D133=\"\"),\"\",E149/'Historical scenario - input'!$D133),\"\")","v":""},{"$f":"IFERROR(IF(OR(F149=\"\",'Historical scenario - input'!$D133=\"\"),\"\",F149/'Historical scenario - input'!$D133),\"\")","v":""},{"$f":"IFERROR(IF(OR(G149=\"\",'Historical scenario - input'!$D133=\"\"),\"\",G149/'Historical scenario - input'!$D133),\"\")","v":""},{"$f":"IFERROR(IF(OR(H149=\"\",'Historical scenario - input'!$D133=\"\"),\"\",H149/'Historical scenario - input'!$D133),\"\")","v":""},{"$f":"IFERROR(IF(OR(I149=\"\",'Historical scenario - input'!$D133=\"\"),\"\",I149/'Historical scenario - input'!$D133),\"\")","v":""},{"$f":"IFERROR(IF(OR(J149=\"\",'Historical scenario - input'!$D133=\"\"),\"\",J149/'Historical scenario - input'!$D133),\"\")","v":""},{"$f":"IFERROR(IF(OR(K149=\"\",'Historical scenario - input'!$D133=\"\"),\"\",K149/'Historical scenario - input'!$D133),\"\")","v":""},{"$f":"IFERROR(IF(OR(L149=\"\",'Historical scenario - input'!$D133=\"\"),\"\",L149/'Historical scenario - input'!$D133),\"\")","v":""},{"$f":"IFERROR(IF(OR(M149=\"\",'Historical scenario - input'!$D133=\"\"),\"\",M149/'Historical scenario - input'!$D133),\"\")","v":""},{"$f":"IFERROR(IF(OR(N149=\"\",'Historical scenario - input'!$D133=\"\"),\"\",N149/'Historical scenario - input'!$D133),\"\")","v":""},{"$f":"IFERROR(IF(OR(O149=\"\",'Historical scenario - input'!$D133=\"\"),\"\",O149/'Historical scenario - input'!$D133),\"\")","v":""},{"$f":"IFERROR(IF(OR(P149=\"\",'Historical scenario - input'!$D133=\"\"),\"\",P149/'Historical scenario - input'!$D133),\"\")","v":""},{"$f":"IFERROR(IF(OR(Q149=\"\",'Historical scenario - input'!$D133=\"\"),\"\",Q149/'Historical scenario - input'!$D133),\"\")","v":""},{"$f":"IFERROR(IF(OR(R149=\"\",'Historical scenario - input'!$D133=\"\"),\"\",R149/'Historical scenario - input'!$D133),\"\")","v":""},{"$f":"IFERROR(IF(OR(S149=\"\",'Historical scenario - input'!$D133=\"\"),\"\",S149/'Historical scenario - input'!$D133),\"\")","v":""},{"$f":"IFERROR(IF(OR(T149=\"\",'Historical scenario - input'!$D133=\"\"),\"\",T149/'Historical scenario - input'!$D133),\"\")","v":""},{"$f":"IFERROR(IF(OR(U149=\"\",'Historical scenario - input'!$D133=\"\"),\"\",U149/'Historical scenario - input'!$D133),\"\")","v":""},{"$f":"IFERROR(IF(OR(V149=\"\",'Historical scenario - input'!$D133=\"\"),\"\",V149/'Historical scenario - input'!$D133),\"\")","v":""},{"$f":"IFERROR(IF(OR(W149=\"\",'Historical scenario - input'!$D133=\"\"),\"\",W149/'Historical scenario - input'!$D133),\"\")","v":""}]
[{"$f":"IFERROR('Historical scenario - input'!A134,\"\")","v":""},{"$f":"IFERROR('Historical scenario - input'!B134,\"\")","v":0},{"$f":"IFERROR('Historical scenario - input'!C134,\"\")","v":0},{"$f":"IFERROR(repcalc('Historical scenario - input'!$CV134:$GH134,'Historical scenario - input'!$G134,'Historical scenario - input'!$E134,'Historical scenario - input'!$F134,20,TRUE,TRUE),\"\")","v":""},"","","","","","","","","","","","","","","","","","","",{"$f":"IFERROR(IF(OR(D150=\"\",'Historical scenario - input'!$D134=\"\"),\"\",D150/'Historical scenario - input'!$D134),\"\")","v":""},{"$f":"IFERROR(IF(OR(E150=\"\",'Historical scenario - input'!$D134=\"\"),\"\",E150/'Historical scenario - input'!$D134),\"\")","v":""},{"$f":"IFERROR(IF(OR(F150=\"\",'Historical scenario - input'!$D134=\"\"),\"\",F150/'Historical scenario - input'!$D134),\"\")","v":""},{"$f":"IFERROR(IF(OR(G150=\"\",'Historical scenario - input'!$D134=\"\"),\"\",G150/'Historical scenario - input'!$D134),\"\")","v":""},{"$f":"IFERROR(IF(OR(H150=\"\",'Historical scenario - input'!$D134=\"\"),\"\",H150/'Historical scenario - input'!$D134),\"\")","v":""},{"$f":"IFERROR(IF(OR(I150=\"\",'Historical scenario - input'!$D134=\"\"),\"\",I150/'Historical scenario - input'!$D134),\"\")","v":""},{"$f":"IFERROR(IF(OR(J150=\"\",'Historical scenario - input'!$D134=\"\"),\"\",J150/'Historical scenario - input'!$D134),\"\")","v":""},{"$f":"IFERROR(IF(OR(K150=\"\",'Historical scenario - input'!$D134=\"\"),\"\",K150/'Historical scenario - input'!$D134),\"\")","v":""},{"$f":"IFERROR(IF(OR(L150=\"\",'Historical scenario - input'!$D134=\"\"),\"\",L150/'Historical scenario - input'!$D134),\"\")","v":""},{"$f":"IFERROR(IF(OR(M150=\"\",'Historical scenario - input'!$D134=\"\"),\"\",M150/'Historical scenario - input'!$D134),\"\")","v":""},{"$f":"IFERROR(IF(OR(N150=\"\",'Historical scenario - input'!$D134=\"\"),\"\",N150/'Historical scenario - input'!$D134),\"\")","v":""},{"$f":"IFERROR(IF(OR(O150=\"\",'Historical scenario - input'!$D134=\"\"),\"\",O150/'Historical scenario - input'!$D134),\"\")","v":""},{"$f":"IFERROR(IF(OR(P150=\"\",'Historical scenario - input'!$D134=\"\"),\"\",P150/'Historical scenario - input'!$D134),\"\")","v":""},{"$f":"IFERROR(IF(OR(Q150=\"\",'Historical scenario - input'!$D134=\"\"),\"\",Q150/'Historical scenario - input'!$D134),\"\")","v":""},{"$f":"IFERROR(IF(OR(R150=\"\",'Historical scenario - input'!$D134=\"\"),\"\",R150/'Historical scenario - input'!$D134),\"\")","v":""},{"$f":"IFERROR(IF(OR(S150=\"\",'Historical scenario - input'!$D134=\"\"),\"\",S150/'Historical scenario - input'!$D134),\"\")","v":""},{"$f":"IFERROR(IF(OR(T150=\"\",'Historical scenario - input'!$D134=\"\"),\"\",T150/'Historical scenario - input'!$D134),\"\")","v":""},{"$f":"IFERROR(IF(OR(U150=\"\",'Historical scenario - input'!$D134=\"\"),\"\",U150/'Historical scenario - input'!$D134),\"\")","v":""},{"$f":"IFERROR(IF(OR(V150=\"\",'Historical scenario - input'!$D134=\"\"),\"\",V150/'Historical scenario - input'!$D134),\"\")","v":""},{"$f":"IFERROR(IF(OR(W150=\"\",'Historical scenario - input'!$D134=\"\"),\"\",W150/'Historical scenario - input'!$D134),\"\")","v":""}]
[{"$f":"IFERROR('Historical scenario - input'!A135,\"\")","v":""},{"$f":"IFERROR('Historical scenario - input'!B135,\"\")","v":0},{"$f":"IFERROR('Historical scenario - input'!C135,\"\")","v":0},{"$f":"IFERROR(repcalc('Historical scenario - input'!$CV135:$GH135,'Historical scenario - input'!$G135,'Historical scenario - input'!$E135,'Historical scenario - input'!$F135,20,TRUE,TRUE),\"\")","v":""},"","","","","","","","","","","","","","","","","","","",{"$f":"IFERROR(IF(OR(D151=\"\",'Historical scenario - input'!$D135=\"\"),\"\",D151/'Historical scenario - input'!$D135),\"\")","v":""},{"$f":"IFERROR(IF(OR(E151=\"\",'Historical scenario - input'!$D135=\"\"),\"\",E151/'Historical scenario - input'!$D135),\"\")","v":""},{"$f":"IFERROR(IF(OR(F151=\"\",'Historical scenario - input'!$D135=\"\"),\"\",F151/'Historical scenario - input'!$D135),\"\")","v":""},{"$f":"IFERROR(IF(OR(G151=\"\",'Historical scenario - input'!$D135=\"\"),\"\",G151/'Historical scenario - input'!$D135),\"\")","v":""},{"$f":"IFERROR(IF(OR(H151=\"\",'Historical scenario - input'!$D135=\"\"),\"\",H151/'Historical scenario - input'!$D135),\"\")","v":""},{"$f":"IFERROR(IF(OR(I151=\"\",'Historical scenario - input'!$D135=\"\"),\"\",I151/'Historical scenario - input'!$D135),\"\")","v":""},{"$f":"IFERROR(IF(OR(J151=\"\",'Historical scenario - input'!$D135=\"\"),\"\",J151/'Historical scenario - input'!$D135),\"\")","v":""},{"$f":"IFERROR(IF(OR(K151=\"\",'Historical scenario - input'!$D135=\"\"),\"\",K151/'Historical scenario - input'!$D135),\"\")","v":""},{"$f":"IFERROR(IF(OR(L151=\"\",'Historical scenario - input'!$D135=\"\"),\"\",L151/'Historical scenario - input'!$D135),\"\")","v":""},{"$f":"IFERROR(IF(OR(M151=\"\",'Historical scenario - input'!$D135=\"\"),\"\",M151/'Historical scenario - input'!$D135),\"\")","v":""},{"$f":"IFERROR(IF(OR(N151=\"\",'Historical scenario - input'!$D135=\"\"),\"\",N151/'Historical scenario - input'!$D135),\"\")","v":""},{"$f":"IFERROR(IF(OR(O151=\"\",'Historical scenario - input'!$D135=\"\"),\"\",O151/'Historical scenario - input'!$D135),\"\")","v":""},{"$f":"IFERROR(IF(OR(P151=\"\",'Historical scenario - input'!$D135=\"\"),\"\",P151/'Historical scenario - input'!$D135),\"\")","v":""},{"$f":"IFERROR(IF(OR(Q151=\"\",'Historical scenario - input'!$D135=\"\"),\"\",Q151/'Historical scenario - input'!$D135),\"\")","v":""},{"$f":"IFERROR(IF(OR(R151=\"\",'Historical scenario - input'!$D135=\"\"),\"\",R151/'Historical scenario - input'!$D135),\"\")","v":""},{"$f":"IFERROR(IF(OR(S151=\"\",'Historical scenario - input'!$D135=\"\"),\"\",S151/'Historical scenario - input'!$D135),\"\")","v":""},{"$f":"IFERROR(IF(OR(T151=\"\",'Historical scenario - input'!$D135=\"\"),\"\",T151/'Historical scenario - input'!$D135),\"\")","v":""},{"$f":"IFERROR(IF(OR(U151=\"\",'Historical scenario - input'!$D135=\"\"),\"\",U151/'Historical scenario - input'!$D135),\"\")","v":""},{"$f":"IFERROR(IF(OR(V151=\"\",'Historical scenario - input'!$D135=\"\"),\"\",V151/'Historical scenario - input'!$D135),\"\")","v":""},{"$f":"IFERROR(IF(OR(W151=\"\",'Historical scenario - input'!$D135=\"\"),\"\",W151/'Historical scenario - input'!$D135),\"\")","v":""}]
[{"$f":"IFERROR('Historical scenario - input'!A136,\"\")","v":""},{"$f":"IFERROR('Historical scenario - input'!B136,\"\")","v":0},{"$f":"IFERROR('Historical scenario - input'!C136,\"\")","v":0},{"$f":"IFERROR(repcalc('Historical scenario - input'!$CV136:$GH136,'Historical scenario - input'!$G136,'Historical scenario - input'!$E136,'Historical scenario - input'!$F136,20,TRUE,TRUE),\"\")","v":""},"","","","","","","","","","","","","","","","","","","",{"$f":"IFERROR(IF(OR(D152=\"\",'Historical scenario - input'!$D136=\"\"),\"\",D152/'Historical scenario - input'!$D136),\"\")","v":""},{"$f":"IFERROR(IF(OR(E152=\"\",'Historical scenario - input'!$D136=\"\"),\"\",E152/'Historical scenario - input'!$D136),\"\")","v":""},{"$f":"IFERROR(IF(OR(F152=\"\",'Historical scenario - input'!$D136=\"\"),\"\",F152/'Historical scenario - input'!$D136),\"\")","v":""},{"$f":"IFERROR(IF(OR(G152=\"\",'Historical scenario - input'!$D136=\"\"),\"\",G152/'Historical scenario - input'!$D136),\"\")","v":""},{"$f":"IFERROR(IF(OR(H152=\"\",'Historical scenario - input'!$D136=\"\"),\"\",H152/'Historical scenario - input'!$D136),\"\")","v":""},{"$f":"IFERROR(IF(OR(I152=\"\",'Historical scenario - input'!$D136=\"\"),\"\",I152/'Historical scenario - input'!$D136),\"\")","v":""},{"$f":"IFERROR(IF(OR(J152=\"\",'Historical scenario - input'!$D136=\"\"),\"\",J152/'Historical scenario - input'!$D136),\"\")","v":""},{"$f":"IFERROR(IF(OR(K152=\"\",'Historical scenario - input'!$D136=\"\"),\"\",K152/'Historical scenario - input'!$D136),\"\")","v":""},{"$f":"IFERROR(IF(OR(L152=\"\",'Historical scenario - input'!$D136=\"\"),\"\",L152/'Historical scenario - input'!$D136),\"\")","v":""},{"$f":"IFERROR(IF(OR(M152=\"\",'Historical scenario - input'!$D136=\"\"),\"\",M152/'Historical scenario - input'!$D136),\"\")","v":""},{"$f":"IFERROR(IF(OR(N152=\"\",'Historical scenario - input'!$D136=\"\"),\"\",N152/'Historical scenario - input'!$D136),\"\")","v":""},{"$f":"IFERROR(IF(OR(O152=\"\",'Historical scenario - input'!$D136=\"\"),\"\",O152/'Historical scenario - input'!$D136),\"\")","v":""},{"$f":"IFERROR(IF(OR(P152=\"\",'Historical scenario - input'!$D136=\"\"),\"\",P152/'Historical scenario - input'!$D136),\"\")","v":""},{"$f":"IFERROR(IF(OR(Q152=\"\",'Historical scenario - input'!$D136=\"\"),\"\",Q152/'Historical scenario - input'!$D136),\"\")","v":""},{"$f":"IFERROR(IF(OR(R152=\"\",'Historical scenario - input'!$D136=\"\"),\"\",R152/'Historical scenario - input'!$D136),\"\")","v":""},{"$f":"IFERROR(IF(OR(S152=\"\",'Historical scenario - input'!$D136=\"\"),\"\",S152/'Historical scenario - input'!$D136),\"\")","v":""},{"$f":"IFERROR(IF(OR(T152=\"\",'Historical scenario - input'!$D136=\"\"),\"\",T152/'Historical scenario - input'!$D136),\"\")","v":""},{"$f":"IFERROR(IF(OR(U152=\"\",'Historical scenario - input'!$D136=\"\"),\"\",U152/'Historical scenario - input'!$D136),\"\")","v":""},{"$f":"IFERROR(IF(OR(V152=\"\",'Historical scenario - input'!$D136=\"\"),\"\",V152/'Historical scenario - input'!$D136),\"\")","v":""},{"$f":"IFERROR(IF(OR(W152=\"\",'Historical scenario - input'!$D136=\"\"),\"\",W152/'Historical scenario - input'!$D136),\"\")","v":""}]
[{"$f":"IFERROR('Historical scenario - input'!A137,\"\")","v":""},{"$f":"IFERROR('Historical scenario - input'!B137,\"\")","v":0},{"$f":"IFERROR('Historical scenario - input'!C137,\"\")","v":0},{"$f":"IFERROR(repcalc('Historical scenario - input'!$CV137:$GH137,'Historical scenario - input'!$G137,'Historical scenario - input'!$E137,'Historical scenario - input'!$F137,20,TRUE,TRUE),\"\")","v":""},"","","","","","","","","","","","","","","","","","","",{"$f":"IFERROR(IF(OR(D153=\"\",'Historical scenario - input'!$D137=\"\"),\"\",D153/'Historical scenario - input'!$D137),\"\")","v":""},{"$f":"IFERROR(IF(OR(E153=\"\",'Historical scenario - input'!$D137=\"\"),\"\",E153/'Historical scenario - input'!$D137),\"\")","v":""},{"$f":"IFERROR(IF(OR(F153=\"\",'Historical scenario - input'!$D137=\"\"),\"\",F153/'Historical scenario - input'!$D137),\"\")","v":""},{"$f":"IFERROR(IF(OR(G153=\"\",'Historical scenario - input'!$D137=\"\"),\"\",G153/'Historical scenario - input'!$D137),\"\")","v":""},{"$f":"IFERROR(IF(OR(H153=\"\",'Historical scenario - input'!$D137=\"\"),\"\",H153/'Historical scenario - input'!$D137),\"\")","v":""},{"$f":"IFERROR(IF(OR(I153=\"\",'Historical scenario - input'!$D137=\"\"),\"\",I153/'Historical scenario - input'!$D137),\"\")","v":""},{"$f":"IFERROR(IF(OR(J153=\"\",'Historical scenario - input'!$D137=\"\"),\"\",J153/'Historical scenario - input'!$D137),\"\")","v":""},{"$f":"IFERROR(IF(OR(K153=\"\",'Historical scenario - input'!$D137=\"\"),\"\",K153/'Historical scenario - input'!$D137),\"\")","v":""},{"$f":"IFERROR(IF(OR(L153=\"\",'Historical scenario - input'!$D137=\"\"),\"\",L153/'Historical scenario - input'!$D137),\"\")","v":""},{"$f":"IFERROR(IF(OR(M153=\"\",'Historical scenario - input'!$D137=\"\"),\"\",M153/'Historical scenario - input'!$D137),\"\")","v":""},{"$f":"IFERROR(IF(OR(N153=\"\",'Historical scenario - input'!$D137=\"\"),\"\",N153/'Historical scenario - input'!$D137),\"\")","v":""},{"$f":"IFERROR(IF(OR(O153=\"\",'Historical scenario - input'!$D137=\"\"),\"\",O153/'Historical scenario - input'!$D137),\"\")","v":""},{"$f":"IFERROR(IF(OR(P153=\"\",'Historical scenario - input'!$D137=\"\"),\"\",P153/'Historical scenario - input'!$D137),\"\")","v":""},{"$f":"IFERROR(IF(OR(Q153=\"\",'Historical scenario - input'!$D137=\"\"),\"\",Q153/'Historical scenario - input'!$D137),\"\")","v":""},{"$f":"IFERROR(IF(OR(R153=\"\",'Historical scenario - input'!$D137=\"\"),\"\",R153/'Historical scenario - input'!$D137),\"\")","v":""},{"$f":"IFERROR(IF(OR(S153=\"\",'Historical scenario - input'!$D137=\"\"),\"\",S153/'Historical scenario - input'!$D137),\"\")","v":""},{"$f":"IFERROR(IF(OR(T153=\"\",'Historical scenario - input'!$D137=\"\"),\"\",T153/'Historical scenario - input'!$D137),\"\")","v":""},{"$f":"IFERROR(IF(OR(U153=\"\",'Historical scenario - input'!$D137=\"\"),\"\",U153/'Historical scenario - input'!$D137),\"\")","v":""},{"$f":"IFERROR(IF(OR(V153=\"\",'Historical scenario - input'!$D137=\"\"),\"\",V153/'Historical scenario - input'!$D137),\"\")","v":""},{"$f":"IFERROR(IF(OR(W153=\"\",'Historical scenario - input'!$D137=\"\"),\"\",W153/'Historical scenario - input'!$D137),\"\")","v":""}]
[{"$f":"IFERROR('Historical scenario - input'!A138,\"\")","v":""},{"$f":"IFERROR('Historical scenario - input'!B138,\"\")","v":0},{"$f":"IFERROR('Historical scenario - input'!C138,\"\")","v":0},{"$f":"IFERROR(repcalc('Historical scenario - input'!$CV138:$GH138,'Historical scenario - input'!$G138,'Historical scenario - input'!$E138,'Historical scenario - input'!$F138,20,TRUE,TRUE),\"\")","v":""},"","","","","","","","","","","","","","","","","","","",{"$f":"IFERROR(IF(OR(D154=\"\",'Historical scenario - input'!$D138=\"\"),\"\",D154/'Historical scenario - input'!$D138),\"\")","v":""},{"$f":"IFERROR(IF(OR(E154=\"\",'Historical scenario - input'!$D138=\"\"),\"\",E154/'Historical scenario - input'!$D138),\"\")","v":""},{"$f":"IFERROR(IF(OR(F154=\"\",'Historical scenario - input'!$D138=\"\"),\"\",F154/'Historical scenario - input'!$D138),\"\")","v":""},{"$f":"IFERROR(IF(OR(G154=\"\",'Historical scenario - input'!$D138=\"\"),\"\",G154/'Historical scenario - input'!$D138),\"\")","v":""},{"$f":"IFERROR(IF(OR(H154=\"\",'Historical scenario - input'!$D138=\"\"),\"\",H154/'Historical scenario - input'!$D138),\"\")","v":""},{"$f":"IFERROR(IF(OR(I154=\"\",'Historical scenario - input'!$D138=\"\"),\"\",I154/'Historical scenario - input'!$D138),\"\")","v":""},{"$f":"IFERROR(IF(OR(J154=\"\",'Historical scenario - input'!$D138=\"\"),\"\",J154/'Historical scenario - input'!$D138),\"\")","v":""},{"$f":"IFERROR(IF(OR(K154=\"\",'Historical scenario - input'!$D138=\"\"),\"\",K154/'Historical scenario - input'!$D138),\"\")","v":""},{"$f":"IFERROR(IF(OR(L154=\"\",'Historical scenario - input'!$D138=\"\"),\"\",L154/'Historical scenario - input'!$D138),\"\")","v":""},{"$f":"IFERROR(IF(OR(M154=\"\",'Historical scenario - input'!$D138=\"\"),\"\",M154/'Historical scenario - input'!$D138),\"\")","v":""},{"$f":"IFERROR(IF(OR(N154=\"\",'Historical scenario - input'!$D138=\"\"),\"\",N154/'Historical scenario - input'!$D138),\"\")","v":""},{"$f":"IFERROR(IF(OR(O154=\"\",'Historical scenario - input'!$D138=\"\"),\"\",O154/'Historical scenario - input'!$D138),\"\")","v":""},{"$f":"IFERROR(IF(OR(P154=\"\",'Historical scenario - input'!$D138=\"\"),\"\",P154/'Historical scenario - input'!$D138),\"\")","v":""},{"$f":"IFERROR(IF(OR(Q154=\"\",'Historical scenario - input'!$D138=\"\"),\"\",Q154/'Historical scenario - input'!$D138),\"\")","v":""},{"$f":"IFERROR(IF(OR(R154=\"\",'Historical scenario - input'!$D138=\"\"),\"\",R154/'Historical scenario - input'!$D138),\"\")","v":""},{"$f":"IFERROR(IF(OR(S154=\"\",'Historical scenario - input'!$D138=\"\"),\"\",S154/'Historical scenario - input'!$D138),\"\")","v":""},{"$f":"IFERROR(IF(OR(T154=\"\",'Historical scenario - input'!$D138=\"\"),\"\",T154/'Historical scenario - input'!$D138),\"\")","v":""},{"$f":"IFERROR(IF(OR(U154=\"\",'Historical scenario - input'!$D138=\"\"),\"\",U154/'Historical scenario - input'!$D138),\"\")","v":""},{"$f":"IFERROR(IF(OR(V154=\"\",'Historical scenario - input'!$D138=\"\"),\"\",V154/'Historical scenario - input'!$D138),\"\")","v":""},{"$f":"IFERROR(IF(OR(W154=\"\",'Historical scenario - input'!$D138=\"\"),\"\",W154/'Historical scenario - input'!$D138),\"\")","v":""}]
[{"$f":"IFERROR('Historical scenario - input'!A139,\"\")","v":""},{"$f":"IFERROR('Historical scenario - input'!B139,\"\")","v":0},{"$f":"IFERROR('Historical scenario - input'!C139,\"\")","v":0},{"$f":"IFERROR(repcalc('Historical scenario - input'!$CV139:$GH139,'Historical scenario - input'!$G139,'Historical scenario - input'!$E139,'Historical scenario - input'!$F139,20,TRUE,TRUE),\"\")","v":""},"","","","","","","","","","","","","","","","","","","",{"$f":"IFERROR(IF(OR(D155=\"\",'Historical scenario - input'!$D139=\"\"),\"\",D155/'Historical scenario - input'!$D139),\"\")","v":""},{"$f":"IFERROR(IF(OR(E155=\"\",'Historical scenario - input'!$D139=\"\"),\"\",E155/'Historical scenario - input'!$D139),\"\")","v":""},{"$f":"IFERROR(IF(OR(F155=\"\",'Historical scenario - input'!$D139=\"\"),\"\",F155/'Historical scenario - input'!$D139),\"\")","v":""},{"$f":"IFERROR(IF(OR(G155=\"\",'Historical scenario - input'!$D139=\"\"),\"\",G155/'Historical scenario - input'!$D139),\"\")","v":""},{"$f":"IFERROR(IF(OR(H155=\"\",'Historical scenario - input'!$D139=\"\"),\"\",H155/'Historical scenario - input'!$D139),\"\")","v":""},{"$f":"IFERROR(IF(OR(I155=\"\",'Historical scenario - input'!$D139=\"\"),\"\",I155/'Historical scenario - input'!$D139),\"\")","v":""},{"$f":"IFERROR(IF(OR(J155=\"\",'Historical scenario - input'!$D139=\"\"),\"\",J155/'Historical scenario - input'!$D139),\"\")","v":""},{"$f":"IFERROR(IF(OR(K155=\"\",'Historical scenario - input'!$D139=\"\"),\"\",K155/'Historical scenario - input'!$D139),\"\")","v":""},{"$f":"IFERROR(IF(OR(L155=\"\",'Historical scenario - input'!$D139=\"\"),\"\",L155/'Historical scenario - input'!$D139),\"\")","v":""},{"$f":"IFERROR(IF(OR(M155=\"\",'Historical scenario - input'!$D139=\"\"),\"\",M155/'Historical scenario - input'!$D139),\"\")","v":""},{"$f":"IFERROR(IF(OR(N155=\"\",'Historical scenario - input'!$D139=\"\"),\"\",N155/'Historical scenario - input'!$D139),\"\")","v":""},{"$f":"IFERROR(IF(OR(O155=\"\",'Historical scenario - input'!$D139=\"\"),\"\",O155/'Historical scenario - input'!$D139),\"\")","v":""},{"$f":"IFERROR(IF(OR(P155=\"\",'Historical scenario - input'!$D139=\"\"),\"\",P155/'Historical scenario - input'!$D139),\"\")","v":""},{"$f":"IFERROR(IF(OR(Q155=\"\",'Historical scenario - input'!$D139=\"\"),\"\",Q155/'Historical scenario - input'!$D139),\"\")","v":""},{"$f":"IFERROR(IF(OR(R155=\"\",'Historical scenario - input'!$D139=\"\"),\"\",R155/'Historical scenario - input'!$D139),\"\")","v":""},{"$f":"IFERROR(IF(OR(S155=\"\",'Historical scenario - input'!$D139=\"\"),\"\",S155/'Historical scenario - input'!$D139),\"\")","v":""},{"$f":"IFERROR(IF(OR(T155=\"\",'Historical scenario - input'!$D139=\"\"),\"\",T155/'Historical scenario - input'!$D139),\"\")","v":""},{"$f":"IFERROR(IF(OR(U155=\"\",'Historical scenario - input'!$D139=\"\"),\"\",U155/'Historical scenario - input'!$D139),\"\")","v":""},{"$f":"IFERROR(IF(OR(V155=\"\",'Historical scenario - input'!$D139=\"\"),\"\",V155/'Historical scenario - input'!$D139),\"\")","v":""},{"$f":"IFERROR(IF(OR(W155=\"\",'Historical scenario - input'!$D139=\"\"),\"\",W155/'Historical scenario - input'!$D139),\"\")","v":""}]
[{"$f":"IFERROR('Historical scenario - input'!A140,\"\")","v":""},{"$f":"IFERROR('Historical scenario - input'!B140,\"\")","v":0},{"$f":"IFERROR('Historical scenario - input'!C140,\"\")","v":0},{"$f":"IFERROR(repcalc('Historical scenario - input'!$CV140:$GH140,'Historical scenario - input'!$G140,'Historical scenario - input'!$E140,'Historical scenario - input'!$F140,20,TRUE,TRUE),\"\")","v":""},"","","","","","","","","","","","","","","","","","","",{"$f":"IFERROR(IF(OR(D156=\"\",'Historical scenario - input'!$D140=\"\"),\"\",D156/'Historical scenario - input'!$D140),\"\")","v":""},{"$f":"IFERROR(IF(OR(E156=\"\",'Historical scenario - input'!$D140=\"\"),\"\",E156/'Historical scenario - input'!$D140),\"\")","v":""},{"$f":"IFERROR(IF(OR(F156=\"\",'Historical scenario - input'!$D140=\"\"),\"\",F156/'Historical scenario - input'!$D140),\"\")","v":""},{"$f":"IFERROR(IF(OR(G156=\"\",'Historical scenario - input'!$D140=\"\"),\"\",G156/'Historical scenario - input'!$D140),\"\")","v":""},{"$f":"IFERROR(IF(OR(H156=\"\",'Historical scenario - input'!$D140=\"\"),\"\",H156/'Historical scenario - input'!$D140),\"\")","v":""},{"$f":"IFERROR(IF(OR(I156=\"\",'Historical scenario - input'!$D140=\"\"),\"\",I156/'Historical scenario - input'!$D140),\"\")","v":""},{"$f":"IFERROR(IF(OR(J156=\"\",'Historical scenario - input'!$D140=\"\"),\"\",J156/'Historical scenario - input'!$D140),\"\")","v":""},{"$f":"IFERROR(IF(OR(K156=\"\",'Historical scenario - input'!$D140=\"\"),\"\",K156/'Historical scenario - input'!$D140),\"\")","v":""},{"$f":"IFERROR(IF(OR(L156=\"\",'Historical scenario - input'!$D140=\"\"),\"\",L156/'Historical scenario - input'!$D140),\"\")","v":""},{"$f":"IFERROR(IF(OR(M156=\"\",'Historical scenario - input'!$D140=\"\"),\"\",M156/'Historical scenario - input'!$D140),\"\")","v":""},{"$f":"IFERROR(IF(OR(N156=\"\",'Historical scenario - input'!$D140=\"\"),\"\",N156/'Historical scenario - input'!$D140),\"\")","v":""},{"$f":"IFERROR(IF(OR(O156=\"\",'Historical scenario - input'!$D140=\"\"),\"\",O156/'Historical scenario - input'!$D140),\"\")","v":""},{"$f":"IFERROR(IF(OR(P156=\"\",'Historical scenario - input'!$D140=\"\"),\"\",P156/'Historical scenario - input'!$D140),\"\")","v":""},{"$f":"IFERROR(IF(OR(Q156=\"\",'Historical scenario - input'!$D140=\"\"),\"\",Q156/'Historical scenario - input'!$D140),\"\")","v":""},{"$f":"IFERROR(IF(OR(R156=\"\",'Historical scenario - input'!$D140=\"\"),\"\",R156/'Historical scenario - input'!$D140),\"\")","v":""},{"$f":"IFERROR(IF(OR(S156=\"\",'Historical scenario - input'!$D140=\"\"),\"\",S156/'Historical scenario - input'!$D140),\"\")","v":""},{"$f":"IFERROR(IF(OR(T156=\"\",'Historical scenario - input'!$D140=\"\"),\"\",T156/'Historical scenario - input'!$D140),\"\")","v":""},{"$f":"IFERROR(IF(OR(U156=\"\",'Historical scenario - input'!$D140=\"\"),\"\",U156/'Historical scenario - input'!$D140),\"\")","v":""},{"$f":"IFERROR(IF(OR(V156=\"\",'Historical scenario - input'!$D140=\"\"),\"\",V156/'Historical scenario - input'!$D140),\"\")","v":""},{"$f":"IFERROR(IF(OR(W156=\"\",'Historical scenario - input'!$D140=\"\"),\"\",W156/'Historical scenario - input'!$D140),\"\")","v":""}]
[{"$f":"IFERROR('Historical scenario - input'!A141,\"\")","v":""},{"$f":"IFERROR('Historical scenario - input'!B141,\"\")","v":0},{"$f":"IFERROR('Historical scenario - input'!C141,\"\")","v":0},{"$f":"IFERROR(repcalc('Historical scenario - input'!$CV141:$GH141,'Historical scenario - input'!$G141,'Historical scenario - input'!$E141,'Historical scenario - input'!$F141,20,TRUE,TRUE),\"\")","v":""},"","","","","","","","","","","","","","","","","","","",{"$f":"IFERROR(IF(OR(D157=\"\",'Historical scenario - input'!$D141=\"\"),\"\",D157/'Historical scenario - input'!$D141),\"\")","v":""},{"$f":"IFERROR(IF(OR(E157=\"\",'Historical scenario - input'!$D141=\"\"),\"\",E157/'Historical scenario - input'!$D141),\"\")","v":""},{"$f":"IFERROR(IF(OR(F157=\"\",'Historical scenario - input'!$D141=\"\"),\"\",F157/'Historical scenario - input'!$D141),\"\")","v":""},{"$f":"IFERROR(IF(OR(G157=\"\",'Historical scenario - input'!$D141=\"\"),\"\",G157/'Historical scenario - input'!$D141),\"\")","v":""},{"$f":"IFERROR(IF(OR(H157=\"\",'Historical scenario - input'!$D141=\"\"),\"\",H157/'Historical scenario - input'!$D141),\"\")","v":""},{"$f":"IFERROR(IF(OR(I157=\"\",'Historical scenario - input'!$D141=\"\"),\"\",I157/'Historical scenario - input'!$D141),\"\")","v":""},{"$f":"IFERROR(IF(OR(J157=\"\",'Historical scenario - input'!$D141=\"\"),\"\",J157/'Historical scenario - input'!$D141),\"\")","v":""},{"$f":"IFERROR(IF(OR(K157=\"\",'Historical scenario - input'!$D141=\"\"),\"\",K157/'Historical scenario - input'!$D141),\"\")","v":""},{"$f":"IFERROR(IF(OR(L157=\"\",'Historical scenario - input'!$D141=\"\"),\"\",L157/'Historical scenario - input'!$D141),\"\")","v":""},{"$f":"IFERROR(IF(OR(M157=\"\",'Historical scenario - input'!$D141=\"\"),\"\",M157/'Historical scenario - input'!$D141),\"\")","v":""},{"$f":"IFERROR(IF(OR(N157=\"\",'Historical scenario - input'!$D141=\"\"),\"\",N157/'Historical scenario - input'!$D141),\"\")","v":""},{"$f":"IFERROR(IF(OR(O157=\"\",'Historical scenario - input'!$D141=\"\"),\"\",O157/'Historical scenario - input'!$D141),\"\")","v":""},{"$f":"IFERROR(IF(OR(P157=\"\",'Historical scenario - input'!$D141=\"\"),\"\",P157/'Historical scenario - input'!$D141),\"\")","v":""},{"$f":"IFERROR(IF(OR(Q157=\"\",'Historical scenario - input'!$D141=\"\"),\"\",Q157/'Historical scenario - input'!$D141),\"\")","v":""},{"$f":"IFERROR(IF(OR(R157=\"\",'Historical scenario - input'!$D141=\"\"),\"\",R157/'Historical scenario - input'!$D141),\"\")","v":""},{"$f":"IFERROR(IF(OR(S157=\"\",'Historical scenario - input'!$D141=\"\"),\"\",S157/'Historical scenario - input'!$D141),\"\")","v":""},{"$f":"IFERROR(IF(OR(T157=\"\",'Historical scenario - input'!$D141=\"\"),\"\",T157/'Historical scenario - input'!$D141),\"\")","v":""},{"$f":"IFERROR(IF(OR(U157=\"\",'Historical scenario - input'!$D141=\"\"),\"\",U157/'Historical scenario - input'!$D141),\"\")","v":""},{"$f":"IFERROR(IF(OR(V157=\"\",'Historical scenario - input'!$D141=\"\"),\"\",V157/'Historical scenario - input'!$D141),\"\")","v":""},{"$f":"IFERROR(IF(OR(W157=\"\",'Historical scenario - input'!$D141=\"\"),\"\",W157/'Historical scenario - input'!$D141),\"\")","v":""}]
[{"$f":"IFERROR('Historical scenario - input'!A142,\"\")","v":""},{"$f":"IFERROR('Historical scenario - input'!B142,\"\")","v":0},{"$f":"IFERROR('Historical scenario - input'!C142,\"\")","v":0},{"$f":"IFERROR(repcalc('Historical scenario - input'!$CV142:$GH142,'Historical scenario - input'!$G142,'Historical scenario - input'!$E142,'Historical scenario - input'!$F142,20,TRUE,TRUE),\"\")","v":""},"","","","","","","","","","","","","","","","","","","",{"$f":"IFERROR(IF(OR(D158=\"\",'Historical scenario - input'!$D142=\"\"),\"\",D158/'Historical scenario - input'!$D142),\"\")","v":""},{"$f":"IFERROR(IF(OR(E158=\"\",'Historical scenario - input'!$D142=\"\"),\"\",E158/'Historical scenario - input'!$D142),\"\")","v":""},{"$f":"IFERROR(IF(OR(F158=\"\",'Historical scenario - input'!$D142=\"\"),\"\",F158/'Historical scenario - input'!$D142),\"\")","v":""},{"$f":"IFERROR(IF(OR(G158=\"\",'Historical scenario - input'!$D142=\"\"),\"\",G158/'Historical scenario - input'!$D142),\"\")","v":""},{"$f":"IFERROR(IF(OR(H158=\"\",'Historical scenario - input'!$D142=\"\"),\"\",H158/'Historical scenario - input'!$D142),\"\")","v":""},{"$f":"IFERROR(IF(OR(I158=\"\",'Historical scenario - input'!$D142=\"\"),\"\",I158/'Historical scenario - input'!$D142),\"\")","v":""},{"$f":"IFERROR(IF(OR(J158=\"\",'Historical scenario - input'!$D142=\"\"),\"\",J158/'Historical scenario - input'!$D142),\"\")","v":""},{"$f":"IFERROR(IF(OR(K158=\"\",'Historical scenario - input'!$D142=\"\"),\"\",K158/'Historical scenario - input'!$D142),\"\")","v":""},{"$f":"IFERROR(IF(OR(L158=\"\",'Historical scenario - input'!$D142=\"\"),\"\",L158/'Historical scenario - input'!$D142),\"\")","v":""},{"$f":"IFERROR(IF(OR(M158=\"\",'Historical scenario - input'!$D142=\"\"),\"\",M158/'Historical scenario - input'!$D142),\"\")","v":""},{"$f":"IFERROR(IF(OR(N158=\"\",'Historical scenario - input'!$D142=\"\"),\"\",N158/'Historical scenario - input'!$D142),\"\")","v":""},{"$f":"IFERROR(IF(OR(O158=\"\",'Historical scenario - input'!$D142=\"\"),\"\",O158/'Historical scenario - input'!$D142),\"\")","v":""},{"$f":"IFERROR(IF(OR(P158=\"\",'Historical scenario - input'!$D142=\"\"),\"\",P158/'Historical scenario - input'!$D142),\"\")","v":""},{"$f":"IFERROR(IF(OR(Q158=\"\",'Historical scenario - input'!$D142=\"\"),\"\",Q158/'Historical scenario - input'!$D142),\"\")","v":""},{"$f":"IFERROR(IF(OR(R158=\"\",'Historical scenario - input'!$D142=\"\"),\"\",R158/'Historical scenario - input'!$D142),\"\")","v":""},{"$f":"IFERROR(IF(OR(S158=\"\",'Historical scenario - input'!$D142=\"\"),\"\",S158/'Historical scenario - input'!$D142),\"\")","v":""},{"$f":"IFERROR(IF(OR(T158=\"\",'Historical scenario - input'!$D142=\"\"),\"\",T158/'Historical scenario - input'!$D142),\"\")","v":""},{"$f":"IFERROR(IF(OR(U158=\"\",'Historical scenario - input'!$D142=\"\"),\"\",U158/'Historical scenario - input'!$D142),\"\")","v":""},{"$f":"IFERROR(IF(OR(V158=\"\",'Historical scenario - input'!$D142=\"\"),\"\",V158/'Historical scenario - input'!$D142),\"\")","v":""},{"$f":"IFERROR(IF(OR(W158=\"\",'Historical scenario - input'!$D142=\"\"),\"\",W158/'Historical scenario - input'!$D142),\"\")","v":""}]
[{"$f":"IFERROR('Historical scenario - input'!A143,\"\")","v":""},{"$f":"IFERROR('Historical scenario - input'!B143,\"\")","v":0},{"$f":"IFERROR('Historical scenario - input'!C143,\"\")","v":0},{"$f":"IFERROR(repcalc('Historical scenario - input'!$CV143:$GH143,'Historical scenario - input'!$G143,'Historical scenario - input'!$E143,'Historical scenario - input'!$F143,20,TRUE,TRUE),\"\")","v":""},"","","","","","","","","","","","","","","","","","","",{"$f":"IFERROR(IF(OR(D159=\"\",'Historical scenario - input'!$D143=\"\"),\"\",D159/'Historical scenario - input'!$D143),\"\")","v":""},{"$f":"IFERROR(IF(OR(E159=\"\",'Historical scenario - input'!$D143=\"\"),\"\",E159/'Historical scenario - input'!$D143),\"\")","v":""},{"$f":"IFERROR(IF(OR(F159=\"\",'Historical scenario - input'!$D143=\"\"),\"\",F159/'Historical scenario - input'!$D143),\"\")","v":""},{"$f":"IFERROR(IF(OR(G159=\"\",'Historical scenario - input'!$D143=\"\"),\"\",G159/'Historical scenario - input'!$D143),\"\")","v":""},{"$f":"IFERROR(IF(OR(H159=\"\",'Historical scenario - input'!$D143=\"\"),\"\",H159/'Historical scenario - input'!$D143),\"\")","v":""},{"$f":"IFERROR(IF(OR(I159=\"\",'Historical scenario - input'!$D143=\"\"),\"\",I159/'Historical scenario - input'!$D143),\"\")","v":""},{"$f":"IFERROR(IF(OR(J159=\"\",'Historical scenario - input'!$D143=\"\"),\"\",J159/'Historical scenario - input'!$D143),\"\")","v":""},{"$f":"IFERROR(IF(OR(K159=\"\",'Historical scenario - input'!$D143=\"\"),\"\",K159/'Historical scenario - input'!$D143),\"\")","v":""},{"$f":"IFERROR(IF(OR(L159=\"\",'Historical scenario - input'!$D143=\"\"),\"\",L159/'Historical scenario - input'!$D143),\"\")","v":""},{"$f":"IFERROR(IF(OR(M159=\"\",'Historical scenario - input'!$D143=\"\"),\"\",M159/'Historical scenario - input'!$D143),\"\")","v":""},{"$f":"IFERROR(IF(OR(N159=\"\",'Historical scenario - input'!$D143=\"\"),\"\",N159/'Historical scenario - input'!$D143),\"\")","v":""},{"$f":"IFERROR(IF(OR(O159=\"\",'Historical scenario - input'!$D143=\"\"),\"\",O159/'Historical scenario - input'!$D143),\"\")","v":""},{"$f":"IFERROR(IF(OR(P159=\"\",'Historical scenario - input'!$D143=\"\"),\"\",P159/'Historical scenario - input'!$D143),\"\")","v":""},{"$f":"IFERROR(IF(OR(Q159=\"\",'Historical scenario - input'!$D143=\"\"),\"\",Q159/'Historical scenario - input'!$D143),\"\")","v":""},{"$f":"IFERROR(IF(OR(R159=\"\",'Historical scenario - input'!$D143=\"\"),\"\",R159/'Historical scenario - input'!$D143),\"\")","v":""},{"$f":"IFERROR(IF(OR(S159=\"\",'Historical scenario - input'!$D143=\"\"),\"\",S159/'Historical scenario - input'!$D143),\"\")","v":""},{"$f":"IFERROR(IF(OR(T159=\"\",'Historical scenario - input'!$D143=\"\"),\"\",T159/'Historical scenario - input'!$D143),\"\")","v":""},{"$f":"IFERROR(IF(OR(U159=\"\",'Historical scenario - input'!$D143=\"\"),\"\",U159/'Historical scenario - input'!$D143),\"\")","v":""},{"$f":"IFERROR(IF(OR(V159=\"\",'Historical scenario - input'!$D143=\"\"),\"\",V159/'Historical scenario - input'!$D143),\"\")","v":""},{"$f":"IFERROR(IF(OR(W159=\"\",'Historical scenario - input'!$D143=\"\"),\"\",W159/'Historical scenario - input'!$D143),\"\")","v":""}]
[{"$f":"IFERROR('Historical scenario - input'!A144,\"\")","v":""},{"$f":"IFERROR('Historical scenario - input'!B144,\"\")","v":0},{"$f":"IFERROR('Historical scenario - input'!C144,\"\")","v":0},{"$f":"IFERROR(repcalc('Historical scenario - input'!$CV144:$GH144,'Historical scenario - input'!$G144,'Historical scenario - input'!$E144,'Historical scenario - input'!$F144,20,TRUE,TRUE),\"\")","v":""},"","","","","","","","","","","","","","","","","","","",{"$f":"IFERROR(IF(OR(D160=\"\",'Historical scenario - input'!$D144=\"\"),\"\",D160/'Historical scenario - input'!$D144),\"\")","v":""},{"$f":"IFERROR(IF(OR(E160=\"\",'Historical scenario - input'!$D144=\"\"),\"\",E160/'Historical scenario - input'!$D144),\"\")","v":""},{"$f":"IFERROR(IF(OR(F160=\"\",'Historical scenario - input'!$D144=\"\"),\"\",F160/'Historical scenario - input'!$D144),\"\")","v":""},{"$f":"IFERROR(IF(OR(G160=\"\",'Historical scenario - input'!$D144=\"\"),\"\",G160/'Historical scenario - input'!$D144),\"\")","v":""},{"$f":"IFERROR(IF(OR(H160=\"\",'Historical scenario - input'!$D144=\"\"),\"\",H160/'Historical scenario - input'!$D144),\"\")","v":""},{"$f":"IFERROR(IF(OR(I160=\"\",'Historical scenario - input'!$D144=\"\"),\"\",I160/'Historical scenario - input'!$D144),\"\")","v":""},{"$f":"IFERROR(IF(OR(J160=\"\",'Historical scenario - input'!$D144=\"\"),\"\",J160/'Historical scenario - input'!$D144),\"\")","v":""},{"$f":"IFERROR(IF(OR(K160=\"\",'Historical scenario - input'!$D144=\"\"),\"\",K160/'Historical scenario - input'!$D144),\"\")","v":""},{"$f":"IFERROR(IF(OR(L160=\"\",'Historical scenario - input'!$D144=\"\"),\"\",L160/'Historical scenario - input'!$D144),\"\")","v":""},{"$f":"IFERROR(IF(OR(M160=\"\",'Historical scenario - input'!$D144=\"\"),\"\",M160/'Historical scenario - input'!$D144),\"\")","v":""},{"$f":"IFERROR(IF(OR(N160=\"\",'Historical scenario - input'!$D144=\"\"),\"\",N160/'Historical scenario - input'!$D144),\"\")","v":""},{"$f":"IFERROR(IF(OR(O160=\"\",'Historical scenario - input'!$D144=\"\"),\"\",O160/'Historical scenario - input'!$D144),\"\")","v":""},{"$f":"IFERROR(IF(OR(P160=\"\",'Historical scenario - input'!$D144=\"\"),\"\",P160/'Historical scenario - input'!$D144),\"\")","v":""},{"$f":"IFERROR(IF(OR(Q160=\"\",'Historical scenario - input'!$D144=\"\"),\"\",Q160/'Historical scenario - input'!$D144),\"\")","v":""},{"$f":"IFERROR(IF(OR(R160=\"\",'Historical scenario - input'!$D144=\"\"),\"\",R160/'Historical scenario - input'!$D144),\"\")","v":""},{"$f":"IFERROR(IF(OR(S160=\"\",'Historical scenario - input'!$D144=\"\"),\"\",S160/'Historical scenario - input'!$D144),\"\")","v":""},{"$f":"IFERROR(IF(OR(T160=\"\",'Historical scenario - input'!$D144=\"\"),\"\",T160/'Historical scenario - input'!$D144),\"\")","v":""},{"$f":"IFERROR(IF(OR(U160=\"\",'Historical scenario - input'!$D144=\"\"),\"\",U160/'Historical scenario - input'!$D144),\"\")","v":""},{"$f":"IFERROR(IF(OR(V160=\"\",'Historical scenario - input'!$D144=\"\"),\"\",V160/'Historical scenario - input'!$D144),\"\")","v":""},{"$f":"IFERROR(IF(OR(W160=\"\",'Historical scenario - input'!$D144=\"\"),\"\",W160/'Historical scenario - input'!$D144),\"\")","v":""}]
[{"$f":"IFERROR('Historical scenario - input'!A145,\"\")","v":""},{"$f":"IFERROR('Historical scenario - input'!B145,\"\")","v":0},{"$f":"IFERROR('Historical scenario - input'!C145,\"\")","v":0},{"$f":"IFERROR(repcalc('Historical scenario - input'!$CV145:$GH145,'Historical scenario - input'!$G145,'Historical scenario - input'!$E145,'Historical scenario - input'!$F145,20,TRUE,TRUE),\"\")","v":""},"","","","","","","","","","","","","","","","","","","",{"$f":"IFERROR(IF(OR(D161=\"\",'Historical scenario - input'!$D145=\"\"),\"\",D161/'Historical scenario - input'!$D145),\"\")","v":""},{"$f":"IFERROR(IF(OR(E161=\"\",'Historical scenario - input'!$D145=\"\"),\"\",E161/'Historical scenario - input'!$D145),\"\")","v":""},{"$f":"IFERROR(IF(OR(F161=\"\",'Historical scenario - input'!$D145=\"\"),\"\",F161/'Historical scenario - input'!$D145),\"\")","v":""},{"$f":"IFERROR(IF(OR(G161=\"\",'Historical scenario - input'!$D145=\"\"),\"\",G161/'Historical scenario - input'!$D145),\"\")","v":""},{"$f":"IFERROR(IF(OR(H161=\"\",'Historical scenario - input'!$D145=\"\"),\"\",H161/'Historical scenario - input'!$D145),\"\")","v":""},{"$f":"IFERROR(IF(OR(I161=\"\",'Historical scenario - input'!$D145=\"\"),\"\",I161/'Historical scenario - input'!$D145),\"\")","v":""},{"$f":"IFERROR(IF(OR(J161=\"\",'Historical scenario - input'!$D145=\"\"),\"\",J161/'Historical scenario - input'!$D145),\"\")","v":""},{"$f":"IFERROR(IF(OR(K161=\"\",'Historical scenario - input'!$D145=\"\"),\"\",K161/'Historical scenario - input'!$D145),\"\")","v":""},{"$f":"IFERROR(IF(OR(L161=\"\",'Historical scenario - input'!$D145=\"\"),\"\",L161/'Historical scenario - input'!$D145),\"\")","v":""},{"$f":"IFERROR(IF(OR(M161=\"\",'Historical scenario - input'!$D145=\"\"),\"\",M161/'Historical scenario - input'!$D145),\"\")","v":""},{"$f":"IFERROR(IF(OR(N161=\"\",'Historical scenario - input'!$D145=\"\"),\"\",N161/'Historical scenario - input'!$D145),\"\")","v":""},{"$f":"IFERROR(IF(OR(O161=\"\",'Historical scenario - input'!$D145=\"\"),\"\",O161/'Historical scenario - input'!$D145),\"\")","v":""},{"$f":"IFERROR(IF(OR(P161=\"\",'Historical scenario - input'!$D145=\"\"),\"\",P161/'Historical scenario - input'!$D145),\"\")","v":""},{"$f":"IFERROR(IF(OR(Q161=\"\",'Historical scenario - input'!$D145=\"\"),\"\",Q161/'Historical scenario - input'!$D145),\"\")","v":""},{"$f":"IFERROR(IF(OR(R161=\"\",'Historical scenario - input'!$D145=\"\"),\"\",R161/'Historical scenario - input'!$D145),\"\")","v":""},{"$f":"IFERROR(IF(OR(S161=\"\",'Historical scenario - input'!$D145=\"\"),\"\",S161/'Historical scenario - input'!$D145),\"\")","v":""},{"$f":"IFERROR(IF(OR(T161=\"\",'Historical scenario - input'!$D145=\"\"),\"\",T161/'Historical scenario - input'!$D145),\"\")","v":""},{"$f":"IFERROR(IF(OR(U161=\"\",'Historical scenario - input'!$D145=\"\"),\"\",U161/'Historical scenario - input'!$D145),\"\")","v":""},{"$f":"IFERROR(IF(OR(V161=\"\",'Historical scenario - input'!$D145=\"\"),\"\",V161/'Historical scenario - input'!$D145),\"\")","v":""},{"$f":"IFERROR(IF(OR(W161=\"\",'Historical scenario - input'!$D145=\"\"),\"\",W161/'Historical scenario - input'!$D145),\"\")","v":""}]
[{"$f":"IFERROR('Historical scenario - input'!A146,\"\")","v":""},{"$f":"IFERROR('Historical scenario - input'!B146,\"\")","v":0},{"$f":"IFERROR('Historical scenario - input'!C146,\"\")","v":0},{"$f":"IFERROR(repcalc('Historical scenario - input'!$CV146:$GH146,'Historical scenario - input'!$G146,'Historical scenario - input'!$E146,'Historical scenario - input'!$F146,20,TRUE,TRUE),\"\")","v":""},"","","","","","","","","","","","","","","","","","","",{"$f":"IFERROR(IF(OR(D162=\"\",'Historical scenario - input'!$D146=\"\"),\"\",D162/'Historical scenario - input'!$D146),\"\")","v":""},{"$f":"IFERROR(IF(OR(E162=\"\",'Historical scenario - input'!$D146=\"\"),\"\",E162/'Historical scenario - input'!$D146),\"\")","v":""},{"$f":"IFERROR(IF(OR(F162=\"\",'Historical scenario - input'!$D146=\"\"),\"\",F162/'Historical scenario - input'!$D146),\"\")","v":""},{"$f":"IFERROR(IF(OR(G162=\"\",'Historical scenario - input'!$D146=\"\"),\"\",G162/'Historical scenario - input'!$D146),\"\")","v":""},{"$f":"IFERROR(IF(OR(H162=\"\",'Historical scenario - input'!$D146=\"\"),\"\",H162/'Historical scenario - input'!$D146),\"\")","v":""},{"$f":"IFERROR(IF(OR(I162=\"\",'Historical scenario - input'!$D146=\"\"),\"\",I162/'Historical scenario - input'!$D146),\"\")","v":""},{"$f":"IFERROR(IF(OR(J162=\"\",'Historical scenario - input'!$D146=\"\"),\"\",J162/'Historical scenario - input'!$D146),\"\")","v":""},{"$f":"IFERROR(IF(OR(K162=\"\",'Historical scenario - input'!$D146=\"\"),\"\",K162/'Historical scenario - input'!$D146),\"\")","v":""},{"$f":"IFERROR(IF(OR(L162=\"\",'Historical scenario - input'!$D146=\"\"),\"\",L162/'Historical scenario - input'!$D146),\"\")","v":""},{"$f":"IFERROR(IF(OR(M162=\"\",'Historical scenario - input'!$D146=\"\"),\"\",M162/'Historical scenario - input'!$D146),\"\")","v":""},{"$f":"IFERROR(IF(OR(N162=\"\",'Historical scenario - input'!$D146=\"\"),\"\",N162/'Historical scenario - input'!$D146),\"\")","v":""},{"$f":"IFERROR(IF(OR(O162=\"\",'Historical scenario - input'!$D146=\"\"),\"\",O162/'Historical scenario - input'!$D146),\"\")","v":""},{"$f":"IFERROR(IF(OR(P162=\"\",'Historical scenario - input'!$D146=\"\"),\"\",P162/'Historical scenario - input'!$D146),\"\")","v":""},{"$f":"IFERROR(IF(OR(Q162=\"\",'Historical scenario - input'!$D146=\"\"),\"\",Q162/'Historical scenario - input'!$D146),\"\")","v":""},{"$f":"IFERROR(IF(OR(R162=\"\",'Historical scenario - input'!$D146=\"\"),\"\",R162/'Historical scenario - input'!$D146),\"\")","v":""},{"$f":"IFERROR(IF(OR(S162=\"\",'Historical scenario - input'!$D146=\"\"),\"\",S162/'Historical scenario - input'!$D146),\"\")","v":""},{"$f":"IFERROR(IF(OR(T162=\"\",'Historical scenario - input'!$D146=\"\"),\"\",T162/'Historical scenario - input'!$D146),\"\")","v":""},{"$f":"IFERROR(IF(OR(U162=\"\",'Historical scenario - input'!$D146=\"\"),\"\",U162/'Historical scenario - input'!$D146),\"\")","v":""},{"$f":"IFERROR(IF(OR(V162=\"\",'Historical scenario - input'!$D146=\"\"),\"\",V162/'Historical scenario - input'!$D146),\"\")","v":""},{"$f":"IFERROR(IF(OR(W162=\"\",'Historical scenario - input'!$D146=\"\"),\"\",W162/'Historical scenario - input'!$D146),\"\")","v":""}]
[{"$f":"IFERROR('Historical scenario - input'!A147,\"\")","v":""},{"$f":"IFERROR('Historical scenario - input'!B147,\"\")","v":0},{"$f":"IFERROR('Historical scenario - input'!C147,\"\")","v":0},{"$f":"IFERROR(repcalc('Historical scenario - input'!$CV147:$GH147,'Historical scenario - input'!$G147,'Historical scenario - input'!$E147,'Historical scenario - input'!$F147,20,TRUE,TRUE),\"\")","v":""},"","","","","","","","","","","","","","","","","","","",{"$f":"IFERROR(IF(OR(D163=\"\",'Historical scenario - input'!$D147=\"\"),\"\",D163/'Historical scenario - input'!$D147),\"\")","v":""},{"$f":"IFERROR(IF(OR(E163=\"\",'Historical scenario - input'!$D147=\"\"),\"\",E163/'Historical scenario - input'!$D147),\"\")","v":""},{"$f":"IFERROR(IF(OR(F163=\"\",'Historical scenario - input'!$D147=\"\"),\"\",F163/'Historical scenario - input'!$D147),\"\")","v":""},{"$f":"IFERROR(IF(OR(G163=\"\",'Historical scenario - input'!$D147=\"\"),\"\",G163/'Historical scenario - input'!$D147),\"\")","v":""},{"$f":"IFERROR(IF(OR(H163=\"\",'Historical scenario - input'!$D147=\"\"),\"\",H163/'Historical scenario - input'!$D147),\"\")","v":""},{"$f":"IFERROR(IF(OR(I163=\"\",'Historical scenario - input'!$D147=\"\"),\"\",I163/'Historical scenario - input'!$D147),\"\")","v":""},{"$f":"IFERROR(IF(OR(J163=\"\",'Historical scenario - input'!$D147=\"\"),\"\",J163/'Historical scenario - input'!$D147),\"\")","v":""},{"$f":"IFERROR(IF(OR(K163=\"\",'Historical scenario - input'!$D147=\"\"),\"\",K163/'Historical scenario - input'!$D147),\"\")","v":""},{"$f":"IFERROR(IF(OR(L163=\"\",'Historical scenario - input'!$D147=\"\"),\"\",L163/'Historical scenario - input'!$D147),\"\")","v":""},{"$f":"IFERROR(IF(OR(M163=\"\",'Historical scenario - input'!$D147=\"\"),\"\",M163/'Historical scenario - input'!$D147),\"\")","v":""},{"$f":"IFERROR(IF(OR(N163=\"\",'Historical scenario - input'!$D147=\"\"),\"\",N163/'Historical scenario - input'!$D147),\"\")","v":""},{"$f":"IFERROR(IF(OR(O163=\"\",'Historical scenario - input'!$D147=\"\"),\"\",O163/'Historical scenario - input'!$D147),\"\")","v":""},{"$f":"IFERROR(IF(OR(P163=\"\",'Historical scenario - input'!$D147=\"\"),\"\",P163/'Historical scenario - input'!$D147),\"\")","v":""},{"$f":"IFERROR(IF(OR(Q163=\"\",'Historical scenario - input'!$D147=\"\"),\"\",Q163/'Historical scenario - input'!$D147),\"\")","v":""},{"$f":"IFERROR(IF(OR(R163=\"\",'Historical scenario - input'!$D147=\"\"),\"\",R163/'Historical scenario - input'!$D147),\"\")","v":""},{"$f":"IFERROR(IF(OR(S163=\"\",'Historical scenario - input'!$D147=\"\"),\"\",S163/'Historical scenario - input'!$D147),\"\")","v":""},{"$f":"IFERROR(IF(OR(T163=\"\",'Historical scenario - input'!$D147=\"\"),\"\",T163/'Historical scenario - input'!$D147),\"\")","v":""},{"$f":"IFERROR(IF(OR(U163=\"\",'Historical scenario - input'!$D147=\"\"),\"\",U163/'Historical scenario - input'!$D147),\"\")","v":""},{"$f":"IFERROR(IF(OR(V163=\"\",'Historical scenario - input'!$D147=\"\"),\"\",V163/'Historical scenario - input'!$D147),\"\")","v":""},{"$f":"IFERROR(IF(OR(W163=\"\",'Historical scenario - input'!$D147=\"\"),\"\",W163/'Historical scenario - input'!$D147),\"\")","v":""}]
[{"$f":"IFERROR('Historical scenario - input'!A148,\"\")","v":""},{"$f":"IFERROR('Historical scenario - input'!B148,\"\")","v":0},{"$f":"IFERROR('Historical scenario - input'!C148,\"\")","v":0},{"$f":"IFERROR(repcalc('Historical scenario - input'!$CV148:$GH148,'Historical scenario - input'!$G148,'Historical scenario - input'!$E148,'Historical scenario - input'!$F148,20,TRUE,TRUE),\"\")","v":""},"","","","","","","","","","","","","","","","","","","",{"$f":"IFERROR(IF(OR(D164=\"\",'Historical scenario - input'!$D148=\"\"),\"\",D164/'Historical scenario - input'!$D148),\"\")","v":""},{"$f":"IFERROR(IF(OR(E164=\"\",'Historical scenario - input'!$D148=\"\"),\"\",E164/'Historical scenario - input'!$D148),\"\")","v":""},{"$f":"IFERROR(IF(OR(F164=\"\",'Historical scenario - input'!$D148=\"\"),\"\",F164/'Historical scenario - input'!$D148),\"\")","v":""},{"$f":"IFERROR(IF(OR(G164=\"\",'Historical scenario - input'!$D148=\"\"),\"\",G164/'Historical scenario - input'!$D148),\"\")","v":""},{"$f":"IFERROR(IF(OR(H164=\"\",'Historical scenario - input'!$D148=\"\"),\"\",H164/'Historical scenario - input'!$D148),\"\")","v":""},{"$f":"IFERROR(IF(OR(I164=\"\",'Historical scenario - input'!$D148=\"\"),\"\",I164/'Historical scenario - input'!$D148),\"\")","v":""},{"$f":"IFERROR(IF(OR(J164=\"\",'Historical scenario - input'!$D148=\"\"),\"\",J164/'Historical scenario - input'!$D148),\"\")","v":""},{"$f":"IFERROR(IF(OR(K164=\"\",'Historical scenario - input'!$D148=\"\"),\"\",K164/'Historical scenario - input'!$D148),\"\")","v":""},{"$f":"IFERROR(IF(OR(L164=\"\",'Historical scenario - input'!$D148=\"\"),\"\",L164/'Historical scenario - input'!$D148),\"\")","v":""},{"$f":"IFERROR(IF(OR(M164=\"\",'Historical scenario - input'!$D148=\"\"),\"\",M164/'Historical scenario - input'!$D148),\"\")","v":""},{"$f":"IFERROR(IF(OR(N164=\"\",'Historical scenario - input'!$D148=\"\"),\"\",N164/'Historical scenario - input'!$D148),\"\")","v":""},{"$f":"IFERROR(IF(OR(O164=\"\",'Historical scenario - input'!$D148=\"\"),\"\",O164/'Historical scenario - input'!$D148),\"\")","v":""},{"$f":"IFERROR(IF(OR(P164=\"\",'Historical scenario - input'!$D148=\"\"),\"\",P164/'Historical scenario - input'!$D148),\"\")","v":""},{"$f":"IFERROR(IF(OR(Q164=\"\",'Historical scenario - input'!$D148=\"\"),\"\",Q164/'Historical scenario - input'!$D148),\"\")","v":""},{"$f":"IFERROR(IF(OR(R164=\"\",'Historical scenario - input'!$D148=\"\"),\"\",R164/'Historical scenario - input'!$D148),\"\")","v":""},{"$f":"IFERROR(IF(OR(S164=\"\",'Historical scenario - input'!$D148=\"\"),\"\",S164/'Historical scenario - input'!$D148),\"\")","v":""},{"$f":"IFERROR(IF(OR(T164=\"\",'Historical scenario - input'!$D148=\"\"),\"\",T164/'Historical scenario - input'!$D148),\"\")","v":""},{"$f":"IFERROR(IF(OR(U164=\"\",'Historical scenario - input'!$D148=\"\"),\"\",U164/'Historical scenario - input'!$D148),\"\")","v":""},{"$f":"IFERROR(IF(OR(V164=\"\",'Historical scenario - input'!$D148=\"\"),\"\",V164/'Historical scenario - input'!$D148),\"\")","v":""},{"$f":"IFERROR(IF(OR(W164=\"\",'Historical scenario - input'!$D148=\"\"),\"\",W164/'Historical scenario - input'!$D148),\"\")","v":""}]
[{"$f":"IFERROR('Historical scenario - input'!A149,\"\")","v":""},{"$f":"IFERROR('Historical scenario - input'!B149,\"\")","v":0},{"$f":"IFERROR('Historical scenario - input'!C149,\"\")","v":0},{"$f":"IFERROR(repcalc('Historical scenario - input'!$CV149:$GH149,'Historical scenario - input'!$G149,'Historical scenario - input'!$E149,'Historical scenario - input'!$F149,20,TRUE,TRUE),\"\")","v":""},"","","","","","","","","","","","","","","","","","","",{"$f":"IFERROR(IF(OR(D165=\"\",'Historical scenario - input'!$D149=\"\"),\"\",D165/'Historical scenario - input'!$D149),\"\")","v":""},{"$f":"IFERROR(IF(OR(E165=\"\",'Historical scenario - input'!$D149=\"\"),\"\",E165/'Historical scenario - input'!$D149),\"\")","v":""},{"$f":"IFERROR(IF(OR(F165=\"\",'Historical scenario - input'!$D149=\"\"),\"\",F165/'Historical scenario - input'!$D149),\"\")","v":""},{"$f":"IFERROR(IF(OR(G165=\"\",'Historical scenario - input'!$D149=\"\"),\"\",G165/'Historical scenario - input'!$D149),\"\")","v":""},{"$f":"IFERROR(IF(OR(H165=\"\",'Historical scenario - input'!$D149=\"\"),\"\",H165/'Historical scenario - input'!$D149),\"\")","v":""},{"$f":"IFERROR(IF(OR(I165=\"\",'Historical scenario - input'!$D149=\"\"),\"\",I165/'Historical scenario - input'!$D149),\"\")","v":""},{"$f":"IFERROR(IF(OR(J165=\"\",'Historical scenario - input'!$D149=\"\"),\"\",J165/'Historical scenario - input'!$D149),\"\")","v":""},{"$f":"IFERROR(IF(OR(K165=\"\",'Historical scenario - input'!$D149=\"\"),\"\",K165/'Historical scenario - input'!$D149),\"\")","v":""},{"$f":"IFERROR(IF(OR(L165=\"\",'Historical scenario - input'!$D149=\"\"),\"\",L165/'Historical scenario - input'!$D149),\"\")","v":""},{"$f":"IFERROR(IF(OR(M165=\"\",'Historical scenario - input'!$D149=\"\"),\"\",M165/'Historical scenario - input'!$D149),\"\")","v":""},{"$f":"IFERROR(IF(OR(N165=\"\",'Historical scenario - input'!$D149=\"\"),\"\",N165/'Historical scenario - input'!$D149),\"\")","v":""},{"$f":"IFERROR(IF(OR(O165=\"\",'Historical scenario - input'!$D149=\"\"),\"\",O165/'Historical scenario - input'!$D149),\"\")","v":""},{"$f":"IFERROR(IF(OR(P165=\"\",'Historical scenario - input'!$D149=\"\"),\"\",P165/'Historical scenario - input'!$D149),\"\")","v":""},{"$f":"IFERROR(IF(OR(Q165=\"\",'Historical scenario - input'!$D149=\"\"),\"\",Q165/'Historical scenario - input'!$D149),\"\")","v":""},{"$f":"IFERROR(IF(OR(R165=\"\",'Historical scenario - input'!$D149=\"\"),\"\",R165/'Historical scenario - input'!$D149),\"\")","v":""},{"$f":"IFERROR(IF(OR(S165=\"\",'Historical scenario - input'!$D149=\"\"),\"\",S165/'Historical scenario - input'!$D149),\"\")","v":""},{"$f":"IFERROR(IF(OR(T165=\"\",'Historical scenario - input'!$D149=\"\"),\"\",T165/'Historical scenario - input'!$D149),\"\")","v":""},{"$f":"IFERROR(IF(OR(U165=\"\",'Historical scenario - input'!$D149=\"\"),\"\",U165/'Historical scenario - input'!$D149),\"\")","v":""},{"$f":"IFERROR(IF(OR(V165=\"\",'Historical scenario - input'!$D149=\"\"),\"\",V165/'Historical scenario - input'!$D149),\"\")","v":""},{"$f":"IFERROR(IF(OR(W165=\"\",'Historical scenario - input'!$D149=\"\"),\"\",W165/'Historical scenario - input'!$D149),\"\")","v":""}]
[{"$f":"IFERROR('Historical scenario - input'!A150,\"\")","v":""},{"$f":"IFERROR('Historical scenario - input'!B150,\"\")","v":0},{"$f":"IFERROR('Historical scenario - input'!C150,\"\")","v":0},{"$f":"IFERROR(repcalc('Historical scenario - input'!$CV150:$GH150,'Historical scenario - input'!$G150,'Historical scenario - input'!$E150,'Historical scenario - input'!$F150,20,TRUE,TRUE),\"\")","v":""},"","","","","","","","","","","","","","","","","","","",{"$f":"IFERROR(IF(OR(D166=\"\",'Historical scenario - input'!$D150=\"\"),\"\",D166/'Historical scenario - input'!$D150),\"\")","v":""},{"$f":"IFERROR(IF(OR(E166=\"\",'Historical scenario - input'!$D150=\"\"),\"\",E166/'Historical scenario - input'!$D150),\"\")","v":""},{"$f":"IFERROR(IF(OR(F166=\"\",'Historical scenario - input'!$D150=\"\"),\"\",F166/'Historical scenario - input'!$D150),\"\")","v":""},{"$f":"IFERROR(IF(OR(G166=\"\",'Historical scenario - input'!$D150=\"\"),\"\",G166/'Historical scenario - input'!$D150),\"\")","v":""},{"$f":"IFERROR(IF(OR(H166=\"\",'Historical scenario - input'!$D150=\"\"),\"\",H166/'Historical scenario - input'!$D150),\"\")","v":""},{"$f":"IFERROR(IF(OR(I166=\"\",'Historical scenario - input'!$D150=\"\"),\"\",I166/'Historical scenario - input'!$D150),\"\")","v":""},{"$f":"IFERROR(IF(OR(J166=\"\",'Historical scenario - input'!$D150=\"\"),\"\",J166/'Historical scenario - input'!$D150),\"\")","v":""},{"$f":"IFERROR(IF(OR(K166=\"\",'Historical scenario - input'!$D150=\"\"),\"\",K166/'Historical scenario - input'!$D150),\"\")","v":""},{"$f":"IFERROR(IF(OR(L166=\"\",'Historical scenario - input'!$D150=\"\"),\"\",L166/'Historical scenario - input'!$D150),\"\")","v":""},{"$f":"IFERROR(IF(OR(M166=\"\",'Historical scenario - input'!$D150=\"\"),\"\",M166/'Historical scenario - input'!$D150),\"\")","v":""},{"$f":"IFERROR(IF(OR(N166=\"\",'Historical scenario - input'!$D150=\"\"),\"\",N166/'Historical scenario - input'!$D150),\"\")","v":""},{"$f":"IFERROR(IF(OR(O166=\"\",'Historical scenario - input'!$D150=\"\"),\"\",O166/'Historical scenario - input'!$D150),\"\")","v":""},{"$f":"IFERROR(IF(OR(P166=\"\",'Historical scenario - input'!$D150=\"\"),\"\",P166/'Historical scenario - input'!$D150),\"\")","v":""},{"$f":"IFERROR(IF(OR(Q166=\"\",'Historical scenario - input'!$D150=\"\"),\"\",Q166/'Historical scenario - input'!$D150),\"\")","v":""},{"$f":"IFERROR(IF(OR(R166=\"\",'Historical scenario - input'!$D150=\"\"),\"\",R166/'Historical scenario - input'!$D150),\"\")","v":""},{"$f":"IFERROR(IF(OR(S166=\"\",'Historical scenario - input'!$D150=\"\"),\"\",S166/'Historical scenario - input'!$D150),\"\")","v":""},{"$f":"IFERROR(IF(OR(T166=\"\",'Historical scenario - input'!$D150=\"\"),\"\",T166/'Historical scenario - input'!$D150),\"\")","v":""},{"$f":"IFERROR(IF(OR(U166=\"\",'Historical scenario - input'!$D150=\"\"),\"\",U166/'Historical scenario - input'!$D150),\"\")","v":""},{"$f":"IFERROR(IF(OR(V166=\"\",'Historical scenario - input'!$D150=\"\"),\"\",V166/'Historical scenario - input'!$D150),\"\")","v":""},{"$f":"IFERROR(IF(OR(W166=\"\",'Historical scenario - input'!$D150=\"\"),\"\",W166/'Historical scenario - input'!$D150),\"\")","v":""}]
[{"$f":"IFERROR('Historical scenario - input'!A151,\"\")","v":""},{"$f":"IFERROR('Historical scenario - input'!B151,\"\")","v":0},{"$f":"IFERROR('Historical scenario - input'!C151,\"\")","v":0},{"$f":"IFERROR(repcalc('Historical scenario - input'!$CV151:$GH151,'Historical scenario - input'!$G151,'Historical scenario - input'!$E151,'Historical scenario - input'!$F151,20,TRUE,TRUE),\"\")","v":""},"","","","","","","","","","","","","","","","","","","",{"$f":"IFERROR(IF(OR(D167=\"\",'Historical scenario - input'!$D151=\"\"),\"\",D167/'Historical scenario - input'!$D151),\"\")","v":""},{"$f":"IFERROR(IF(OR(E167=\"\",'Historical scenario - input'!$D151=\"\"),\"\",E167/'Historical scenario - input'!$D151),\"\")","v":""},{"$f":"IFERROR(IF(OR(F167=\"\",'Historical scenario - input'!$D151=\"\"),\"\",F167/'Historical scenario - input'!$D151),\"\")","v":""},{"$f":"IFERROR(IF(OR(G167=\"\",'Historical scenario - input'!$D151=\"\"),\"\",G167/'Historical scenario - input'!$D151),\"\")","v":""},{"$f":"IFERROR(IF(OR(H167=\"\",'Historical scenario - input'!$D151=\"\"),\"\",H167/'Historical scenario - input'!$D151),\"\")","v":""},{"$f":"IFERROR(IF(OR(I167=\"\",'Historical scenario - input'!$D151=\"\"),\"\",I167/'Historical scenario - input'!$D151),\"\")","v":""},{"$f":"IFERROR(IF(OR(J167=\"\",'Historical scenario - input'!$D151=\"\"),\"\",J167/'Historical scenario - input'!$D151),\"\")","v":""},{"$f":"IFERROR(IF(OR(K167=\"\",'Historical scenario - input'!$D151=\"\"),\"\",K167/'Historical scenario - input'!$D151),\"\")","v":""},{"$f":"IFERROR(IF(OR(L167=\"\",'Historical scenario - input'!$D151=\"\"),\"\",L167/'Historical scenario - input'!$D151),\"\")","v":""},{"$f":"IFERROR(IF(OR(M167=\"\",'Historical scenario - input'!$D151=\"\"),\"\",M167/'Historical scenario - input'!$D151),\"\")","v":""},{"$f":"IFERROR(IF(OR(N167=\"\",'Historical scenario - input'!$D151=\"\"),\"\",N167/'Historical scenario - input'!$D151),\"\")","v":""},{"$f":"IFERROR(IF(OR(O167=\"\",'Historical scenario - input'!$D151=\"\"),\"\",O167/'Historical scenario - input'!$D151),\"\")","v":""},{"$f":"IFERROR(IF(OR(P167=\"\",'Historical scenario - input'!$D151=\"\"),\"\",P167/'Historical scenario - input'!$D151),\"\")","v":""},{"$f":"IFERROR(IF(OR(Q167=\"\",'Historical scenario - input'!$D151=\"\"),\"\",Q167/'Historical scenario - input'!$D151),\"\")","v":""},{"$f":"IFERROR(IF(OR(R167=\"\",'Historical scenario - input'!$D151=\"\"),\"\",R167/'Historical scenario - input'!$D151),\"\")","v":""},{"$f":"IFERROR(IF(OR(S167=\"\",'Historical scenario - input'!$D151=\"\"),\"\",S167/'Historical scenario - input'!$D151),\"\")","v":""},{"$f":"IFERROR(IF(OR(T167=\"\",'Historical scenario - input'!$D151=\"\"),\"\",T167/'Historical scenario - input'!$D151),\"\")","v":""},{"$f":"IFERROR(IF(OR(U167=\"\",'Historical scenario - input'!$D151=\"\"),\"\",U167/'Historical scenario - input'!$D151),\"\")","v":""},{"$f":"IFERROR(IF(OR(V167=\"\",'Historical scenario - input'!$D151=\"\"),\"\",V167/'Historical scenario - input'!$D151),\"\")","v":""},{"$f":"IFERROR(IF(OR(W167=\"\",'Historical scenario - input'!$D151=\"\"),\"\",W167/'Historical scenario - input'!$D151),\"\")","v":""}]
[{"$f":"IFERROR('Historical scenario - input'!A152,\"\")","v":""},{"$f":"IFERROR('Historical scenario - input'!B152,\"\")","v":0},{"$f":"IFERROR('Historical scenario - input'!C152,\"\")","v":0},{"$f":"IFERROR(repcalc('Historical scenario - input'!$CV152:$GH152,'Historical scenario - input'!$G152,'Historical scenario - input'!$E152,'Historical scenario - input'!$F152,20,TRUE,TRUE),\"\")","v":""},"","","","","","","","","","","","","","","","","","","",{"$f":"IFERROR(IF(OR(D168=\"\",'Historical scenario - input'!$D152=\"\"),\"\",D168/'Historical scenario - input'!$D152),\"\")","v":""},{"$f":"IFERROR(IF(OR(E168=\"\",'Historical scenario - input'!$D152=\"\"),\"\",E168/'Historical scenario - input'!$D152),\"\")","v":""},{"$f":"IFERROR(IF(OR(F168=\"\",'Historical scenario - input'!$D152=\"\"),\"\",F168/'Historical scenario - input'!$D152),\"\")","v":""},{"$f":"IFERROR(IF(OR(G168=\"\",'Historical scenario - input'!$D152=\"\"),\"\",G168/'Historical scenario - input'!$D152),\"\")","v":""},{"$f":"IFERROR(IF(OR(H168=\"\",'Historical scenario - input'!$D152=\"\"),\"\",H168/'Historical scenario - input'!$D152),\"\")","v":""},{"$f":"IFERROR(IF(OR(I168=\"\",'Historical scenario - input'!$D152=\"\"),\"\",I168/'Historical scenario - input'!$D152),\"\")","v":""},{"$f":"IFERROR(IF(OR(J168=\"\",'Historical scenario - input'!$D152=\"\"),\"\",J168/'Historical scenario - input'!$D152),\"\")","v":""},{"$f":"IFERROR(IF(OR(K168=\"\",'Historical scenario - input'!$D152=\"\"),\"\",K168/'Historical scenario - input'!$D152),\"\")","v":""},{"$f":"IFERROR(IF(OR(L168=\"\",'Historical scenario - input'!$D152=\"\"),\"\",L168/'Historical scenario - input'!$D152),\"\")","v":""},{"$f":"IFERROR(IF(OR(M168=\"\",'Historical scenario - input'!$D152=\"\"),\"\",M168/'Historical scenario - input'!$D152),\"\")","v":""},{"$f":"IFERROR(IF(OR(N168=\"\",'Historical scenario - input'!$D152=\"\"),\"\",N168/'Historical scenario - input'!$D152),\"\")","v":""},{"$f":"IFERROR(IF(OR(O168=\"\",'Historical scenario - input'!$D152=\"\"),\"\",O168/'Historical scenario - input'!$D152),\"\")","v":""},{"$f":"IFERROR(IF(OR(P168=\"\",'Historical scenario - input'!$D152=\"\"),\"\",P168/'Historical scenario - input'!$D152),\"\")","v":""},{"$f":"IFERROR(IF(OR(Q168=\"\",'Historical scenario - input'!$D152=\"\"),\"\",Q168/'Historical scenario - input'!$D152),\"\")","v":""},{"$f":"IFERROR(IF(OR(R168=\"\",'Historical scenario - input'!$D152=\"\"),\"\",R168/'Historical scenario - input'!$D152),\"\")","v":""},{"$f":"IFERROR(IF(OR(S168=\"\",'Historical scenario - input'!$D152=\"\"),\"\",S168/'Historical scenario - input'!$D152),\"\")","v":""},{"$f":"IFERROR(IF(OR(T168=\"\",'Historical scenario - input'!$D152=\"\"),\"\",T168/'Historical scenario - input'!$D152),\"\")","v":""},{"$f":"IFERROR(IF(OR(U168=\"\",'Historical scenario - input'!$D152=\"\"),\"\",U168/'Historical scenario - input'!$D152),\"\")","v":""},{"$f":"IFERROR(IF(OR(V168=\"\",'Historical scenario - input'!$D152=\"\"),\"\",V168/'Historical scenario - input'!$D152),\"\")","v":""},{"$f":"IFERROR(IF(OR(W168=\"\",'Historical scenario - input'!$D152=\"\"),\"\",W168/'Historical scenario - input'!$D152),\"\")","v":""}]
[{"$f":"IFERROR('Historical scenario - input'!A153,\"\")","v":""},{"$f":"IFERROR('Historical scenario - input'!B153,\"\")","v":0},{"$f":"IFERROR('Historical scenario - input'!C153,\"\")","v":0},{"$f":"IFERROR(repcalc('Historical scenario - input'!$CV153:$GH153,'Historical scenario - input'!$G153,'Historical scenario - input'!$E153,'Historical scenario - input'!$F153,20,TRUE,TRUE),\"\")","v":""},"","","","","","","","","","","","","","","","","","","",{"$f":"IFERROR(IF(OR(D169=\"\",'Historical scenario - input'!$D153=\"\"),\"\",D169/'Historical scenario - input'!$D153),\"\")","v":""},{"$f":"IFERROR(IF(OR(E169=\"\",'Historical scenario - input'!$D153=\"\"),\"\",E169/'Historical scenario - input'!$D153),\"\")","v":""},{"$f":"IFERROR(IF(OR(F169=\"\",'Historical scenario - input'!$D153=\"\"),\"\",F169/'Historical scenario - input'!$D153),\"\")","v":""},{"$f":"IFERROR(IF(OR(G169=\"\",'Historical scenario - input'!$D153=\"\"),\"\",G169/'Historical scenario - input'!$D153),\"\")","v":""},{"$f":"IFERROR(IF(OR(H169=\"\",'Historical scenario - input'!$D153=\"\"),\"\",H169/'Historical scenario - input'!$D153),\"\")","v":""},{"$f":"IFERROR(IF(OR(I169=\"\",'Historical scenario - input'!$D153=\"\"),\"\",I169/'Historical scenario - input'!$D153),\"\")","v":""},{"$f":"IFERROR(IF(OR(J169=\"\",'Historical scenario - input'!$D153=\"\"),\"\",J169/'Historical scenario - input'!$D153),\"\")","v":""},{"$f":"IFERROR(IF(OR(K169=\"\",'Historical scenario - input'!$D153=\"\"),\"\",K169/'Historical scenario - input'!$D153),\"\")","v":""},{"$f":"IFERROR(IF(OR(L169=\"\",'Historical scenario - input'!$D153=\"\"),\"\",L169/'Historical scenario - input'!$D153),\"\")","v":""},{"$f":"IFERROR(IF(OR(M169=\"\",'Historical scenario - input'!$D153=\"\"),\"\",M169/'Historical scenario - input'!$D153),\"\")","v":""},{"$f":"IFERROR(IF(OR(N169=\"\",'Historical scenario - input'!$D153=\"\"),\"\",N169/'Historical scenario - input'!$D153),\"\")","v":""},{"$f":"IFERROR(IF(OR(O169=\"\",'Historical scenario - input'!$D153=\"\"),\"\",O169/'Historical scenario - input'!$D153),\"\")","v":""},{"$f":"IFERROR(IF(OR(P169=\"\",'Historical scenario - input'!$D153=\"\"),\"\",P169/'Historical scenario - input'!$D153),\"\")","v":""},{"$f":"IFERROR(IF(OR(Q169=\"\",'Historical scenario - input'!$D153=\"\"),\"\",Q169/'Historical scenario - input'!$D153),\"\")","v":""},{"$f":"IFERROR(IF(OR(R169=\"\",'Historical scenario - input'!$D153=\"\"),\"\",R169/'Historical scenario - input'!$D153),\"\")","v":""},{"$f":"IFERROR(IF(OR(S169=\"\",'Historical scenario - input'!$D153=\"\"),\"\",S169/'Historical scenario - input'!$D153),\"\")","v":""},{"$f":"IFERROR(IF(OR(T169=\"\",'Historical scenario - input'!$D153=\"\"),\"\",T169/'Historical scenario - input'!$D153),\"\")","v":""},{"$f":"IFERROR(IF(OR(U169=\"\",'Historical scenario - input'!$D153=\"\"),\"\",U169/'Historical scenario - input'!$D153),\"\")","v":""},{"$f":"IFERROR(IF(OR(V169=\"\",'Historical scenario - input'!$D153=\"\"),\"\",V169/'Historical scenario - input'!$D153),\"\")","v":""},{"$f":"IFERROR(IF(OR(W169=\"\",'Historical scenario - input'!$D153=\"\"),\"\",W169/'Historical scenario - input'!$D153),\"\")","v":""}]
[{"$f":"IFERROR('Historical scenario - input'!A154,\"\")","v":""},{"$f":"IFERROR('Historical scenario - input'!B154,\"\")","v":0},{"$f":"IFERROR('Historical scenario - input'!C154,\"\")","v":0},{"$f":"IFERROR(repcalc('Historical scenario - input'!$CV154:$GH154,'Historical scenario - input'!$G154,'Historical scenario - input'!$E154,'Historical scenario - input'!$F154,20,TRUE,TRUE),\"\")","v":""},"","","","","","","","","","","","","","","","","","","",{"$f":"IFERROR(IF(OR(D170=\"\",'Historical scenario - input'!$D154=\"\"),\"\",D170/'Historical scenario - input'!$D154),\"\")","v":""},{"$f":"IFERROR(IF(OR(E170=\"\",'Historical scenario - input'!$D154=\"\"),\"\",E170/'Historical scenario - input'!$D154),\"\")","v":""},{"$f":"IFERROR(IF(OR(F170=\"\",'Historical scenario - input'!$D154=\"\"),\"\",F170/'Historical scenario - input'!$D154),\"\")","v":""},{"$f":"IFERROR(IF(OR(G170=\"\",'Historical scenario - input'!$D154=\"\"),\"\",G170/'Historical scenario - input'!$D154),\"\")","v":""},{"$f":"IFERROR(IF(OR(H170=\"\",'Historical scenario - input'!$D154=\"\"),\"\",H170/'Historical scenario - input'!$D154),\"\")","v":""},{"$f":"IFERROR(IF(OR(I170=\"\",'Historical scenario - input'!$D154=\"\"),\"\",I170/'Historical scenario - input'!$D154),\"\")","v":""},{"$f":"IFERROR(IF(OR(J170=\"\",'Historical scenario - input'!$D154=\"\"),\"\",J170/'Historical scenario - input'!$D154),\"\")","v":""},{"$f":"IFERROR(IF(OR(K170=\"\",'Historical scenario - input'!$D154=\"\"),\"\",K170/'Historical scenario - input'!$D154),\"\")","v":""},{"$f":"IFERROR(IF(OR(L170=\"\",'Historical scenario - input'!$D154=\"\"),\"\",L170/'Historical scenario - input'!$D154),\"\")","v":""},{"$f":"IFERROR(IF(OR(M170=\"\",'Historical scenario - input'!$D154=\"\"),\"\",M170/'Historical scenario - input'!$D154),\"\")","v":""},{"$f":"IFERROR(IF(OR(N170=\"\",'Historical scenario - input'!$D154=\"\"),\"\",N170/'Historical scenario - input'!$D154),\"\")","v":""},{"$f":"IFERROR(IF(OR(O170=\"\",'Historical scenario - input'!$D154=\"\"),\"\",O170/'Historical scenario - input'!$D154),\"\")","v":""},{"$f":"IFERROR(IF(OR(P170=\"\",'Historical scenario - input'!$D154=\"\"),\"\",P170/'Historical scenario - input'!$D154),\"\")","v":""},{"$f":"IFERROR(IF(OR(Q170=\"\",'Historical scenario - input'!$D154=\"\"),\"\",Q170/'Historical scenario - input'!$D154),\"\")","v":""},{"$f":"IFERROR(IF(OR(R170=\"\",'Historical scenario - input'!$D154=\"\"),\"\",R170/'Historical scenario - input'!$D154),\"\")","v":""},{"$f":"IFERROR(IF(OR(S170=\"\",'Historical scenario - input'!$D154=\"\"),\"\",S170/'Historical scenario - input'!$D154),\"\")","v":""},{"$f":"IFERROR(IF(OR(T170=\"\",'Historical scenario - input'!$D154=\"\"),\"\",T170/'Historical scenario - input'!$D154),\"\")","v":""},{"$f":"IFERROR(IF(OR(U170=\"\",'Historical scenario - input'!$D154=\"\"),\"\",U170/'Historical scenario - input'!$D154),\"\")","v":""},{"$f":"IFERROR(IF(OR(V170=\"\",'Historical scenario - input'!$D154=\"\"),\"\",V170/'Historical scenario - input'!$D154),\"\")","v":""},{"$f":"IFERROR(IF(OR(W170=\"\",'Historical scenario - input'!$D154=\"\"),\"\",W170/'Historical scenario - input'!$D154),\"\")","v":""}]
[{"$f":"IFERROR('Historical scenario - input'!A155,\"\")","v":""},{"$f":"IFERROR('Historical scenario - input'!B155,\"\")","v":0},{"$f":"IFERROR('Historical scenario - input'!C155,\"\")","v":0},{"$f":"IFERROR(repcalc('Historical scenario - input'!$CV155:$GH155,'Historical scenario - input'!$G155,'Historical scenario - input'!$E155,'Historical scenario - input'!$F155,20,TRUE,TRUE),\"\")","v":""},"","","","","","","","","","","","","","","","","","","",{"$f":"IFERROR(IF(OR(D171=\"\",'Historical scenario - input'!$D155=\"\"),\"\",D171/'Historical scenario - input'!$D155),\"\")","v":""},{"$f":"IFERROR(IF(OR(E171=\"\",'Historical scenario - input'!$D155=\"\"),\"\",E171/'Historical scenario - input'!$D155),\"\")","v":""},{"$f":"IFERROR(IF(OR(F171=\"\",'Historical scenario - input'!$D155=\"\"),\"\",F171/'Historical scenario - input'!$D155),\"\")","v":""},{"$f":"IFERROR(IF(OR(G171=\"\",'Historical scenario - input'!$D155=\"\"),\"\",G171/'Historical scenario - input'!$D155),\"\")","v":""},{"$f":"IFERROR(IF(OR(H171=\"\",'Historical scenario - input'!$D155=\"\"),\"\",H171/'Historical scenario - input'!$D155),\"\")","v":""},{"$f":"IFERROR(IF(OR(I171=\"\",'Historical scenario - input'!$D155=\"\"),\"\",I171/'Historical scenario - input'!$D155),\"\")","v":""},{"$f":"IFERROR(IF(OR(J171=\"\",'Historical scenario - input'!$D155=\"\"),\"\",J171/'Historical scenario - input'!$D155),\"\")","v":""},{"$f":"IFERROR(IF(OR(K171=\"\",'Historical scenario - input'!$D155=\"\"),\"\",K171/'Historical scenario - input'!$D155),\"\")","v":""},{"$f":"IFERROR(IF(OR(L171=\"\",'Historical scenario - input'!$D155=\"\"),\"\",L171/'Historical scenario - input'!$D155),\"\")","v":""},{"$f":"IFERROR(IF(OR(M171=\"\",'Historical scenario - input'!$D155=\"\"),\"\",M171/'Historical scenario - input'!$D155),\"\")","v":""},{"$f":"IFERROR(IF(OR(N171=\"\",'Historical scenario - input'!$D155=\"\"),\"\",N171/'Historical scenario - input'!$D155),\"\")","v":""},{"$f":"IFERROR(IF(OR(O171=\"\",'Historical scenario - input'!$D155=\"\"),\"\",O171/'Historical scenario - input'!$D155),\"\")","v":""},{"$f":"IFERROR(IF(OR(P171=\"\",'Historical scenario - input'!$D155=\"\"),\"\",P171/'Historical scenario - input'!$D155),\"\")","v":""},{"$f":"IFERROR(IF(OR(Q171=\"\",'Historical scenario - input'!$D155=\"\"),\"\",Q171/'Historical scenario - input'!$D155),\"\")","v":""},{"$f":"IFERROR(IF(OR(R171=\"\",'Historical scenario - input'!$D155=\"\"),\"\",R171/'Historical scenario - input'!$D155),\"\")","v":""},{"$f":"IFERROR(IF(OR(S171=\"\",'Historical scenario - input'!$D155=\"\"),\"\",S171/'Historical scenario - input'!$D155),\"\")","v":""},{"$f":"IFERROR(IF(OR(T171=\"\",'Historical scenario - input'!$D155=\"\"),\"\",T171/'Historical scenario - input'!$D155),\"\")","v":""},{"$f":"IFERROR(IF(OR(U171=\"\",'Historical scenario - input'!$D155=\"\"),\"\",U171/'Historical scenario - input'!$D155),\"\")","v":""},{"$f":"IFERROR(IF(OR(V171=\"\",'Historical scenario - input'!$D155=\"\"),\"\",V171/'Historical scenario - input'!$D155),\"\")","v":""},{"$f":"IFERROR(IF(OR(W171=\"\",'Historical scenario - input'!$D155=\"\"),\"\",W171/'Historical scenario - input'!$D155),\"\")","v":""}]
[{"$f":"IFERROR('Historical scenario - input'!A156,\"\")","v":""},{"$f":"IFERROR('Historical scenario - input'!B156,\"\")","v":0},{"$f":"IFERROR('Historical scenario - input'!C156,\"\")","v":0},{"$f":"IFERROR(repcalc('Historical scenario - input'!$CV156:$GH156,'Historical scenario - input'!$G156,'Historical scenario - input'!$E156,'Historical scenario - input'!$F156,20,TRUE,TRUE),\"\")","v":""},"","","","","","","","","","","","","","","","","","","",{"$f":"IFERROR(IF(OR(D172=\"\",'Historical scenario - input'!$D156=\"\"),\"\",D172/'Historical scenario - input'!$D156),\"\")","v":""},{"$f":"IFERROR(IF(OR(E172=\"\",'Historical scenario - input'!$D156=\"\"),\"\",E172/'Historical scenario - input'!$D156),\"\")","v":""},{"$f":"IFERROR(IF(OR(F172=\"\",'Historical scenario - input'!$D156=\"\"),\"\",F172/'Historical scenario - input'!$D156),\"\")","v":""},{"$f":"IFERROR(IF(OR(G172=\"\",'Historical scenario - input'!$D156=\"\"),\"\",G172/'Historical scenario - input'!$D156),\"\")","v":""},{"$f":"IFERROR(IF(OR(H172=\"\",'Historical scenario - input'!$D156=\"\"),\"\",H172/'Historical scenario - input'!$D156),\"\")","v":""},{"$f":"IFERROR(IF(OR(I172=\"\",'Historical scenario - input'!$D156=\"\"),\"\",I172/'Historical scenario - input'!$D156),\"\")","v":""},{"$f":"IFERROR(IF(OR(J172=\"\",'Historical scenario - input'!$D156=\"\"),\"\",J172/'Historical scenario - input'!$D156),\"\")","v":""},{"$f":"IFERROR(IF(OR(K172=\"\",'Historical scenario - input'!$D156=\"\"),\"\",K172/'Historical scenario - input'!$D156),\"\")","v":""},{"$f":"IFERROR(IF(OR(L172=\"\",'Historical scenario - input'!$D156=\"\"),\"\",L172/'Historical scenario - input'!$D156),\"\")","v":""},{"$f":"IFERROR(IF(OR(M172=\"\",'Historical scenario - input'!$D156=\"\"),\"\",M172/'Historical scenario - input'!$D156),\"\")","v":""},{"$f":"IFERROR(IF(OR(N172=\"\",'Historical scenario - input'!$D156=\"\"),\"\",N172/'Historical scenario - input'!$D156),\"\")","v":""},{"$f":"IFERROR(IF(OR(O172=\"\",'Historical scenario - input'!$D156=\"\"),\"\",O172/'Historical scenario - input'!$D156),\"\")","v":""},{"$f":"IFERROR(IF(OR(P172=\"\",'Historical scenario - input'!$D156=\"\"),\"\",P172/'Historical scenario - input'!$D156),\"\")","v":""},{"$f":"IFERROR(IF(OR(Q172=\"\",'Historical scenario - input'!$D156=\"\"),\"\",Q172/'Historical scenario - input'!$D156),\"\")","v":""},{"$f":"IFERROR(IF(OR(R172=\"\",'Historical scenario - input'!$D156=\"\"),\"\",R172/'Historical scenario - input'!$D156),\"\")","v":""},{"$f":"IFERROR(IF(OR(S172=\"\",'Historical scenario - input'!$D156=\"\"),\"\",S172/'Historical scenario - input'!$D156),\"\")","v":""},{"$f":"IFERROR(IF(OR(T172=\"\",'Historical scenario - input'!$D156=\"\"),\"\",T172/'Historical scenario - input'!$D156),\"\")","v":""},{"$f":"IFERROR(IF(OR(U172=\"\",'Historical scenario - input'!$D156=\"\"),\"\",U172/'Historical scenario - input'!$D156),\"\")","v":""},{"$f":"IFERROR(IF(OR(V172=\"\",'Historical scenario - input'!$D156=\"\"),\"\",V172/'Historical scenario - input'!$D156),\"\")","v":""},{"$f":"IFERROR(IF(OR(W172=\"\",'Historical scenario - input'!$D156=\"\"),\"\",W172/'Historical scenario - input'!$D156),\"\")","v":""}]
[{"$f":"IFERROR('Historical scenario - input'!A157,\"\")","v":""},{"$f":"IFERROR('Historical scenario - input'!B157,\"\")","v":0},{"$f":"IFERROR('Historical scenario - input'!C157,\"\")","v":0},{"$f":"IFERROR(repcalc('Historical scenario - input'!$CV157:$GH157,'Historical scenario - input'!$G157,'Historical scenario - input'!$E157,'Historical scenario - input'!$F157,20,TRUE,TRUE),\"\")","v":""},"","","","","","","","","","","","","","","","","","","",{"$f":"IFERROR(IF(OR(D173=\"\",'Historical scenario - input'!$D157=\"\"),\"\",D173/'Historical scenario - input'!$D157),\"\")","v":""},{"$f":"IFERROR(IF(OR(E173=\"\",'Historical scenario - input'!$D157=\"\"),\"\",E173/'Historical scenario - input'!$D157),\"\")","v":""},{"$f":"IFERROR(IF(OR(F173=\"\",'Historical scenario - input'!$D157=\"\"),\"\",F173/'Historical scenario - input'!$D157),\"\")","v":""},{"$f":"IFERROR(IF(OR(G173=\"\",'Historical scenario - input'!$D157=\"\"),\"\",G173/'Historical scenario - input'!$D157),\"\")","v":""},{"$f":"IFERROR(IF(OR(H173=\"\",'Historical scenario - input'!$D157=\"\"),\"\",H173/'Historical scenario - input'!$D157),\"\")","v":""},{"$f":"IFERROR(IF(OR(I173=\"\",'Historical scenario - input'!$D157=\"\"),\"\",I173/'Historical scenario - input'!$D157),\"\")","v":""},{"$f":"IFERROR(IF(OR(J173=\"\",'Historical scenario - input'!$D157=\"\"),\"\",J173/'Historical scenario - input'!$D157),\"\")","v":""},{"$f":"IFERROR(IF(OR(K173=\"\",'Historical scenario - input'!$D157=\"\"),\"\",K173/'Historical scenario - input'!$D157),\"\")","v":""},{"$f":"IFERROR(IF(OR(L173=\"\",'Historical scenario - input'!$D157=\"\"),\"\",L173/'Historical scenario - input'!$D157),\"\")","v":""},{"$f":"IFERROR(IF(OR(M173=\"\",'Historical scenario - input'!$D157=\"\"),\"\",M173/'Historical scenario - input'!$D157),\"\")","v":""},{"$f":"IFERROR(IF(OR(N173=\"\",'Historical scenario - input'!$D157=\"\"),\"\",N173/'Historical scenario - input'!$D157),\"\")","v":""},{"$f":"IFERROR(IF(OR(O173=\"\",'Historical scenario - input'!$D157=\"\"),\"\",O173/'Historical scenario - input'!$D157),\"\")","v":""},{"$f":"IFERROR(IF(OR(P173=\"\",'Historical scenario - input'!$D157=\"\"),\"\",P173/'Historical scenario - input'!$D157),\"\")","v":""},{"$f":"IFERROR(IF(OR(Q173=\"\",'Historical scenario - input'!$D157=\"\"),\"\",Q173/'Historical scenario - input'!$D157),\"\")","v":""},{"$f":"IFERROR(IF(OR(R173=\"\",'Historical scenario - input'!$D157=\"\"),\"\",R173/'Historical scenario - input'!$D157),\"\")","v":""},{"$f":"IFERROR(IF(OR(S173=\"\",'Historical scenario - input'!$D157=\"\"),\"\",S173/'Historical scenario - input'!$D157),\"\")","v":""},{"$f":"IFERROR(IF(OR(T173=\"\",'Historical scenario - input'!$D157=\"\"),\"\",T173/'Historical scenario - input'!$D157),\"\")","v":""},{"$f":"IFERROR(IF(OR(U173=\"\",'Historical scenario - input'!$D157=\"\"),\"\",U173/'Historical scenario - input'!$D157),\"\")","v":""},{"$f":"IFERROR(IF(OR(V173=\"\",'Historical scenario - input'!$D157=\"\"),\"\",V173/'Historical scenario - input'!$D157),\"\")","v":""},{"$f":"IFERROR(IF(OR(W173=\"\",'Historical scenario - input'!$D157=\"\"),\"\",W173/'Historical scenario - input'!$D157),\"\")","v":""}]
[{"$f":"IFERROR('Historical scenario - input'!A158,\"\")","v":""},{"$f":"IFERROR('Historical scenario - input'!B158,\"\")","v":0},{"$f":"IFERROR('Historical scenario - input'!C158,\"\")","v":0},{"$f":"IFERROR(repcalc('Historical scenario - input'!$CV158:$GH158,'Historical scenario - input'!$G158,'Historical scenario - input'!$E158,'Historical scenario - input'!$F158,20,TRUE,TRUE),\"\")","v":""},"","","","","","","","","","","","","","","","","","","",{"$f":"IFERROR(IF(OR(D174=\"\",'Historical scenario - input'!$D158=\"\"),\"\",D174/'Historical scenario - input'!$D158),\"\")","v":""},{"$f":"IFERROR(IF(OR(E174=\"\",'Historical scenario - input'!$D158=\"\"),\"\",E174/'Historical scenario - input'!$D158),\"\")","v":""},{"$f":"IFERROR(IF(OR(F174=\"\",'Historical scenario - input'!$D158=\"\"),\"\",F174/'Historical scenario - input'!$D158),\"\")","v":""},{"$f":"IFERROR(IF(OR(G174=\"\",'Historical scenario - input'!$D158=\"\"),\"\",G174/'Historical scenario - input'!$D158),\"\")","v":""},{"$f":"IFERROR(IF(OR(H174=\"\",'Historical scenario - input'!$D158=\"\"),\"\",H174/'Historical scenario - input'!$D158),\"\")","v":""},{"$f":"IFERROR(IF(OR(I174=\"\",'Historical scenario - input'!$D158=\"\"),\"\",I174/'Historical scenario - input'!$D158),\"\")","v":""},{"$f":"IFERROR(IF(OR(J174=\"\",'Historical scenario - input'!$D158=\"\"),\"\",J174/'Historical scenario - input'!$D158),\"\")","v":""},{"$f":"IFERROR(IF(OR(K174=\"\",'Historical scenario - input'!$D158=\"\"),\"\",K174/'Historical scenario - input'!$D158),\"\")","v":""},{"$f":"IFERROR(IF(OR(L174=\"\",'Historical scenario - input'!$D158=\"\"),\"\",L174/'Historical scenario - input'!$D158),\"\")","v":""},{"$f":"IFERROR(IF(OR(M174=\"\",'Historical scenario - input'!$D158=\"\"),\"\",M174/'Historical scenario - input'!$D158),\"\")","v":""},{"$f":"IFERROR(IF(OR(N174=\"\",'Historical scenario - input'!$D158=\"\"),\"\",N174/'Historical scenario - input'!$D158),\"\")","v":""},{"$f":"IFERROR(IF(OR(O174=\"\",'Historical scenario - input'!$D158=\"\"),\"\",O174/'Historical scenario - input'!$D158),\"\")","v":""},{"$f":"IFERROR(IF(OR(P174=\"\",'Historical scenario - input'!$D158=\"\"),\"\",P174/'Historical scenario - input'!$D158),\"\")","v":""},{"$f":"IFERROR(IF(OR(Q174=\"\",'Historical scenario - input'!$D158=\"\"),\"\",Q174/'Historical scenario - input'!$D158),\"\")","v":""},{"$f":"IFERROR(IF(OR(R174=\"\",'Historical scenario - input'!$D158=\"\"),\"\",R174/'Historical scenario - input'!$D158),\"\")","v":""},{"$f":"IFERROR(IF(OR(S174=\"\",'Historical scenario - input'!$D158=\"\"),\"\",S174/'Historical scenario - input'!$D158),\"\")","v":""},{"$f":"IFERROR(IF(OR(T174=\"\",'Historical scenario - input'!$D158=\"\"),\"\",T174/'Historical scenario - input'!$D158),\"\")","v":""},{"$f":"IFERROR(IF(OR(U174=\"\",'Historical scenario - input'!$D158=\"\"),\"\",U174/'Historical scenario - input'!$D158),\"\")","v":""},{"$f":"IFERROR(IF(OR(V174=\"\",'Historical scenario - input'!$D158=\"\"),\"\",V174/'Historical scenario - input'!$D158),\"\")","v":""},{"$f":"IFERROR(IF(OR(W174=\"\",'Historical scenario - input'!$D158=\"\"),\"\",W174/'Historical scenario - input'!$D158),\"\")","v":""}]
[{"$f":"IFERROR('Historical scenario - input'!A159,\"\")","v":""},{"$f":"IFERROR('Historical scenario - input'!B159,\"\")","v":0},{"$f":"IFERROR('Historical scenario - input'!C159,\"\")","v":0},{"$f":"IFERROR(repcalc('Historical scenario - input'!$CV159:$GH159,'Historical scenario - input'!$G159,'Historical scenario - input'!$E159,'Historical scenario - input'!$F159,20,TRUE,TRUE),\"\")","v":""},"","","","","","","","","","","","","","","","","","","",{"$f":"IFERROR(IF(OR(D175=\"\",'Historical scenario - input'!$D159=\"\"),\"\",D175/'Historical scenario - input'!$D159),\"\")","v":""},{"$f":"IFERROR(IF(OR(E175=\"\",'Historical scenario - input'!$D159=\"\"),\"\",E175/'Historical scenario - input'!$D159),\"\")","v":""},{"$f":"IFERROR(IF(OR(F175=\"\",'Historical scenario - input'!$D159=\"\"),\"\",F175/'Historical scenario - input'!$D159),\"\")","v":""},{"$f":"IFERROR(IF(OR(G175=\"\",'Historical scenario - input'!$D159=\"\"),\"\",G175/'Historical scenario - input'!$D159),\"\")","v":""},{"$f":"IFERROR(IF(OR(H175=\"\",'Historical scenario - input'!$D159=\"\"),\"\",H175/'Historical scenario - input'!$D159),\"\")","v":""},{"$f":"IFERROR(IF(OR(I175=\"\",'Historical scenario - input'!$D159=\"\"),\"\",I175/'Historical scenario - input'!$D159),\"\")","v":""},{"$f":"IFERROR(IF(OR(J175=\"\",'Historical scenario - input'!$D159=\"\"),\"\",J175/'Historical scenario - input'!$D159),\"\")","v":""},{"$f":"IFERROR(IF(OR(K175=\"\",'Historical scenario - input'!$D159=\"\"),\"\",K175/'Historical scenario - input'!$D159),\"\")","v":""},{"$f":"IFERROR(IF(OR(L175=\"\",'Historical scenario - input'!$D159=\"\"),\"\",L175/'Historical scenario - input'!$D159),\"\")","v":""},{"$f":"IFERROR(IF(OR(M175=\"\",'Historical scenario - input'!$D159=\"\"),\"\",M175/'Historical scenario - input'!$D159),\"\")","v":""},{"$f":"IFERROR(IF(OR(N175=\"\",'Historical scenario - input'!$D159=\"\"),\"\",N175/'Historical scenario - input'!$D159),\"\")","v":""},{"$f":"IFERROR(IF(OR(O175=\"\",'Historical scenario - input'!$D159=\"\"),\"\",O175/'Historical scenario - input'!$D159),\"\")","v":""},{"$f":"IFERROR(IF(OR(P175=\"\",'Historical scenario - input'!$D159=\"\"),\"\",P175/'Historical scenario - input'!$D159),\"\")","v":""},{"$f":"IFERROR(IF(OR(Q175=\"\",'Historical scenario - input'!$D159=\"\"),\"\",Q175/'Historical scenario - input'!$D159),\"\")","v":""},{"$f":"IFERROR(IF(OR(R175=\"\",'Historical scenario - input'!$D159=\"\"),\"\",R175/'Historical scenario - input'!$D159),\"\")","v":""},{"$f":"IFERROR(IF(OR(S175=\"\",'Historical scenario - input'!$D159=\"\"),\"\",S175/'Historical scenario - input'!$D159),\"\")","v":""},{"$f":"IFERROR(IF(OR(T175=\"\",'Historical scenario - input'!$D159=\"\"),\"\",T175/'Historical scenario - input'!$D159),\"\")","v":""},{"$f":"IFERROR(IF(OR(U175=\"\",'Historical scenario - input'!$D159=\"\"),\"\",U175/'Historical scenario - input'!$D159),\"\")","v":""},{"$f":"IFERROR(IF(OR(V175=\"\",'Historical scenario - input'!$D159=\"\"),\"\",V175/'Historical scenario - input'!$D159),\"\")","v":""},{"$f":"IFERROR(IF(OR(W175=\"\",'Historical scenario - input'!$D159=\"\"),\"\",W175/'Historical scenario - input'!$D159),\"\")","v":""}]

{"sheet":"Cost scenario - input","index":2,"n_rows":190,"n_cols":193,"rows_kept":190,"cut":false,"hidden":false,"merged":[[2,6,3,6],[2,7,3,8],[2,9,3,9],[1,3,1,5],[2,3,3,3],[2,4,3,4],[2,5,3,5]]}
[null,"Unit cost - comparative"]
[null,"Replacement lives - calibrated",null,"Unit cost"]
[null,null,null,"Historical","NEM median","Forecast","Unit cost","Replacement \nlife",null,"Method","Volume",null,null,null,null,null,null,null,null,null,null,null,null,null,null,null,null,null,null,null,null,null,null,null,null,null,null,null,null,null,null,null,null,null,null,null,null,null,null,null,null,null,null,null,null,null,null,null,null,null,null,null,null,null,null,null,null,null,null,null,null,null,null,null,null,null,null,null,null,null,null,null,null,null,null,null,null,null,null,null,null,null,null,null,null,null,null,null,null,null,null,null,"Replacement Cost (NOT depreciated)"]
[null,null,null,null,null,null,null,null,null,null,"Installation date",null,null,null,null,null,null,null,null,null,null,null,null,null,null,null,null,null,null,null,null,null,null,null,null,null,null,null,null,null,null,null,null,null,null,null,null,null,null,null,null,null,null,null,null,null,null,null,null,null,null,null,null,null,null,null,null,null,null,null,null,null,null,null,null,null,null,null,null,null,null,null,null,null,null,null,null,null,null,null,null,null,null,null,null,null,null,null,null,null,null,null,"Installation date"]
["ID","Asset group","Asset category","$ ('000)","$ ('000)","$ ('000)","$ ('000)","μ","σ","#",2019,2018,2017,2016,2015,2014,2013,2012,2011,2010,2009,2008,2007,2006,2005,2004,2003,2002,2001,2000,1999,1998,1997,1996,1995,1994,1993,1992,1991,1990,1989,1988,1987,1986,1985,1984,1983,1982,1981,1980,1979,1978,1977,1976,1975,1974,1973,1972,1971,1970,1969,1968,1967,1966,1965,1964,1963,1962,1961,1960,1959,1958,1957,1956,1955,1954,1953,1952,1951,1950,1949,1948,1947,1946,1945,1944,1943,1942,1941,1940,1939,1938,1937,1936,1935,1934,1933,1932,1931,1930,1929,null,2019,2018,2017,2016,2015,2014,2013,2012,2011,2010,2009,2008,2007,2006,2005,2004,2003,2002,2001,2000,1999,1998,1997,1996,1995,1994,1993,1992,1991,1990,1989,1988,1987,1986,1985,1984,1983,1982,1981,1980,1979,1978,1977,1976,1975,1974,1973,1972,1971,1970,1969,1968,1967,1966,1965,1964,1963,1962,1961,1960,1959,1958,1957,1956,1955,1954,1953,1952,1951,1950,1949,1948,1947,1946,1945,1944,1943,1942,1941,1940,1939,1938,1937,1936,1935,1934,1933,1932,1931,1930,1929]
[1,"OVERHEAD CONDUCTORS","˂ = 1 kv",283.61406329279561,81.710362468035612,124.48873620863471,81.710362468035612,73.36785069618206,8.5655035284670831,2,17.702689999999997,18.48236,13.37276,19.029859999999999,21.382090000000002,27.005610000000001,38.707226999999996,37.28763,35.284382000000001,30.668676999999999,39.310144000000001,28.873533999999999,26.730554999999999,21.910481999999998,19.102374999999999,29.537651999999998,20.114369,21.084419,39.605641000000006,21.394096000000001,36.868538000000001,33.696016999999998,32.816095000000004,24.534625999999999,15.234165000000001,17.776460999999998,17.873431,53.321916999999999,32.720505000000003,73.137790999999993,65.073250000000002,76.962717999999995,62.566357000000004,107.562355,95.371972,57.305833,60.6554,43.652462,41.554130000000001,46.856095000000003,44.510120000000001,79.420428999999999,47.112336999999997,49.589040000000004,39.199656000000004,70.036342000000005,54.678069000000001,77.940843999999998,68.737081000000003,17.473617999999998,46.092343,61.353639000000001,44.463397999999998,42.436964000000003,58.238144999999996,24.275917,11.084513000000001,19.912188999999998,23.922408000000001,15.903030000000001,11.868613999999999,9.8195769999999989,3.9259490000000001,1.6355789999999999,5.3430209999999994,5.6680000000000003E-3,0,0.19349,3.0449999999999998E-2,0,0,0,7.6560000000000003E-2,0,0,0,0,0,0,0,0,0,0,0,0,0,0,0,0,0,0,null,1446.4932165592691,1510.2003348647227,1092.6930667980478,1554.9367583159722,1747.1383242241598,2206.6381817704073,3162.7815483025342,3046.7857628739989,2883.0996426806314,2505.948714085107,3212.0461149106754,2359.2669288731499,2184.1633380217618,1790.3134260693696,1560.8619852503416,2413.5322513746969,1643.5523818058191,1722.815518917937,3236.1912818888927,1748.1193388359509,3012.5416036465449,2753.3137627990895,2681.4150172354916,2004.7331834776905,1244.7891440478618,1452.5210717088987,1460.4445255574242,4356.9531655605097,2673.6043236871719,5976.1154127214322,5317.1588444730987,6288.6515843052084,5112.3197087745175,8788.9590149655232,7792.8784014113435,4682.4803859627164,4956.1747196436872,3566.8584926421508,3395.4030243438729,3828.6285062867114,3636.9380386957614,6489.4720409568872,3849.5661329862451,4051.9384328419169,3203.0181003823072,5722.6948907553069,4467.7648370422612,6368.5746143046181,5616.5318035047239,1427.7756604079914,3766.2220535310239,5013.2280814230062,3633.1203671405297,3467.5397104829785,4758.6599374160151,1983.5939773139476,905.71957501165298,1627.0321807220314,1954.7086287882348,1299.4423456400446,969.78875193320198,802.36119595278569,320.79071582102193,133.64375293510722,436.58018258432605,0.46313433446882585,0,15.810138033940211,2.4880805371516841,0,0,0,6.2557453505528064,0,0,0,0,0,0,0,0,0,0,0,0,0,0,0,0,0,0]
[1,"OVERHEAD CONDUCTORS","˃ 11 kv & < = 22 kv ; multiple-phase",66.261223854863431,75.916238097539804,162.7177324392714,66.261223854863431,66.107399635014147,8.1306457083686876,2,5.6311499999999999,2.68669,11.546049999999999,9.9442500000000003,9.508280000000001,8.2909299999999995,17.336201000000003,9.3928899999999995,16.823108000000001,5.6836319999999994,16.38804,9.6601700000000008,7.5880799999999997,6.2698939999999999,3.7902800000000001,4.7412799999999997,11.634729999999999,5.8322099999999999,4.5407999999999999,23.461364,2.1048,12.949731999999999,18.533989000000002,1.3655599999999999,8.2577499999999997,5.5879700000000003,1.9056849999999999,14.353442999999999,9.1089069999999985,44.509402999999999,42.665427999999999,35.605078999999996,54.144152999999996,47.913213999999996,32.380664000000003,36.853150999999997,48.676154000000004,55.289716999999996,32.03586,52.989345999999998,32.885839999999995,52.795915000000001,51.203108999999998,50.130978000000006,34.588836999999998,25.832234,7.1393300000000002,15.112718999999998,9.4451540000000005,4.4079600000000001,34.656928999999998,13.25605,21.690416000000003,10.41751,16.316638999999999,0.36819999999999997,5.5348699999999997,4.1057799999999993,9.1955599999999986,8.9149999999999991,16.47419,2.8792199999999997,6.9465200000000005,1.0980799999999999,1.28111,2.51505,0,0,0.84989000000000003,0,0,0,0,0,0,0,0,0,3.2292399999999999,0,0,0.12040000000000001,0,0,0,0,0,0,0,0,0,null,373.12689071031423,178.02336751862302,765.05540368944582,658.91817531872573,630.03026955472092,549.36716869500287,1148.7178952539075,622.38438693410819,1114.7197251225439,376.60441226066513,1085.8915869824561,640.0946868460361,502.79546750861209,415.45084988026508,251.14859155261178,314.16301543858685,770.93144902089512,386.44937237857306,300.87896528016387,1554.578691944434,139.46662396971655,858.06509091248824,1228.0847940525766,90.483676847247295,547.16862128749847,370.26573106426122,126.2730203818554,951.07669971102246,603.56732580013238,2949.24751582933,2827.0634755715582,2359.2361099890968,3587.6578423649753,3174.7881984599762,2145.5824258731177,2441.9348881680839,3225.3415365878063,3663.5643150090477,2122.7352908430653,3511.1389172288118,2179.0560058952215,3498.3219424373419,3392.7806675139723,3321.7399553212344,2291.8986713363829,1711.6754397452141,473.06074330374213,1001.3872567146477,625.84746353765877,292.07682430328384,2296.410530591108,878.36209648126237,1437.2335100811117,690.27696212027831,1081.160469337995,24.397382623360713,366.74726007756794,272.05400767882111,609.30905963082785,590.7188106661074,1091.5999914175527,190.78064094739986,460.28491673228598,72.760124690548437,84.887916492704093,166.65029105617427,0,0,56.314751542009887,0,0,0,0,0,0,0,0,0,213.97339452107917,0,0,7.9778513521255574,0,0,0,0,0,0,0,0,0]
[1,"OVERHEAD CONDUCTORS","˃ 11 kv & < = 22 kv ; single-phase",66.261223854863431,118.68886382878587,"",66.261223854863431,66.107399635014147,8.1306457083686876,2,0.26362999999999998,1.8699999999999998E-2,3.7431100000000002,3.4504999999999999,2.1535000000000002,0,5.1878100000000007,12.82043,22.658249999999999,13.360569999999999,1.02182,0.27655000000000002,1.2007399999999999,2.8031999999999999,6.1039999999999997E-2,0.80974999999999997,0.24841999999999997,1.4541900000000001,0.91982000000000008,0,0.24446999999999999,0,8.4229999999999999E-2,0,0,0.50739999999999996,0,0.99541000000000002,0.30939,1.006,1.7411400000000001,3.0373099999999997,2.33548,1.20756,10.446569999999999,12.0726,24.438279999999999,11.745209999999998,6.57768,5.9860299999999995,3.5355599999999998,5.72973,15.03782,10.906409999999999,4.8366099999999994,5.81494,5.4918500000000003,7.8987700000000007,3.79488,0.49682999999999999,0.54603999999999997,2.0717399999999997,7.9469500000000002,0.29055000000000003,1.9127700000000001,0.73041,3.4319799999999998,4.33406,0,0.44768999999999998,2.7646100000000002,0.86129999999999995,0,0,0,0,0,0,0,0,0,0,0,0,0,0,0,0,0,0,0,0,0,0,0,0,0,0,0,0,0,null,17.468446444857644,1.239084886085946,248.02304962337786,228.63435291120626,142.69354557144842,0,343.75063972649912,849.49738214560682,1501.3633754094592,885.28771959857261,67.707043759376546,18.324541457062484,79.562501931488711,185.74346270995315,4.0445851041008636,53.655026016475659,16.460613230025171,96.356409117503858,60.948398926180488,0,16.198881395798463,0,5.5811828852951466,0,0,33.620944983957699,0,65.957084837369607,20.500560048456197,66.658791197992613,115.37006730265692,201.25587782661523,154.75176308855646,80.014403478178878,692.20251328550069,799.94525111022426,1619.3103417078319,778.25198903238038,435.84512692565806,396.64167383192813,234.27053261230094,379.65892215792667,996.42435730914235,722.67207446292105,320.47969790867097,385.30504104259956,363.89670222733173,523.3821671480797,251.45339318234414,32.920563847811799,36.181278673709627,137.27602790907474,526.57463291340696,19.25219859103057,126.74248115286713,48.3978605158308,227.4071950454142,287.18011986040938,0,29.664487307583808,183.18644208139401,57.070792106193871,0,0,0,0,0,0,0,0,0,0,0,0,0,0,0,0,0,0,0,0,0,0,0,0,0,0,0,0,0]
[1,"OVERHEAD CONDUCTORS","> 1 kv & < = 11 kv",66.261223854863431,58.930852846750383,"",58.930852846750383,66.107399635014147,8.1306457083686876,2,1.9844000000000002,0.51112000000000002,1.3440699999999999,0.71269000000000005,1.52803,0.38261000000000001,3.0202800000000001,0.61460999999999999,0.71348,1.5720499999999999,5.0076299999999998,1.1480899999999998,1.09605,2.2650300000000003,0.22141999999999998,0.45873000000000003,0.70316000000000001,0.31713999999999998,0.11953,1.41801,1.1471179999999999,2.2168699999999997,1.7945229999999999,0,0.60142999999999991,1.40452,1.1746300000000001,2.4201199999999998,1.72309,9.2180900000000001,2.6464499999999997,12.049149,8.3402819999999984,12.481,12.981200000000001,1.9185260000000002,0.78862999999999994,5.6697499999999996,12.414882,4.8471899999999994,11.001340000000001,14.922254000000001,6.95817,16.035685000000001,8.4188150000000004,4.461551,3.258162,4.4512510000000001,3.0830900000000003,1.43584,6.1802099999999998,12.690200000000001,3.0491250000000001,14.997717,12.77252,7.3470200000000006,5.3215200000000005,0.60582000000000003,4.2056319999999996,0.78010999999999997,1.17424,0,0,6.7080000000000001E-2,0.38579000000000002,0,0,0,0,0,0,0,0,0,0,0,0,0.24636000000000002,0,0,0,0,0,0,0,0,0,0,0,0,0,null,116.94238438909147,30.120737507031055,79.207191385731775,41.999429515350535,90.048111075419982,22.547533607695165,177.98767623598326,36.21949146814125,42.045984889099465,92.642247217733939,295.10390664097264,67.657922844825634,64.591161262680757,133.48014962347503,13.048469437327469,27.033350126389806,41.437818487721003,18.689330671818414,7.0440048407720735,83.564538645220509,67.6006420558586,130.64203975037552,105.75277084310903,0,35.44278282762108,82.769561440317844,69.221947679378403,142.61973559147754,101.54316323170711,543.22990531810126,155.95755551628253,710.06662664756948,491.49993124240086,735.51597438029148,764.9931869742361,113.06037338866463,46.474638480532754,334.12320292786296,731.61958425177011,285.64904061023998,648.3183486570689,879.38115461583232,410.05089235267309,944.99659303184251,496.12794790901484,262.92300544927201,192.00626537287391,262.31601766495049,181.68912310328767,84.615275751478066,364.20504607201519,747.84430879583181,179.68753668634776,883.82825356420665,752.69549660217626,432.96615448213203,313.60171204103915,35.701489271618321,247.84148051958448,45.97254761427844,69.198964646768161,0,0,3.9530816089600158,22.734933719747833,0,0,0,0,0,0,0,0,0,0,0,0,14.518204907325426,0,0,0,0,0,0,0,0,0,0,0,0,0]
[1,"OVERHEAD CONDUCTORS","> 22 kv & < = 66 kv",66.261223854863431,113.85250597581967,"",66.261223854863431,66.107399635014147,8.1306457083686876,2,2.1515599999999999,1.7095899999999999,14.211040000000001,0.8528,6.2591599999999996,2.82056,0.62130999999999992,4.9574829999999999,1.1436600000000001,0,1.11565,0.25818000000000002,1.2607699999999999,10.460520000000001,23.50375,0,0.18095,4.7083999999999993,3.3149600000000001,17.718509999999998,0,6.0015700000000001,0.57991999999999999,0,0,0.24221999999999999,2.3780300000000003,6.1893900000000004,0,1.11619,0,0,0,3.7816000000000001,0,14.978959999999999,2.80158,34.08699,1.6926300000000001,9.9954000000000001,15.129610000000001,0,4.1534300000000002,3.6043499999999997,12.36741,2.6895199999999999,13.10768,0.44086999999999998,0,0,20.906130000000001,0,8.0166000000000004,39.931350000000002,0,24.360959999999999,0,0,0,0,0,0,0,0,0,0,0,0,0,0,0,0,0,0,0,0,0,0,0,0,0,0,0,0,0,0,0,0,0,0,0,null,142.56499879716995,113.27952569003597,941.64090265041841,56.507571703427537,414.73960190340699,186.89375755607361,41.168760993265195,328.48889081967991,75.780311273853115,0,73.924334393678393,17.10732277484864,83.540163199496163,693.12685735827608,1557.3872401787464,0,11.989968456537538,311.98434639823893,219.65330662991809,1174.0501574846362,0,397.67137325063271,38.426208937912399,0,0,16.049793642125021,157.5711781635809,410.11655631505317,0,73.960115454560011,0,0,0,250.57344412955155,0,992.52422167304508,185.6361195273083,2258.6456749284912,112.1557353334575,662.30743691890189,1002.5064750467805,0,275.21135499550542,238.82864220127698,819.47972251487647,178.21088678213229,868.53091869791626,29.212585760893639,0,0,1385.2657598688761,0,531.18972715489815,2645.9001211769009,0,1614.1870238793738,0,0,0,0,0,0,0,0,0,0,0,0,0,0,0,0,0,0,0,0,0,0,0,0,0,0,0,0,0,0,0,0,0,0,0]
[2,"POLES","˂ = 1 kv ; concrete",14.749256544601892,11.128099823622188,9.7186080796212497,9.7186080796212497,69.432445616379013,8.3326133725487956,2,37,18,6,15,5,8,8,20,9,15,9,13,20,16,14,10,25,21,21,49,134,340,409,269,204,509,733,516,674,885,317,743,548,576,550,468,406,193,215,656,35,583,182,125,23,15,107,84,17,7,8,13,13,9,3,5,3,6,4,1,0,3,0,2,2,1,2,0,0,3,0,0,0,0,0,0,0,0,0,2,0,0,0,1,0,0,0,1,0,0,0,null,359.58849894598626,174.93494543318249,58.311648477727502,145.77912119431875,48.593040398106247,77.748864636969998,77.748864636969998,194.37216159242499,87.467472716591246,145.77912119431875,87.467472716591246,126.34190503507625,194.37216159242499,155.49772927394,136.0605131146975,97.186080796212494,242.96520199053126,204.09076967204624,204.09076967204624,476.21179590144123,1302.2934826692474,3304.3267470712249,3974.9107045650912,2614.3055734181162,1982.5960482427349,4946.7715125272161,7123.7397223623757,5014.8017690845645,6550.3418456647223,8600.9681504648051,3080.7987612399361,7220.9258031585887,5325.7972276324444,5597.9182538618397,5345.2344437916872,4548.3085812627451,3945.7548803262275,1875.6913593669012,2089.5007371185688,6375.40690023154,340.15128278674376,5665.948510419189,1768.7866704910675,1214.8260099526562,223.52798583128873,145.77912119431875,1039.8910645194737,816.36307868818494,165.21633735356124,68.03025655734875,77.748864636969998,126.34190503507625,126.34190503507625,87.467472716591246,29.155824238863751,48.593040398106247,29.155824238863751,58.311648477727502,38.874432318484999,9.7186080796212497,0,29.155824238863751,0,19.437216159242499,19.437216159242499,9.7186080796212497,19.437216159242499,0,0,29.155824238863751,0,0,0,0,0,0,0,0,0,19.437216159242499,0,0,0,9.7186080796212497,0,0,0,9.7186080796212497,0,0,0]
[2,"POLES","˂ = 1 kv ; steel",14.749256544601892,9.0684548732328469,"",9.0684548732328469,69.432445616379013,8.3326133725487956,2,0,4,3,8,0,13,8,13,0,5,10,9,5,9,7,0,7,15,22,35,13,28,16,4,15,20,16,17,15,13,20,29,14,13,13,20,4,6,7,11,5,6,3,8,8,5,3,3,2,8,10,3,5,6,10,3,1,7,1,0,0,0,0,3,0,0,0,0,0,0,0,0,0,0,0,0,0,0,0,0,0,0,1,0,0,0,0,0,0,0,0,null,0,36.273819492931388,27.205364619698543,72.547638985862775,0,117.88991335202701,72.547638985862775,117.88991335202701,0,45.342274366164233,90.684548732328466,81.616093859095628,45.342274366164233,81.616093859095628,63.47918411262993,0,63.47918411262993,136.02682309849271,199.50600721112264,317.39592056314962,117.88991335202701,253.91673645051972,145.09527797172555,36.273819492931388,136.02682309849271,181.36909746465693,145.09527797172555,154.16373284495839,136.02682309849271,117.88991335202701,181.36909746465693,262.98519132375259,126.95836822525986,117.88991335202701,117.88991335202701,181.36909746465693,36.273819492931388,54.410729239397085,63.47918411262993,99.753003605561318,45.342274366164233,54.410729239397085,27.205364619698543,72.547638985862775,72.547638985862775,45.342274366164233,27.205364619698543,27.205364619698543,18.136909746465694,72.547638985862775,90.684548732328466,27.205364619698543,45.342274366164233,54.410729239397085,90.684548732328466,27.205364619698543,9.0684548732328469,63.47918411262993,9.0684548732328469,0,0,0,0,27.205364619698543,0,0,0,0,0,0,0,0,0,0,0,0,0,0,0,0,0,0,9.0684548732328469,0,0,0,0,0,0,0,0]
[2,"POLES","˂ = 1 kv ; wood",3.5318181720334834,4.3897798836331567,9.9366543618670971,3.5318181720334834,65.560121795959049,8.0969205131308435,2,221,247,166,165,147,202,291,306,139,156,168,190,120,134,116,122,179,161,282,195,163,67,118,117,64,85,108,217,152,344,340,537,381,815,634,530,666,454,414,543,619,665,471,931,771,864,814,1295,1228,596,883,1076,1087,697,955,802,626,665,725,473,358,296,238,106,144,68,127,21,34,94,11,16,39,10,8,7,23,52,57,131,66,68,39,39,19,20,13,9,2,2,5,null,780.5318160193998,872.35908849227042,586.28181655755827,582.7499983855248,519.17727128892204,713.42727075076368,1027.7590880617436,1080.7363606422459,490.92272591265419,550.96363483722337,593.34545290162521,671.04545268636184,423.81818064401801,473.26363505248679,409.69090795588409,430.88181698808495,632.19545279399347,568.62272569739082,995.97272451344236,688.70454354652929,575.68636204145776,236.6318175262434,416.75454429995102,413.22272612791755,226.03636301014294,300.20454462284607,381.43636257961623,766.40454333126593,536.8363621490895,1214.9454511795184,1200.8181784913843,1896.5863583819805,1345.6227235447573,2878.4318102072889,2239.1727210692284,1871.8636311777461,2352.1909025742998,1603.4454501032014,1462.172723221862,1917.7772674141816,2186.195448488726,2348.6590844022662,1663.4863590277707,3288.122718163173,2723.0318106378159,3051.4909006369298,2874.8999920352553,4573.7045327833612,4337.0727152571171,2104.9636305319559,3118.5954459055656,3800.2363531080282,3839.0863530003962,2461.6772659073381,3372.8863542919767,2832.5181739708537,2210.9181756929606,2348.6590844022662,2560.5681747242757,1670.5499953718377,1264.3909055879869,1045.418178921911,840.57272494396909,374.37272623554924,508.58181677282158,240.16363569827686,448.5409078482524,74.168181612703151,120.08181784913843,331.99090817114745,38.849999892368317,56.509090752535734,137.74090870930584,35.318181720334834,28.254545376267867,24.722727204234385,81.231817956770115,183.65454494574112,201.31363580590855,462.66818053638633,233.0999993542099,240.16363569827686,137.74090870930584,137.74090870930584,67.104545268636187,70.636363440669669,45.913636236435281,31.786363548301349,7.0636363440669667,7.0636363440669667,17.659090860167417]
[2,"POLES","˃ 11 kv & < = 22 kv ; concrete",19.314653137652215,12.34058880412428,21.191594877530502,12.34058880412428,64.908665909847429,8.0565914573005024,2,46,55,45,38,66,76,59,51,71,54,52,49,60,54,41,47,44,56,58,75,105,273,188,133,98,242,277,227,123,190,102,276,157,165,259,290,142,63,240,271,12,222,65,36,2,3,10,7,10,1,1,1,4,3,5,2,2,0,2,3,1,0,0,0,1,1,0,0,0,0,0,0,0,0,0,0,0,1,0,0,0,0,0,0,0,1,0,0,0,0,0,null,567.66708498971684,678.73238422683539,555.32649618559265,468.94237455672265,814.47886107220256,937.88474911344531,728.09473944333251,629.37002901033827,876.18180509282388,666.39179542271108,641.71061781446258,604.68885140208977,740.43532824745682,666.39179542271108,505.96414096909552,580.00767379384115,542.98590738146834,691.0729730309597,715.75415063920832,925.544160309321,1295.7618244330495,3368.9807435259286,2320.0306951753646,1641.2983109485292,1209.3777028041795,2986.4224905980759,3418.3430987424258,2801.3136585362117,1517.8924229072866,2344.7118727836132,1258.7400580206765,3406.0025099383015,1937.4724422475119,2036.1971526805062,3196.2125002681887,3578.7707531960414,1752.3636101856478,777.45709465982964,2961.7413129898273,3344.29956591768,148.08706564949136,2739.6107145155902,802.13827226807825,444.26119694847409,24.681177608248561,37.021766412372841,123.4058880412428,86.384121628869963,123.4058880412428,12.34058880412428,12.34058880412428,12.34058880412428,49.362355216497122,37.021766412372841,61.702944020621402,24.681177608248561,24.681177608248561,0,24.681177608248561,37.021766412372841,12.34058880412428,0,0,0,12.34058880412428,12.34058880412428,0,0,0,0,0,0,0,0,0,0,0,12.34058880412428,0,0,0,0,0,0,0,12.34058880412428,0,0,0,0,0]
[2,"POLES","˃ 11 kv & < = 22 kv ; steel",19.314653137652215,10.15045560150087,"",10.15045560150087,64.908665909847429,8.0565914573005024,2,1,0,3,0,0,0,0,0,0,0,0,0,0,0,4,0,2,0,0,0,1,0,1,2,0,0,0,0,0,2,0,0,0,1,0,1,0,0,0,0,0,0,0,0,0,0,0,0,0,0,0,0,1,0,0,0,0,0,0,0,2,0,0,0,0,0,0,0,0,0,0,0,0,0,0,0,0,0,0,0,0,0,0,0,0,0,0,0,0,0,0,null,10.15045560150087,0,30.451366804502609,0,0,0,0,0,0,0,0,0,0,0,40.601822406003478,0,20.300911203001739,0,0,0,10.15045560150087,0,10.15045560150087,20.300911203001739,0,0,0,0,0,20.300911203001739,0,0,0,10.15045560150087,0,10.15045560150087,0,0,0,0,0,0,0,0,0,0,0,0,0,0,0,0,10.15045560150087,0,0,0,0,0,0,0,20.300911203001739,0,0,0,0,0,0,0,0,0,0,0,0,0,0,0,0,0,0,0,0,0,0,0,0,0,0,0,0,0,0]
[2,"POLES","˃ 11 kv & < = 22 kv ; wood",4.4424295966098422,7.031845558797154,14.60853692521666,4.4424295966098422,62.836203352236055,7.9269289988138567,2,133,190,198,244,285,330,388,365,267,302,282,225,192,163,167,149,278,181,241,209,144,135,128,153,63,121,197,223,285,764,605,553,427,773,496,446,519,363,407,327,384,441,487,539,447,545,516,505,572,334,473,521,532,392,664,308,222,199,265,196,144,82,52,26,26,58,17,32,18,11,17,2,0,2,4,5,6,32,50,28,28,37,2,22,8,0,1,0,0,0,0,null,590.84313634910905,844.06162335586998,879.60106012874871,1083.9528215728014,1266.092435033805,1466.0017668812479,1723.6626834846188,1621.4868027625923,1186.1287022948279,1341.6137381761723,1252.7651462439756,999.5466592372145,852.94648254908975,724.11602424740431,741.88574263384362,661.92200989486651,1234.995427857536,804.07975698638143,1070.625532782972,928.46778569145704,639.70986191181726,599.7279955423287,568.6309883660598,679.69172828130581,279.87306458642007,537.53398118979089,875.15863053213889,990.66180004399484,1266.092435033805,3394.0162118099192,2687.6699059489547,2456.6635669252428,1896.9174377524025,3433.9980781794079,2203.4450799184815,1981.3236000879897,2305.6209606405082,1612.6019435693727,1808.0688458202058,1452.6744780914185,1705.8929650981795,1959.1114521049403,2163.4632135489933,2394.4695525727047,1985.7660296845995,2421.1241301523642,2292.2936718506785,2243.4269462879702,2541.0697292608297,1483.7714852676872,2101.2691991964552,2314.5058198337279,2363.3725453964362,1741.4324018710581,2949.7732521489352,1368.2683157558313,986.2193704473849,884.04348972535854,1177.2438431016083,870.71620093552906,639.70986191181726,364.27922692200707,231.0063390237118,115.5031695118559,115.5031695118559,257.66091660337082,75.521303142367316,142.15774709151495,79.963732738977157,48.866725562708261,75.521303142367316,8.8848591932196843,0,8.8848591932196843,17.769718386439369,22.21214798304921,26.654577579659055,142.15774709151495,222.12147983049212,124.38802870507558,124.38802870507558,164.36989507456417,8.8848591932196843,97.733451125416522,35.539436772878737,0,4.4424295966098422,0,0,0,0]
[2,"POLES","> 1 kv & < = 11 kv ; concrete",18.13628059866469,11.101511926289906,14.934140099186397,11.101511926289906,71.056789127956776,8.4295189143839497,2,28,19,15,20,22,24,20,22,16,26,25,20,11,18,10,9,8,7,11,19,17,54,31,38,65,39,36,52,38,44,18,124,60,58,66,125,64,24,84,125,8,114,53,9,2,0,4,0,0,0,0,0,0,1,1,0,1,0,1,0,0,0,1,0,0,0,0,0,0,0,0,0,0,0,0,0,0,0,1,0,0,0,0,0,0,0,0,0,0,0,0,null,310.84233393611737,210.9287265995082,166.52267889434859,222.0302385257981,244.23326237837793,266.43628623095776,222.0302385257981,244.23326237837793,177.62419082063849,288.63931008353757,277.53779815724766,222.0302385257981,122.11663118918896,199.82721467321829,111.01511926289905,99.913607336609147,88.812095410319245,77.710583484029343,122.11663118918896,210.9287265995082,188.72570274692839,599.48164401965494,344.14686971498708,421.85745319901639,721.59827520884392,432.95896512530629,399.65442934643659,577.27862016707513,421.85745319901639,488.46652475675586,199.82721467321829,1376.5874788599483,666.09071557739435,643.88769172481454,732.69978713513376,1387.6889907862383,710.49676328255396,266.43628623095776,932.52700180835211,1387.6889907862383,88.812095410319245,1265.5723595970492,588.38013209336498,99.913607336609147,22.203023852579811,0,44.406047705159622,0,0,0,0,0,0,11.101511926289906,11.101511926289906,0,11.101511926289906,0,11.101511926289906,0,0,0,11.101511926289906,0,0,0,0,0,0,0,0,0,0,0,0,0,0,0,11.101511926289906,0,0,0,0,0,0,0,0,0,0,0,0]
[2,"POLES","> 1 kv & < = 11 kv ; steel",18.13628059866469,8.1426411680844826,"",8.1426411680844826,71.056789127956776,8.4295189143839497,2,0,0,0,0,0,0,0,0,0,0,0,0,0,0,0,0,0,0,0,0,0,0,0,0,0,0,0,0,0,0,0,0,0,0,0,0,0,0,0,0,0,0,0,0,0,0,0,0,0,0,0,1,0,0,0,0,0,0,0,0,0,0,0,0,0,0,0,0,0,0,0,0,0,0,0,0,0,0,0,0,0,0,0,0,0,0,0,0,0,0,0,null,0,0,0,0,0,0,0,0,0,0,0,0,0,0,0,0,0,0,0,0,0,0,0,0,0,0,0,0,0,0,0,0,0,0,0,0,0,0,0,0,0,0,0,0,0,0,0,0,0,0,0,8.1426411680844826,0,0,0,0,0,0,0,0,0,0,0,0,0,0,0,0,0,0,0,0,0,0,0,0,0,0,0,0,0,0,0,0,0,0,0,0,0,0,0]
[2,"POLES","> 1 kv & < = 11 kv ; wood",4.7522000948946044,6.1248073868550463,15.29163245391355,4.7522000948946044,70.138825927894544,8.3748925920213768,2,56,46,51,96,66,43,55,75,53,35,69,51,36,17,14,18,32,24,41,33,16,27,24,40,18,27,36,57,84,144,110,190,112,216,120,63,40,97,150,82,71,65,96,104,91,93,83,72,83,46,71,166,153,101,169,152,92,108,128,90,104,49,51,16,33,28,29,6,15,16,12,0,14,2,1,0,8,51,16,20,7,6,9,13,4,8,5,3,1,0,1,null,266.12320531409785,218.6012043651518,242.36220483962484,456.21120910988202,313.64520626304386,204.344604080468,261.37100521920325,356.41500711709534,251.86660502941402,166.32700332131117,327.90180654772769,242.36220483962484,171.07920341620576,80.787401613208274,66.530801328524461,85.539601708102879,152.07040303662734,114.05280227747051,194.84020389067877,156.82260313152193,76.03520151831367,128.30940256215433,114.05280227747051,190.08800379578418,85.539601708102879,128.30940256215433,171.07920341620576,270.87540540899244,399.18480797114677,684.31681366482303,522.74201043840651,902.91801802997486,532.24641062819569,1026.4752204972347,570.26401138735253,299.38860597836009,190.08800379578418,460.96340920477661,712.83001423419068,389.68040778135753,337.40620673751692,308.89300616814927,456.21120910988202,494.22880986903886,432.45020863540901,441.95460882519819,394.43260787625218,342.15840683241152,394.43260787625218,218.6012043651518,337.40620673751692,788.86521575250435,727.08661451887451,479.97220958435503,803.12181603718818,722.33441442397987,437.2024087303036,513.23761024861733,608.28161214650936,427.69800854051437,494.22880986903886,232.8578046498356,242.36220483962484,76.03520151831367,156.82260313152193,133.06160265704892,137.81380275194351,28.513200569367626,71.283001423419066,76.03520151831367,57.026401138735253,0,66.530801328524461,9.5044001897892088,4.7522000948946044,0,38.017600759156835,242.36220483962484,76.03520151831367,95.044001897892088,33.265400664262231,28.513200569367626,42.769800854051439,61.778601233629857,19.008800379578418,38.017600759156835,23.761000474473022,14.256600284683813,4.7522000948946044,0,4.7522000948946044]
[2,"POLES","> 22 kv & < = 66 kv ; concrete",18.951573331460036,19.73151047820069,21.191594877530502,18.951573331460036,65.128683613340911,8.0702344212136055,2,31,12,3,1,1,3,3,7,7,0,10,7,2,2,24,2,6,8,7,6,10,37,32,19,57,28,9,6,2,4,3,9,7,3,18,12,15,3,16,5,1,8,30,1,0,1,7,14,0,0,0,0,0,0,1,1,1,0,0,0,0,0,0,0,0,0,0,0,0,0,0,0,0,0,0,0,0,0,0,0,0,1,0,0,0,0,0,0,0,0,0,null,587.4987732752611,227.41887997752042,56.854719994380105,18.951573331460036,18.951573331460036,56.854719994380105,56.854719994380105,132.66101332022026,132.66101332022026,0,189.51573331460037,132.66101332022026,37.903146662920072,37.903146662920072,454.83775995504084,37.903146662920072,113.70943998876021,151.61258665168029,132.66101332022026,113.70943998876021,189.51573331460037,701.20821326402131,606.45034660672115,360.07989329774068,1080.239679893222,530.64405328088105,170.56415998314031,113.70943998876021,37.903146662920072,75.806293325840144,56.854719994380105,170.56415998314031,132.66101332022026,56.854719994380105,341.12831996628063,227.41887997752042,284.27359997190052,56.854719994380105,303.22517330336058,94.757866657300184,18.951573331460036,151.61258665168029,568.54719994380105,18.951573331460036,0,18.951573331460036,132.66101332022026,265.32202664044053,0,0,0,0,0,0,18.951573331460036,18.951573331460036,18.951573331460036,0,0,0,0,0,0,0,0,0,0,0,0,0,0,0,0,0,0,0,0,0,0,0,0,18.951573331460036,0,0,0,0,0,0,0,0,0]
[2,"POLES","> 22 kv & < = 66 kv ; steel",18.951573331460036,20.712178089791255,"",18.951573331460036,65.128683613340911,8.0702344212136055,2,0,0,0,0,0,0,2,0,0,0,0,0,0,0,0,0,0,0,2,0,0,0,1,0,0,0,0,0,0,0,0,1,1,2,0,0,0,1,0,0,0,0,0,0,0,2,0,0,0,0,1,0,0,0,0,0,0,0,0,0,0,0,0,0,0,0,0,0,0,0,0,0,0,0,0,0,0,0,0,0,0,0,0,0,0,0,0,0,0,0,0,null,0,0,0,0,0,0,37.903146662920072,0,0,0,0,0,0,0,0,0,0,0,37.903146662920072,0,0,0,18.951573331460036,0,0,0,0,0,0,0,0,18.951573331460036,18.951573331460036,37.903146662920072,0,0,0,18.951573331460036,0,0,0,0,0,0,0,37.903146662920072,0,0,0,0,18.951573331460036,0,0,0,0,0,0,0,0,0,0,0,0,0,0,0,0,0,0,0,0,0,0,0,0,0,0,0,0,0,0,0,0,0,0,0,0,0,0,0,0]
[2,"POLES","> 22 kv & < = 66 kv ; wood",4.415387775119326,8.2704443687302955,null,4.415387775119326,62.230770492520648,7.8886482043833501,2,36,80,194,53,98,55,37,72,27,18,69,23,29,39,291,25,23,184,95,24,20,30,15,18,13,28,45,12,33,71,52,70,52,266,137,125,71,51,82,17,26,23,152,109,170,51,45,29,29,47,55,33,47,154,189,182,48,14,13,17,18,12,9,2,7,2,1,15,5,6,1,0,1,1,1,6,0,7,0,5,7,18,0,0,0,0,0,0,0,0,0,null,158.95395990429574,353.23102200954611,856.58522837314922,234.01555208132427,432.70800196169392,242.84632763156293,163.36934767941506,317.90791980859149,119.21546992822181,79.476979952147872,304.66175648323349,101.5539188277445,128.04624547846046,172.20012322965371,1284.8778425597238,110.38469437798315,101.5539188277445,812.43135062195597,419.46183863633598,105.96930660286382,88.307755502386527,132.46163325357978,66.230816626789888,79.476979952147872,57.40004107655124,123.63085770334112,198.69244988036968,52.984653301431912,145.70779657893775,313.49253203347217,229.60016430620496,309.0771442583528,229.60016430620496,1174.4931481817407,604.90812519134761,551.92347188991573,313.49253203347217,225.18477653108562,362.06179755978474,75.061592177028544,114.80008215310248,101.5539188277445,671.1389418181376,481.27726748800654,750.61592177028547,225.18477653108562,198.69244988036968,128.04624547846046,128.04624547846046,207.52322543060833,242.84632763156293,145.70779657893775,207.52322543060833,679.96971736837622,834.5082894975526,803.60057507171734,211.93861320572765,61.815428851670561,57.40004107655124,75.061592177028544,79.476979952147872,52.984653301431912,39.738489976073936,8.830775550238652,30.90771442583528,8.830775550238652,4.415387775119326,66.230816626789888,22.076938875596632,26.492326650715956,4.415387775119326,0,4.415387775119326,4.415387775119326,4.415387775119326,26.492326650715956,0,30.90771442583528,0,22.076938875596632,30.90771442583528,79.476979952147872,0,0,0,0,0,0,0,0,0]
[2,"POLES","staking of a wooden pole",16.254638055578649,9.8296272019812889,null,9.8296272019812889,33.634558370605838,5.7995308750454839,2,969,1416,418,294,1868,1261,876,309,522,296,512,322,148,268,628,675,310,173,134,123,143,217,400,343,352,89,23,104,124,83,1,1,3,21,1,0,0,0,1,0,0,0,0,1,0,0,0,0,1,7,1,0,1,0,0,0,0,0,0,0,0,0,0,0,0,0,0,0,0,0,0,0,0,0,0,0,0,0,0,1,0,0,0,0,0,0,0,0,0,0,0,null,9524.9087587198683,13918.752118005505,4108.7841704281791,2889.910397382499,18361.743613301049,12395.159901698406,8610.7534289356099,3037.3548054122184,5131.0653994342329,2909.5696517864617,5032.7691274144199,3165.1399590379751,1454.7848258932308,2634.3400901309856,6173.0058828442498,6634.9983613373697,3047.1844326141995,1700.5255059427629,1317.1700450654928,1209.0441458436985,1405.6366898833244,2133.0291028299398,3931.8508807925155,3371.5621302795821,3460.0287750974139,874.83682097633471,226.08142564556965,1022.281229006054,1218.8737730456799,815.85905776444702,9.8296272019812889,9.8296272019812889,29.488881605943867,206.42217124160706,9.8296272019812889,0,0,0,9.8296272019812889,0,0,0,0,9.8296272019812889,0,0,0,0,9.8296272019812889,68.80739041386903,9.8296272019812889,0,9.8296272019812889,0,0,0,0,0,0,0,0,0,0,0,0,0,0,0,0,0,0,0,0,0,0,0,0,0,0,9.8296272019812889,0,0,0,0,0,0,0,0,0,0,0]
[3,"SERVICE LINES","˂ = 11 kv ; commercial and industrial ; simple type",0.86710854907705359,1.0123313408943999,0.76955765860485337,0.76955765860485337,56.118708311210142,7.4912421073684534,2,1342,1820,2070,2117,1918,1838,1402,1488,1365,1500,1134,1190,1512,1381,1704,1687,1856,2107,1769,1593,1574,1569,1006,797,1033,866,931,822,789,794,673,517,401,398,415,260,251,282,237,290,258,167,224,195,279,364,270,333,344,303,263,244,277,288,310,246,229,240,217,202,12,14,5,3,2,0,2,3,12,2,1,2,1,0,0,0,2,1,4,0,1,1,1,4,0,1,0,0,0,0,1,null,1032.7463778477131,1400.5949386608331,1592.9843533120466,1629.1535632664745,1476.0115892041088,1414.4469765157205,1078.9198373640045,1145.1017960040217,1050.446203995625,1154.3364879072801,872.67838485790367,915.77361373977556,1163.5711798105383,1062.7591265333026,1311.3262502626701,1298.2437700663877,1428.2990143706079,1621.4579866804261,1361.3474980719857,1225.9053501575313,1211.2837546440392,1207.4359663510149,774.17500455648246,613.33745390806814,794.95306133881354,666.43693235180297,716.45818016111843,632.57639537318948,607.18099263922932,611.02878093225354,517.91230424106629,397.8613094987092,308.59262110054618,306.28394812473164,319.36642832101415,200.08499123726187,193.15897230981818,217.01525972656864,182.38516508935024,223.17172099540747,198.54587592005217,128.51612898701052,172.38091552748716,150.06374342794641,214.7065867507541,280.1189877321666,207.78056782331041,256.26270031541617,264.72783456006954,233.17597055727057,202.39366421307645,187.77206869958422,213.16747143354439,221.63260567819776,238.56287416750453,189.31118401679393,176.22870382051141,184.69383806516481,166.99401191725318,155.45064703818039,9.2346919032582413,10.773807220467948,3.8477882930242666,2.3086729758145603,1.5391153172097067,0,1.5391153172097067,2.3086729758145603,9.2346919032582413,1.5391153172097067,0.76955765860485337,1.5391153172097067,0.76955765860485337,0,0,0,1.5391153172097067,0.76955765860485337,3.0782306344194135,0,0.76955765860485337,0.76955765860485337,0.76955765860485337,3.0782306344194135,0,0.76955765860485337,0,0,0,0,0.76955765860485337]
[3,"SERVICE LINES","˂ = 11 kv ; residential ; simple type",0.90134065617206915,0.92261857371230815,0.76955765860485359,0.76955765860485359,57.368172986661349,7.5741780403329146,2,7227,4745,8809,7814,10679,9197,9138,7458,6434,5544,6099,4188,5062,4846,6310,5747,5593,4505,4449,3702,3099,2710,2058,1455,2037,1868,2282,1824,2133,1904,1675,2124,1573,2167,1906,1532,1600,1559,1301,1604,1584,1403,1353,1228,2184,3183,3244,3840,3843,3117,3565,3640,3876,3243,3806,3313,2887,2986,3014,2502,38,45,26,5,11,8,12,3,7,12,1,1,5,1,0,1,2,2,6,15,4,9,13,9,1,3,2,0,0,0,5,null,5561.5931987372769,3651.5510900800305,6779.0334146501555,6013.3235443383255,8218.1062362412322,7077.6217861888381,7032.2178843311522,5739.3610178749977,4951.3339754636281,4266.4276593053082,4693.532159831002,3222.9074742371267,3895.5008678577688,3729.2764135991206,4855.9088257966259,4422.6478640020932,4304.1359845769457,3466.8572520148655,3423.7620231329938,2848.9024521551678,2384.8591840164413,2085.501254819153,1583.7496614087886,1119.7063932700619,1567.5889505780867,1437.5337062738665,1756.1305769362759,1403.673169295253,1641.4664858041526,1465.2377819836413,1289.0090781631297,1634.5404668767089,1210.5141969854346,1667.6314461967177,1466.776897300851,1178.9623329826356,1231.2922537677657,1199.7403897649667,1001.1945138449145,1234.3704844021852,1218.9793312300881,1079.6893950226097,1041.211512092367,945.01680476676017,1680.7139263930003,2449.5020273392488,2496.4450445141451,2955.1014090426379,2957.4100820184522,2398.7112218713287,2743.4730529263029,2801.1898773216672,2982.8054847524127,2495.6754868555404,2928.9364486500726,2549.54452295788,2221.7129603922122,2297.8991685940928,2319.4467830350286,1925.4332618293438,29.243191026984437,34.630094637218413,20.008499123726192,3.8477882930242679,8.4651342446533899,6.1564612688388287,9.2346919032582431,2.3086729758145608,5.3869036102339756,9.2346919032582431,0.76955765860485359,0.76955765860485359,3.8477882930242679,0.76955765860485359,0,0.76955765860485359,1.5391153172097072,1.5391153172097072,4.6173459516291215,11.543364879072804,3.0782306344194144,6.9260189274436819,10.004249561863096,6.9260189274436819,0.76955765860485359,2.3086729758145608,1.5391153172097072,0,0,0,3.8477882930242679]
[4,"SWITCHGEAR","˂ = 11 kv ; circuit breaker",79.028576136292443,104.8156265294694,"",79.028576136292443,53.777435381284207,7.3333099880807033,2,5,27,5,3,3,21,2,8,44,2,4,7,28,23,4,5,6,8,4,5,7,9,6,6,4,22,2,2,1,2,46,0,2,3,0,0,0,0,2,19,0,1,0,2,2,1,2,0,2,8,0,0,23,1,1,0,1,0,1,3,0,0,0,0,0,0,0,0,0,0,0,0,0,0,0,0,0,0,0,0,0,0,0,0,0,0,0,0,0,0,0,null,395.1428806814622,2133.7715556798958,395.1428806814622,237.08572840887734,237.08572840887734,1659.6000988621413,158.05715227258489,632.22860909033955,3477.2573499968676,158.05715227258489,316.11430454516977,553.20003295404706,2212.8001318161882,1817.6572511347263,316.11430454516977,395.1428806814622,474.17145681775469,632.22860909033955,316.11430454516977,395.1428806814622,553.20003295404706,711.25718522663203,474.17145681775469,474.17145681775469,316.11430454516977,1738.6286749984338,158.05715227258489,158.05715227258489,79.028576136292443,158.05715227258489,3635.3145022694525,0,158.05715227258489,237.08572840887734,0,0,0,0,158.05715227258489,1501.5429465895563,0,79.028576136292443,0,158.05715227258489,158.05715227258489,79.028576136292443,158.05715227258489,0,158.05715227258489,632.22860909033955,0,0,1817.6572511347263,79.028576136292443,79.028576136292443,0,79.028576136292443,0,79.028576136292443,237.08572840887734,0,0,0,0,0,0,0,0,0,0,0,0,0,0,0,0,0,0,0,0,0,0,0,0,0,0,0,0,0,0,0]
[4,"SWITCHGEAR","˂ = 11 kv ; fuse",4.8700784213067863,2.3639613525049166,2.6955785831619052,2.3639613525049166,59.120860267510118,7.6890090562770261,2,590,593,611,563,553,533,684,618,641,537,563,527,463,423,355,266,313,290,279,283,413,286,280,174,139,179,187,175,173,226,251,245,223,221,220,145,162,132,106,144,95,122,107,88,90,71,82,76,70,26,68,66,45,46,45,13,9,9,18,12,18,2,2,2,5,0,0,0,1,0,0,0,4,0,0,0,0,0,0,0,0,0,0,0,0,0,0,0,0,0,0,null,1394.7371979779007,1401.8290820354155,1444.380386380504,1330.910241460268,1307.270627935219,1259.9914008851206,1616.949565113363,1460.9281158480385,1515.2992269556514,1269.4472462951403,1330.910241460268,1245.807632770091,1094.5141062097764,999.95565210957966,839.20628013924534,628.81371976630783,739.91990333403885,685.5487922264258,659.54521734887169,669.00106275889141,976.31603858453059,676.09294681640608,661.90917870137662,411.32927533585547,328.59062799818338,423.14908209838006,442.06077291841939,413.6932366883604,408.96531398335054,534.2552656661112,593.35429947873411,579.17053136370453,527.16338160859641,522.43545890358655,520.07149755108162,342.7743961132129,382.96173910579648,312.04289853064898,250.57990336552115,340.41043476070797,224.57632848796706,288.4032850055998,252.94386471802608,208.02859902043267,212.7565217254425,167.84125602784908,193.84483090540317,179.66106279037365,165.47729467534415,61.462995165127829,160.74937197033432,156.02144926532449,106.37826086272125,108.74222221522616,106.37826086272125,30.731497582563915,21.275652172544248,21.275652172544248,42.551304345088496,28.367536230058999,42.551304345088496,4.7279227050098331,4.7279227050098331,4.7279227050098331,11.819806762524582,0,0,0,2.3639613525049166,0,0,0,9.4558454100196663,0,0,0,0,0,0,0,0,0,0,0,0,0,0,0,0,0,0]
[4,"SWITCHGEAR","˂ = 11 kv ; switch",3.5181494148123189,13.522586701221076,3.3153540670823398,3.3153540670823398,63.648183587051193,7.9779811723926244,2,460,577,531,556,532,489,859,755,811,611,718,565,607,525,488,458,481,403,449,316,432,327,292,231,238,307,222,347,259,382,431,378,370,576,376,201,209,179,142,185,147,228,176,175,132,159,149,176,141,52,106,111,82,71,96,25,19,17,38,23,25,14,6,6,10,3,3,1,5,0,2,0,4,0,1,0,0,5,0,0,0,1,1,1,1,0,0,1,0,0,1,null,1525.0628708578763,1912.95929670651,1760.4530096207225,1843.3368612977808,1763.7683636878048,1621.2081388032641,2847.88914362373,2503.0923206471666,2688.7521484037775,2025.6813349873096,2380.42422016512,1873.175047901522,2012.4199187189802,1740.5608852182283,1617.8927847361817,1518.4321627237116,1594.6853062666055,1336.0876890341829,1488.5939761199706,1047.6518851980193,1432.2329569795709,1084.1207799359252,968.08338758804325,765.84678949602051,789.05426796559686,1017.8136985942783,736.00860289227944,1150.427861277572,858.67670337432605,1266.4652536254539,1428.9176029124885,1253.2038373571245,1226.6810048204657,1909.6439426394277,1246.5731292229598,666.38616748355025,692.90900002020908,593.44837800773882,470.78027752569227,613.34050241023283,487.35704786110398,755.90072729477345,583.50231580649177,580.18696173940941,437.62673685486885,527.14129666609199,493.98775599526863,583.50231580649177,467.46492345860992,172.39841148828168,351.42753111072801,368.00430144613972,271.85903350075188,235.39013876284614,318.27399043990465,82.883851677058502,62.991727274564454,56.361019140399776,125.98345454912891,76.25314354289381,82.883851677058502,46.414956939152759,19.892124402494041,19.892124402494041,33.153540670823396,9.9460622012470203,9.9460622012470203,3.3153540670823398,16.576770335411698,0,6.6307081341646796,0,13.261416268329359,0,3.3153540670823398,0,0,16.576770335411698,0,0,0,3.3153540670823398,3.3153540670823398,3.3153540670823398,3.3153540670823398,0,0,3.3153540670823398,0,0,3.3153540670823398]
[4,"SWITCHGEAR","> 11 kv & < = 22 kv ; circuit breaker",79.028576136292443,79.028576136292443,351.28260256253054,79.028576136292443,53.777435381284207,7.3333099880807033,2,7,23,13,36,35,18,6,20,14,5,35,32,18,14,7,10,12,5,10,10,22,13,9,4,9,5,8,7,2,10,0,2,1,9,24,16,9,4,7,11,1,2,4,17,2,0,17,0,1,10,3,9,20,18,6,2,9,3,1,0,1,0,0,0,0,0,0,0,0,0,2,0,0,0,0,0,0,0,0,0,0,0,0,0,0,0,0,0,0,0,0,null,553.20003295404706,1817.6572511347263,1027.3714897718019,2845.0287409065281,2766.0001647702356,1422.5143704532641,474.17145681775469,1580.5715227258488,1106.4000659080941,395.1428806814622,2766.0001647702356,2528.9144363613582,1422.5143704532641,1106.4000659080941,553.20003295404706,790.2857613629244,948.34291363550938,395.1428806814622,790.2857613629244,790.2857613629244,1738.6286749984338,1027.3714897718019,711.25718522663203,316.11430454516977,711.25718522663203,395.1428806814622,632.22860909033955,553.20003295404706,158.05715227258489,790.2857613629244,0,158.05715227258489,79.028576136292443,711.25718522663203,1896.6858272710188,1264.4572181806791,711.25718522663203,316.11430454516977,553.20003295404706,869.31433749921689,79.028576136292443,158.05715227258489,316.11430454516977,1343.4857943169716,158.05715227258489,0,1343.4857943169716,0,79.028576136292443,790.2857613629244,237.08572840887734,711.25718522663203,1580.5715227258488,1422.5143704532641,474.17145681775469,158.05715227258489,711.25718522663203,237.08572840887734,79.028576136292443,0,79.028576136292443,0,0,0,0,0,0,0,0,0,158.05715227258489,0,0,0,0,0,0,0,0,0,0,0,0,0,0,0,0,0,0,0,0]
[4,"SWITCHGEAR","> 11 kv & < = 22 kv ; switch",13.35656148294875,14.624868252382221,14.532410615481782,13.35656148294875,57.085519416536798,7.5554959742254377,2,403,487,493,565,546,452,566,543,596,422,474,415,427,438,296,228,333,253,278,265,356,276,261,186,129,155,177,174,174,232,247,193,192,212,176,175,152,95,118,140,102,124,82,119,78,65,74,68,67,38,55,60,137,128,56,15,57,18,38,9,23,7,2,4,4,3,2,2,2,0,4,0,0,0,0,0,0,0,2,0,1,1,0,2,0,0,1,0,0,0,0,null,5382.6942776283468,6504.6454421960416,6584.7848110937339,7546.4572378660441,7292.6825696900178,6037.1657902928355,7559.8137993489927,7252.6128852411712,7960.5106438374551,5636.4689458043731,6331.0101429177075,5542.9730154237313,5703.2517532191168,5850.1739295315529,3953.5421989528299,3045.2960181123153,4447.7349738219336,3379.210055186034,3713.1240922597526,3539.488792981419,4754.9358879297552,3686.410969293855,3486.0625470496238,2484.3204358284675,1722.9964313003888,2070.2670298570565,2364.111382481929,2324.0416980330824,2324.0416980330824,3098.72226404411,3299.0706862883412,2577.8163662091088,2564.4598047261602,2831.5910343851351,2350.75482099898,2337.3982595160314,2030.1973454082101,1268.8733408801313,1576.0742549879526,1869.9186076128251,1362.3692712607726,1656.2136238856451,1095.2380416017975,1589.4308164709014,1041.8117956700025,868.17649639166882,988.38554973820749,908.24618084051508,894.88961935756629,507.54933635205253,734.61088156218125,801.39368897692498,1829.8489231639787,1709.6398698174401,747.96744304513004,200.34842224423124,761.32400452807883,240.4181066930775,507.54933635205253,120.20905334653875,307.20091410782123,93.495930380641255,26.713122965897501,53.426245931795002,53.426245931795002,40.069684448846253,26.713122965897501,26.713122965897501,26.713122965897501,0,53.426245931795002,0,0,0,0,0,0,0,26.713122965897501,0,13.35656148294875,13.35656148294875,0,26.713122965897501,0,0,13.35656148294875,0,0,0,0]
[4,"SWITCHGEAR","> 33 kv & < = 66 kv ; circuit breaker",24.46978286207705,158.1055466244774,423.35786267942109,24.46978286207705,61.367627608036138,7.8337492689028627,2,8,1,3,1,2,3,0,4,0,0,0,5,2,1,2,0,0,5,9,1,2,0,0,1,0,0,0,0,0,2,0,1,0,1,1,1,1,1,2,1,2,1,0,1,4,0,3,1,2,0,3,3,6,5,0,2,0,0,0,0,0,0,0,0,0,0,0,0,0,0,0,0,0,0,0,0,0,0,0,0,0,0,0,0,0,0,0,0,0,0,0,null,195.7582628966164,24.46978286207705,73.409348586231147,24.46978286207705,48.9395657241541,73.409348586231147,0,97.8791314483082,0,0,0,122.34891431038525,48.9395657241541,24.46978286207705,48.9395657241541,0,0,122.34891431038525,220.22804575869344,24.46978286207705,48.9395657241541,0,0,24.46978286207705,0,0,0,0,0,48.9395657241541,0,24.46978286207705,0,24.46978286207705,24.46978286207705,24.46978286207705,24.46978286207705,24.46978286207705,48.9395657241541,24.46978286207705,48.9395657241541,24.46978286207705,0,24.46978286207705,97.8791314483082,0,73.409348586231147,24.46978286207705,48.9395657241541,0,73.409348586231147,73.409348586231147,146.81869717246229,122.34891431038525,0,48.9395657241541,0,0,0,0,0,0,0,0,0,0,0,0,0,0,0,0,0,0,0,0,0,0,0,0,0,0,0,0,0,0,0,0,0,0,0]
[4,"SWITCHGEAR","> 33 kv & < = 66 kv ; switch",13.35656148294875,40.152781354391195,"",13.35656148294875,57.085519416536798,7.5554959742254377,2,19,6,0,7,37,7,22,0,15,0,0,3,23,16,3,2,0,32,36,3,9,7,0,7,0,0,2,0,0,28,0,8,0,6,15,7,0,0,3,0,0,4,0,10,1,0,17,7,14,14,2,2,27,31,19,2,0,0,0,0,0,2,0,0,0,0,0,0,0,0,10,0,0,0,0,0,0,0,0,0,0,0,0,0,0,0,0,0,0,0,0,null,253.77466817602627,80.139368897692506,0,93.495930380641255,494.19277486910374,93.495930380641255,293.8443526248725,0,200.34842224423124,0,0,40.069684448846253,307.20091410782123,213.70498372718001,40.069684448846253,26.713122965897501,0,427.40996745436001,480.83621338615501,40.069684448846253,120.20905334653875,93.495930380641255,0,93.495930380641255,0,0,26.713122965897501,0,0,373.98372152256502,0,106.85249186359,0,80.139368897692506,200.34842224423124,93.495930380641255,0,0,40.069684448846253,0,0,53.426245931795002,0,133.56561482948752,13.35656148294875,0,227.06154521012877,93.495930380641255,186.99186076128251,186.99186076128251,26.713122965897501,26.713122965897501,360.62716003961629,414.05340597141128,253.77466817602627,26.713122965897501,0,0,0,0,0,26.713122965897501,0,0,0,0,0,0,0,0,133.56561482948752,0,0,0,0,0,0,0,0,0,0,0,0,0,0,0,0,0,0,0,0]
["","TRANSFORMERS","ground outdoor / indoor chamber mounted ; ˂ 22 kv ; < = 60 kva ; multiple phase",28.491243962366724,"","","",62.967727751313767,7.9352207121991114,2,0,0,0,0,0,0,0,0,0,0,0,0,0,0,0,0,0,0,0,0,0,0,0,0,0,0,0,0,0,0,0,0,0,0,0,1,0,0,0,0,0,0,0,0,0,0,0,0,0,0,0,0,0,0,0,0,0,0,0,0,0,0,0,0,0,0,0,0,0,0,0,0,0,0,0,0,0,0,0,0,0,0,0,0,0,0,0,0,0,0,0,null,"","","","","","","","","","","","","","","","","","","","","","","","","","","","","","","","","","","","","","","","","","","","","","","","","","","","","","","","","","","","","","","","","","","","","","","","","","","","","","","","","","","","","","","","","","",""]
[5,"TRANSFORMERS","ground outdoor / indoor chamber mounted ; ˂ 22 kv ; > 60 kva and < = 600 kva ; multiple phase",28.491243962366724,76.0141327424314,"",28.491243962366724,62.967727751313767,7.9352207121991114,2,3,5,2,5,4,0,2,1,1,1,1,0,1,0,0,1,0,4,3,2,2,2,1,0,1,0,2,1,1,3,0,2,1,6,1,0,3,3,0,0,3,1,2,1,2,2,6,5,1,6,0,2,1,4,1,0,0,0,1,2,0,1,0,0,0,0,0,0,0,0,0,0,0,0,0,0,0,0,0,0,0,0,0,0,0,0,0,0,0,0,0,null,85.473731887100172,142.45621981183362,56.982487924733448,142.45621981183362,113.9649758494669,0,56.982487924733448,28.491243962366724,28.491243962366724,28.491243962366724,28.491243962366724,0,28.491243962366724,0,0,28.491243962366724,0,113.9649758494669,85.473731887100172,56.982487924733448,56.982487924733448,56.982487924733448,28.491243962366724,0,28.491243962366724,0,56.982487924733448,28.491243962366724,28.491243962366724,85.473731887100172,0,56.982487924733448,28.491243962366724,170.94746377420034,28.491243962366724,0,85.473731887100172,85.473731887100172,0,0,85.473731887100172,28.491243962366724,56.982487924733448,28.491243962366724,56.982487924733448,56.982487924733448,170.94746377420034,142.45621981183362,28.491243962366724,170.94746377420034,0,56.982487924733448,28.491243962366724,113.9649758494669,28.491243962366724,0,0,0,28.491243962366724,56.982487924733448,0,28.491243962366724,0,0,0,0,0,0,0,0,0,0,0,0,0,0,0,0,0,0,0,0,0,0,0,0,0,0,0,0,0]
[5,"TRANSFORMERS","ground outdoor / indoor chamber mounted ; ˂ 22 kv ; > 600 kva ; multiple phase",23.383979078209336,62.692613163597436,"",23.383979078209336,65.922958926575234,8.1192954698406705,2,4,0,1,4,3,2,2,5,3,2,3,3,3,2,3,0,0,2,2,0,4,2,5,0,1,1,5,2,2,2,0,3,1,0,1,0,0,3,0,1,5,1,2,2,0,1,1,1,0,7,0,0,0,2,1,0,1,1,0,0,0,0,0,2,0,0,0,0,0,0,0,0,0,0,0,0,0,0,0,0,0,0,0,0,0,0,0,0,0,0,0,null,93.535916312837344,0,23.383979078209336,93.535916312837344,70.151937234628008,46.767958156418672,46.767958156418672,116.91989539104668,70.151937234628008,46.767958156418672,70.151937234628008,70.151937234628008,70.151937234628008,46.767958156418672,70.151937234628008,0,0,46.767958156418672,46.767958156418672,0,93.535916312837344,46.767958156418672,116.91989539104668,0,23.383979078209336,23.383979078209336,116.91989539104668,46.767958156418672,46.767958156418672,46.767958156418672,0,70.151937234628008,23.383979078209336,0,23.383979078209336,0,0,70.151937234628008,0,23.383979078209336,116.91989539104668,23.383979078209336,46.767958156418672,46.767958156418672,0,23.383979078209336,23.383979078209336,23.383979078209336,0,163.68785354746535,0,0,0,46.767958156418672,23.383979078209336,0,23.383979078209336,23.383979078209336,0,0,0,0,0,46.767958156418672,0,0,0,0,0,0,0,0,0,0,0,0,0,0,0,0,0,0,0,0,0,0,0,0,0,0,0]
[5,"TRANSFORMERS","ground outdoor / indoor chamber mounted ; > = 22 kv & < = 33 kv ; < = 15 mva",683.68721698034074,468.75795655995421,24.445622314392498,24.445622314392498,63.467828545607446,7.9666698529314894,2,11,7,15,27,8,6,10,13,19,6,14,13,17,10,7,6,15,6,23,11,6,13,8,15,11,11,10,15,7,18,15,21,12,13,10,14,10,8,10,20,10,9,5,13,9,2,5,3,0,14,4,5,5,7,4,0,0,1,1,0,2,0,0,0,3,0,0,0,0,0,0,0,0,0,0,0,0,0,0,0,0,0,0,0,0,0,0,0,0,0,1,null,268.9018454583175,171.11935620074749,366.68433471588747,660.03180248859746,195.56497851513998,146.673733886355,244.45622314392497,317.79309008710248,464.46682397345745,146.673733886355,342.23871240149498,317.79309008710248,415.57557934467246,244.45622314392497,171.11935620074749,146.673733886355,366.68433471588747,146.673733886355,562.24931323102749,268.9018454583175,146.673733886355,317.79309008710248,195.56497851513998,366.68433471588747,268.9018454583175,268.9018454583175,244.45622314392497,366.68433471588747,171.11935620074749,440.02120165906496,366.68433471588747,513.3580686022425,293.34746777270999,317.79309008710248,244.45622314392497,342.23871240149498,244.45622314392497,195.56497851513998,244.45622314392497,488.91244628784995,244.45622314392497,220.01060082953248,122.22811157196249,317.79309008710248,220.01060082953248,48.891244628784996,122.22811157196249,73.336866943177498,0,342.23871240149498,97.782489257569992,122.22811157196249,122.22811157196249,171.11935620074749,97.782489257569992,0,0,24.445622314392498,24.445622314392498,0,48.891244628784996,0,0,0,73.336866943177498,0,0,0,0,0,0,0,0,0,0,0,0,0,0,0,0,0,0,0,0,0,0,0,0,0,24.445622314392498]
[5,"TRANSFORMERS","ground outdoor / indoor chamber mounted ; > = 22 kv & < = 33 kv ; > 15 mva and < = 40 mva",683.68721698034074,2236.0773540817891,"",683.68721698034074,63.467828545607446,7.9666698529314894,2,0,0,3,0,0,0,0,0,0,0,0,0,0,1,0,0,0,0,0,0,0,0,0,0,0,0,0,0,0,0,0,0,0,0,0,0,0,0,0,0,0,0,0,0,0,0,0,0,0,0,0,0,0,0,0,0,0,0,0,0,0,0,0,0,0,0,0,0,0,0,0,0,0,0,0,0,0,0,0,0,0,0,0,0,0,0,0,0,0,0,0,null,0,0,2051.061650941022,0,0,0,0,0,0,0,0,0,0,683.68721698034074,0,0,0,0,0,0,0,0,0,0,0,0,0,0,0,0,0,0,0,0,0,0,0,0,0,0,0,0,0,0,0,0,0,0,0,0,0,0,0,0,0,0,0,0,0,0,0,0,0,0,0,0,0,0,0,0,0,0,0,0,0,0,0,0,0,0,0,0,0,0,0,0,0,0,0,0,0]
[5,"TRANSFORMERS","ground outdoor / indoor chamber mounted ; > 33 kv & < = 66 kv ; < = 15 mva",683.68721698034074,596.85601937961042,"",596.85601937961042,63.467828545607446,7.9666698529314894,2,0,0,0,0,0,0,0,0,0,0,0,0,0,0,0,0,0,0,0,0,0,0,0,0,0,0,0,0,0,0,0,0,0,0,0,0,0,0,0,0,0,0,0,0,0,0,0,0,0,0,0,0,0,0,0,1,0,0,0,0,1,1,0,0,0,0,0,0,0,0,0,0,0,0,0,0,0,0,0,0,0,0,0,0,0,0,0,0,0,0,0,null,0,0,0,0,0,0,0,0,0,0,0,0,0,0,0,0,0,0,0,0,0,0,0,0,0,0,0,0,0,0,0,0,0,0,0,0,0,0,0,0,0,0,0,0,0,0,0,0,0,0,0,0,0,0,0,596.85601937961042,0,0,0,0,596.85601937961042,596.85601937961042,0,0,0,0,0,0,0,0,0,0,0,0,0,0,0,0,0,0,0,0,0,0,0,0,0,0,0,0,0]
[5,"TRANSFORMERS","ground outdoor / indoor chamber mounted ; > 33 kv & < = 66 kv ; > 15 mva and < = 40 mva",4206.7681665066366,726.47902955521761,2805.7915714096703,726.47902955521761,59.241356905032497,7.6968407093451336,2,0,1,0,0,4,3,0,2,1,2,0,3,1,1,0,0,0,2,1,0,0,0,0,0,0,0,0,0,0,1,0,1,0,0,3,0,0,0,0,0,0,0,0,2,0,0,4,1,1,2,0,2,4,7,2,0,0,1,0,0,0,0,0,0,0,0,0,0,0,0,0,0,0,0,0,0,0,0,0,0,0,0,0,0,0,0,0,0,0,0,0,null,0,726.47902955521761,0,0,2905.9161182208704,2179.4370886656529,0,1452.9580591104352,726.47902955521761,1452.9580591104352,0,2179.4370886656529,726.47902955521761,726.47902955521761,0,0,0,1452.9580591104352,726.47902955521761,0,0,0,0,0,0,0,0,0,0,726.47902955521761,0,726.47902955521761,0,0,2179.4370886656529,0,0,0,0,0,0,0,0,1452.9580591104352,0,0,2905.9161182208704,726.47902955521761,726.47902955521761,1452.9580591104352,0,1452.9580591104352,2905.9161182208704,5085.3532068865234,1452.9580591104352,0,0,726.47902955521761,0,0,0,0,0,0,0,0,0,0,0,0,0,0,0,0,0,0,0,0,0,0,0,0,0,0,0,0,0,0,0,0,0]
["","TRANSFORMERS","ground outdoor / indoor chamber mounted ; > 33 kv & < = 66 kv ; > 40 mva",4206.7681665066366,"","","",59.241356905032497,7.6968407093451336,2,0,0,0,0,0,0,0,0,0,0,0,0,0,0,0,0,0,0,0,0,0,0,0,0,0,0,0,0,0,0,0,0,0,0,0,2,0,0,0,0,0,0,0,0,0,0,0,0,0,0,0,0,0,0,0,0,0,0,0,0,0,0,0,0,0,0,0,0,0,0,0,0,0,0,0,0,0,0,0,0,0,0,0,0,0,0,0,0,0,0,0,null,"","","","","","","","","","","","","","","","","","","","","","","","","","","","","","","","","","","","","","","","","","","","","","","","","","","","","","","","","","","","","","","","","","","","","","","","","","","","","","","","","","","","","","","","","","",""]
[5,"TRANSFORMERS","kiosk mounted ; < = 22 kv ; < = 60 kva ; single phase",12.231134571652003,11.761212536419869,"",11.761212536419869,27.481368624294038,5.2422675078914125,2,0,1,0,0,0,0,0,0,0,0,0,0,0,0,0,0,2,0,0,0,0,0,1,4,0,0,0,0,0,0,0,0,0,0,0,0,0,0,0,0,0,0,0,0,0,0,0,0,0,0,0,0,0,0,0,0,0,0,0,0,0,0,0,0,0,0,0,0,0,0,0,0,0,0,0,0,0,0,0,0,0,0,0,0,0,0,0,0,0,0,0,null,0,11.761212536419869,0,0,0,0,0,0,0,0,0,0,0,0,0,0,23.522425072839738,0,0,0,0,0,11.761212536419869,47.044850145679476,0,0,0,0,0,0,0,0,0,0,0,0,0,0,0,0,0,0,0,0,0,0,0,0,0,0,0,0,0,0,0,0,0,0,0,0,0,0,0,0,0,0,0,0,0,0,0,0,0,0,0,0,0,0,0,0,0,0,0,0,0,0,0,0,0,0,0]
[5,"TRANSFORMERS","kiosk mounted ; < = 22 kv ; > 60 kva and < = 600 kva ; multiple phase",23.717714373816154,56.129816879888324,26.216741223376445,23.717714373816154,38.928612179275966,6.2392797804935762,2,52,63,65,86,53,50,47,45,52,36,32,35,34,33,32,30,43,34,32,30,50,28,24,23,21,18,19,11,20,18,15,10,12,6,8,5,3,2,6,3,0,0,0,0,2,0,1,0,0,5,0,0,1,2,0,0,0,0,0,0,0,0,0,0,0,0,0,0,0,0,0,0,0,0,0,0,0,0,0,0,0,0,0,0,0,0,0,0,0,0,0,null,1233.32114743844,1494.2160055504178,1541.6514342980499,2039.7234361481892,1257.0388618122561,1185.8857186908076,1114.7325755693591,1067.297146821727,1233.32114743844,853.83771745738159,758.96685996211693,830.12000308356539,806.4022887097492,782.68457433593312,758.96685996211693,711.53143121448466,1019.8617180740946,806.4022887097492,758.96685996211693,711.53143121448466,1185.8857186908076,664.09600246685227,569.22514497158772,545.50743059777153,498.07200185013926,426.91885872869079,450.63657310250693,260.89485811197767,474.35428747632307,426.91885872869079,355.76571560724233,237.17714373816153,284.61257248579386,142.30628624289693,189.74171499052923,118.58857186908077,71.153143121448466,47.435428747632308,142.30628624289693,71.153143121448466,0,0,0,0,47.435428747632308,0,23.717714373816154,0,0,118.58857186908077,0,0,23.717714373816154,47.435428747632308,0,0,0,0,0,0,0,0,0,0,0,0,0,0,0,0,0,0,0,0,0,0,0,0,0,0,0,0,0,0,0,0,0,0,0,0,0]
[5,"TRANSFORMERS","kiosk mounted ; < = 22 kv ; > 600 kva ; multiple phase",21.422212593585424,65.304312651794547,"",21.422212593585424,46.457247836110575,6.8159553868926235,2,25,16,24,18,21,20,36,30,24,23,25,28,30,24,16,11,15,16,11,12,13,7,10,8,3,1,5,2,1,3,3,1,0,1,0,0,1,2,0,3,0,0,0,0,0,0,0,0,0,2,0,0,0,0,0,0,0,0,0,0,0,0,0,0,0,0,0,0,0,0,0,0,0,0,0,0,0,0,0,0,0,0,0,0,0,0,0,0,0,0,0,null,535.55531483963557,342.75540149736679,514.13310224605016,385.59982668453762,449.86646446529392,428.4442518717085,771.19965336907524,642.66637780756275,514.13310224605016,492.71088965246474,535.55531483963557,599.82195262039193,642.66637780756275,514.13310224605016,342.75540149736679,235.64433852943966,321.33318890378138,342.75540149736679,235.64433852943966,257.06655112302508,278.48876371661049,149.95548815509798,214.22212593585425,171.3777007486834,64.26663778075627,21.422212593585424,107.11106296792713,42.844425187170849,21.422212593585424,64.26663778075627,64.26663778075627,21.422212593585424,0,21.422212593585424,0,0,21.422212593585424,42.844425187170849,0,64.26663778075627,0,0,0,0,0,0,0,0,0,42.844425187170849,0,0,0,0,0,0,0,0,0,0,0,0,0,0,0,0,0,0,0,0,0,0,0,0,0,0,0,0,0,0,0,0,0,0,0,0,0,0,0,0,0]
[5,"TRANSFORMERS","pole mounted ; < = 22 kv ; < = 60 kva ; multiple phase",21.665718248022937,13.2623178896464,13.967935172560738,13.2623178896464,47.983359259412346,6.9270021841639657,2,2,5,4,2,6,1,5,3,3,2,3,1,2,2,3,4,3,2,6,9,4,9,6,8,3,4,6,3,2,9,6,3,8,3,8,4,8,4,3,6,3,1,0,1,2,0,1,0,2,10,0,0,0,1,1,0,0,2,0,0,1,1,0,0,0,0,0,0,0,0,0,0,0,0,0,0,0,0,0,0,0,0,0,0,0,0,0,0,0,0,0,null,26.524635779292801,66.311589448231999,53.049271558585602,26.524635779292801,79.57390733787841,13.2623178896464,66.311589448231999,39.786953668939205,39.786953668939205,26.524635779292801,39.786953668939205,13.2623178896464,26.524635779292801,26.524635779292801,39.786953668939205,53.049271558585602,39.786953668939205,26.524635779292801,79.57390733787841,119.3608610068176,53.049271558585602,119.3608610068176,79.57390733787841,106.0985431171712,39.786953668939205,53.049271558585602,79.57390733787841,39.786953668939205,26.524635779292801,119.3608610068176,79.57390733787841,39.786953668939205,106.0985431171712,39.786953668939205,106.0985431171712,53.049271558585602,106.0985431171712,53.049271558585602,39.786953668939205,79.57390733787841,39.786953668939205,13.2623178896464,0,13.2623178896464,26.524635779292801,0,13.2623178896464,0,26.524635779292801,132.623178896464,0,0,0,13.2623178896464,13.2623178896464,0,0,26.524635779292801,0,0,13.2623178896464,13.2623178896464,0,0,0,0,0,0,0,0,0,0,0,0,0,0,0,0,0,0,0,0,0,0,0,0,0,0,0,0,0]
[5,"TRANSFORMERS","pole mounted ; < = 22 kv ; < = 60 kva ; single phase",5.9058358440206229,8.6074161272853633,10.321268916575402,5.9058358440206229,54.654233644474601,7.3928501705684937,2,11,12,17,10,17,13,25,12,22,19,16,5,13,9,14,5,15,11,15,8,14,6,25,8,8,16,22,22,25,24,32,24,37,33,55,48,47,26,22,22,25,19,20,12,5,8,8,9,7,17,2,1,4,2,3,0,4,2,0,1,1,0,0,0,0,0,0,0,0,0,0,0,0,0,0,0,0,0,0,0,0,0,0,0,0,0,0,0,0,0,0,null,64.964194284226849,70.870030128247478,100.3992093483506,59.058358440206227,100.3992093483506,76.775865972268093,147.64589610051559,70.870030128247478,129.9283885684537,112.21088103639184,94.493373504329966,29.529179220103114,76.775865972268093,53.152522596185605,82.681701816288722,29.529179220103114,88.587537660309337,64.964194284226849,88.587537660309337,47.246686752164983,82.681701816288722,35.435015064123739,147.64589610051559,47.246686752164983,47.246686752164983,94.493373504329966,129.9283885684537,129.9283885684537,147.64589610051559,141.74006025649496,188.98674700865993,141.74006025649496,218.51592622876305,194.89258285268056,324.82097142113423,283.48012051298991,277.57428466896926,153.55173194453619,129.9283885684537,129.9283885684537,147.64589610051559,112.21088103639184,118.11671688041245,70.870030128247478,29.529179220103114,47.246686752164983,47.246686752164983,53.152522596185605,41.340850908144361,100.3992093483506,11.811671688041246,5.9058358440206229,23.623343376082492,11.811671688041246,17.71750753206187,0,23.623343376082492,11.811671688041246,0,5.9058358440206229,5.9058358440206229,0,0,0,0,0,0,0,0,0,0,0,0,0,0,0,0,0,0,0,0,0,0,0,0,0,0,0,0,0,0]
[5,"TRANSFORMERS","pole mounted ; < = 22 kv ; > 60 kva and < = 600 kva ; multiple phase",20.35034150569059,20.805681904135078,35.258177889616533,20.35034150569059,55.507652194273149,7.4503457768262775,2,92,95,79,79,92,121,108,90,117,129,130,99,84,90,94,75,60,62,62,41,59,54,41,31,21,26,22,42,25,52,55,56,53,55,46,32,34,31,16,21,17,44,22,24,23,23,25,21,17,53,12,23,17,12,13,2,4,5,7,0,4,4,0,2,1,0,0,0,1,0,0,0,0,0,0,0,0,0,0,0,0,0,0,1,0,0,0,0,0,0,0,null,1872.2314185235343,1933.282443040606,1607.6769789495565,1607.6769789495565,1872.2314185235343,2462.3913221885614,2197.8368826145838,1831.5307355121531,2380.989956165799,2625.1940542340863,2645.5443957397765,2014.6838090633685,1709.4286864780095,1831.5307355121531,1912.9321015349155,1526.2756129267943,1221.0204903414353,1261.7211733528165,1261.7211733528165,834.36400173331424,1200.6701488357448,1098.9184413072919,834.36400173331424,630.86058667640827,427.35717161950237,529.10887914795535,447.70751312519297,854.71434323900473,508.75853764226474,1058.2177582959107,1119.2687828129824,1139.6191243186731,1078.5680998016012,1119.2687828129824,936.11570926176717,651.21092818209888,691.9116111934801,630.86058667640827,325.60546409104944,427.35717161950237,345.95580559674005,895.41502625038595,447.70751312519297,488.40819613657413,468.05785463088358,468.05785463088358,508.75853764226474,427.35717161950237,345.95580559674005,1078.5680998016012,244.20409806828707,468.05785463088358,345.95580559674005,244.20409806828707,264.55443957397767,40.70068301138118,81.40136602276236,101.75170752845295,142.45239053983414,0,81.40136602276236,81.40136602276236,0,40.70068301138118,20.35034150569059,0,0,0,20.35034150569059,0,0,0,0,0,0,0,0,0,0,0,0,0,0,20.35034150569059,0,0,0,0,0,0,0]
[5,"TRANSFORMERS","pole mounted ; < = 22 kv ; > 60 kva and < = 600 kva ; single phase",15.461877607158026,22.573824805391432,"",15.461877607158026,46.467442884159823,6.8167032269389445,2,2,0,0,1,1,1,5,3,1,2,0,2,2,2,2,2,1,2,1,1,2,0,0,1,0,0,0,1,0,0,0,0,0,0,0,0,0,0,0,0,0,0,0,0,0,0,0,0,0,1,0,0,0,0,0,0,0,0,0,0,0,0,0,0,0,0,0,0,0,0,0,0,0,0,0,0,0,0,0,0,0,0,0,0,0,0,0,0,0,0,0,null,30.923755214316053,0,0,15.461877607158026,15.461877607158026,15.461877607158026,77.309388035790136,46.385632821474076,15.461877607158026,30.923755214316053,0,30.923755214316053,30.923755214316053,30.923755214316053,30.923755214316053,30.923755214316053,15.461877607158026,30.923755214316053,15.461877607158026,15.461877607158026,30.923755214316053,0,0,15.461877607158026,0,0,0,15.461877607158026,0,0,0,0,0,0,0,0,0,0,0,0,0,0,0,0,0,0,0,0,0,15.461877607158026,0,0,0,0,0,0,0,0,0,0,0,0,0,0,0,0,0,0,0,0,0,0,0,0,0,0,0,0,0,0,0,0,0,0,0,0,0,0,0,0,0]
[5,"TRANSFORMERS","pole mounted ; < = 22 kv ; > 600 kva ; multiple phase",20.35034150569059,71.209772048553475,"",20.35034150569059,55.507652194273149,7.4503457768262775,2,0,0,0,0,1,0,0,0,0,0,0,0,0,0,0,0,0,0,0,0,0,0,0,0,0,0,0,0,0,0,0,0,0,0,0,0,0,0,0,0,0,0,0,0,0,0,0,0,0,0,0,0,0,1,0,0,0,0,0,0,0,0,0,0,0,0,0,0,0,0,0,0,0,0,0,0,0,0,0,0,0,0,0,0,0,0,0,0,0,0,0,null,0,0,0,0,20.35034150569059,0,0,0,0,0,0,0,0,0,0,0,0,0,0,0,0,0,0,0,0,0,0,0,0,0,0,0,0,0,0,0,0,0,0,0,0,0,0,0,0,0,0,0,0,0,0,0,0,20.35034150569059,0,0,0,0,0,0,0,0,0,0,0,0,0,0,0,0,0,0,0,0,0,0,0,0,0,0,0,0,0,0,0,0,0,0,0,0,0]
[6,"UNDERGROUND CABLES","˂ = 1 kv",2741.0196632972311,323.1544435912279,"",323.1544435912279,76.594102353261249,8.7518056624482501,2,38.690640000000002,52.36795,63.513500000000001,59.976545999999999,38.030833000000001,37.942276,28.165172999999999,30.472189999999998,40.514351000000005,32.069898999999999,27.064857,24.488385999999998,36.203972999999998,33.197928999999995,37.722935,40.801919000000005,51.048027000000005,52.036489000000003,35.005749000000002,54.939672999999999,70.289013000000011,45.226485999999994,30.920175999999998,27.172755000000002,38.726262000000006,32.671219000000001,35.853940000000001,26.540222,39.12388,26.094493999999997,17.448537000000002,18.710747999999999,9.2730049999999995,9.1835640000000005,8.8300220000000014,7.1299979999999996,3.6343429999999999,5.8634709999999997,3.3765700000000001,8.7686770000000003,5.0938239999999997,1.5073179999999999,4.454453,5.9363710000000003,6.4325450000000002,8.9110700000000005,0.91683300000000001,1.5623710000000002,0.34660000000000002,1.0886130000000001,4.0370670000000004,3.5810000000000002E-2,0.350466,1.8083999999999999E-2,0.16844999999999999,0.177255,7.5670000000000001E-2,3.3097000000000001E-2,7.7549999999999994E-2,9.4719999999999999E-2,0.11007500000000001,0.59200900000000001,3.9240000000000004E-2,0.30960799999999999,0.14783000000000002,0,0,0,0.1192,8.4239999999999995E-2,0.15202399999999999,0.84533199999999997,0.14656,8.1759999999999999E-2,4.6999999999999999E-4,0,8.9760000000000006E-2,0,0,0,0,0,2.801E-2,0,0,0,0,8.6849999999999997E-2,0,0,0.25783299999999998,null,12503.052241388506,16922.935744263243,20524.669753031452,19381.687351153687,12289.832677425909,12261.215089364799,9101.7008094656758,9847.2236044561778,13092.392554864709,10363.530367371875,8746.1288047111502,7913.5307522772146,11699.474750606838,10728.058274376088,12190.334070553057,13185.321431899352,16496.396761614982,16815.822649236052,11312.263340589183,17753.999459399005,22714.20688659159,14615.139918916457,9991.9922710228384,8780.9965228657566,12514.563648978114,10557.849597392153,11586.360031253271,8576.5906731976665,12643.05567252997,8432.5516893646345,5638.5722657159531,6046.4613591156804,2996.6127711936742,2967.7095146044317,2853.4608463083018,2304.0905364965674,1174.4540899846741,1894.8067085183006,1091.1535995968325,2833.6369369661975,1646.0918604716428,487.09650960504246,1439.4762807182758,1918.3646674561012,2078.7055003505352,2879.6518676524834,296.27865798107626,504.88713118807038,112.00533014871959,351.79012830117739,1304.5961401255079,11.572160625001871,113.25464522764328,5.8439249579037655,54.43536602294234,57.280740898763099,24.453096746548216,10.69544261953887,25.060627100499723,30.609188896961108,35.571225378304412,191.31033899599925,12.680580366519784,100.05120097139289,47.771921396091223,0,0,0,38.520009676074366,27.222530328125035,49.127231132512826,273.17279210985987,47.361515252730364,26.421107308018794,0.15188258848787711,0,29.006342856748617,0,0,0,0,0,9.0515559649902944,0,0,0,0,28.065963425898143,0,0,83.319879654457054]
[6,"UNDERGROUND CABLES","> 1 kv & < = 11 kv",5165.5849844429322,629.93730740543629,"",629.93730740543629,83.705978397145415,9.1490971356273949,2,0.80771000000000004,11.622260000000001,4.2408999999999999,4.1335119999999996,3.2168600000000001,2.421408,4.0264220000000002,1.7279599999999999,2.7083349999999999,2.7941120000000002,5.4489040000000006,2.7978459999999998,2.3417370000000002,3.8604450000000003,1.4490699999999999,1.9457119999999999,0.90166800000000003,2.6572179999999999,2.1799949999999999,1.73986,0.66666600000000009,1.1215979999999999,0.148504,2.2361370000000003,0.31498000000000004,1.16204,0.62169000000000008,0.55635299999999999,1.0682499999999999,0.21437999999999999,0.89354,0.48921699999999996,1.193E-2,0.305788,0.34538200000000002,0.30154000000000003,0.61158500000000005,0.25547900000000001,0.30537999999999998,0.29173300000000002,0.24534,0.56836600000000004,0.26987,1.018556,1.61551,0.56629999999999991,0.39244999999999997,1.1567049999999999,0.13100000000000001,0.99050099999999996,1.5358669999999999,0.37283499999999997,0.47825299999999998,0.17150200000000002,1.9364250000000001,0.58887699999999998,1.053609,3.3405000000000004E-2,0.25857999999999998,6.9830000000000003E-2,5.774E-2,0.37346200000000002,0,0.32946399999999998,0.68176999999999999,0.32135000000000002,0.36096,0,0,0.23236000000000001,0.51981600000000006,1.5930850000000001,0,4.3840000000000004E-2,0,0,0.249525,0,0,0,0,0,0,0,0,0,0,0,0,0,0,null,508.80666256444499,7321.2951703659064,2671.5011269757147,2603.8534194080594,2026.4201267002518,1525.3352356499827,2536.3934331580117,1088.5064697042976,1706.0812574519023,1760.1153898692185,3432.4679140707117,1762.4675757750701,1475.1475004316842,2431.8383286867797,912.82325404199548,1225.6765782664461,567.99431209364491,1673.8807521092585,1373.2601804573139,1096.0027236624223,419.95778497875267,706.5364241113225,93.548209898936904,1408.6261207696703,198.41765308656434,732.01234869741313,391.62572464088572,350.46751078693671,672.93052863585729,135.04595996157741,562.87418165905353,308.17603971696531,7.5151520773468548,192.62726935689355,217.56900710630441,189.95129567503528,385.26020814955376,160.93575335863346,192.37025493547213,183.77350050131017,154.54881899884975,358.03494766079825,170.0011811495051,641.62642408165152,1017.6700194865564,356.73349718369849,247.21889629126346,728.65163316240512,82.521787270112156,623.95353292239201,967.49992251286517,234.86267600650581,301.2694070785721,108.03550809464714,1219.8263504925719,370.95559177299111,663.70761651813439,21.043055753878601,162.8891889488977,43.98852217612162,36.372580129589892,235.25764669824906,0,207.54166504702465,429.47235806980427,202.43035373473697,227.38217048106628,0,0,146.37223274872719,327.45149138626431,1003.5436753679895,0,27.616451556654329,0,0,157.18510663034149,0,0,0,0,0,0,0,0,0,0,0,0,0,0]
[6,"UNDERGROUND CABLES","> 11 kv & < = 22 kv",2039.0063585193111,631.06373888415737,"",631.06373888415737,86.912058499701772,9.3226637019524503,2,17.863790000000002,27.013249999999999,27.842700000000001,29.918410000000002,24.259833,25.523852999999999,24.551850999999999,23.176593,24.802071999999999,17.117086999999998,17.898555999999999,21.643833999999998,27.717601999999999,15.540848,20.294491000000001,14.524156999999999,23.739241000000003,22.459083,25.520645000000002,26.055296999999999,34.995494000000001,28.663245,18.043769000000001,16.214331999999999,12.156235000000001,12.824206,12.559747999999999,12.377743000000001,14.145828,9.0281409999999997,7.2450600000000005,10.051515999999999,3.5878480000000001,4.0469039999999996,1.661189,2.642185,3.162147,2.7872759999999999,2.6938260000000001,5.0454999999999997,1.917638,0.35602,2.2493960000000004,2.4990030000000001,1.0271320000000002,2.8649650000000002,2.1049060000000002,0.382272,0.90761500000000006,1.2483,5.0376880000000002,0.52217100000000005,3.188666,3.3261399999999997,0.17053000000000001,0.80241300000000004,0,2.97,1.82728,0.43752099999999999,2.5780000000000001E-2,8.1709999999999991E-2,0,0,0,0,0,0,0,0,0.17984,0,9.3900000000000008E-3,0,0,0,0,0,0,0,0,0,6.5959200000000004,0.53789999999999993,0,0,0,0,0,0,0.65445000000000009,null,11273.190108041423,17047.082544412464,17570.518362629929,18880.423676069164,15309.500917685264,16107.178104909617,15493.782888586738,14625.90743317639,15651.688288394071,10801.972921025403,11295.129669987467,13658.638807828047,17491.573551022997,9807.2656443103788,12807.117369210882,9165.668820560506,14980.974183732085,14173.112889889617,16105.153652435278,16442.553142557168,22084.387287738096,18088.334558252631,11386.768328702054,10232.276975429037,7671.3591098544548,8092.8913865806444,7926.0015323228172,7811.1447765272069,8926.9191072922022,5697.3324146333553,4572.0946520400539,6343.1472684139299,2264.1607734280465,2553.8543691452519,1048.3161413332346,1667.3871449236374,1995.5163087213216,1758.9488138620786,1699.9759074633541,3184.0320945400158,1210.1518061063377,224.67131231753771,1419.5122499910683,1577.030176662726,648.18576024756248,1807.97552467225,1328.3298503596964,241.2379975907246,572.76291536734459,787.75686524909361,3179.1022246118532,329.52318359687939,2012.2514880127906,2099.0063444521511,107.61529939191537,506.37374790925338,0,1874.2593044859475,1153.1301487882431,276.10363810033539,16.268823188433579,51.564218104224494,0,0,0,0,0,0,0,0,113.49050280092686,0,5.9256885081222386,0,0,0,0,0,0,0,0,0,4162.4459365807916,339.44918514578819,0,0,0,0,0,0,412.99966391273682]
[6,"UNDERGROUND CABLES","> 33 kv & < = 66 kv",2039.0063585193111,1273.2019437359195,"",1273.2019437359195,86.912058499701772,9.3226637019524503,2,4.0064400000000004,2.0991399999999998,2.7414899999999998,3.2500000000000001E-2,0,0,0,0.24790000000000001,0.51487000000000005,0.32332,0,0,0,0,1.7310699999999999,0,2.2613699999999999,3.1649999999999998E-2,0,0,0,0,0,0.61150000000000004,0,0,0,0,0,0,0,0,0,0.12079999999999999,0,0,0,0,0,0,0,0,0,0.97029999999999994,0,0.20674000000000001,1.4172499999999999,0,0,0,2.13931,0.59475,0.35738999999999999,0,0,0,0,0,0,0,0,0,0,0,0,0,0,0,0,0,0,0,0,0,0,0,0,0,0,0,0,0,0,0,0,0,0,0,0,0,0,null,5101.0071954613377,2672.6291281738177,3490.4703967325854,41.379063171417386,0,0,0,315.62676185213445,655.53348477131294,411.65165244869746,0,0,0,0,2204.0016887429379,0,2879.1806795060961,40.296841519241852,0,0,0,0,0,778.56298859451488,0,0,0,0,0,0,0,0,0,153.80279480329907,0,0,0,0,0,0,0,0,0,1235.3878460069625,0,263.22176984796403,1804.4454547597318,0,0,0,2723.77365025369,757.23685603693809,455.02964267178027,0,0,0,0,0,0,0,0,0,0,0,0,0,0,0,0,0,0,0,0,0,0,0,0,0,0,0,0,0,0,0,0,0,0,0,0,0,0]
["","","","","","","","","","","","","","","","","","","","","","","","","","","","","","","","","","","","","","","","","","","","","","","","","","","","","","","","","","","","","","","","","","","","","","","","","","","","","","","","","","","","","","","","","","","","","","","","","","","","","",null,"","","","","","","","","","","","","","","","","","","","","","","","","","","","","","","","","","","","","","","","","","","","","","","","","","","","","","","","","","","","","","","","","","","","","","","","","","","","","","","","","","","","","","","","","","",""]
["","","","","","","","","","","","","","","","","","","","","","","","","","","","","","","","","","","","","","","","","","","","","","","","","","","","","","","","","","","","","","","","","","","","","","","","","","","","","","","","","","","","","","","","","","","","","","","","","","","","","",null,"","","","","","","","","","","","","","","","","","","","","","","","","","","","","","","","","","","","","","","","","","","","","","","","","","","","","","","","","","","","","","","","","","","","","","","","","","","","","","","","","","","","","","","","","","",""]
["","","","","","","","","","","","","","","","","","","","","","","","","","","","","","","","","","","","","","","","","","","","","","","","","","","","","","","","","","","","","","","","","","","","","","","","","","","","","","","","","","","","","","","","","","","","","","","","","","","","","",null,"","","","","","","","","","","","","","","","","","","","","","","","","","","","","","","","","","","","","","","","","","","","","","","","","","","","","","","","","","","","","","","","","","","","","","","","","","","","","","","","","","","","","","","","","","",""]
["","","","","","","","","","","","","","","","","","","","","","","","","","","","","","","","","","","","","","","","","","","","","","","","","","","","","","","","","","","","","","","","","","","","","","","","","","","","","","","","","","","","","","","","","","","","","","","","","","","","","",null,"","","","","","","","","","","","","","","","","","","","","","","","","","","","","","","","","","","","","","","","","","","","","","","","","","","","","","","","","","","","","","","","","","","","","","","","","","","","","","","","","","","","","","","","","","",""]
["","","","","","","","","","","","","","","","","","","","","","","","","","","","","","","","","","","","","","","","","","","","","","","","","","","","","","","","","","","","","","","","","","","","","","","","","","","","","","","","","","","","","","","","","","","","","","","","","","","","","",null,"","","","","","","","","","","","","","","","","","","","","","","","","","","","","","","","","","","","","","","","","","","","","","","","","","","","","","","","","","","","","","","","","","","","","","","","","","","","","","","","","","","","","","","","","","",""]
["","","","","","","","","","","","","","","","","","","","","","","","","","","","","","","","","","","","","","","","","","","","","","","","","","","","","","","","","","","","","","","","","","","","","","","","","","","","","","","","","","","","","","","","","","","","","","","","","","","","","",null,"","","","","","","","","","","","","","","","","","","","","","","","","","","","","","","","","","","","","","","","","","","","","","","","","","","","","","","","","","","","","","","","","","","","","","","","","","","","","","","","","","","","","","","","","","",""]
["","","","","","","","","","","","","","","","","","","","","","","","","","","","","","","","","","","","","","","","","","","","","","","","","","","","","","","","","","","","","","","","","","","","","","","","","","","","","","","","","","","","","","","","","","","","","","","","","","","","","",null,"","","","","","","","","","","","","","","","","","","","","","","","","","","","","","","","","","","","","","","","","","","","","","","","","","","","","","","","","","","","","","","","","","","","","","","","","","","","","","","","","","","","","","","","","","",""]
["","","","","","","","","","","","","","","","","","","","","","","","","","","","","","","","","","","","","","","","","","","","","","","","","","","","","","","","","","","","","","","","","","","","","","","","","","","","","","","","","","","","","","","","","","","","","","","","","","","","","",null,"","","","","","","","","","","","","","","","","","","","","","","","","","","","","","","","","","","","","","","","","","","","","","","","","","","","","","","","","","","","","","","","","","","","","","","","","","","","","","","","","","","","","","","","","","",""]
["","","","","","","","","","","","","","","","","","","","","","","","","","","","","","","","","","","","","","","","","","","","","","","","","","","","","","","","","","","","","","","","","","","","","","","","","","","","","","","","","","","","","","","","","","","","","","","","","","","","","",null,"","","","","","","","","","","","","","","","","","","","","","","","","","","","","","","","","","","","","","","","","","","","","","","","","","","","","","","","","","","","","","","","","","","","","","","","","","","","","","","","","","","","","","","","","","",""]
["","","","","","","","","","","","","","","","","","","","","","","","","","","","","","","","","","","","","","","","","","","","","","","","","","","","","","","","","","","","","","","","","","","","","","","","","","","","","","","","","","","","","","","","","","","","","","","","","","","","","",null,"","","","","","","","","","","","","","","","","","","","","","","","","","","","","","","","","","","","","","","","","","","","","","","","","","","","","","","","","","","","","","","","","","","","","","","","","","","","","","","","","","","","","","","","","","",""]
["","","","","","","","","","","","","","","","","","","","","","","","","","","","","","","","","","","","","","","","","","","","","","","","","","","","","","","","","","","","","","","","","","","","","","","","","","","","","","","","","","","","","","","","","","","","","","","","","","","","","",null,"","","","","","","","","","","","","","","","","","","","","","","","","","","","","","","","","","","","","","","","","","","","","","","","","","","","","","","","","","","","","","","","","","","","","","","","","","","","","","","","","","","","","","","","","","",""]
["","","","","","","","","","","","","","","","","","","","","","","","","","","","","","","","","","","","","","","","","","","","","","","","","","","","","","","","","","","","","","","","","","","","","","","","","","","","","","","","","","","","","","","","","","","","","","","","","","","","","",null,"","","","","","","","","","","","","","","","","","","","","","","","","","","","","","","","","","","","","","","","","","","","","","","","","","","","","","","","","","","","","","","","","","","","","","","","","","","","","","","","","","","","","","","","","","",""]
["","","","","","","","","","","","","","","","","","","","","","","","","","","","","","","","","","","","","","","","","","","","","","","","","","","","","","","","","","","","","","","","","","","","","","","","","","","","","","","","","","","","","","","","","","","","","","","","","","","","","",null,"","","","","","","","","","","","","","","","","","","","","","","","","","","","","","","","","","","","","","","","","","","","","","","","","","","","","","","","","","","","","","","","","","","","","","","","","","","","","","","","","","","","","","","","","","",""]
["","","","","","","","","","","","","","","","","","","","","","","","","","","","","","","","","","","","","","","","","","","","","","","","","","","","","","","","","","","","","","","","","","","","","","","","","","","","","","","","","","","","","","","","","","","","","","","","","","","","","",null,"","","","","","","","","","","","","","","","","","","","","","","","","","","","","","","","","","","","","","","","","","","","","","","","","","","","","","","","","","","","","","","","","","","","","","","","","","","","","","","","","","","","","","","","","","",""]
["","","","","","","","","","","","","","","","","","","","","","","","","","","","","","","","","","","","","","","","","","","","","","","","","","","","","","","","","","","","","","","","","","","","","","","","","","","","","","","","","","","","","","","","","","","","","","","","","","","","","",null,"","","","","","","","","","","","","","","","","","","","","","","","","","","","","","","","","","","","","","","","","","","","","","","","","","","","","","","","","","","","","","","","","","","","","","","","","","","","","","","","","","","","","","","","","","",""]
["","","","","","","","","","","","","","","","","","","","","","","","","","","","","","","","","","","","","","","","","","","","","","","","","","","","","","","","","","","","","","","","","","","","","","","","","","","","","","","","","","","","","","","","","","","","","","","","","","","","","",null,"","","","","","","","","","","","","","","","","","","","","","","","","","","","","","","","","","","","","","","","","","","","","","","","","","","","","","","","","","","","","","","","","","","","","","","","","","","","","","","","","","","","","","","","","","",""]
["","","","","","","","","","","","","","","","","","","","","","","","","","","","","","","","","","","","","","","","","","","","","","","","","","","","","","","","","","","","","","","","","","","","","","","","","","","","","","","","","","","","","","","","","","","","","","","","","","","","","",null,"","","","","","","","","","","","","","","","","","","","","","","","","","","","","","","","","","","","","","","","","","","","","","","","","","","","","","","","","","","","","","","","","","","","","","","","","","","","","","","","","","","","","","","","","","",""]
["","","","","","","","","","","","","","","","","","","","","","","","","","","","","","","","","","","","","","","","","","","","","","","","","","","","","","","","","","","","","","","","","","","","","","","","","","","","","","","","","","","","","","","","","","","","","","","","","","","","","",null,"","","","","","","","","","","","","","","","","","","","","","","","","","","","","","","","","","","","","","","","","","","","","","","","","","","","","","","","","","","","","","","","","","","","","","","","","","","","","","","","","","","","","","","","","","",""]
["","","","","","","","","","","","","","","","","","","","","","","","","","","","","","","","","","","","","","","","","","","","","","","","","","","","","","","","","","","","","","","","","","","","","","","","","","","","","","","","","","","","","","","","","","","","","","","","","","","","","",null,"","","","","","","","","","","","","","","","","","","","","","","","","","","","","","","","","","","","","","","","","","","","","","","","","","","","","","","","","","","","","","","","","","","","","","","","","","","","","","","","","","","","","","","","","","",""]
["","","","","","","","","","","","","","","","","","","","","","","","","","","","","","","","","","","","","","","","","","","","","","","","","","","","","","","","","","","","","","","","","","","","","","","","","","","","","","","","","","","","","","","","","","","","","","","","","","","","","",null,"","","","","","","","","","","","","","","","","","","","","","","","","","","","","","","","","","","","","","","","","","","","","","","","","","","","","","","","","","","","","","","","","","","","","","","","","","","","","","","","","","","","","","","","","","",""]
["","","","","","","","","","","","","","","","","","","","","","","","","","","","","","","","","","","","","","","","","","","","","","","","","","","","","","","","","","","","","","","","","","","","","","","","","","","","","","","","","","","","","","","","","","","","","","","","","","","","","",null,"","","","","","","","","","","","","","","","","","","","","","","","","","","","","","","","","","","","","","","","","","","","","","","","","","","","","","","","","","","","","","","","","","","","","","","","","","","","","","","","","","","","","","","","","","",""]
["","","","","","","","","","","","","","","","","","","","","","","","","","","","","","","","","","","","","","","","","","","","","","","","","","","","","","","","","","","","","","","","","","","","","","","","","","","","","","","","","","","","","","","","","","","","","","","","","","","","","",null,"","","","","","","","","","","","","","","","","","","","","","","","","","","","","","","","","","","","","","","","","","","","","","","","","","","","","","","","","","","","","","","","","","","","","","","","","","","","","","","","","","","","","","","","","","",""]
["","","","","","","","","","","","","","","","","","","","","","","","","","","","","","","","","","","","","","","","","","","","","","","","","","","","","","","","","","","","","","","","","","","","","","","","","","","","","","","","","","","","","","","","","","","","","","","","","","","","","",null,"","","","","","","","","","","","","","","","","","","","","","","","","","","","","","","","","","","","","","","","","","","","","","","","","","","","","","","","","","","","","","","","","","","","","","","","","","","","","","","","","","","","","","","","","","",""]
["","","","","","","","","","","","","","","","","","","","","","","","","","","","","","","","","","","","","","","","","","","","","","","","","","","","","","","","","","","","","","","","","","","","","","","","","","","","","","","","","","","","","","","","","","","","","","","","","","","","","",null,"","","","","","","","","","","","","","","","","","","","","","","","","","","","","","","","","","","","","","","","","","","","","","","","","","","","","","","","","","","","","","","","","","","","","","","","","","","","","","","","","","","","","","","","","","",""]
["","","","","","","","","","","","","","","","","","","","","","","","","","","","","","","","","","","","","","","","","","","","","","","","","","","","","","","","","","","","","","","","","","","","","","","","","","","","","","","","","","","","","","","","","","","","","","","","","","","","","",null,"","","","","","","","","","","","","","","","","","","","","","","","","","","","","","","","","","","","","","","","","","","","","","","","","","","","","","","","","","","","","","","","","","","","","","","","","","","","","","","","","","","","","","","","","","",""]
["","","","","","","","","","","","","","","","","","","","","","","","","","","","","","","","","","","","","","","","","","","","","","","","","","","","","","","","","","","","","","","","","","","","","","","","","","","","","","","","","","","","","","","","","","","","","","","","","","","","","",null,"","","","","","","","","","","","","","","","","","","","","","","","","","","","","","","","","","","","","","","","","","","","","","","","","","","","","","","","","","","","","","","","","","","","","","","","","","","","","","","","","","","","","","","","","","",""]
["","","","","","","","","","","","","","","","","","","","","","","","","","","","","","","","","","","","","","","","","","","","","","","","","","","","","","","","","","","","","","","","","","","","","","","","","","","","","","","","","","","","","","","","","","","","","","","","","","","","","",null,"","","","","","","","","","","","","","","","","","","","","","","","","","","","","","","","","","","","","","","","","","","","","","","","","","","","","","","","","","","","","","","","","","","","","","","","","","","","","","","","","","","","","","","","","","",""]
["","","","","","","","","","","","","","","","","","","","","","","","","","","","","","","","","","","","","","","","","","","","","","","","","","","","","","","","","","","","","","","","","","","","","","","","","","","","","","","","","","","","","","","","","","","","","","","","","","","","","",null,"","","","","","","","","","","","","","","","","","","","","","","","","","","","","","","","","","","","","","","","","","","","","","","","","","","","","","","","","","","","","","","","","","","","","","","","","","","","","","","","","","","","","","","","","","",""]
["","","","","","","","","","","","","","","","","","","","","","","","","","","","","","","","","","","","","","","","","","","","","","","","","","","","","","","","","","","","","","","","","","","","","","","","","","","","","","","","","","","","","","","","","","","","","","","","","","","","","",null,"","","","","","","","","","","","","","","","","","","","","","","","","","","","","","","","","","","","","","","","","","","","","","","","","","","","","","","","","","","","","","","","","","","","","","","","","","","","","","","","","","","","","","","","","","",""]
["","","","","","","","","","","","","","","","","","","","","","","","","","","","","","","","","","","","","","","","","","","","","","","","","","","","","","","","","","","","","","","","","","","","","","","","","","","","","","","","","","","","","","","","","","","","","","","","","","","","","",null,"","","","","","","","","","","","","","","","","","","","","","","","","","","","","","","","","","","","","","","","","","","","","","","","","","","","","","","","","","","","","","","","","","","","","","","","","","","","","","","","","","","","","","","","","","",""]
["","","","","","","","","","","","","","","","","","","","","","","","","","","","","","","","","","","","","","","","","","","","","","","","","","","","","","","","","","","","","","","","","","","","","","","","","","","","","","","","","","","","","","","","","","","","","","","","","","","","","",null,"","","","","","","","","","","","","","","","","","","","","","","","","","","","","","","","","","","","","","","","","","","","","","","","","","","","","","","","","","","","","","","","","","","","","","","","","","","","","","","","","","","","","","","","","","",""]
["","","","","","","","","","","","","","","","","","","","","","","","","","","","","","","","","","","","","","","","","","","","","","","","","","","","","","","","","","","","","","","","","","","","","","","","","","","","","","","","","","","","","","","","","","","","","","","","","","","","","",null,"","","","","","","","","","","","","","","","","","","","","","","","","","","","","","","","","","","","","","","","","","","","","","","","","","","","","","","","","","","","","","","","","","","","","","","","","","","","","","","","","","","","","","","","","","",""]
["","","","","","","","","","","","","","","","","","","","","","","","","","","","","","","","","","","","","","","","","","","","","","","","","","","","","","","","","","","","","","","","","","","","","","","","","","","","","","","","","","","","","","","","","","","","","","","","","","","","","",null,"","","","","","","","","","","","","","","","","","","","","","","","","","","","","","","","","","","","","","","","","","","","","","","","","","","","","","","","","","","","","","","","","","","","","","","","","","","","","","","","","","","","","","","","","","",""]
["","","","","","","","","","","","","","","","","","","","","","","","","","","","","","","","","","","","","","","","","","","","","","","","","","","","","","","","","","","","","","","","","","","","","","","","","","","","","","","","","","","","","","","","","","","","","","","","","","","","","",null,"","","","","","","","","","","","","","","","","","","","","","","","","","","","","","","","","","","","","","","","","","","","","","","","","","","","","","","","","","","","","","","","","","","","","","","","","","","","","","","","","","","","","","","","","","",""]
["","","","","","","","","","","","","","","","","","","","","","","","","","","","","","","","","","","","","","","","","","","","","","","","","","","","","","","","","","","","","","","","","","","","","","","","","","","","","","","","","","","","","","","","","","","","","","","","","","","","","",null,"","","","","","","","","","","","","","","","","","","","","","","","","","","","","","","","","","","","","","","","","","","","","","","","","","","","","","","","","","","","","","","","","","","","","","","","","","","","","","","","","","","","","","","","","","",""]
["","","","","","","","","","","","","","","","","","","","","","","","","","","","","","","","","","","","","","","","","","","","","","","","","","","","","","","","","","","","","","","","","","","","","","","","","","","","","","","","","","","","","","","","","","","","","","","","","","","","","",null,"","","","","","","","","","","","","","","","","","","","","","","","","","","","","","","","","","","","","","","","","","","","","","","","","","","","","","","","","","","","","","","","","","","","","","","","","","","","","","","","","","","","","","","","","","",""]
["","","","","","","","","","","","","","","","","","","","","","","","","","","","","","","","","","","","","","","","","","","","","","","","","","","","","","","","","","","","","","","","","","","","","","","","","","","","","","","","","","","","","","","","","","","","","","","","","","","","","",null,"","","","","","","","","","","","","","","","","","","","","","","","","","","","","","","","","","","","","","","","","","","","","","","","","","","","","","","","","","","","","","","","","","","","","","","","","","","","","","","","","","","","","","","","","","",""]
["","","","","","","","","","","","","","","","","","","","","","","","","","","","","","","","","","","","","","","","","","","","","","","","","","","","","","","","","","","","","","","","","","","","","","","","","","","","","","","","","","","","","","","","","","","","","","","","","","","","","",null,"","","","","","","","","","","","","","","","","","","","","","","","","","","","","","","","","","","","","","","","","","","","","","","","","","","","","","","","","","","","","","","","","","","","","","","","","","","","","","","","","","","","","","","","","","",""]
["","","","","","","","","","","","","","","","","","","","","","","","","","","","","","","","","","","","","","","","","","","","","","","","","","","","","","","","","","","","","","","","","","","","","","","","","","","","","","","","","","","","","","","","","","","","","","","","","","","","","",null,"","","","","","","","","","","","","","","","","","","","","","","","","","","","","","","","","","","","","","","","","","","","","","","","","","","","","","","","","","","","","","","","","","","","","","","","","","","","","","","","","","","","","","","","","","",""]
["","","","","","","","","","","","","","","","","","","","","","","","","","","","","","","","","","","","","","","","","","","","","","","","","","","","","","","","","","","","","","","","","","","","","","","","","","","","","","","","","","","","","","","","","","","","","","","","","","","","","",null,"","","","","","","","","","","","","","","","","","","","","","","","","","","","","","","","","","","","","","","","","","","","","","","","","","","","","","","","","","","","","","","","","","","","","","","","","","","","","","","","","","","","","","","","","","",""]
["","","","","","","","","","","","","","","","","","","","","","","","","","","","","","","","","","","","","","","","","","","","","","","","","","","","","","","","","","","","","","","","","","","","","","","","","","","","","","","","","","","","","","","","","","","","","","","","","","","","","",null,"","","","","","","","","","","","","","","","","","","","","","","","","","","","","","","","","","","","","","","","","","","","","","","","","","","","","","","","","","","","","","","","","","","","","","","","","","","","","","","","","","","","","","","","","","",""]
["","","","","","","","","","","","","","","","","","","","","","","","","","","","","","","","","","","","","","","","","","","","","","","","","","","","","","","","","","","","","","","","","","","","","","","","","","","","","","","","","","","","","","","","","","","","","","","","","","","","","",null,"","","","","","","","","","","","","","","","","","","","","","","","","","","","","","","","","","","","","","","","","","","","","","","","","","","","","","","","","","","","","","","","","","","","","","","","","","","","","","","","","","","","","","","","","","",""]
["","","","","","","","","","","","","","","","","","","","","","","","","","","","","","","","","","","","","","","","","","","","","","","","","","","","","","","","","","","","","","","","","","","","","","","","","","","","","","","","","","","","","","","","","","","","","","","","","","","","","",null,"","","","","","","","","","","","","","","","","","","","","","","","","","","","","","","","","","","","","","","","","","","","","","","","","","","","","","","","","","","","","","","","","","","","","","","","","","","","","","","","","","","","","","","","","","",""]
["","","","","","","","","","","","","","","","","","","","","","","","","","","","","","","","","","","","","","","","","","","","","","","","","","","","","","","","","","","","","","","","","","","","","","","","","","","","","","","","","","","","","","","","","","","","","","","","","","","","","",null,"","","","","","","","","","","","","","","","","","","","","","","","","","","","","","","","","","","","","","","","","","","","","","","","","","","","","","","","","","","","","","","","","","","","","","","","","","","","","","","","","","","","","","","","","","",""]
["","","","","","","","","","","","","","","","","","","","","","","","","","","","","","","","","","","","","","","","","","","","","","","","","","","","","","","","","","","","","","","","","","","","","","","","","","","","","","","","","","","","","","","","","","","","","","","","","","","","","",null,"","","","","","","","","","","","","","","","","","","","","","","","","","","","","","","","","","","","","","","","","","","","","","","","","","","","","","","","","","","","","","","","","","","","","","","","","","","","","","","","","","","","","","","","","","",""]
["","","","","","","","","","","","","","","","","","","","","","","","","","","","","","","","","","","","","","","","","","","","","","","","","","","","","","","","","","","","","","","","","","","","","","","","","","","","","","","","","","","","","","","","","","","","","","","","","","","","","",null,"","","","","","","","","","","","","","","","","","","","","","","","","","","","","","","","","","","","","","","","","","","","","","","","","","","","","","","","","","","","","","","","","","","","","","","","","","","","","","","","","","","","","","","","","","",""]
["","","","","","","","","","","","","","","","","","","","","","","","","","","","","","","","","","","","","","","","","","","","","","","","","","","","","","","","","","","","","","","","","","","","","","","","","","","","","","","","","","","","","","","","","","","","","","","","","","","","","",null,"","","","","","","","","","","","","","","","","","","","","","","","","","","","","","","","","","","","","","","","","","","","","","","","","","","","","","","","","","","","","","","","","","","","","","","","","","","","","","","","","","","","","","","","","","",""]
["","","","","","","","","","","","","","","","","","","","","","","","","","","","","","","","","","","","","","","","","","","","","","","","","","","","","","","","","","","","","","","","","","","","","","","","","","","","","","","","","","","","","","","","","","","","","","","","","","","","","",null,"","","","","","","","","","","","","","","","","","","","","","","","","","","","","","","","","","","","","","","","","","","","","","","","","","","","","","","","","","","","","","","","","","","","","","","","","","","","","","","","","","","","","","","","","","",""]
["","","","","","","","","","","","","","","","","","","","","","","","","","","","","","","","","","","","","","","","","","","","","","","","","","","","","","","","","","","","","","","","","","","","","","","","","","","","","","","","","","","","","","","","","","","","","","","","","","","","","",null,"","","","","","","","","","","","","","","","","","","","","","","","","","","","","","","","","","","","","","","","","","","","","","","","","","","","","","","","","","","","","","","","","","","","","","","","","","","","","","","","","","","","","","","","","","",""]
["","","","","","","","","","","","","","","","","","","","","","","","","","","","","","","","","","","","","","","","","","","","","","","","","","","","","","","","","","","","","","","","","","","","","","","","","","","","","","","","","","","","","","","","","","","","","","","","","","","","","",null,"","","","","","","","","","","","","","","","","","","","","","","","","","","","","","","","","","","","","","","","","","","","","","","","","","","","","","","","","","","","","","","","","","","","","","","","","","","","","","","","","","","","","","","","","","",""]
["","","","","","","","","","","","","","","","","","","","","","","","","","","","","","","","","","","","","","","","","","","","","","","","","","","","","","","","","","","","","","","","","","","","","","","","","","","","","","","","","","","","","","","","","","","","","","","","","","","","","",null,"","","","","","","","","","","","","","","","","","","","","","","","","","","","","","","","","","","","","","","","","","","","","","","","","","","","","","","","","","","","","","","","","","","","","","","","","","","","","","","","","","","","","","","","","","",""]
["","","","","","","","","","","","","","","","","","","","","","","","","","","","","","","","","","","","","","","","","","","","","","","","","","","","","","","","","","","","","","","","","","","","","","","","","","","","","","","","","","","","","","","","","","","","","","","","","","","","","",null,"","","","","","","","","","","","","","","","","","","","","","","","","","","","","","","","","","","","","","","","","","","","","","","","","","","","","","","","","","","","","","","","","","","","","","","","","","","","","","","","","","","","","","","","","","",""]
["","","","","","","","","","","","","","","","","","","","","","","","","","","","","","","","","","","","","","","","","","","","","","","","","","","","","","","","","","","","","","","","","","","","","","","","","","","","","","","","","","","","","","","","","","","","","","","","","","","","","",null,"","","","","","","","","","","","","","","","","","","","","","","","","","","","","","","","","","","","","","","","","","","","","","","","","","","","","","","","","","","","","","","","","","","","","","","","","","","","","","","","","","","","","","","","","","",""]
["","","","","","","","","","","","","","","","","","","","","","","","","","","","","","","","","","","","","","","","","","","","","","","","","","","","","","","","","","","","","","","","","","","","","","","","","","","","","","","","","","","","","","","","","","","","","","","","","","","","","",null,"","","","","","","","","","","","","","","","","","","","","","","","","","","","","","","","","","","","","","","","","","","","","","","","","","","","","","","","","","","","","","","","","","","","","","","","","","","","","","","","","","","","","","","","","","",""]
["","","","","","","","","","","","","","","","","","","","","","","","","","","","","","","","","","","","","","","","","","","","","","","","","","","","","","","","","","","","","","","","","","","","","","","","","","","","","","","","","","","","","","","","","","","","","","","","","","","","","",null,"","","","","","","","","","","","","","","","","","","","","","","","","","","","","","","","","","","","","","","","","","","","","","","","","","","","","","","","","","","","","","","","","","","","","","","","","","","","","","","","","","","","","","","","","","",""]
["","","","","","","","","","","","","","","","","","","","","","","","","","","","","","","","","","","","","","","","","","","","","","","","","","","","","","","","","","","","","","","","","","","","","","","","","","","","","","","","","","","","","","","","","","","","","","","","","","","","","",null,"","","","","","","","","","","","","","","","","","","","","","","","","","","","","","","","","","","","","","","","","","","","","","","","","","","","","","","","","","","","","","","","","","","","","","","","","","","","","","","","","","","","","","","","","","",""]
["","","","","","","","","","","","","","","","","","","","","","","","","","","","","","","","","","","","","","","","","","","","","","","","","","","","","","","","","","","","","","","","","","","","","","","","","","","","","","","","","","","","","","","","","","","","","","","","","","","","","",null,"","","","","","","","","","","","","","","","","","","","","","","","","","","","","","","","","","","","","","","","","","","","","","","","","","","","","","","","","","","","","","","","","","","","","","","","","","","","","","","","","","","","","","","","","","",""]
["","","","","","","","","","","","","","","","","","","","","","","","","","","","","","","","","","","","","","","","","","","","","","","","","","","","","","","","","","","","","","","","","","","","","","","","","","","","","","","","","","","","","","","","","","","","","","","","","","","","","",null,"","","","","","","","","","","","","","","","","","","","","","","","","","","","","","","","","","","","","","","","","","","","","","","","","","","","","","","","","","","","","","","","","","","","","","","","","","","","","","","","","","","","","","","","","","",""]
["","","","","","","","","","","","","","","","","","","","","","","","","","","","","","","","","","","","","","","","","","","","","","","","","","","","","","","","","","","","","","","","","","","","","","","","","","","","","","","","","","","","","","","","","","","","","","","","","","","","","",null,"","","","","","","","","","","","","","","","","","","","","","","","","","","","","","","","","","","","","","","","","","","","","","","","","","","","","","","","","","","","","","","","","","","","","","","","","","","","","","","","","","","","","","","","","","",""]
["","","","","","","","","","","","","","","","","","","","","","","","","","","","","","","","","","","","","","","","","","","","","","","","","","","","","","","","","","","","","","","","","","","","","","","","","","","","","","","","","","","","","","","","","","","","","","","","","","","","","",null,"","","","","","","","","","","","","","","","","","","","","","","","","","","","","","","","","","","","","","","","","","","","","","","","","","","","","","","","","","","","","","","","","","","","","","","","","","","","","","","","","","","","","","","","","","",""]
["","","","","","","","","","","","","","","","","","","","","","","","","","","","","","","","","","","","","","","","","","","","","","","","","","","","","","","","","","","","","","","","","","","","","","","","","","","","","","","","","","","","","","","","","","","","","","","","","","","","","",null,"","","","","","","","","","","","","","","","","","","","","","","","","","","","","","","","","","","","","","","","","","","","","","","","","","","","","","","","","","","","","","","","","","","","","","","","","","","","","","","","","","","","","","","","","","",""]
["","","","","","","","","","","","","","","","","","","","","","","","","","","","","","","","","","","","","","","","","","","","","","","","","","","","","","","","","","","","","","","","","","","","","","","","","","","","","","","","","","","","","","","","","","","","","","","","","","","","","",null,"","","","","","","","","","","","","","","","","","","","","","","","","","","","","","","","","","","","","","","","","","","","","","","","","","","","","","","","","","","","","","","","","","","","","","","","","","","","","","","","","","","","","","","","","","",""]
["","","","","","","","","","","","","","","","","","","","","","","","","","","","","","","","","","","","","","","","","","","","","","","","","","","","","","","","","","","","","","","","","","","","","","","","","","","","","","","","","","","","","","","","","","","","","","","","","","","","","",null,"","","","","","","","","","","","","","","","","","","","","","","","","","","","","","","","","","","","","","","","","","","","","","","","","","","","","","","","","","","","","","","","","","","","","","","","","","","","","","","","","","","","","","","","","","",""]
["","","","","","","","","","","","","","","","","","","","","","","","","","","","","","","","","","","","","","","","","","","","","","","","","","","","","","","","","","","","","","","","","","","","","","","","","","","","","","","","","","","","","","","","","","","","","","","","","","","","","",null,"","","","","","","","","","","","","","","","","","","","","","","","","","","","","","","","","","","","","","","","","","","","","","","","","","","","","","","","","","","","","","","","","","","","","","","","","","","","","","","","","","","","","","","","","","",""]
["","","","","","","","","","","","","","","","","","","","","","","","","","","","","","","","","","","","","","","","","","","","","","","","","","","","","","","","","","","","","","","","","","","","","","","","","","","","","","","","","","","","","","","","","","","","","","","","","","","","","",null,"","","","","","","","","","","","","","","","","","","","","","","","","","","","","","","","","","","","","","","","","","","","","","","","","","","","","","","","","","","","","","","","","","","","","","","","","","","","","","","","","","","","","","","","","","",""]
["","","","","","","","","","","","","","","","","","","","","","","","","","","","","","","","","","","","","","","","","","","","","","","","","","","","","","","","","","","","","","","","","","","","","","","","","","","","","","","","","","","","","","","","","","","","","","","","","","","","","",null,"","","","","","","","","","","","","","","","","","","","","","","","","","","","","","","","","","","","","","","","","","","","","","","","","","","","","","","","","","","","","","","","","","","","","","","","","","","","","","","","","","","","","","","","","","",""]
["","","","","","","","","","","","","","","","","","","","","","","","","","","","","","","","","","","","","","","","","","","","","","","","","","","","","","","","","","","","","","","","","","","","","","","","","","","","","","","","","","","","","","","","","","","","","","","","","","","","","",null,"","","","","","","","","","","","","","","","","","","","","","","","","","","","","","","","","","","","","","","","","","","","","","","","","","","","","","","","","","","","","","","","","","","","","","","","","","","","","","","","","","","","","","","","","","",""]
["","","","","","","","","","","","","","","","","","","","","","","","","","","","","","","","","","","","","","","","","","","","","","","","","","","","","","","","","","","","","","","","","","","","","","","","","","","","","","","","","","","","","","","","","","","","","","","","","","","","","",null,"","","","","","","","","","","","","","","","","","","","","","","","","","","","","","","","","","","","","","","","","","","","","","","","","","","","","","","","","","","","","","","","","","","","","","","","","","","","","","","","","","","","","","","","","","",""]
["","","","","","","","","","","","","","","","","","","","","","","","","","","","","","","","","","","","","","","","","","","","","","","","","","","","","","","","","","","","","","","","","","","","","","","","","","","","","","","","","","","","","","","","","","","","","","","","","","","","","",null,"","","","","","","","","","","","","","","","","","","","","","","","","","","","","","","","","","","","","","","","","","","","","","","","","","","","","","","","","","","","","","","","","","","","","","","","","","","","","","","","","","","","","","","","","","",""]
["","","","","","","","","","","","","","","","","","","","","","","","","","","","","","","","","","","","","","","","","","","","","","","","","","","","","","","","","","","","","","","","","","","","","","","","","","","","","","","","","","","","","","","","","","","","","","","","","","","","","",null,"","","","","","","","","","","","","","","","","","","","","","","","","","","","","","","","","","","","","","","","","","","","","","","","","","","","","","","","","","","","","","","","","","","","","","","","","","","","","","","","","","","","","","","","","","",""]
["","","","","","","","","","","","","","","","","","","","","","","","","","","","","","","","","","","","","","","","","","","","","","","","","","","","","","","","","","","","","","","","","","","","","","","","","","","","","","","","","","","","","","","","","","","","","","","","","","","","","",null,"","","","","","","","","","","","","","","","","","","","","","","","","","","","","","","","","","","","","","","","","","","","","","","","","","","","","","","","","","","","","","","","","","","","","","","","","","","","","","","","","","","","","","","","","","",""]
["","","","","","","","","","","","","","","","","","","","","","","","","","","","","","","","","","","","","","","","","","","","","","","","","","","","","","","","","","","","","","","","","","","","","","","","","","","","","","","","","","","","","","","","","","","","","","","","","","","","","",null,"","","","","","","","","","","","","","","","","","","","","","","","","","","","","","","","","","","","","","","","","","","","","","","","","","","","","","","","","","","","","","","","","","","","","","","","","","","","","","","","","","","","","","","","","","",""]
["","","","","","","","","","","","","","","","","","","","","","","","","","","","","","","","","","","","","","","","","","","","","","","","","","","","","","","","","","","","","","","","","","","","","","","","","","","","","","","","","","","","","","","","","","","","","","","","","","","","","",null,"","","","","","","","","","","","","","","","","","","","","","","","","","","","","","","","","","","","","","","","","","","","","","","","","","","","","","","","","","","","","","","","","","","","","","","","","","","","","","","","","","","","","","","","","","",""]
["","","","","","","","","","","","","","","","","","","","","","","","","","","","","","","","","","","","","","","","","","","","","","","","","","","","","","","","","","","","","","","","","","","","","","","","","","","","","","","","","","","","","","","","","","","","","","","","","","","","","",null,"","","","","","","","","","","","","","","","","","","","","","","","","","","","","","","","","","","","","","","","","","","","","","","","","","","","","","","","","","","","","","","","","","","","","","","","","","","","","","","","","","","","","","","","","","",""]
["","","","","","","","","","","","","","","","","","","","","","","","","","","","","","","","","","","","","","","","","","","","","","","","","","","","","","","","","","","","","","","","","","","","","","","","","","","","","","","","","","","","","","","","","","","","","","","","","","","","","",null,"","","","","","","","","","","","","","","","","","","","","","","","","","","","","","","","","","","","","","","","","","","","","","","","","","","","","","","","","","","","","","","","","","","","","","","","","","","","","","","","","","","","","","","","","","",""]
["","","","","","","","","","","","","","","","","","","","","","","","","","","","","","","","","","","","","","","","","","","","","","","","","","","","","","","","","","","","","","","","","","","","","","","","","","","","","","","","","","","","","","","","","","","","","","","","","","","","","",null,"","","","","","","","","","","","","","","","","","","","","","","","","","","","","","","","","","","","","","","","","","","","","","","","","","","","","","","","","","","","","","","","","","","","","","","","","","","","","","","","","","","","","","","","","","",""]
["","","","","","","","","","","","","","","","","","","","","","","","","","","","","","","","","","","","","","","","","","","","","","","","","","","","","","","","","","","","","","","","","","","","","","","","","","","","","","","","","","","","","","","","","","","","","","","","","","","","","",null,"","","","","","","","","","","","","","","","","","","","","","","","","","","","","","","","","","","","","","","","","","","","","","","","","","","","","","","","","","","","","","","","","","","","","","","","","","","","","","","","","","","","","","","","","","",""]
["","","","","","","","","","","","","","","","","","","","","","","","","","","","","","","","","","","","","","","","","","","","","","","","","","","","","","","","","","","","","","","","","","","","","","","","","","","","","","","","","","","","","","","","","","","","","","","","","","","","","",null,"","","","","","","","","","","","","","","","","","","","","","","","","","","","","","","","","","","","","","","","","","","","","","","","","","","","","","","","","","","","","","","","","","","","","","","","","","","","","","","","","","","","","","","","","","",""]
["","","","","","","","","","","","","","","","","","","","","","","","","","","","","","","","","","","","","","","","","","","","","","","","","","","","","","","","","","","","","","","","","","","","","","","","","","","","","","","","","","","","","","","","","","","","","","","","","","","","","",null,"","","","","","","","","","","","","","","","","","","","","","","","","","","","","","","","","","","","","","","","","","","","","","","","","","","","","","","","","","","","","","","","","","","","","","","","","","","","","","","","","","","","","","","","","","",""]
["","","","","","","","","","","","","","","","","","","","","","","","","","","","","","","","","","","","","","","","","","","","","","","","","","","","","","","","","","","","","","","","","","","","","","","","","","","","","","","","","","","","","","","","","","","","","","","","","","","","","",null,"","","","","","","","","","","","","","","","","","","","","","","","","","","","","","","","","","","","","","","","","","","","","","","","","","","","","","","","","","","","","","","","","","","","","","","","","","","","","","","","","","","","","","","","","","",""]
["","","","","","","","","","","","","","","","","","","","","","","","","","","","","","","","","","","","","","","","","","","","","","","","","","","","","","","","","","","","","","","","","","","","","","","","","","","","","","","","","","","","","","","","","","","","","","","","","","","","","",null,"","","","","","","","","","","","","","","","","","","","","","","","","","","","","","","","","","","","","","","","","","","","","","","","","","","","","","","","","","","","","","","","","","","","","","","","","","","","","","","","","","","","","","","","","","",""]
["","","","","","","","","","","","","","","","","","","","","","","","","","","","","","","","","","","","","","","","","","","","","","","","","","","","","","","","","","","","","","","","","","","","","","","","","","","","","","","","","","","","","","","","","","","","","","","","","","","","","",null,"","","","","","","","","","","","","","","","","","","","","","","","","","","","","","","","","","","","","","","","","","","","","","","","","","","","","","","","","","","","","","","","","","","","","","","","","","","","","","","","","","","","","","","","","","",""]
["","","","","","","","","","","","","","","","","","","","","","","","","","","","","","","","","","","","","","","","","","","","","","","","","","","","","","","","","","","","","","","","","","","","","","","","","","","","","","","","","","","","","","","","","","","","","","","","","","","","","",null,"","","","","","","","","","","","","","","","","","","","","","","","","","","","","","","","","","","","","","","","","","","","","","","","","","","","","","","","","","","","","","","","","","","","","","","","","","","","","","","","","","","","","","","","","","",""]
["","","","","","","","","","","","","","","","","","","","","","","","","","","","","","","","","","","","","","","","","","","","","","","","","","","","","","","","","","","","","","","","","","","","","","","","","","","","","","","","","","","","","","","","","","","","","","","","","","","","","",null,"","","","","","","","","","","","","","","","","","","","","","","","","","","","","","","","","","","","","","","","","","","","","","","","","","","","","","","","","","","","","","","","","","","","","","","","","","","","","","","","","","","","","","","","","","",""]
["","","","","","","","","","","","","","","","","","","","","","","","","","","","","","","","","","","","","","","","","","","","","","","","","","","","","","","","","","","","","","","","","","","","","","","","","","","","","","","","","","","","","","","","","","","","","","","","","","","","","",null,"","","","","","","","","","","","","","","","","","","","","","","","","","","","","","","","","","","","","","","","","","","","","","","","","","","","","","","","","","","","","","","","","","","","","","","","","","","","","","","","","","","","","","","","","","",""]
["","","","","","","","","","","","","","","","","","","","","","","","","","","","","","","","","","","","","","","","","","","","","","","","","","","","","","","","","","","","","","","","","","","","","","","","","","","","","","","","","","","","","","","","","","","","","","","","","","","","","",null,"","","","","","","","","","","","","","","","","","","","","","","","","","","","","","","","","","","","","","","","","","","","","","","","","","","","","","","","","","","","","","","","","","","","","","","","","","","","","","","","","","","","","","","","","","",""]
["","","","","","","","","","","","","","","","","","","","","","","","","","","","","","","","","","","","","","","","","","","","","","","","","","","","","","","","","","","","","","","","","","","","","","","","","","","","","","","","","","","","","","","","","","","","","","","","","","","","","",null,"","","","","","","","","","","","","","","","","","","","","","","","","","","","","","","","","","","","","","","","","","","","","","","","","","","","","","","","","","","","","","","","","","","","","","","","","","","","","","","","","","","","","","","","","","",""]
["","","","","","","","","","","","","","","","","","","","","","","","","","","","","","","","","","","","","","","","","","","","","","","","","","","","","","","","","","","","","","","","","","","","","","","","","","","","","","","","","","","","","","","","","","","","","","","","","","","","","",null,"","","","","","","","","","","","","","","","","","","","","","","","","","","","","","","","","","","","","","","","","","","","","","","","","","","","","","","","","","","","","","","","","","","","","","","","","","","","","","","","","","","","","","","","","","",""]
["","","","","","","","","","","","","","","","","","","","","","","","","","","","","","","","","","","","","","","","","","","","","","","","","","","","","","","","","","","","","","","","","","","","","","","","","","","","","","","","","","","","","","","","","","","","","","","","","","","","","",null,"","","","","","","","","","","","","","","","","","","","","","","","","","","","","","","","","","","","","","","","","","","","","","","","","","","","","","","","","","","","","","","","","","","","","","","","","","","","","","","","","","","","","","","","","","",""]
["","","","","","","","","","","","","","","","","","","","","","","","","","","","","","","","","","","","","","","","","","","","","","","","","","","","","","","","","","","","","","","","","","","","","","","","","","","","","","","","","","","","","","","","","","","","","","","","","","","","","",null,"","","","","","","","","","","","","","","","","","","","","","","","","","","","","","","","","","","","","","","","","","","","","","","","","","","","","","","","","","","","","","","","","","","","","","","","","","","","","","","","","","","","","","","","","","",""]
["","","","","","","","","","","","","","","","","","","","","","","","","","","","","","","","","","","","","","","","","","","","","","","","","","","","","","","","","","","","","","","","","","","","","","","","","","","","","","","","","","","","","","","","","","","","","","","","","","","","","",null,"","","","","","","","","","","","","","","","","","","","","","","","","","","","","","","","","","","","","","","","","","","","","","","","","","","","","","","","","","","","","","","","","","","","","","","","","","","","","","","","","","","","","","","","","","",""]
["","","","","","","","","","","","","","","","","","","","","","","","","","","","","","","","","","","","","","","","","","","","","","","","","","","","","","","","","","","","","","","","","","","","","","","","","","","","","","","","","","","","","","","","","","","","","","","","","","","","","",null,"","","","","","","","","","","","","","","","","","","","","","","","","","","","","","","","","","","","","","","","","","","","","","","","","","","","","","","","","","","","","","","","","","","","","","","","","","","","","","","","","","","","","","","","","","",""]
["","","","","","","","","","","","","","","","","","","","","","","","","","","","","","","","","","","","","","","","","","","","","","","","","","","","","","","","","","","","","","","","","","","","","","","","","","","","","","","","","","","","","","","","","","","","","","","","","","","","","",null,"","","","","","","","","","","","","","","","","","","","","","","","","","","","","","","","","","","","","","","","","","","","","","","","","","","","","","","","","","","","","","","","","","","","","","","","","","","","","","","","","","","","","","","","","","",""]
["","","","","","","","","","","","","","","","","","","","","","","","","","","","","","","","","","","","","","","","","","","","","","","","","","","","","","","","","","","","","","","","","","","","","","","","","","","","","","","","","","","","","","","","","","","","","","","","","","","","","",null,"","","","","","","","","","","","","","","","","","","","","","","","","","","","","","","","","","","","","","","","","","","","","","","","","","","","","","","","","","","","","","","","","","","","","","","","","","","","","","","","","","","","","","","","","","",""]
["","","","","","","","","","","","","","","","","","","","","","","","","","","","","","","","","","","","","","","","","","","","","","","","","","","","","","","","","","","","","","","","","","","","","","","","","","","","","","","","","","","","","","","","","","","","","","","","","","","","","",null,"","","","","","","","","","","","","","","","","","","","","","","","","","","","","","","","","","","","","","","","","","","","","","","","","","","","","","","","","","","","","","","","","","","","","","","","","","","","","","","","","","","","","","","","","","",""]
["","","","","","","","","","","","","","","","","","","","","","","","","","","","","","","","","","","","","","","","","","","","","","","","","","","","","","","","","","","","","","","","","","","","","","","","","","","","","","","","","","","","","","","","","","","","","","","","","","","","","",null,"","","","","","","","","","","","","","","","","","","","","","","","","","","","","","","","","","","","","","","","","","","","","","","","","","","","","","","","","","","","","","","","","","","","","","","","","","","","","","","","","","","","","","","","","","",""]
["","","","","","","","","","","","","","","","","","","","","","","","","","","","","","","","","","","","","","","","","","","","","","","","","","","","","","","","","","","","","","","","","","","","","","","","","","","","","","","","","","","","","","","","","","","","","","","","","","","","","",null,"","","","","","","","","","","","","","","","","","","","","","","","","","","","","","","","","","","","","","","","","","","","","","","","","","","","","","","","","","","","","","","","","","","","","","","","","","","","","","","","","","","","","","","","","","",""]
["","","","","","","","","","","","","","","","","","","","","","","","","","","","","","","","","","","","","","","","","","","","","","","","","","","","","","","","","","","","","","","","","","","","","","","","","","","","","","","","","","","","","","","","","","","","","","","","","","","","","",null,"","","","","","","","","","","","","","","","","","","","","","","","","","","","","","","","","","","","","","","","","","","","","","","","","","","","","","","","","","","","","","","","","","","","","","","","","","","","","","","","","","","","","","","","","","",""]
["","","","","","","","","","","","","","","","","","","","","","","","","","","","","","","","","","","","","","","","","","","","","","","","","","","","","","","","","","","","","","","","","","","","","","","","","","","","","","","","","","","","","","","","","","","","","","","","","","","","","",null,"","","","","","","","","","","","","","","","","","","","","","","","","","","","","","","","","","","","","","","","","","","","","","","","","","","","","","","","","","","","","","","","","","","","","","","","","","","","","","","","","","","","","","","","","","",""]
["","","","","","","","","","","","","","","","","","","","","","","","","","","","","","","","","","","","","","","","","","","","","","","","","","","","","","","","","","","","","","","","","","","","","","","","","","","","","","","","","","","","","","","","","","","","","","","","","","","","","",null,"","","","","","","","","","","","","","","","","","","","","","","","","","","","","","","","","","","","","","","","","","","","","","","","","","","","","","","","","","","","","","","","","","","","","","","","","","","","","","","","","","","","","","","","","","",""]
["","","","","","","","","","","","","","","","","","","","","","","","","","","","","","","","","","","","","","","","","","","","","","","","","","","","","","","","","","","","","","","","","","","","","","","","","","","","","","","","","","","","","","","","","","","","","","","","","","","","","",null,"","","","","","","","","","","","","","","","","","","","","","","","","","","","","","","","","","","","","","","","","","","","","","","","","","","","","","","","","","","","","","","","","","","","","","","","","","","","","","","","","","","","","","","","","","",""]
["","","","","","","","","","","","","","","","","","","","","","","","","","","","","","","","","","","","","","","","","","","","","","","","","","","","","","","","","","","","","","","","","","","","","","","","","","","","","","","","","","","","","","","","","","","","","","","","","","","","","",null,"","","","","","","","","","","","","","","","","","","","","","","","","","","","","","","","","","","","","","","","","","","","","","","","","","","","","","","","","","","","","","","","","","","","","","","","","","","","","","","","","","","","","","","","","","",""]
["","","","","","","","","","","","","","","","","","","","","","","","","","","","","","","","","","","","","","","","","","","","","","","","","","","","","","","","","","","","","","","","","","","","","","","","","","","","","","","","","","","","","","","","","","","","","","","","","","","","","",null,"","","","","","","","","","","","","","","","","","","","","","","","","","","","","","","","","","","","","","","","","","","","","","","","","","","","","","","","","","","","","","","","","","","","","","","","","","","","","","","","","","","","","","","","","","",""]
["","","","","","","","","","","","","","","","","","","","","","","","","","","","","","","","","","","","","","","","","","","","","","","","","","","","","","","","","","","","","","","","","","","","","","","","","","","","","","","","","","","","","","","","","","","","","","","","","","","","","",null,"","","","","","","","","","","","","","","","","","","","","","","","","","","","","","","","","","","","","","","","","","","","","","","","","","","","","","","","","","","","","","","","","","","","","","","","","","","","","","","","","","","","","","","","","","",""]
["","","","","","","","","","","","","","","","","","","","","","","","","","","","","","","","","","","","","","","","","","","","","","","","","","","","","","","","","","","","","","","","","","","","","","","","","","","","","","","","","","","","","","","","","","","","","","","","","","","","","",null,"","","","","","","","","","","","","","","","","","","","","","","","","","","","","","","","","","","","","","","","","","","","","","","","","","","","","","","","","","","","","","","","","","","","","","","","","","","","","","","","","","","","","","","","","","",""]
["","","","","","","","","","","","","","","","","","","","","","","","","","","","","","","","","","","","","","","","","","","","","","","","","","","","","","","","","","","","","","","","","","","","","","","","","","","","","","","","","","","","","","","","","","","","","","","","","","","","","",null,"","","","","","","","","","","","","","","","","","","","","","","","","","","","","","","","","","","","","","","","","","","","","","","","","","","","","","","","","","","","","","","","","","","","","","","","","","","","","","","","","","","","","","","","","","",""]
["","","","","","","","","","","","","","","","","","","","","","","","","","","","","","","","","","","","","","","","","","","","","","","","","","","","","","","","","","","","","","","","","","","","","","","","","","","","","","","","","","","","","","","","","","","","","","","","","","","","","",null,"","","","","","","","","","","","","","","","","","","","","","","","","","","","","","","","","","","","","","","","","","","","","","","","","","","","","","","","","","","","","","","","","","","","","","","","","","","","","","","","","","","","","","","","","","",""]
["","","","","","","","","","","","","","","","","","","","","","","","","","","","","","","","","","","","","","","","","","","","","","","","","","","","","","","","","","","","","","","","","","","","","","","","","","","","","","","","","","","","","","","","","","","","","","","","","","","","","",null,"","","","","","","","","","","","","","","","","","","","","","","","","","","","","","","","","","","","","","","","","","","","","","","","","","","","","","","","","","","","","","","","","","","","","","","","","","","","","","","","","","","","","","","","","","",""]
["","","","","","","","","","","","","","","","","","","","","","","","","","","","","","","","","","","","","","","","","","","","","","","","","","","","","","","","","","","","","","","","","","","","","","","","","","","","","","","","","","","","","","","","","","","","","","","","","","","","","",null,"","","","","","","","","","","","","","","","","","","","","","","","","","","","","","","","","","","","","","","","","","","","","","","","","","","","","","","","","","","","","","","","","","","","","","","","","","","","","","","","","","","","","","","","","","",""]
["","","","","","","","","","","","","","","","","","","","","","","","","","","","","","","","","","","","","","","","","","","","","","","","","","","","","","","","","","","","","","","","","","","","","","","","","","","","","","","","","","","","","","","","","","","","","","","","","","","","","",null,"","","","","","","","","","","","","","","","","","","","","","","","","","","","","","","","","","","","","","","","","","","","","","","","","","","","","","","","","","","","","","","","","","","","","","","","","","","","","","","","","","","","","","","","","","",""]
["","","","","","","","","","","","","","","","","","","","","","","","","","","","","","","","","","","","","","","","","","","","","","","","","","","","","","","","","","","","","","","","","","","","","","","","","","","","","","","","","","","","","","","","","","","","","","","","","","","","","",null,"","","","","","","","","","","","","","","","","","","","","","","","","","","","","","","","","","","","","","","","","","","","","","","","","","","","","","","","","","","","","","","","","","","","","","","","","","","","","","","","","","","","","","","","","","",""]
["","","","","","","","","","","","","","","","","","","","","","","","","","","","","","","","","","","","","","","","","","","","","","","","","","","","","","","","","","","","","","","","","","","","","","","","","","","","","","","","","","","","","","","","","","","","","","","","","","","","","",null,"","","","","","","","","","","","","","","","","","","","","","","","","","","","","","","","","","","","","","","","","","","","","","","","","","","","","","","","","","","","","","","","","","","","","","","","","","","","","","","","","","","","","","","","","","",""]
["","","","","","","","","","","","","","","","","","","","","","","","","","","","","","","","","","","","","","","","","","","","","","","","","","","","","","","","","","","","","","","","","","","","","","","","","","","","","","","","","","","","","","","","","","","","","","","","","","","","","",null,"","","","","","","","","","","","","","","","","","","","","","","","","","","","","","","","","","","","","","","","","","","","","","","","","","","","","","","","","","","","","","","","","","","","","","","","","","","","","","","","","","","","","","","","","","",""]
["","","","","","","","","","","","","","","","","","","","","","","","","","","","","","","","","","","","","","","","","","","","","","","","","","","","","","","","","","","","","","","","","","","","","","","","","","","","","","","","","","","","","","","","","","","","","","","","","","","","","",null,"","","","","","","","","","","","","","","","","","","","","","","","","","","","","","","","","","","","","","","","","","","","","","","","","","","","","","","","","","","","","","","","","","","","","","","","","","","","","","","","","","","","","","","","","","",""]
["","","","","","","","","","","","","","","","","","","","","","","","","","","","","","","","","","","","","","","","","","","","","","","","","","","","","","","","","","","","","","","","","","","","","","","","","","","","","","","","","","","","","","","","","","","","","","","","","","","","","",null,"","","","","","","","","","","","","","","","","","","","","","","","","","","","","","","","","","","","","","","","","","","","","","","","","","","","","","","","","","","","","","","","","","","","","","","","","","","","","","","","","","","","","","","","","","",""]
["","","","","","","","","","","","","","","","","","","","","","","","","","","","","","","","","","","","","","","","","","","","","","","","","","","","","","","","","","","","","","","","","","","","","","","","","","","","","","","","","","","","","","","","","","","","","","","","","","","","","",null,"","","","","","","","","","","","","","","","","","","","","","","","","","","","","","","","","","","","","","","","","","","","","","","","","","","","","","","","","","","","","","","","","","","","","","","","","","","","","","","","","","","","","","","","","","",""]
["","","","","","","","","","","","","","","","","","","","","","","","","","","","","","","","","","","","","","","","","","","","","","","","","","","","","","","","","","","","","","","","","","","","","","","","","","","","","","","","","","","","","","","","","","","","","","","","","","","","","",null,"","","","","","","","","","","","","","","","","","","","","","","","","","","","","","","","","","","","","","","","","","","","","","","","","","","","","","","","","","","","","","","","","","","","","","","","","","","","","","","","","","","","","","","","","","",""]
["","","","","","","","","","","","","","","","","","","","","","","","","","","","","","","","","","","","","","","","","","","","","","","","","","","","","","","","","","","","","","","","","","","","","","","","","","","","","","","","","","","","","","","","","","","","","","","","","","","","","",null,"","","","","","","","","","","","","","","","","","","","","","","","","","","","","","","","","","","","","","","","","","","","","","","","","","","","","","","","","","","","","","","","","","","","","","","","","","","","","","","","","","","","","","","","","","",""]
["","","","","","","","","","","","","","","","","","","","","","","","","","","","","","","","","","","","","","","","","","","","","","","","","","","","","","","","","","","","","","","","","","","","","","","","","","","","","","","","","","","","","","","","","","","","","","","","","","","","","",null,"","","","","","","","","","","","","","","","","","","","","","","","","","","","","","","","","","","","","","","","","","","","","","","","","","","","","","","","","","","","","","","","","","","","","","","","","","","","","","","","","","","","","","","","","","",""]
["","","","","","","","","","","","","","","","","","","","","","","","","","","","","","","","","","","","","","","","","","","","","","","","","","","","","","","","","","","","","","","","","","","","","","","","","","","","","","","","","","","","","","","","","","","","","","","","","","","","","",null,"","","","","","","","","","","","","","","","","","","","","","","","","","","","","","","","","","","","","","","","","","","","","","","","","","","","","","","","","","","","","","","","","","","","","","","","","","","","","","","","","","","","","","","","","","",""]
["","","","","","","","","","","","","","","","","","","","","","","","","","","","","","","","","","","","","","","","","","","","","","","","","","","","","","","","","","","","","","","","","","","","","","","","","","","","","","","","","","","","","","","","","","","","","","","","","","","","","",null,"","","","","","","","","","","","","","","","","","","","","","","","","","","","","","","","","","","","","","","","","","","","","","","","","","","","","","","","","","","","","","","","","","","","","","","","","","","","","","","","","","","","","","","","","","",""]
["","","","","","","","","","","","","","","","","","","","","","","","","","","","","","","","","","","","","","","","","","","","","","","","","","","","","","","","","","","","","","","","","","","","","","","","","","","","","","","","","","","","","","","","","","","","","","","","","","","","","",null,"","","","","","","","","","","","","","","","","","","","","","","","","","","","","","","","","","","","","","","","","","","","","","","","","","","","","","","","","","","","","","","","","","","","","","","","","","","","","","","","","","","","","","","","","","",""]
["","","","","","","","","","","","","","","","","","","","","","","","","","","","","","","","","","","","","","","","","","","","","","","","","","","","","","","","","","","","","","","","","","","","","","","","","","","","","","","","","","","","","","","","","","","","","","","","","","","","","",null,"","","","","","","","","","","","","","","","","","","","","","","","","","","","","","","","","","","","","","","","","","","","","","","","","","","","","","","","","","","","","","","","","","","","","","","","","","","","","","","","","","","","","","","","","","",""]
["","","","","","","","","","","","","","","","","","","","","","","","","","","","","","","","","","","","","","","","","","","","","","","","","","","","","","","","","","","","","","","","","","","","","","","","","","","","","","","","","","","","","","","","","","","","","","","","","","","","","",null,"","","","","","","","","","","","","","","","","","","","","","","","","","","","","","","","","","","","","","","","","","","","","","","","","","","","","","","","","","","","","","","","","","","","","","","","","","","","","","","","","","","","","","","","","","",""]
["","","","","","","","","","","","","","","","","","","","","","","","","","","","","","","","","","","","","","","","","","","","","","","","","","","","","","","","","","","","","","","","","","","","","","","","","","","","","","","","","","","","","","","","","","","","","","","","","","","","","",null,"","","","","","","","","","","","","","","","","","","","","","","","","","","","","","","","","","","","","","","","","","","","","","","","","","","","","","","","","","","","","","","","","","","","","","","","","","","","","","","","","","","","","","","","","","",""]
["","","","","","","","","","","","","","","","","","","","","","","","","","","","","","","","","","","","","","","","","","","","","","","","","","","","","","","","","","","","","","","","","","","","","","","","","","","","","","","","","","","","","","","","","","","","","","","","","","","","","",null,"","","","","","","","","","","","","","","","","","","","","","","","","","","","","","","","","","","","","","","","","","","","","","","","","","","","","","","","","","","","","","","","","","","","","","","","","","","","","","","","","","","","","","","","","","",""]
["","","","","","","","","","","","","","","","","","","","","","","","","","","","","","","","","","","","","","","","","","","","","","","","","","","","","","","","","","","","","","","","","","","","","","","","","","","","","","","","","","","","","","","","","","","","","","","","","","","","","",null,"","","","","","","","","","","","","","","","","","","","","","","","","","","","","","","","","","","","","","","","","","","","","","","","","","","","","","","","","","","","","","","","","","","","","","","","","","","","","","","","","","","","","","","","","","",""]
["","","","","","","","","","","","","","","","","","","","","","","","","","","","","","","","","","","","","","","","","","","","","","","","","","","","","","","","","","","","","","","","","","","","","","","","","","","","","","","","","","","","","","","","","","","","","","","","","","","","","",null,"","","","","","","","","","","","","","","","","","","","","","","","","","","","","","","","","","","","","","","","","","","","","","","","","","","","","","","","","","","","","","","","","","","","","","","","","","","","","","","","","","","","","","","","","","",""]
["","","","","","","","","","","","","","","","","","","","","","","","","","","","","","","","","","","","","","","","","","","","","","","","","","","","","","","","","","","","","","","","","","","","","","","","","","","","","","","","","","","","","","","","","","","","","","","","","","","","","",null,"","","","","","","","","","","","","","","","","","","","","","","","","","","","","","","","","","","","","","","","","","","","","","","","","","","","","","","","","","","","","","","","","","","","","","","","","","","","","","","","","","","","","","","","","","",""]
["","","","","","","","","","","","","","","","","","","","","","","","","","","","","","","","","","","","","","","","","","","","","","","","","","","","","","","","","","","","","","","","","","","","","","","","","","","","","","","","","","","","","","","","","","","","","","","","","","","","","",null,"","","","","","","","","","","","","","","","","","","","","","","","","","","","","","","","","","","","","","","","","","","","","","","","","","","","","","","","","","","","","","","","","","","","","","","","","","","","","","","","","","","","","","","","","","",""]
["","","","","","","","","","","","","","","","","","","","","","","","","","","","","","","","","","","","","","","","","","","","","","","","","","","","","","","","","","","","","","","","","","","","","","","","","","","","","","","","","","","","","","","","","","","","","","","","","","","","","",null,"","","","","","","","","","","","","","","","","","","","","","","","","","","","","","","","","","","","","","","","","","","","","","","","","","","","","","","","","","","","","","","","","","","","","","","","","","","","","","","","","","","","","","","","","","",""]
["","","","","","","","","","","","","","","","","","","","","","","","","","","","","","","","","","","","","","","","","","","","","","","","","","","","","","","","","","","","","","","","","","","","","","","","","","","","","","","","","","","","","","","","","","","","","","","","","","","","","",null,"","","","","","","","","","","","","","","","","","","","","","","","","","","","","","","","","","","","","","","","","","","","","","","","","","","","","","","","","","","","","","","","","","","","","","","","","","","","","","","","","","","","","","","","","","",""]
["","","","","","","","","","","","","","","","","","","","","","","","","","","","","","","","","","","","","","","","","","","","","","","","","","","","","","","","","","","","","","","","","","","","","","","","","","","","","","","","","","","","","","","","","","","","","","","","","","","","","",null,"","","","","","","","","","","","","","","","","","","","","","","","","","","","","","","","","","","","","","","","","","","","","","","","","","","","","","","","","","","","","","","","","","","","","","","","","","","","","","","","","","","","","","","","","","",""]
["","","","","","","","","","","","","","","","","","","","","","","","","","","","","","","","","","","","","","","","","","","","","","","","","","","","","","","","","","","","","","","","","","","","","","","","","","","","","","","","","","","","","","","","","","","","","","","","","","","","","",null,"","","","","","","","","","","","","","","","","","","","","","","","","","","","","","","","","","","","","","","","","","","","","","","","","","","","","","","","","","","","","","","","","","","","","","","","","","","","","","","","","","","","","","","","","","",""]
["","","","","","","","","","","","","","","","","","","","","","","","","","","","","","","","","","","","","","","","","","","","","","","","","","","","","","","","","","","","","","","","","","","","","","","","","","","","","","","","","","","","","","","","","","","","","","","","","","","","","",null,"","","","","","","","","","","","","","","","","","","","","","","","","","","","","","","","","","","","","","","","","","","","","","","","","","","","","","","","","","","","","","","","","","","","","","","","","","","","","","","","","","","","","","","","","","",""]
["","","","","","","","","","","","","","","","","","","","","","","","","","","","","","","","","","","","","","","","","","","","","","","","","","","","","","","","","","","","","","","","","","","","","","","","","","","","","","","","","","","","","","","","","","","","","","","","","","","","","",null,"","","","","","","","","","","","","","","","","","","","","","","","","","","","","","","","","","","","","","","","","","","","","","","","","","","","","","","","","","","","","","","","","","","","","","","","","","","","","","","","","","","","","","","","","","",""]
["","","","","","","","","","","","","","","","","","","","","","","","","","","","","","","","","","","","","","","","","","","","","","","","","","","","","","","","","","","","","","","","","","","","","","","","","","","","","","","","","","","","","","","","","","","","","","","","","","","","","",null,"","","","","","","","","","","","","","","","","","","","","","","","","","","","","","","","","","","","","","","","","","","","","","","","","","","","","","","","","","","","","","","","","","","","","","","","","","","","","","","","","","","","","","","","","","",""]
["","","","","","","","","","","","","","","","","","","","","","","","","","","","","","","","","","","","","","","","","","","","","","","","","","","","","","","","","","","","","","","","","","","","","","","","","","","","","","","","","","","","","","","","","","","","","","","","","","","","","",null,"","","","","","","","","","","","","","","","","","","","","","","","","","","","","","","","","","","","","","","","","","","","","","","","","","","","","","","","","","","","","","","","","","","","","","","","","","","","","","","","","","","","","","","","","","",""]

{"sheet":"Cost scenario - output","index":3,"n_rows":175,"n_cols":43,"rows_kept":175,"cut":false,"hidden":false,"merged":[]}
[null,null,null,"Replacement expenditure forecast ($,000)",null,null,null,null,null,null,null,null,null,null,null,null,null,null,null,null,null,null,null,"Replacement quantity forecast (#)"]
[null,null,null,1,2,3,4,5,6,7,8,9,10,11,12,13,14,15,16,17,18,19,20,1,2,3,4,5,6,7,8,9,10,11,12,13,14,15,16,17,18,19,20]
[]
[]
["ID","Asset group",null,2020,2021,2022,2023,2024,2025,2026,2027,2028,2029,2030,2031,2032,2033,2034,2035,2036,2037,2038,2039,2020,2021,2022,2023,2024,2025,2026,2027,2028,2029,2030,2031,2032,2033,2034,2035,2036,2037,2038,2039]
[{"$f":"IFERROR(IF('Historical scenario - output'!A6=\"\",\"\",'Historical scenario - output'!A6),\"\")","v":1},{"$f":"IFERROR(IF('Historical scenario - output'!B6=\"\",\"\",'Historical scenario - output'!B6),\"\")","v":"OVERHEAD CONDUCTORS"},null,{"$f":"IFERROR(IF($A6=\"\",\"\",SUMIFS(D$21:D$175,$A$21:$A$175,$A6)),\"\")","v":852.64368015381729},{"$f":"IFERROR(IF($A6=\"\",\"\",SUMIFS(E$21:E$175,$A$21:$A$175,$A6)),\"\")","v":984.06129021147092},1133.1674313079104,1300.3875571160238,1485.8990838069412,1689.6309577137497,1911.2668008149776,2150.2494482899128,2405.784591895529,2676.841448053553,2962.1489292447109,3260.1867124089804,3569.1718050366044,3887.042575725357,4211.4435491242048,4539.7153394208326,4868.8946894125165,{"$f":"IFERROR(IF($A6=\"\",\"\",SUMIFS(U$21:U$175,$A$21:$A$175,$A6)),\"\")","v":5195.729517618619},5516.7130635871108,5828.1396844030969,{"$f":"IFERROR(IF($A6=\"\",\"\",SUMIFS(X$21:X$175,$A$21:$A$175,$A6)),\"\")","v":12.428782542816865},{"$f":"IFERROR(IF($A6=\"\",\"\",SUMIFS(Y$21:Y$175,$A$21:$A$175,$A6)),\"\")","v":14.29634506236007},16.408184291956378,18.768082361682584,21.376226116407722,24.229324056527755,27.320783988926415,30.640910878902865,34.177081737081551,37.91385694999196,41.832996158459714,45.913361700771503,50.130712807160371,54.457417056596512,58.862128996371084,63.309505599492468,67.760040714433117,{"$f":"IFERROR(IF($A6=\"\",\"\",SUMIFS(AO$21:AO$175,$A$21:$A$175,$A6)),\"\")","v":72.17010284506523},76.492250794733593,80.675879982072146]
[{"$f":"IFERROR(IF('Historical scenario - output'!A7=\"\",\"\",'Historical scenario - output'!A7),\"\")","v":2},{"$f":"IFERROR(IF('Historical scenario - output'!B7=\"\",\"\",'Historical scenario - output'!B7),\"\")","v":"POLES"},null,{"$f":"IFERROR(IF($A7=\"\",\"\",SUMIFS(D$21:D$175,$A$21:$A$175,$A7)),\"\")","v":4171.4943849113006},4323.5993898521729,4551.3607783011912,4838.0419555919771,5172.6636212879012,5543.0037066503819,5938.4649725216223,6349.6818853331788,6768.918656166712,7190.3864006756994,7610.4319145831541,8027.5682882662168,8442.3414469664058,8857.0483098906061,9275.3340953383358,9701.6949992869813,10140.900884448227,10597.339395092949,11074.279406111913,11573.066992111655,956.23766704617105,979.10778097158493,1016.6400119494067,1065.7872331874521,1124.063904313618,1188.8799307253789,1257.8709972937038,1328.8900727290361,1400.0727099890662,1469.887844895633,1537.1696194569433,1601.1274889807605,1661.3342533250186,1717.6938522986782,1770.392029307247,1819.8329539768081,1866.5638840403785,1911.1888035301426,1954.2718288301967,1996.2329192092577]
[{"$f":"IFERROR(IF('Historical scenario - output'!A8=\"\",\"\",'Historical scenario - output'!A8),\"\")","v":3},{"$f":"IFERROR(IF('Historical scenario - output'!B8=\"\",\"\",'Historical scenario - output'!B8),\"\")","v":"SERVICE LINES"},null,2785.3092546543435,2891.2686714602805,2973.2227457509389,3028.6766661475012,3056.5974860430979,3057.3067584474261,3032.3326016596047,2984.2261299831466,2916.3510984949603,2832.6579854051838,2737.4546348952249,2635.1852444891329,2530.2282212784758,2426.7215666396323,2328.4222388973967,2238.6035688220427,2159.99237552656,2094.745021913719,2044.4593267932069,2010.2171078698327,3619.3639599453613,3757.052690115409,3863.5477309668436,3935.6072053629478,3971.8888531165612,3972.810515576024,3940.3579026904636,3877.8460543077558,3789.645994534148,3680.8911635556533,3557.1793799804564,3424.2856464667152,3287.8994744403908,3153.3979806517473,3025.6631362991566,2908.9484638232975,2806.7973222986993,2722.011792737303,2656.6681572627681,2612.1721815025471]
[{"$f":"IFERROR(IF('Historical scenario - output'!A9=\"\",\"\",'Historical scenario - output'!A9),\"\")","v":4},{"$f":"IFERROR(IF('Historical scenario - output'!B9=\"\",\"\",'Historical scenario - output'!B9),\"\")","v":"SWITCHGEAR"},null,2483.2922219625575,2546.4893930583135,2607.0350476959775,2663.2722615231537,2714.8076980519186,2762.3074515289095,2807.2573306232534,2851.7027828814616,2897.9861905993021,2948.4995506278178,3005.4686539379686,3070.7812412581638,3145.8668976821973,3231.6314088437048,3328.4436142477621,3436.1689650484595,3554.2412997005176,3681.7628381260211,3817.6219271851478,3960.6184018970903,164.19826580218378,173.65304237596061,184.05403569175033,195.22467547836814,207.04950048428529,219.46594794748819,232.4557335746147,246.03575692980519,260.24863573389138,275.15311854179282,290.81472268421538,307.29698418585065,324.65369374784331,342.92244222643791,362.1197282126854,382.23780519060108,403.24337632360272,425.07818369281028,447.6614815680021,470.89432183304979]
[{"$f":"IFERROR(IF('Historical scenario - output'!A10=\"\",\"\",'Historical scenario - output'!A10),\"\")","v":5},{"$f":"IFERROR(IF('Historical scenario - output'!B10=\"\",\"\",'Historical scenario - output'!B10),\"\")","v":"TRANSFORMERS"},null,1654.7789086215055,1766.1160445722419,1879.7646327193124,1991.43335798626,2097.4246091522859,2194.7616704184056,2281.2828552459378,2355.688446364913,2417.5327231872316,2467.1602714109827,2505.5924475086922,2534.3756052042168,2555.4068521547165,2570.7552045867706,2582.4957694130039,2592.5720120543701,2602.6965957483485,2614.2953607266872,2628.4926573208327,2646.1304746672254,44.402655747513329,46.490333425591409,49.019150042077136,51.908866583183148,55.093460550069146,58.51995880349854,62.14684255695996,65.941902178772409,69.879594874556147,73.938102526256344,78.096384526316584,82.331565237055244,86.61698853029543,90.921217095672873,95.208157418586936,99.438359330373657,103.57138215624752,107.56895431218229,111.39850335932752,115.03652703837412]
[{"$f":"IFERROR(IF('Historical scenario - output'!A11=\"\",\"\",'Historical scenario - output'!A11),\"\")","v":6},{"$f":"IFERROR(IF('Historical scenario - output'!B11=\"\",\"\",'Historical scenario - output'!B11),\"\")","v":"UNDERGROUND CABLES"},null,415.08798432777081,430.77829897872761,444.83378073309149,457.18843404070213,467.90314506744295,477.18437562191491,485.39713004332009,493.07126965871527,500.90064070217761,509.73488204666648,520.56416309124302,534.4974532953612,552.7352366249703,576.53785819614995,607.19093282714573,645.9694619037889,694.10249649694481,752.74034227498612,822.92640527373135,905.5757961691038,0.74792006251615106,0.77201821572258822,0.79439504345448009,0.81501456223529756,0.83406174819997614,0.85198480078845917,0.86952730961083979,0.88774809938936028,0.90802728982813374,0.93205791538982796,0.96182325835287308,0.99956082901313326,1.0477146683508329,1.1088783514462908,1.1857317376056673,1.2809751406829881,1.3972651574323043,1.5371568448520627,1.7030572049130404,1.8971949213154273]
[{"$f":"IFERROR(IF('Historical scenario - output'!A12=\"\",\"\",'Historical scenario - output'!A12),\"\")","v":""},{"$f":"IFERROR(IF('Historical scenario - output'!B12=\"\",\"\",'Historical scenario - output'!B12),\"\")","v":""},null,"","","","","","","","","","","","","","","","","","","","","","","","","","","","","","","","","","","","","","","",""]
[{"$f":"IFERROR(IF('Historical scenario - output'!A13=\"\",\"\",'Historical scenario - output'!A13),\"\")","v":""},{"$f":"IFERROR(IF('Historical scenario - output'!B13=\"\",\"\",'Historical scenario - output'!B13),\"\")","v":""},null,"","","","","","","","","","","","","","","","","","","","","","","","","","","","","","","","","","","","","","","",""]
[{"$f":"IFERROR(IF('Historical scenario - output'!A14=\"\",\"\",'Historical scenario - output'!A14),\"\")","v":""},{"$f":"IFERROR(IF('Historical scenario - output'!B14=\"\",\"\",'Historical scenario - output'!B14),\"\")","v":""},null,"","","","","","","","","","","","","","","","","","","","","","","","","","","","","","","","","","","","","","","",""]
[{"$f":"IFERROR(IF('Historical scenario - output'!A15=\"\",\"\",'Historical scenario - output'!A15),\"\")","v":""},{"$f":"IFERROR(IF('Historical scenario - output'!B15=\"\",\"\",'Historical scenario - output'!B15),\"\")","v":""},null,"","","","","","","","","","","","","","","","","","","","","","","","","","","","","","","","","","","","","","","",""]
[{"$f":"IFERROR(IF('Historical scenario - output'!A16=\"\",\"\",'Historical scenario - output'!A16),\"\")","v":""},{"$f":"IFERROR(IF('Historical scenario - output'!B16=\"\",\"\",'Historical scenario - output'!B16),\"\")","v":""},null,"","","","","","","","","","","","","","","","","","","","","","","","","","","","","","","","","","","","","","","",""]
[{"$f":"IFERROR(IF('Historical scenario - output'!A17=\"\",\"\",'Historical scenario - output'!A17),\"\")","v":""},{"$f":"IFERROR(IF('Historical scenario - output'!B17=\"\",\"\",'Historical scenario - output'!B17),\"\")","v":""},null,"","","","","","","","","","","","","","","","","","","","","","","","","","","","","","","","","","","","","","","",""]
[null,null,"Total",{"$f":"IFERROR(SUM(D$6:D$17),\"\")","v":12362.606434631296},{"$f":"IFERROR(SUM(E$6:E$17),\"\")","v":12942.313088133207},13589.384416508421,14279.000232405617,14995.295643409587,15724.194920380789,16456.001690908713,17184.61996251133,17907.473901045912,18625.2805382199,19341.660743260996,20062.594544922067,20795.750459743365,21549.736923882221,22333.330199847849,23154.724346536474,24020.828341333112,24936.61247575298,25904.492786271941,26923.748457118007]
[]
["ID","Asset group","Asset category"]
[{"$f":"IFERROR('Cost scenario - input'!A6,\"\")","v":1},{"$f":"IFERROR('Cost scenario - input'!B6,\"\")","v":"OVERHEAD CONDUCTORS"},{"$f":"IFERROR('Cost scenario - input'!C6,\"\")","v":"˂ = 1 kv"},{"$f":"IFERROR(repcalc('Cost scenario - input'!$CY6:$GK6,'Cost scenario - input'!$J6,'Cost scenario - input'!$H6,'Cost scenario - input'!$I6,20,TRUE,TRUE),\"\")","v":216.5263211289496},267.41792146202351,327.23081471018321,396.78410673633766,476.80980475559113,567.91497506892654,670.54378591263549,784.94150319342964,911.1226883198475,1048.8458905824327,1197.5970056952838,1356.5831708734806,1524.7385815805064,1700.7429575898889,1883.0525851736163,2069.9429647058591,2259.561162169251,2449.9850763125937,2639.2860769041649,2825.5909320925466,{"$f":"IFERROR(IF(OR(D21=\"\",'Cost scenario - input'!$G6=\"\"),\"\",D21/'Cost scenario - input'!$G6),\"\")","v":2.6499248637362589},{"$f":"IFERROR(IF(OR(E21=\"\",'Cost scenario - input'!$G6=\"\"),\"\",E21/'Cost scenario - input'!$G6),\"\")","v":3.2727540716348567},{"$f":"IFERROR(IF(OR(F21=\"\",'Cost scenario - input'!$G6=\"\"),\"\",F21/'Cost scenario - input'!$G6),\"\")","v":4.0047651830964899},{"$f":"IFERROR(IF(OR(G21=\"\",'Cost scenario - input'!$G6=\"\"),\"\",G21/'Cost scenario - input'!$G6),\"\")","v":4.8559827022130291},{"$f":"IFERROR(IF(OR(H21=\"\",'Cost scenario - input'!$G6=\"\"),\"\",H21/'Cost scenario - input'!$G6),\"\")","v":5.8353651893554508},{"$f":"IFERROR(IF(OR(I21=\"\",'Cost scenario - input'!$G6=\"\"),\"\",I21/'Cost scenario - input'!$G6),\"\")","v":6.9503421342805813},{"$f":"IFERROR(IF(OR(J21=\"\",'Cost scenario - input'!$G6=\"\"),\"\",J21/'Cost scenario - input'!$G6),\"\")","v":8.2063494232441627},{"$f":"IFERROR(IF(OR(K21=\"\",'Cost scenario - input'!$G6=\"\"),\"\",K21/'Cost scenario - input'!$G6),\"\")","v":9.6063887062120425},{"$f":"IFERROR(IF(OR(L21=\"\",'Cost scenario - input'!$G6=\"\"),\"\",L21/'Cost scenario - input'!$G6),\"\")","v":11.150638190795823},{"$f":"IFERROR(IF(OR(M21=\"\",'Cost scenario - input'!$G6=\"\"),\"\",M21/'Cost scenario - input'!$G6),\"\")","v":12.836142918748306},{"$f":"IFERROR(IF(OR(N21=\"\",'Cost scenario - input'!$G6=\"\"),\"\",N21/'Cost scenario - input'!$G6),\"\")","v":14.656611101973429},{"$f":"IFERROR(IF(OR(O21=\"\",'Cost scenario - input'!$G6=\"\"),\"\",O21/'Cost scenario - input'!$G6),\"\")","v":16.602339408348168},{"$f":"IFERROR(IF(OR(P21=\"\",'Cost scenario - input'!$G6=\"\"),\"\",P21/'Cost scenario - input'!$G6),\"\")","v":18.660284149112311},{"$f":"IFERROR(IF(OR(Q21=\"\",'Cost scenario - input'!$G6=\"\"),\"\",Q21/'Cost scenario - input'!$G6),\"\")","v":20.814287272990679},{"$f":"IFERROR(IF(OR(R21=\"\",'Cost scenario - input'!$G6=\"\"),\"\",R21/'Cost scenario - input'!$G6),\"\")","v":23.045456271354201},{"$f":"IFERROR(IF(OR(S21=\"\",'Cost scenario - input'!$G6=\"\"),\"\",S21/'Cost scenario - input'!$G6),\"\")","v":25.332686114513358},{"$f":"IFERROR(IF(OR(T21=\"\",'Cost scenario - input'!$G6=\"\"),\"\",T21/'Cost scenario - input'!$G6),\"\")","v":27.653299947765767},{"$f":"IFERROR(IF(OR(U21=\"\",'Cost scenario - input'!$G6=\"\"),\"\",U21/'Cost scenario - input'!$G6),\"\")","v":29.983774423605166},{"$f":"IFERROR(IF(OR(V21=\"\",'Cost scenario - input'!$G6=\"\"),\"\",V21/'Cost scenario - input'!$G6),\"\")","v":32.300506290577658},{"$f":"IFERROR(IF(OR(W21=\"\",'Cost scenario - input'!$G6=\"\"),\"\",W21/'Cost scenario - input'!$G6),\"\")","v":34.5805702819871}]
[{"$f":"IFERROR('Cost scenario - input'!A7,\"\")","v":1},{"$f":"IFERROR('Cost scenario - input'!B7,\"\")","v":"OVERHEAD CONDUCTORS"},{"$f":"IFERROR('Cost scenario - input'!C7,\"\")","v":"˃ 11 kv & < = 22 kv ; multiple-phase"},{"$f":"IFERROR(repcalc('Cost scenario - input'!$CY7:$GK7,'Cost scenario - input'!$J7,'Cost scenario - input'!$H7,'Cost scenario - input'!$I7,20,TRUE,TRUE),\"\")","v":374.9069248315285},408.79955663890274,446.8912269745889,489.19880648159113,535.73749289960267,586.5386017266909,641.66050648443183,701.19066867086224,765.23754735114301,833.91215783250027,907.30008008329628,985.42572004835063,1068.2115208652835,1155.4355300699599,1246.6911852263559,1341.3533300897823,1438.5542834742698,1537.1732483657024,1635.8414972382509,1732.9646627252973,{"$f":"IFERROR(IF(OR(D22=\"\",'Cost scenario - input'!$G7=\"\"),\"\",D22/'Cost scenario - input'!$G7),\"\")","v":5.6580138883747937},{"$f":"IFERROR(IF(OR(E22=\"\",'Cost scenario - input'!$G7=\"\"),\"\",E22/'Cost scenario - input'!$G7),\"\")","v":6.1695141269096521},{"$f":"IFERROR(IF(OR(F22=\"\",'Cost scenario - input'!$G7=\"\"),\"\",F22/'Cost scenario - input'!$G7),\"\")","v":6.744385342978962},{"$f":"IFERROR(IF(OR(G22=\"\",'Cost scenario - input'!$G7=\"\"),\"\",G22/'Cost scenario - input'!$G7),\"\")","v":7.3828821446630286},{"$f":"IFERROR(IF(OR(H22=\"\",'Cost scenario - input'!$G7=\"\"),\"\",H22/'Cost scenario - input'!$G7),\"\")","v":8.0852338929486987},{"$f":"IFERROR(IF(OR(I22=\"\",'Cost scenario - input'!$G7=\"\"),\"\",I22/'Cost scenario - input'!$G7),\"\")","v":8.8519131945318001},{"$f":"IFERROR(IF(OR(J22=\"\",'Cost scenario - input'!$G7=\"\"),\"\",J22/'Cost scenario - input'!$G7),\"\")","v":9.6838010099225684},{"$f":"IFERROR(IF(OR(K22=\"\",'Cost scenario - input'!$G7=\"\"),\"\",K22/'Cost scenario - input'!$G7),\"\")","v":10.582217289054741},{"$f":"IFERROR(IF(OR(L22=\"\",'Cost scenario - input'!$G7=\"\"),\"\",L22/'Cost scenario - input'!$G7),\"\")","v":11.548798872584909},{"$f":"IFERROR(IF(OR(M22=\"\",'Cost scenario - input'!$G7=\"\"),\"\",M22/'Cost scenario - input'!$G7),\"\")","v":12.585221179419747},{"$f":"IFERROR(IF(OR(N22=\"\",'Cost scenario - input'!$G7=\"\"),\"\",N22/'Cost scenario - input'!$G7),\"\")","v":13.692775763855778},{"$f":"IFERROR(IF(OR(O22=\"\",'Cost scenario - input'!$G7=\"\"),\"\",O22/'Cost scenario - input'!$G7),\"\")","v":14.871830955111804},{"$f":"IFERROR(IF(OR(P22=\"\",'Cost scenario - input'!$G7=\"\"),\"\",P22/'Cost scenario - input'!$G7),\"\")","v":16.12121628186436},{"$f":"IFERROR(IF(OR(Q22=\"\",'Cost scenario - input'!$G7=\"\"),\"\",Q22/'Cost scenario - input'!$G7),\"\")","v":17.437582085727705},{"$f":"IFERROR(IF(OR(R22=\"\",'Cost scenario - input'!$G7=\"\"),\"\",R22/'Cost scenario - input'!$G7),\"\")","v":18.814792614713401},{"$f":"IFERROR(IF(OR(S22=\"\",'Cost scenario - input'!$G7=\"\"),\"\",S22/'Cost scenario - input'!$G7),\"\")","v":20.243413146546189},{"$f":"IFERROR(IF(OR(T22=\"\",'Cost scenario - input'!$G7=\"\"),\"\",T22/'Cost scenario - input'!$G7),\"\")","v":21.710348825207866},{"$f":"IFERROR(IF(OR(U22=\"\",'Cost scenario - input'!$G7=\"\"),\"\",U22/'Cost scenario - input'!$G7),\"\")","v":23.198684825572794},{"$f":"IFERROR(IF(OR(V22=\"\",'Cost scenario - input'!$G7=\"\"),\"\",V22/'Cost scenario - input'!$G7),\"\")","v":24.687764609077373},{"$f":"IFERROR(IF(OR(W22=\"\",'Cost scenario - input'!$G7=\"\"),\"\",W22/'Cost scenario - input'!$G7),\"\")","v":26.15352632968462}]
[{"$f":"IFERROR('Cost scenario - input'!A8,\"\")","v":1},{"$f":"IFERROR('Cost scenario - input'!B8,\"\")","v":"OVERHEAD CONDUCTORS"},{"$f":"IFERROR('Cost scenario - input'!C8,\"\")","v":"˃ 11 kv & < = 22 kv ; single-phase"},{"$f":"IFERROR(repcalc('Cost scenario - input'!$CY8:$GK8,'Cost scenario - input'!$J8,'Cost scenario - input'!$H8,'Cost scenario - input'!$I8,20,TRUE,TRUE),\"\")","v":53.812154892441448},62.784904207639137,72.653544189997305,83.428638110918669,95.117733594739889,107.72654941832569,121.25938321061962,135.71835109376983,151.10115503401732,167.39721425997152,184.58218283560734,202.61108870258025,221.41054765709066,240.87070400611836,260.83770401962443,281.10759824806564,301.4225794939976,321.4703869580631,340.88754367448644,359.26685116041551,{"$f":"IFERROR(IF(OR(D23=\"\",'Cost scenario - input'!$G8=\"\"),\"\",D23/'Cost scenario - input'!$G8),\"\")","v":0.81212135487128878},{"$f":"IFERROR(IF(OR(E23=\"\",'Cost scenario - input'!$G8=\"\"),\"\",E23/'Cost scenario - input'!$G8),\"\")","v":0.94753613886096155},{"$f":"IFERROR(IF(OR(F23=\"\",'Cost scenario - input'!$G8=\"\"),\"\",F23/'Cost scenario - input'!$G8),\"\")","v":1.0964715102325218},{"$f":"IFERROR(IF(OR(G23=\"\",'Cost scenario - input'!$G8=\"\"),\"\",G23/'Cost scenario - input'!$G8),\"\")","v":1.259086887583879},{"$f":"IFERROR(IF(OR(H23=\"\",'Cost scenario - input'!$G8=\"\"),\"\",H23/'Cost scenario - input'!$G8),\"\")","v":1.435496178022351},{"$f":"IFERROR(IF(OR(I23=\"\",'Cost scenario - input'!$G8=\"\"),\"\",I23/'Cost scenario - input'!$G8),\"\")","v":1.6257856880863935},{"$f":"IFERROR(IF(OR(J23=\"\",'Cost scenario - input'!$G8=\"\"),\"\",J23/'Cost scenario - input'!$G8),\"\")","v":1.8300202766586757},{"$f":"IFERROR(IF(OR(K23=\"\",'Cost scenario - input'!$G8=\"\"),\"\",K23/'Cost scenario - input'!$G8),\"\")","v":2.0482318797950847},{"$f":"IFERROR(IF(OR(L23=\"\",'Cost scenario - input'!$G8=\"\"),\"\",L23/'Cost scenario - input'!$G8),\"\")","v":2.2803858160692094},{"$f":"IFERROR(IF(OR(M23=\"\",'Cost scenario - input'!$G8=\"\"),\"\",M23/'Cost scenario - input'!$G8),\"\")","v":2.5263224027771249},{"$f":"IFERROR(IF(OR(N23=\"\",'Cost scenario - input'!$G8=\"\"),\"\",N23/'Cost scenario - input'!$G8),\"\")","v":2.7856742163397183},{"$f":"IFERROR(IF(OR(O23=\"\",'Cost scenario - input'!$G8=\"\"),\"\",O23/'Cost scenario - input'!$G8),\"\")","v":3.0577625482193538},{"$f":"IFERROR(IF(OR(P23=\"\",'Cost scenario - input'!$G8=\"\"),\"\",P23/'Cost scenario - input'!$G8),\"\")","v":3.3414798999496536},{"$f":"IFERROR(IF(OR(Q23=\"\",'Cost scenario - input'!$G8=\"\"),\"\",Q23/'Cost scenario - input'!$G8),\"\")","v":3.6351683532696923},{"$f":"IFERROR(IF(OR(R23=\"\",'Cost scenario - input'!$G8=\"\"),\"\",R23/'Cost scenario - input'!$G8),\"\")","v":3.9365059810992231},{"$f":"IFERROR(IF(OR(S23=\"\",'Cost scenario - input'!$G8=\"\"),\"\",S23/'Cost scenario - input'!$G8),\"\")","v":4.2424148226388807},{"$f":"IFERROR(IF(OR(T23=\"\",'Cost scenario - input'!$G8=\"\"),\"\",T23/'Cost scenario - input'!$G8),\"\")","v":4.5490041076546435},{"$f":"IFERROR(IF(OR(U23=\"\",'Cost scenario - input'!$G8=\"\"),\"\",U23/'Cost scenario - input'!$G8),\"\")","v":4.8515612639784926},{"$f":"IFERROR(IF(OR(V23=\"\",'Cost scenario - input'!$G8=\"\"),\"\",V23/'Cost scenario - input'!$G8),\"\")","v":5.1446007761818002},{"$f":"IFERROR(IF(OR(W23=\"\",'Cost scenario - input'!$G8=\"\"),\"\",W23/'Cost scenario - input'!$G8),\"\")","v":5.4219772931955301}]
[{"$f":"IFERROR('Cost scenario - input'!A9,\"\")","v":1},{"$f":"IFERROR('Cost scenario - input'!B9,\"\")","v":"OVERHEAD CONDUCTORS"},{"$f":"IFERROR('Cost scenario - input'!C9,\"\")","v":"> 1 kv & < = 11 kv"},{"$f":"IFERROR(repcalc('Cost scenario - input'!$CY9:$GK9,'Cost scenario - input'!$J9,'Cost scenario - input'!$H9,'Cost scenario - input'!$I9,20,TRUE,TRUE),\"\")","v":95.198807947022559},110.88779367978916,128.05849048752572,146.55031267266273,166.14914577463767,186.59559535359176,207.59663793584107,228.83980999703371,250.00873939776145,270.79861175514492,290.93011290689077,310.16051793050889,328.2909005024253,345.16887936342141,360.68684328039831,374.77612930609376,387.39809571957682,398.53336539970894,408.17067369385506,416.29672202063193,{"$f":"IFERROR(IF(OR(D24=\"\",'Cost scenario - input'!$G9=\"\"),\"\",D24/'Cost scenario - input'!$G9),\"\")","v":1.6154323813128406},{"$f":"IFERROR(IF(OR(E24=\"\",'Cost scenario - input'!$G9=\"\"),\"\",E24/'Cost scenario - input'!$G9),\"\")","v":1.8816594079870648},{"$f":"IFERROR(IF(OR(F24=\"\",'Cost scenario - input'!$G9=\"\"),\"\",F24/'Cost scenario - input'!$G9),\"\")","v":2.1730296491812475},{"$f":"IFERROR(IF(OR(G24=\"\",'Cost scenario - input'!$G9=\"\"),\"\",G24/'Cost scenario - input'!$G9),\"\")","v":2.4868181197676988},{"$f":"IFERROR(IF(OR(H24=\"\",'Cost scenario - input'!$G9=\"\"),\"\",H24/'Cost scenario - input'!$G9),\"\")","v":2.8193915028976138},{"$f":"IFERROR(IF(OR(I24=\"\",'Cost scenario - input'!$G9=\"\"),\"\",I24/'Cost scenario - input'!$G9),\"\")","v":3.1663481239416882},{"$f":"IFERROR(IF(OR(J24=\"\",'Cost scenario - input'!$G9=\"\"),\"\",J24/'Cost scenario - input'!$G9),\"\")","v":3.5227156558500163},{"$f":"IFERROR(IF(OR(K24=\"\",'Cost scenario - input'!$G9=\"\"),\"\",K24/'Cost scenario - input'!$G9),\"\")","v":3.8831918925750384},{"$f":"IFERROR(IF(OR(L24=\"\",'Cost scenario - input'!$G9=\"\"),\"\",L24/'Cost scenario - input'!$G9),\"\")","v":4.2424083026239057},{"$f":"IFERROR(IF(OR(M24=\"\",'Cost scenario - input'!$G9=\"\"),\"\",M24/'Cost scenario - input'!$G9),\"\")","v":4.5951924785367764},{"$f":"IFERROR(IF(OR(N24=\"\",'Cost scenario - input'!$G9=\"\"),\"\",N24/'Cost scenario - input'!$G9),\"\")","v":4.9368047271172912},{"$f":"IFERROR(IF(OR(O24=\"\",'Cost scenario - input'!$G9=\"\"),\"\",O24/'Cost scenario - input'!$G9),\"\")","v":5.2631262394433858},{"$f":"IFERROR(IF(OR(P24=\"\",'Cost scenario - input'!$G9=\"\"),\"\",P24/'Cost scenario - input'!$G9),\"\")","v":5.570781426770548},{"$f":"IFERROR(IF(OR(Q24=\"\",'Cost scenario - input'!$G9=\"\"),\"\",Q24/'Cost scenario - input'!$G9),\"\")","v":5.8571845254137536},{"$f":"IFERROR(IF(OR(R24=\"\",'Cost scenario - input'!$G9=\"\"),\"\",R24/'Cost scenario - input'!$G9),\"\")","v":6.1205094760526215},{"$f":"IFERROR(IF(OR(S24=\"\",'Cost scenario - input'!$G9=\"\"),\"\",S24/'Cost scenario - input'!$G9),\"\")","v":6.3595911343875962},{"$f":"IFERROR(IF(OR(T24=\"\",'Cost scenario - input'!$G9=\"\"),\"\",T24/'Cost scenario - input'!$G9),\"\")","v":6.5737737875100013},{"$f":"IFERROR(IF(OR(U24=\"\",'Cost scenario - input'!$G9=\"\"),\"\",U24/'Cost scenario - input'!$G9),\"\")","v":6.7627286242758871},{"$f":"IFERROR(IF(OR(V24=\"\",'Cost scenario - input'!$G9=\"\"),\"\",V24/'Cost scenario - input'!$G9),\"\")","v":6.9262644943439469},{"$f":"IFERROR(IF(OR(W24=\"\",'Cost scenario - input'!$G9=\"\"),\"\",W24/'Cost scenario - input'!$G9),\"\")","v":7.0641557335545624}]
[{"$f":"IFERROR('Cost scenario - input'!A10,\"\")","v":1},{"$f":"IFERROR('Cost scenario - input'!B10,\"\")","v":"OVERHEAD CONDUCTORS"},{"$f":"IFERROR('Cost scenario - input'!C10,\"\")","v":"> 22 kv & < = 66 kv"},{"$f":"IFERROR(repcalc('Cost scenario - input'!$CY10:$GK10,'Cost scenario - input'!$J10,'Cost scenario - input'!$H10,'Cost scenario - input'!$I10,20,TRUE,TRUE),\"\")","v":112.19947135387517},134.17111422311646,158.33335494561544,184.42569311451345,212.08490678236981,240.85523614621479,270.20648727144953,299.55911533481731,328.31446179275963,355.8875736235035,381.7395477236326,405.40621485406001,426.52025443129855,444.82450469596847,460.17523142420947,472.5353170710315,481.95856855542104,488.56744058255106,492.5272720763536,494.02051640420535,{"$f":"IFERROR(IF(OR(D25=\"\",'Cost scenario - input'!$G10=\"\"),\"\",D25/'Cost scenario - input'!$G10),\"\")","v":1.6932900545216834},{"$f":"IFERROR(IF(OR(E25=\"\",'Cost scenario - input'!$G10=\"\"),\"\",E25/'Cost scenario - input'!$G10),\"\")","v":2.0248813169675342},{"$f":"IFERROR(IF(OR(F25=\"\",'Cost scenario - input'!$G10=\"\"),\"\",F25/'Cost scenario - input'!$G10),\"\")","v":2.3895326064671552},{"$f":"IFERROR(IF(OR(G25=\"\",'Cost scenario - input'!$G10=\"\"),\"\",G25/'Cost scenario - input'!$G10),\"\")","v":2.7833125074549465},{"$f":"IFERROR(IF(OR(H25=\"\",'Cost scenario - input'!$G10=\"\"),\"\",H25/'Cost scenario - input'!$G10),\"\")","v":3.2007393531836077},{"$f":"IFERROR(IF(OR(I25=\"\",'Cost scenario - input'!$G10=\"\"),\"\",I25/'Cost scenario - input'!$G10),\"\")","v":3.6349349156872921},{"$f":"IFERROR(IF(OR(J25=\"\",'Cost scenario - input'!$G10=\"\"),\"\",J25/'Cost scenario - input'!$G10),\"\")","v":4.0778976232509923},{"$f":"IFERROR(IF(OR(K25=\"\",'Cost scenario - input'!$G10=\"\"),\"\",K25/'Cost scenario - input'!$G10),\"\")","v":4.5208811112659566},{"$f":"IFERROR(IF(OR(L25=\"\",'Cost scenario - input'!$G10=\"\"),\"\",L25/'Cost scenario - input'!$G10),\"\")","v":4.9548505550077016},{"$f":"IFERROR(IF(OR(M25=\"\",'Cost scenario - input'!$G10=\"\"),\"\",M25/'Cost scenario - input'!$G10),\"\")","v":5.3709779705100047},{"$f":"IFERROR(IF(OR(N25=\"\",'Cost scenario - input'!$G10=\"\"),\"\",N25/'Cost scenario - input'!$G10),\"\")","v":5.7611303491734969},{"$f":"IFERROR(IF(OR(O25=\"\",'Cost scenario - input'!$G10=\"\"),\"\",O25/'Cost scenario - input'!$G10),\"\")","v":6.1183025496487877},{"$f":"IFERROR(IF(OR(P25=\"\",'Cost scenario - input'!$G10=\"\"),\"\",P25/'Cost scenario - input'!$G10),\"\")","v":6.4369510494634925},{"$f":"IFERROR(IF(OR(Q25=\"\",'Cost scenario - input'!$G10=\"\"),\"\",Q25/'Cost scenario - input'!$G10),\"\")","v":6.7131948191946851},{"$f":"IFERROR(IF(OR(R25=\"\",'Cost scenario - input'!$G10=\"\"),\"\",R25/'Cost scenario - input'!$G10),\"\")","v":6.9448646531516429},{"$f":"IFERROR(IF(OR(S25=\"\",'Cost scenario - input'!$G10=\"\"),\"\",S25/'Cost scenario - input'!$G10),\"\")","v":7.1314003814064542},{"$f":"IFERROR(IF(OR(T25=\"\",'Cost scenario - input'!$G10=\"\"),\"\",T25/'Cost scenario - input'!$G10),\"\")","v":7.2736140462948349},{"$f":"IFERROR(IF(OR(U25=\"\",'Cost scenario - input'!$G10=\"\"),\"\",U25/'Cost scenario - input'!$G10),\"\")","v":7.3733537076329032},{"$f":"IFERROR(IF(OR(V25=\"\",'Cost scenario - input'!$G10=\"\"),\"\",V25/'Cost scenario - input'!$G10),\"\")","v":7.4331146245528208},{"$f":"IFERROR(IF(OR(W25=\"\",'Cost scenario - input'!$G10=\"\"),\"\",W25/'Cost scenario - input'!$G10),\"\")","v":7.4556503436503503}]
[{"$f":"IFERROR('Cost scenario - input'!A11,\"\")","v":2},{"$f":"IFERROR('Cost scenario - input'!B11,\"\")","v":"POLES"},{"$f":"IFERROR('Cost scenario - input'!C11,\"\")","v":"˂ = 1 kv ; concrete"},{"$f":"IFERROR(repcalc('Cost scenario - input'!$CY11:$GK11,'Cost scenario - input'!$J11,'Cost scenario - input'!$H11,'Cost scenario - input'!$I11,20,TRUE,TRUE),\"\")","v":30.223799511925158},33.30286659450946,37.786192510632063,43.975184160420241,52.239893142042753,63.029438933638467,76.880970392045043,94.426276542493724,116.3950637048202,143.61386629657071,176.99957475535055,217.54666524730021,266.3074154549027,324.36469245148521,392.79729395465279,472.63829143371822,564.82732901664554,670.15833389092018,789.2245470359145,922.36314656590537,{"$f":"IFERROR(IF(OR(D26=\"\",'Cost scenario - input'!$G11=\"\"),\"\",D26/'Cost scenario - input'!$G11),\"\")","v":3.109889735681473},{"$f":"IFERROR(IF(OR(E26=\"\",'Cost scenario - input'!$G11=\"\"),\"\",E26/'Cost scenario - input'!$G11),\"\")","v":3.4267115539252537},{"$f":"IFERROR(IF(OR(F26=\"\",'Cost scenario - input'!$G11=\"\"),\"\",F26/'Cost scenario - input'!$G11),\"\")","v":3.8880251370425314},{"$f":"IFERROR(IF(OR(G26=\"\",'Cost scenario - input'!$G11=\"\"),\"\",G26/'Cost scenario - input'!$G11),\"\")","v":4.52484386654411},{"$f":"IFERROR(IF(OR(H26=\"\",'Cost scenario - input'!$G11=\"\"),\"\",H26/'Cost scenario - input'!$G11),\"\")","v":5.3752443471389197},{"$f":"IFERROR(IF(OR(I26=\"\",'Cost scenario - input'!$G11=\"\"),\"\",I26/'Cost scenario - input'!$G11),\"\")","v":6.4854389041372711},{"$f":"IFERROR(IF(OR(J26=\"\",'Cost scenario - input'!$G11=\"\"),\"\",J26/'Cost scenario - input'!$G11),\"\")","v":7.9106976803864715},{"$f":"IFERROR(IF(OR(K26=\"\",'Cost scenario - input'!$G11=\"\"),\"\",K26/'Cost scenario - input'!$G11),\"\")","v":9.7160288560760311},{"$f":"IFERROR(IF(OR(L26=\"\",'Cost scenario - input'!$G11=\"\"),\"\",L26/'Cost scenario - input'!$G11),\"\")","v":11.976515849927793},{"$f":"IFERROR(IF(OR(M26=\"\",'Cost scenario - input'!$G11=\"\"),\"\",M26/'Cost scenario - input'!$G11),\"\")","v":14.77720524585323},{"$f":"IFERROR(IF(OR(N26=\"\",'Cost scenario - input'!$G11=\"\"),\"\",N26/'Cost scenario - input'!$G11),\"\")","v":18.212440845978481},{"$f":"IFERROR(IF(OR(O26=\"\",'Cost scenario - input'!$G11=\"\"),\"\",O26/'Cost scenario - input'!$G11),\"\")","v":22.384549666476349},{"$f":"IFERROR(IF(OR(P26=\"\",'Cost scenario - input'!$G11=\"\"),\"\",P26/'Cost scenario - input'!$G11),\"\")","v":27.401806233272978},{"$f":"IFERROR(IF(OR(Q26=\"\",'Cost scenario - input'!$G11=\"\"),\"\",Q26/'Cost scenario - input'!$G11),\"\")","v":33.375632579694091},{"$f":"IFERROR(IF(OR(R26=\"\",'Cost scenario - input'!$G11=\"\"),\"\",R26/'Cost scenario - input'!$G11),\"\")","v":40.417032021108184},{"$f":"IFERROR(IF(OR(S26=\"\",'Cost scenario - input'!$G11=\"\"),\"\",S26/'Cost scenario - input'!$G11),\"\")","v":48.6323028525848},{"$f":"IFERROR(IF(OR(T26=\"\",'Cost scenario - input'!$G11=\"\"),\"\",T26/'Cost scenario - input'!$G11),\"\")","v":58.118130126166974},{"$f":"IFERROR(IF(OR(U26=\"\",'Cost scenario - input'!$G11=\"\"),\"\",U26/'Cost scenario - input'!$G11),\"\")","v":68.956205292006942},{"$f":"IFERROR(IF(OR(V26=\"\",'Cost scenario - input'!$G11=\"\"),\"\",V26/'Cost scenario - input'!$G11),\"\")","v":81.207570113957289},{"$f":"IFERROR(IF(OR(W26=\"\",'Cost scenario - input'!$G11=\"\"),\"\",W26/'Cost scenario - input'!$G11),\"\")","v":94.906918666675097}]
[{"$f":"IFERROR('Cost scenario - input'!A12,\"\")","v":2},{"$f":"IFERROR('Cost scenario - input'!B12,\"\")","v":"POLES"},{"$f":"IFERROR('Cost scenario - input'!C12,\"\")","v":"˂ = 1 kv ; steel"},{"$f":"IFERROR(repcalc('Cost scenario - input'!$CY12:$GK12,'Cost scenario - input'!$J12,'Cost scenario - input'!$H12,'Cost scenario - input'!$I12,20,TRUE,TRUE),\"\")","v":8.25344279184851},9.1161847408582997,10.183033432857139,11.454940737097965,12.927642682042695,14.591857197057971,16.433693492049223,18.435291501606532,20.575701480026932,22.83199830270614,25.180603301796577,27.598760847061953,30.066090684626221,32.566114089155839,35.087635926905413,37.625858886777571,40.183112414803162,42.769097856182739,45.400582008662376,48.10051133792966,{"$f":"IFERROR(IF(OR(D27=\"\",'Cost scenario - input'!$G12=\"\"),\"\",D27/'Cost scenario - input'!$G12),\"\")","v":0.91012668720555812},{"$f":"IFERROR(IF(OR(E27=\"\",'Cost scenario - input'!$G12=\"\"),\"\",E27/'Cost scenario - input'!$G12),\"\")","v":1.0052632855643728},{"$f":"IFERROR(IF(OR(F27=\"\",'Cost scenario - input'!$G12=\"\"),\"\",F27/'Cost scenario - input'!$G12),\"\")","v":1.1229072179555271},{"$f":"IFERROR(IF(OR(G27=\"\",'Cost scenario - input'!$G12=\"\"),\"\",G27/'Cost scenario - input'!$G12),\"\")","v":1.2631634492563066},{"$f":"IFERROR(IF(OR(H27=\"\",'Cost scenario - input'!$G12=\"\"),\"\",H27/'Cost scenario - input'!$G12),\"\")","v":1.4255617812248176},{"$f":"IFERROR(IF(OR(I27=\"\",'Cost scenario - input'!$G12=\"\"),\"\",I27/'Cost scenario - input'!$G12),\"\")","v":1.6090786579451837},{"$f":"IFERROR(IF(OR(J27=\"\",'Cost scenario - input'!$G12=\"\"),\"\",J27/'Cost scenario - input'!$G12),\"\")","v":1.8121823090895213},{"$f":"IFERROR(IF(OR(K27=\"\",'Cost scenario - input'!$G12=\"\"),\"\",K27/'Cost scenario - input'!$G12),\"\")","v":2.032903262938603},{"$f":"IFERROR(IF(OR(L27=\"\",'Cost scenario - input'!$G12=\"\"),\"\",L27/'Cost scenario - input'!$G12),\"\")","v":2.268931341408531},{"$f":"IFERROR(IF(OR(M27=\"\",'Cost scenario - input'!$G12=\"\"),\"\",M27/'Cost scenario - input'!$G12),\"\")","v":2.5177385367047291},{"$f":"IFERROR(IF(OR(N27=\"\",'Cost scenario - input'!$G12=\"\"),\"\",N27/'Cost scenario - input'!$G12),\"\")","v":2.7767247732710887},{"$f":"IFERROR(IF(OR(O27=\"\",'Cost scenario - input'!$G12=\"\"),\"\",O27/'Cost scenario - input'!$G12),\"\")","v":3.0433807338584868},{"$f":"IFERROR(IF(OR(P27=\"\",'Cost scenario - input'!$G12=\"\"),\"\",P27/'Cost scenario - input'!$G12),\"\")","v":3.3154590395957775},{"$f":"IFERROR(IF(OR(Q27=\"\",'Cost scenario - input'!$G12=\"\"),\"\",Q27/'Cost scenario - input'!$G12),\"\")","v":3.5911425424060388},{"$f":"IFERROR(IF(OR(R27=\"\",'Cost scenario - input'!$G12=\"\"),\"\",R27/'Cost scenario - input'!$G12),\"\")","v":3.8691967283724149},{"$f":"IFERROR(IF(OR(S27=\"\",'Cost scenario - input'!$G12=\"\"),\"\",S27/'Cost scenario - input'!$G12),\"\")","v":4.1490925866364474},{"$f":"IFERROR(IF(OR(T27=\"\",'Cost scenario - input'!$G12=\"\"),\"\",T27/'Cost scenario - input'!$G12),\"\")","v":4.4310869907298924},{"$f":"IFERROR(IF(OR(U27=\"\",'Cost scenario - input'!$G12=\"\"),\"\",U27/'Cost scenario - input'!$G12),\"\")","v":4.7162497309683173},{"$f":"IFERROR(IF(OR(V27=\"\",'Cost scenario - input'!$G12=\"\"),\"\",V27/'Cost scenario - input'!$G12),\"\")","v":5.0064297218559526},{"$f":"IFERROR(IF(OR(W27=\"\",'Cost scenario - input'!$G12=\"\"),\"\",W27/'Cost scenario - input'!$G12),\"\")","v":5.3041573245191804}]
[{"$f":"IFERROR('Cost scenario - input'!A13,\"\")","v":2},{"$f":"IFERROR('Cost scenario - input'!B13,\"\")","v":"POLES"},{"$f":"IFERROR('Cost scenario - input'!C13,\"\")","v":"˂ = 1 kv ; wood"},{"$f":"IFERROR(repcalc('Cost scenario - input'!$CY13:$GK13,'Cost scenario - input'!$J13,'Cost scenario - input'!$H13,'Cost scenario - input'!$I13,20,TRUE,TRUE),\"\")","v":1749.5537330320046},1771.8383236681118,1817.7348119123935,1883.0711445599468,1963.4902979775068,2054.6033500392068,2152.1221678803299,2251.9716275516894,2350.382168252389,2443.9638598856727,2529.763155685137,2605.3032631432243,2668.6087474862084,2718.2147145754084,2753.1608053694454,2772.9703349774013,2777.6152478860777,2767.4681179857571,2743.2431395680733,2705.9288421690731,{"$f":"IFERROR(IF(OR(D28=\"\",'Cost scenario - input'!$G13=\"\"),\"\",D28/'Cost scenario - input'!$G13),\"\")","v":495.36914071221275},{"$f":"IFERROR(IF(OR(E28=\"\",'Cost scenario - input'!$G13=\"\"),\"\",E28/'Cost scenario - input'!$G13),\"\")","v":501.67880603206601},{"$f":"IFERROR(IF(OR(F28=\"\",'Cost scenario - input'!$G13=\"\"),\"\",F28/'Cost scenario - input'!$G13),\"\")","v":514.67395074469891},{"$f":"IFERROR(IF(OR(G28=\"\",'Cost scenario - input'!$G13=\"\"),\"\",G28/'Cost scenario - input'!$G13),\"\")","v":533.17329852112618},{"$f":"IFERROR(IF(OR(H28=\"\",'Cost scenario - input'!$G13=\"\"),\"\",H28/'Cost scenario - input'!$G13),\"\")","v":555.94320045275879},{"$f":"IFERROR(IF(OR(I28=\"\",'Cost scenario - input'!$G13=\"\"),\"\",I28/'Cost scenario - input'!$G13),\"\")","v":581.74097588275504},{"$f":"IFERROR(IF(OR(J28=\"\",'Cost scenario - input'!$G13=\"\"),\"\",J28/'Cost scenario - input'!$G13),\"\")","v":609.35248165429243},{"$f":"IFERROR(IF(OR(K28=\"\",'Cost scenario - input'!$G13=\"\"),\"\",K28/'Cost scenario - input'!$G13),\"\")","v":637.62388601536975},{"$f":"IFERROR(IF(OR(L28=\"\",'Cost scenario - input'!$G13=\"\"),\"\",L28/'Cost scenario - input'!$G13),\"\")","v":665.48787445054973},{"$f":"IFERROR(IF(OR(M28=\"\",'Cost scenario - input'!$G13=\"\"),\"\",M28/'Cost scenario - input'!$G13),\"\")","v":691.98462118975215},{"$f":"IFERROR(IF(OR(N28=\"\",'Cost scenario - input'!$G13=\"\"),\"\",N28/'Cost scenario - input'!$G13),\"\")","v":716.27785816295238},{"$f":"IFERROR(IF(OR(O28=\"\",'Cost scenario - input'!$G13=\"\"),\"\",O28/'Cost scenario - input'!$G13),\"\")","v":737.66630563633805},{"$f":"IFERROR(IF(OR(P28=\"\",'Cost scenario - input'!$G13=\"\"),\"\",P28/'Cost scenario - input'!$G13),\"\")","v":755.59063844720163},{"$f":"IFERROR(IF(OR(Q28=\"\",'Cost scenario - input'!$G13=\"\"),\"\",Q28/'Cost scenario - input'!$G13),\"\")","v":769.63608605319746},{"$f":"IFERROR(IF(OR(R28=\"\",'Cost scenario - input'!$G13=\"\"),\"\",R28/'Cost scenario - input'!$G13),\"\")","v":779.53073212267964},{"$f":"IFERROR(IF(OR(S28=\"\",'Cost scenario - input'!$G13=\"\"),\"\",S28/'Cost scenario - input'!$G13),\"\")","v":785.13960796029119},{"$f":"IFERROR(IF(OR(T28=\"\",'Cost scenario - input'!$G13=\"\"),\"\",T28/'Cost scenario - input'!$G13),\"\")","v":786.45476992005933},{"$f":"IFERROR(IF(OR(U28=\"\",'Cost scenario - input'!$G13=\"\"),\"\",U28/'Cost scenario - input'!$G13),\"\")","v":783.58170867906165},{"$f":"IFERROR(IF(OR(V28=\"\",'Cost scenario - input'!$G13=\"\"),\"\",V28/'Cost scenario - input'!$G13),\"\")","v":776.72264141180881},{"$f":"IFERROR(IF(OR(W28=\"\",'Cost scenario - input'!$G13=\"\"),\"\",W28/'Cost scenario - input'!$G13),\"\")","v":766.15746065180485}]
[{"$f":"IFERROR('Cost scenario - input'!A14,\"\")","v":2},{"$f":"IFERROR('Cost scenario - input'!B14,\"\")","v":"POLES"},{"$f":"IFERROR('Cost scenario - input'!C14,\"\")","v":"˃ 11 kv & < = 22 kv ; concrete"},{"$f":"IFERROR(repcalc('Cost scenario - input'!$CY14:$GK14,'Cost scenario - input'!$J14,'Cost scenario - input'!$H14,'Cost scenario - input'!$I14,20,TRUE,TRUE),\"\")","v":27.849759836364914},31.249854639641768,36.292493854532957,43.264124434903202,52.528562564664874,64.530269451637068,79.792950051620963,98.912414583241556,122.54277625766355,151.37535605798115,186.11013612100024,227.42023121524753,275.91058827489661,332.07290464335523,396.23948257259917,468.53930557442408,548.85993002014504,636.81875182106648,731.74678827290086,832.68731301396997,{"$f":"IFERROR(IF(OR(D29=\"\",'Cost scenario - input'!$G14=\"\"),\"\",D29/'Cost scenario - input'!$G14),\"\")","v":2.2567610248108583},{"$f":"IFERROR(IF(OR(E29=\"\",'Cost scenario - input'!$G14=\"\"),\"\",E29/'Cost scenario - input'!$G14),\"\")","v":2.5322823031910704},{"$f":"IFERROR(IF(OR(F29=\"\",'Cost scenario - input'!$G14=\"\"),\"\",F29/'Cost scenario - input'!$G14),\"\")","v":2.9409045573582229},{"$f":"IFERROR(IF(OR(G29=\"\",'Cost scenario - input'!$G14=\"\"),\"\",G29/'Cost scenario - input'!$G14),\"\")","v":3.5058395609489992},{"$f":"IFERROR(IF(OR(H29=\"\",'Cost scenario - input'!$G14=\"\"),\"\",H29/'Cost scenario - input'!$G14),\"\")","v":4.2565685801887829},{"$f":"IFERROR(IF(OR(I29=\"\",'Cost scenario - input'!$G14=\"\"),\"\",I29/'Cost scenario - input'!$G14),\"\")","v":5.2291078226405823},{"$f":"IFERROR(IF(OR(J29=\"\",'Cost scenario - input'!$G14=\"\"),\"\",J29/'Cost scenario - input'!$G14),\"\")","v":6.4658948870376269},{"$f":"IFERROR(IF(OR(K29=\"\",'Cost scenario - input'!$G14=\"\"),\"\",K29/'Cost scenario - input'!$G14),\"\")","v":8.0152103074842405},{"$f":"IFERROR(IF(OR(L29=\"\",'Cost scenario - input'!$G14=\"\"),\"\",L29/'Cost scenario - input'!$G14),\"\")","v":9.9300591084202718},{"$f":"IFERROR(IF(OR(M29=\"\",'Cost scenario - input'!$G14=\"\"),\"\",M29/'Cost scenario - input'!$G14),\"\")","v":12.266461386947016},{"$f":"IFERROR(IF(OR(N29=\"\",'Cost scenario - input'!$G14=\"\"),\"\",N29/'Cost scenario - input'!$G14),\"\")","v":15.081139082991031},{"$f":"IFERROR(IF(OR(O29=\"\",'Cost scenario - input'!$G14=\"\"),\"\",O29/'Cost scenario - input'!$G14),\"\")","v":18.428636981992518},{"$f":"IFERROR(IF(OR(P29=\"\",'Cost scenario - input'!$G14=\"\"),\"\",P29/'Cost scenario - input'!$G14),\"\")","v":22.357975997278675},{"$f":"IFERROR(IF(OR(Q29=\"\",'Cost scenario - input'!$G14=\"\"),\"\",Q29/'Cost scenario - input'!$G14),\"\")","v":26.909000041584317},{"$f":"IFERROR(IF(OR(R29=\"\",'Cost scenario - input'!$G14=\"\"),\"\",R29/'Cost scenario - input'!$G14),\"\")","v":32.108636699747599},{"$f":"IFERROR(IF(OR(S29=\"\",'Cost scenario - input'!$G14=\"\"),\"\",S29/'Cost scenario - input'!$G14),\"\")","v":37.967337945644552},{"$f":"IFERROR(IF(OR(T29=\"\",'Cost scenario - input'!$G14=\"\"),\"\",T29/'Cost scenario - input'!$G14),\"\")","v":44.475992088539044},{"$f":"IFERROR(IF(OR(U29=\"\",'Cost scenario - input'!$G14=\"\"),\"\",U29/'Cost scenario - input'!$G14),\"\")","v":51.603595414202502},{"$f":"IFERROR(IF(OR(V29=\"\",'Cost scenario - input'!$G14=\"\"),\"\",V29/'Cost scenario - input'!$G14),\"\")","v":59.295937972452968},{"$f":"IFERROR(IF(OR(W29=\"\",'Cost scenario - input'!$G14=\"\"),\"\",W29/'Cost scenario - input'!$G14),\"\")","v":67.475492963162509}]
[{"$f":"IFERROR('Cost scenario - input'!A15,\"\")","v":2},{"$f":"IFERROR('Cost scenario - input'!B15,\"\")","v":"POLES"},{"$f":"IFERROR('Cost scenario - input'!C15,\"\")","v":"˃ 11 kv & < = 22 kv ; steel"},{"$f":"IFERROR(repcalc('Cost scenario - input'!$CY15:$GK15,'Cost scenario - input'!$J15,'Cost scenario - input'!$H15,'Cost scenario - input'!$I15,20,TRUE,TRUE),\"\")","v":1.4428312686919047},1.5459791472629811,1.6344661388795152,1.7054546047709842,1.7568025771844495,1.7872116535737907,1.796324132198134,1.7847631742496961,1.7541150487201347,1.7068574255825666,1.646241632575572,1.5761393982439478,1.500865751621993,1.4249895784222706,1.3531421859206547,1.2898325495764447,1.2392761458518351,1.2052427595592028,1.1909275673444633,1.1988491327673296,{"$f":"IFERROR(IF(OR(D30=\"\",'Cost scenario - input'!$G15=\"\"),\"\",D30/'Cost scenario - input'!$G15),\"\")","v":0.14214448349279657},{"$f":"IFERROR(IF(OR(E30=\"\",'Cost scenario - input'!$G15=\"\"),\"\",E30/'Cost scenario - input'!$G15),\"\")","v":0.15230637992588128},{"$f":"IFERROR(IF(OR(F30=\"\",'Cost scenario - input'!$G15=\"\"),\"\",F30/'Cost scenario - input'!$G15),\"\")","v":0.16102391883156844},{"$f":"IFERROR(IF(OR(G30=\"\",'Cost scenario - input'!$G15=\"\"),\"\",G30/'Cost scenario - input'!$G15),\"\")","v":0.1680175424361062},{"$f":"IFERROR(IF(OR(H30=\"\",'Cost scenario - input'!$G15=\"\"),\"\",H30/'Cost scenario - input'!$G15),\"\")","v":0.17307622890589114},{"$f":"IFERROR(IF(OR(I30=\"\",'Cost scenario - input'!$G15=\"\"),\"\",I30/'Cost scenario - input'!$G15),\"\")","v":0.17607206254954011},{"$f":"IFERROR(IF(OR(J30=\"\",'Cost scenario - input'!$G15=\"\"),\"\",J30/'Cost scenario - input'!$G15),\"\")","v":0.17696980339803914},{"$f":"IFERROR(IF(OR(K30=\"\",'Cost scenario - input'!$G15=\"\"),\"\",K30/'Cost scenario - input'!$G15),\"\")","v":0.1758308438870268},{"$f":"IFERROR(IF(OR(L30=\"\",'Cost scenario - input'!$G15=\"\"),\"\",L30/'Cost scenario - input'!$G15),\"\")","v":0.17281145966105868},{"$f":"IFERROR(IF(OR(M30=\"\",'Cost scenario - input'!$G15=\"\"),\"\",M30/'Cost scenario - input'!$G15),\"\")","v":0.16815574517957468},{"$f":"IFERROR(IF(OR(N30=\"\",'Cost scenario - input'!$G15=\"\"),\"\",N30/'Cost scenario - input'!$G15),\"\")","v":0.16218401392073031},{"$f":"IFERROR(IF(OR(O30=\"\",'Cost scenario - input'!$G15=\"\"),\"\",O30/'Cost scenario - input'!$G15),\"\")","v":0.15527769985131468},{"$f":"IFERROR(IF(OR(P30=\"\",'Cost scenario - input'!$G15=\"\"),\"\",P30/'Cost scenario - input'!$G15),\"\")","v":0.14786190990284925},{"$f":"IFERROR(IF(OR(Q30=\"\",'Cost scenario - input'!$G15=\"\"),\"\",Q30/'Cost scenario - input'!$G15),\"\")","v":0.1403867603944367},{"$f":"IFERROR(IF(OR(R30=\"\",'Cost scenario - input'!$G15=\"\"),\"\",R30/'Cost scenario - input'!$G15),\"\")","v":0.13330851727685761},{"$f":"IFERROR(IF(OR(S30=\"\",'Cost scenario - input'!$G15=\"\"),\"\",S30/'Cost scenario - input'!$G15),\"\")","v":0.12707139464614053},{"$f":"IFERROR(IF(OR(T30=\"\",'Cost scenario - input'!$G15=\"\"),\"\",T30/'Cost scenario - input'!$G15),\"\")","v":0.12209069173886075},{"$f":"IFERROR(IF(OR(U30=\"\",'Cost scenario - input'!$G15=\"\"),\"\",U30/'Cost scenario - input'!$G15),\"\")","v":0.11873779925513815},{"$f":"IFERROR(IF(OR(V30=\"\",'Cost scenario - input'!$G15=\"\"),\"\",V30/'Cost scenario - input'!$G15),\"\")","v":0.11732749879408073},{"$f":"IFERROR(IF(OR(W30=\"\",'Cost scenario - input'!$G15=\"\"),\"\",W30/'Cost scenario - input'!$G15),\"\")","v":0.11810791355907857}]
[{"$f":"IFERROR('Cost scenario - input'!A16,\"\")","v":2},{"$f":"IFERROR('Cost scenario - input'!B16,\"\")","v":"POLES"},{"$f":"IFERROR('Cost scenario - input'!C16,\"\")","v":"˃ 11 kv & < = 22 kv ; wood"},{"$f":"IFERROR(repcalc('Cost scenario - input'!$CY16:$GK16,'Cost scenario - input'!$J16,'Cost scenario - input'!$H16,'Cost scenario - input'!$I16,20,TRUE,TRUE),\"\")","v":1233.0395565417591},1258.588244335054,1300.7358094474046,1355.7312557087162,1419.9582240052657,1490.0393987172949,1562.9145061504812,1635.8953288594014,1706.70080377097,1773.4745935972271,1834.7868012876652,1889.6209466152482,1937.3470685132454,1977.6819011696634,2010.6374728440428,2036.4601204257312,2055.5626937268312,2068.4535171515254,2075.6663520137758,2077.6960333367397,{"$f":"IFERROR(IF(OR(D31=\"\",'Cost scenario - input'!$G16=\"\"),\"\",D31/'Cost scenario - input'!$G16),\"\")","v":277.55972936132298},{"$f":"IFERROR(IF(OR(E31=\"\",'Cost scenario - input'!$G16=\"\"),\"\",E31/'Cost scenario - input'!$G16),\"\")","v":283.31079130562301},{"$f":"IFERROR(IF(OR(F31=\"\",'Cost scenario - input'!$G16=\"\"),\"\",F31/'Cost scenario - input'!$G16),\"\")","v":292.79829452784958},{"$f":"IFERROR(IF(OR(G31=\"\",'Cost scenario - input'!$G16=\"\"),\"\",G31/'Cost scenario - input'!$G16),\"\")","v":305.1778821083214},{"$f":"IFERROR(IF(OR(H31=\"\",'Cost scenario - input'!$G16=\"\"),\"\",H31/'Cost scenario - input'!$G16),\"\")","v":319.63550420447416},{"$f":"IFERROR(IF(OR(I31=\"\",'Cost scenario - input'!$G16=\"\"),\"\",I31/'Cost scenario - input'!$G16),\"\")","v":335.41092015378047},{"$f":"IFERROR(IF(OR(J31=\"\",'Cost scenario - input'!$G16=\"\"),\"\",J31/'Cost scenario - input'!$G16),\"\")","v":351.81525608040937},{"$f":"IFERROR(IF(OR(K31=\"\",'Cost scenario - input'!$G16=\"\"),\"\",K31/'Cost scenario - input'!$G16),\"\")","v":368.24338873210382},{"$f":"IFERROR(IF(OR(L31=\"\",'Cost scenario - input'!$G16=\"\"),\"\",L31/'Cost scenario - input'!$G16),\"\")","v":384.18184613964553},{"$f":"IFERROR(IF(OR(M31=\"\",'Cost scenario - input'!$G16=\"\"),\"\",M31/'Cost scenario - input'!$G16),\"\")","v":399.21276297785818},{"$f":"IFERROR(IF(OR(N31=\"\",'Cost scenario - input'!$G16=\"\"),\"\",N31/'Cost scenario - input'!$G16),\"\")","v":413.01426649233758},{"$f":"IFERROR(IF(OR(O31=\"\",'Cost scenario - input'!$G16=\"\"),\"\",O31/'Cost scenario - input'!$G16),\"\")","v":425.3575449022934},{"$f":"IFERROR(IF(OR(P31=\"\",'Cost scenario - input'!$G16=\"\"),\"\",P31/'Cost scenario - input'!$G16),\"\")","v":436.10079268148581},{"$f":"IFERROR(IF(OR(Q31=\"\",'Cost scenario - input'!$G16=\"\"),\"\",Q31/'Cost scenario - input'!$G16),\"\")","v":445.18024611552534},{"$f":"IFERROR(IF(OR(R31=\"\",'Cost scenario - input'!$G16=\"\"),\"\",R31/'Cost scenario - input'!$G16),\"\")","v":452.59861279026762},{"$f":"IFERROR(IF(OR(S31=\"\",'Cost scenario - input'!$G16=\"\"),\"\",S31/'Cost scenario - input'!$G16),\"\")","v":458.41134364398664},{"$f":"IFERROR(IF(OR(T31=\"\",'Cost scenario - input'!$G16=\"\"),\"\",T31/'Cost scenario - input'!$G16),\"\")","v":462.71137201487579},{"$f":"IFERROR(IF(OR(U31=\"\",'Cost scenario - input'!$G16=\"\"),\"\",U31/'Cost scenario - input'!$G16),\"\")","v":465.6131227673315},{"$f":"IFERROR(IF(OR(V31=\"\",'Cost scenario - input'!$G16=\"\"),\"\",V31/'Cost scenario - input'!$G16),\"\")","v":467.23674666623464},{"$f":"IFERROR(IF(OR(W31=\"\",'Cost scenario - input'!$G16=\"\"),\"\",W31/'Cost scenario - input'!$G16),\"\")","v":467.69363208868742}]
[{"$f":"IFERROR('Cost scenario - input'!A17,\"\")","v":2},{"$f":"IFERROR('Cost scenario - input'!B17,\"\")","v":"POLES"},{"$f":"IFERROR('Cost scenario - input'!C17,\"\")","v":"> 1 kv & < = 11 kv ; concrete"},{"$f":"IFERROR(repcalc('Cost scenario - input'!$CY17:$GK17,'Cost scenario - input'!$J17,'Cost scenario - input'!$H17,'Cost scenario - input'!$I17,20,TRUE,TRUE),\"\")","v":3.1684971420610228},3.3619243847089821,3.6767233974714268,4.156215093787794,4.854484500104248,5.8388168730897236,7.1922655741256953,9.0161385795818916,11.43212198247943,14.583698619142934,18.636477468008653,23.777035061054931,30.209893905531214,38.152333098863259,47.826847585050359,59.451244124993636,73.226576545378009,89.323365262703831,107.86679445528986,128.92180710955171,{"$f":"IFERROR(IF(OR(D32=\"\",'Cost scenario - input'!$G17=\"\"),\"\",D32/'Cost scenario - input'!$G17),\"\")","v":0.28541131722406082},{"$f":"IFERROR(IF(OR(E32=\"\",'Cost scenario - input'!$G17=\"\"),\"\",E32/'Cost scenario - input'!$G17),\"\")","v":0.30283482169194298},{"$f":"IFERROR(IF(OR(F32=\"\",'Cost scenario - input'!$G17=\"\"),\"\",F32/'Cost scenario - input'!$G17),\"\")","v":0.33119123069754497},{"$f":"IFERROR(IF(OR(G32=\"\",'Cost scenario - input'!$G17=\"\"),\"\",G32/'Cost scenario - input'!$G17),\"\")","v":0.37438279771112126},{"$f":"IFERROR(IF(OR(H32=\"\",'Cost scenario - input'!$G17=\"\"),\"\",H32/'Cost scenario - input'!$G17),\"\")","v":0.43728138404356992},{"$f":"IFERROR(IF(OR(I32=\"\",'Cost scenario - input'!$G17=\"\"),\"\",I32/'Cost scenario - input'!$G17),\"\")","v":0.52594789897604877},{"$f":"IFERROR(IF(OR(J32=\"\",'Cost scenario - input'!$G17=\"\"),\"\",J32/'Cost scenario - input'!$G17),\"\")","v":0.64786360829766099},{"$f":"IFERROR(IF(OR(K32=\"\",'Cost scenario - input'!$G17=\"\"),\"\",K32/'Cost scenario - input'!$G17),\"\")","v":0.8121541137320617},{"$f":"IFERROR(IF(OR(L32=\"\",'Cost scenario - input'!$G17=\"\"),\"\",L32/'Cost scenario - input'!$G17),\"\")","v":1.0297806333393738},{"$f":"IFERROR(IF(OR(M32=\"\",'Cost scenario - input'!$G17=\"\"),\"\",M32/'Cost scenario - input'!$G17),\"\")","v":1.3136677883132957},{"$f":"IFERROR(IF(OR(N32=\"\",'Cost scenario - input'!$G17=\"\"),\"\",N32/'Cost scenario - input'!$G17),\"\")","v":1.6787332745078545},{"$f":"IFERROR(IF(OR(O32=\"\",'Cost scenario - input'!$G17=\"\"),\"\",O32/'Cost scenario - input'!$G17),\"\")","v":2.1417834993040583},{"$f":"IFERROR(IF(OR(P32=\"\",'Cost scenario - input'!$G17=\"\"),\"\",P32/'Cost scenario - input'!$G17),\"\")","v":2.721241404424386},{"$f":"IFERROR(IF(OR(Q32=\"\",'Cost scenario - input'!$G17=\"\"),\"\",Q32/'Cost scenario - input'!$G17),\"\")","v":3.4366790174330482},{"$f":"IFERROR(IF(OR(R32=\"\",'Cost scenario - input'!$G17=\"\"),\"\",R32/'Cost scenario - input'!$G17),\"\")","v":4.3081381979863309},{"$f":"IFERROR(IF(OR(S32=\"\",'Cost scenario - input'!$G17=\"\"),\"\",S32/'Cost scenario - input'!$G17),\"\")","v":5.3552385044243316},{"$f":"IFERROR(IF(OR(T32=\"\",'Cost scenario - input'!$G17=\"\"),\"\",T32/'Cost scenario - input'!$G17),\"\")","v":6.5960904272838201},{"$f":"IFERROR(IF(OR(U32=\"\",'Cost scenario - input'!$G17=\"\"),\"\",U32/'Cost scenario - input'!$G17),\"\")","v":8.0460540740557889},{"$f":"IFERROR(IF(OR(V32=\"\",'Cost scenario - input'!$G17=\"\"),\"\",V32/'Cost scenario - input'!$G17),\"\")","v":9.7164057627003473},{"$f":"IFERROR(IF(OR(W32=\"\",'Cost scenario - input'!$G17=\"\"),\"\",W32/'Cost scenario - input'!$G17),\"\")","v":11.612995415898906}]
[{"$f":"IFERROR('Cost scenario - input'!A18,\"\")","v":2},{"$f":"IFERROR('Cost scenario - input'!B18,\"\")","v":"POLES"},{"$f":"IFERROR('Cost scenario - input'!C18,\"\")","v":"> 1 kv & < = 11 kv ; steel"},{"$f":"IFERROR(repcalc('Cost scenario - input'!$CY18:$GK18,'Cost scenario - input'!$J18,'Cost scenario - input'!$H18,'Cost scenario - input'!$I18,20,TRUE,TRUE),\"\")","v":3.0307380910375263E-2},3.9339922294291875E-2,5.0351660181832993E-2,6.3546158295556487E-2,7.9078790309577776E-2,9.7034449753353694E-2,0.11740513526989878,0.14006946066474277,0.16477641080197045,0.19113571338398519,0.21861696822034005,0.24655914549862409,0.27419124915530441,0.30066390234722118,0.32509045367083578,0.3465950619144828,0.36436424522110139,0.37769772137755869,0.38605413212163781,0.38908749683911031,{"$f":"IFERROR(IF(OR(D33=\"\",'Cost scenario - input'!$G18=\"\"),\"\",D33/'Cost scenario - input'!$G18),\"\")","v":3.7220577801176679E-3},{"$f":"IFERROR(IF(OR(E33=\"\",'Cost scenario - input'!$G18=\"\"),\"\",E33/'Cost scenario - input'!$G18),\"\")","v":4.8313466702286723E-3},{"$f":"IFERROR(IF(OR(F33=\"\",'Cost scenario - input'!$G18=\"\"),\"\",F33/'Cost scenario - input'!$G18),\"\")","v":6.1837012269666284E-3},{"$f":"IFERROR(IF(OR(G33=\"\",'Cost scenario - input'!$G18=\"\"),\"\",G33/'Cost scenario - input'!$G18),\"\")","v":7.8041211670519207E-3},{"$f":"IFERROR(IF(OR(H33=\"\",'Cost scenario - input'!$G18=\"\"),\"\",H33/'Cost scenario - input'!$G18),\"\")","v":9.7116879741098415E-3},{"$f":"IFERROR(IF(OR(I33=\"\",'Cost scenario - input'!$G18=\"\"),\"\",I33/'Cost scenario - input'!$G18),\"\")","v":1.1916827445827456E-2},{"$f":"IFERROR(IF(OR(J33=\"\",'Cost scenario - input'!$G18=\"\"),\"\",J33/'Cost scenario - input'!$G18),\"\")","v":1.4418556933354067E-2},{"$f":"IFERROR(IF(OR(K33=\"\",'Cost scenario - input'!$G18=\"\"),\"\",K33/'Cost scenario - input'!$G18),\"\")","v":1.7201968964781662E-2},{"$f":"IFERROR(IF(OR(L33=\"\",'Cost scenario - input'!$G18=\"\"),\"\",L33/'Cost scenario - input'!$G18),\"\")","v":2.0236236302272583E-2},{"$f":"IFERROR(IF(OR(M33=\"\",'Cost scenario - input'!$G18=\"\"),\"\",M33/'Cost scenario - input'!$G18),\"\")","v":2.3473429497685817E-2},{"$f":"IFERROR(IF(OR(N33=\"\",'Cost scenario - input'!$G18=\"\"),\"\",N33/'Cost scenario - input'!$G18),\"\")","v":2.6848409957842788E-2},{"$f":"IFERROR(IF(OR(O33=\"\",'Cost scenario - input'!$G18=\"\"),\"\",O33/'Cost scenario - input'!$G18),\"\")","v":3.0279996429785686E-2},{"$f":"IFERROR(IF(OR(P33=\"\",'Cost scenario - input'!$G18=\"\"),\"\",P33/'Cost scenario - input'!$G18),\"\")","v":3.3673502675030269E-2},{"$f":"IFERROR(IF(OR(Q33=\"\",'Cost scenario - input'!$G18=\"\"),\"\",Q33/'Cost scenario - input'!$G18),\"\")","v":3.692461649000197E-2},{"$f":"IFERROR(IF(OR(R33=\"\",'Cost scenario - input'!$G18=\"\"),\"\",R33/'Cost scenario - input'!$G18),\"\")","v":3.9924447972120546E-2},{"$f":"IFERROR(IF(OR(S33=\"\",'Cost scenario - input'!$G18=\"\"),\"\",S33/'Cost scenario - input'!$G18),\"\")","v":4.2565434821441067E-2},{"$f":"IFERROR(IF(OR(T33=\"\",'Cost scenario - input'!$G18=\"\"),\"\",T33/'Cost scenario - input'!$G18),\"\")","v":4.4747673107498158E-2},{"$f":"IFERROR(IF(OR(U33=\"\",'Cost scenario - input'!$G18=\"\"),\"\",U33/'Cost scenario - input'!$G18),\"\")","v":4.6385160979212137E-2},{"$f":"IFERROR(IF(OR(V33=\"\",'Cost scenario - input'!$G18=\"\"),\"\",V33/'Cost scenario - input'!$G18),\"\")","v":4.7411414079598355E-2},{"$f":"IFERROR(IF(OR(W33=\"\",'Cost scenario - input'!$G18=\"\"),\"\",W33/'Cost scenario - input'!$G18),\"\")","v":4.7783942434324572E-2}]
[{"$f":"IFERROR('Cost scenario - input'!A19,\"\")","v":2},{"$f":"IFERROR('Cost scenario - input'!B19,\"\")","v":"POLES"},{"$f":"IFERROR('Cost scenario - input'!C19,\"\")","v":"> 1 kv & < = 11 kv ; wood"},{"$f":"IFERROR(repcalc('Cost scenario - input'!$CY19:$GK19,'Cost scenario - input'!$J19,'Cost scenario - input'!$H19,'Cost scenario - input'!$I19,20,TRUE,TRUE),\"\")","v":298.77697670230344},298.36600518757444,300.90073426263393,306.27438659271246,314.26124135355525,324.53242673151379,336.67597362811188,350.22005537988753,364.65821106131023,379.47526675423666,394.17263636768337,408.29170864844741,421.4341167341002,433.27784482141584,443.58835198374345,452.22417791808869,459.13682432865863,464.36505731964365,468.02412487341354,470.29070223097278,{"$f":"IFERROR(IF(OR(D34=\"\",'Cost scenario - input'!$G19=\"\"),\"\",D34/'Cost scenario - input'!$G19),\"\")","v":62.871295554933866},{"$f":"IFERROR(IF(OR(E34=\"\",'Cost scenario - input'!$G19=\"\"),\"\",E34/'Cost scenario - input'!$G19),\"\")","v":62.784815291787851},{"$f":"IFERROR(IF(OR(F34=\"\",'Cost scenario - input'!$G19=\"\"),\"\",F34/'Cost scenario - input'!$G19),\"\")","v":63.318195415613573},{"$f":"IFERROR(IF(OR(G34=\"\",'Cost scenario - input'!$G19=\"\"),\"\",G34/'Cost scenario - input'!$G19),\"\")","v":64.448966894670519},{"$f":"IFERROR(IF(OR(H34=\"\",'Cost scenario - input'!$G19=\"\"),\"\",H34/'Cost scenario - input'!$G19),\"\")","v":66.129631555534289},{"$f":"IFERROR(IF(OR(I34=\"\",'Cost scenario - input'!$G19=\"\"),\"\",I34/'Cost scenario - input'!$G19),\"\")","v":68.290985280726346},{"$f":"IFERROR(IF(OR(J34=\"\",'Cost scenario - input'!$G19=\"\"),\"\",J34/'Cost scenario - input'!$G19),\"\")","v":70.846337886700198},{"$f":"IFERROR(IF(OR(K34=\"\",'Cost scenario - input'!$G19=\"\"),\"\",K34/'Cost scenario - input'!$G19),\"\")","v":73.696403431357368},{"$f":"IFERROR(IF(OR(L34=\"\",'Cost scenario - input'!$G19=\"\"),\"\",L34/'Cost scenario - input'!$G19),\"\")","v":76.734607924668566},{"$f":"IFERROR(IF(OR(M34=\"\",'Cost scenario - input'!$G19=\"\"),\"\",M34/'Cost scenario - input'!$G19),\"\")","v":79.852543911590658},{"$f":"IFERROR(IF(OR(N34=\"\",'Cost scenario - input'!$G19=\"\"),\"\",N34/'Cost scenario - input'!$G19),\"\")","v":82.945294494470446},{"$f":"IFERROR(IF(OR(O34=\"\",'Cost scenario - input'!$G19=\"\"),\"\",O34/'Cost scenario - input'!$G19),\"\")","v":85.916354634789982},{"$f":"IFERROR(IF(OR(P34=\"\",'Cost scenario - input'!$G19=\"\"),\"\",P34/'Cost scenario - input'!$G19),\"\")","v":88.68189645188896},{"$f":"IFERROR(IF(OR(Q34=\"\",'Cost scenario - input'!$G19=\"\"),\"\",Q34/'Cost scenario - input'!$G19),\"\")","v":91.174158530676351},{"$f":"IFERROR(IF(OR(R34=\"\",'Cost scenario - input'!$G19=\"\"),\"\",R34/'Cost scenario - input'!$G19),\"\")","v":93.343786693725377},{"$f":"IFERROR(IF(OR(S34=\"\",'Cost scenario - input'!$G19=\"\"),\"\",S34/'Cost scenario - input'!$G19),\"\")","v":95.161013612184234},{"$f":"IFERROR(IF(OR(T34=\"\",'Cost scenario - input'!$G19=\"\"),\"\",T34/'Cost scenario - input'!$G19),\"\")","v":96.615633845451853},{"$f":"IFERROR(IF(OR(U34=\"\",'Cost scenario - input'!$G19=\"\"),\"\",U34/'Cost scenario - input'!$G19),\"\")","v":97.715804900244308},{"$f":"IFERROR(IF(OR(V34=\"\",'Cost scenario - input'!$G19=\"\"),\"\",V34/'Cost scenario - input'!$G19),\"\")","v":98.485778276933758},{"$f":"IFERROR(IF(OR(W34=\"\",'Cost scenario - input'!$G19=\"\"),\"\",W34/'Cost scenario - input'!$G19),\"\")","v":98.962731543273335}]
[{"$f":"IFERROR('Cost scenario - input'!A20,\"\")","v":2},{"$f":"IFERROR('Cost scenario - input'!B20,\"\")","v":"POLES"},{"$f":"IFERROR('Cost scenario - input'!C20,\"\")","v":"> 22 kv & < = 66 kv ; concrete"},{"$f":"IFERROR(repcalc('Cost scenario - input'!$CY20:$GK20,'Cost scenario - input'!$J20,'Cost scenario - input'!$H20,'Cost scenario - input'!$I20,20,TRUE,TRUE),\"\")","v":9.6732948492706026},9.7665337839007211,10.361661187789947,11.470557991292294,13.106751444783573,15.285591407130081,18.023509662106765,21.336468185688407,25.237778512200471,29.735535653431345,34.829953625634495,40.510912770507261,46.756029020001506,53.529529776833904,60.782168875466645,68.452334484451185,76.468401333001836,84.752257415335393,93.223803257542386,101.80608955493112,{"$f":"IFERROR(IF(OR(D35=\"\",'Cost scenario - input'!$G20=\"\"),\"\",D35/'Cost scenario - input'!$G20),\"\")","v":0.51042173016911041},{"$f":"IFERROR(IF(OR(E35=\"\",'Cost scenario - input'!$G20=\"\"),\"\",E35/'Cost scenario - input'!$G20),\"\")","v":0.51534158209904701},{"$f":"IFERROR(IF(OR(F35=\"\",'Cost scenario - input'!$G20=\"\"),\"\",F35/'Cost scenario - input'!$G20),\"\")","v":0.54674411493790631},{"$f":"IFERROR(IF(OR(G35=\"\",'Cost scenario - input'!$G20=\"\"),\"\",G35/'Cost scenario - input'!$G20),\"\")","v":0.6052562386601914},{"$f":"IFERROR(IF(OR(H35=\"\",'Cost scenario - input'!$G20=\"\"),\"\",H35/'Cost scenario - input'!$G20),\"\")","v":0.69159173307400668},{"$f":"IFERROR(IF(OR(I35=\"\",'Cost scenario - input'!$G20=\"\"),\"\",I35/'Cost scenario - input'!$G20),\"\")","v":0.806560549870319},{"$f":"IFERROR(IF(OR(J35=\"\",'Cost scenario - input'!$G20=\"\"),\"\",J35/'Cost scenario - input'!$G20),\"\")","v":0.95102972966298982},{"$f":"IFERROR(IF(OR(K35=\"\",'Cost scenario - input'!$G20=\"\"),\"\",K35/'Cost scenario - input'!$G20),\"\")","v":1.1258415231557262},{"$f":"IFERROR(IF(OR(L35=\"\",'Cost scenario - input'!$G20=\"\"),\"\",L35/'Cost scenario - input'!$G20),\"\")","v":1.3316983276689325},{"$f":"IFERROR(IF(OR(M35=\"\",'Cost scenario - input'!$G20=\"\"),\"\",M35/'Cost scenario - input'!$G20),\"\")","v":1.5690272851420568},{"$f":"IFERROR(IF(OR(N35=\"\",'Cost scenario - input'!$G20=\"\"),\"\",N35/'Cost scenario - input'!$G20),\"\")","v":1.837839688371202},{"$f":"IFERROR(IF(OR(O35=\"\",'Cost scenario - input'!$G20=\"\"),\"\",O35/'Cost scenario - input'!$G20),\"\")","v":2.1376015627820322},{"$f":"IFERROR(IF(OR(P35=\"\",'Cost scenario - input'!$G20=\"\"),\"\",P35/'Cost scenario - input'!$G20),\"\")","v":2.4671317891262068},{"$f":"IFERROR(IF(OR(Q35=\"\",'Cost scenario - input'!$G20=\"\"),\"\",Q35/'Cost scenario - input'!$G20),\"\")","v":2.8245427881163665},{"$f":"IFERROR(IF(OR(R35=\"\",'Cost scenario - input'!$G20=\"\"),\"\",R35/'Cost scenario - input'!$G20),\"\")","v":3.2072360332514918},{"$f":"IFERROR(IF(OR(S35=\"\",'Cost scenario - input'!$G20=\"\"),\"\",S35/'Cost scenario - input'!$G20),\"\")","v":3.6119605104668948},{"$f":"IFERROR(IF(OR(T35=\"\",'Cost scenario - input'!$G20=\"\"),\"\",T35/'Cost scenario - input'!$G20),\"\")","v":4.0349368358806696},{"$f":"IFERROR(IF(OR(U35=\"\",'Cost scenario - input'!$G20=\"\"),\"\",U35/'Cost scenario - input'!$G20),\"\")","v":4.4720433461133675},{"$f":"IFERROR(IF(OR(V35=\"\",'Cost scenario - input'!$G20=\"\"),\"\",V35/'Cost scenario - input'!$G20),\"\")","v":4.9190535069079875},{"$f":"IFERROR(IF(OR(W35=\"\",'Cost scenario - input'!$G20=\"\"),\"\",W35/'Cost scenario - input'!$G20),\"\")","v":5.3719070060495051}]
[{"$f":"IFERROR('Cost scenario - input'!A21,\"\")","v":2},{"$f":"IFERROR('Cost scenario - input'!B21,\"\")","v":"POLES"},{"$f":"IFERROR('Cost scenario - input'!C21,\"\")","v":"> 22 kv & < = 66 kv ; steel"},{"$f":"IFERROR(repcalc('Cost scenario - input'!$CY21:$GK21,'Cost scenario - input'!$J21,'Cost scenario - input'!$H21,'Cost scenario - input'!$I21,20,TRUE,TRUE),\"\")","v":0.3290339587845505},0.41824928901757286,0.52463919370121892,0.64951378844915142,0.79377808517414161,0.95782354300144812,1.1414416985794371,1.3437719771019057,1.5632939323016288,1.7978705274430147,2.0448438231929598,2.3011780617389577,2.5636384001136836,2.8289874367751886,3.0941772668778356,3.35651307574713,3.6137659343912456,3.8642177301724954,4.1066296994311182,4.3401368590604905,{"$f":"IFERROR(IF(OR(D36=\"\",'Cost scenario - input'!$G21=\"\"),\"\",D36/'Cost scenario - input'!$G21),\"\")","v":1.7361828120008735E-2},{"$f":"IFERROR(IF(OR(E36=\"\",'Cost scenario - input'!$G21=\"\"),\"\",E36/'Cost scenario - input'!$G21),\"\")","v":2.2069370268233596E-2},{"$f":"IFERROR(IF(OR(F36=\"\",'Cost scenario - input'!$G21=\"\"),\"\",F36/'Cost scenario - input'!$G21),\"\")","v":2.7683147173343445E-2},{"$f":"IFERROR(IF(OR(G36=\"\",'Cost scenario - input'!$G21=\"\"),\"\",G36/'Cost scenario - input'!$G21),\"\")","v":3.4272288484404827E-2},{"$f":"IFERROR(IF(OR(H36=\"\",'Cost scenario - input'!$G21=\"\"),\"\",H36/'Cost scenario - input'!$G21),\"\")","v":4.1884548121208079E-2},{"$f":"IFERROR(IF(OR(I36=\"\",'Cost scenario - input'!$G21=\"\"),\"\",I36/'Cost scenario - input'!$G21),\"\")","v":5.0540581842428857E-2},{"$f":"IFERROR(IF(OR(J36=\"\",'Cost scenario - input'!$G21=\"\"),\"\",J36/'Cost scenario - input'!$G21),\"\")","v":6.0229389856757611E-2},{"$f":"IFERROR(IF(OR(K36=\"\",'Cost scenario - input'!$G21=\"\"),\"\",K36/'Cost scenario - input'!$G21),\"\")","v":7.090556301577422E-2},{"$f":"IFERROR(IF(OR(L36=\"\",'Cost scenario - input'!$G21=\"\"),\"\",L36/'Cost scenario - input'!$G21),\"\")","v":8.2488873348922742E-2},{"$f":"IFERROR(IF(OR(M36=\"\",'Cost scenario - input'!$G21=\"\"),\"\",M36/'Cost scenario - input'!$G21),\"\")","v":9.4866557831296744E-2},{"$f":"IFERROR(IF(OR(N36=\"\",'Cost scenario - input'!$G21=\"\"),\"\",N36/'Cost scenario - input'!$G21),\"\")","v":0.10789836745630366},{"$f":"IFERROR(IF(OR(O36=\"\",'Cost scenario - input'!$G21=\"\"),\"\",O36/'Cost scenario - input'!$G21),\"\")","v":0.1214241172219169},{"$f":"IFERROR(IF(OR(P36=\"\",'Cost scenario - input'!$G21=\"\"),\"\",P36/'Cost scenario - input'!$G21),\"\")","v":0.13527311718536775},{"$f":"IFERROR(IF(OR(Q36=\"\",'Cost scenario - input'!$G21=\"\"),\"\",Q36/'Cost scenario - input'!$G21),\"\")","v":0.14927454239796578},{"$f":"IFERROR(IF(OR(R36=\"\",'Cost scenario - input'!$G21=\"\"),\"\",R36/'Cost scenario - input'!$G21),\"\")","v":0.16326756690651281},{"$f":"IFERROR(IF(OR(S36=\"\",'Cost scenario - input'!$G21=\"\"),\"\",S36/'Cost scenario - input'!$G21),\"\")","v":0.1771099959376588},{"$f":"IFERROR(IF(OR(T36=\"\",'Cost scenario - input'!$G21=\"\"),\"\",T36/'Cost scenario - input'!$G21),\"\")","v":0.19068421767349064},{"$f":"IFERROR(IF(OR(U36=\"\",'Cost scenario - input'!$G21=\"\"),\"\",U36/'Cost scenario - input'!$G21),\"\")","v":0.20389957406638146},{"$f":"IFERROR(IF(OR(V36=\"\",'Cost scenario - input'!$G21=\"\"),\"\",V36/'Cost scenario - input'!$G21),\"\")","v":0.21669070042928948},{"$f":"IFERROR(IF(OR(W36=\"\",'Cost scenario - input'!$G21=\"\"),\"\",W36/'Cost scenario - input'!$G21),\"\")","v":0.22901195500511645}]
[{"$f":"IFERROR('Cost scenario - input'!A22,\"\")","v":2},{"$f":"IFERROR('Cost scenario - input'!B22,\"\")","v":"POLES"},{"$f":"IFERROR('Cost scenario - input'!C22,\"\")","v":"> 22 kv & < = 66 kv ; wood"},{"$f":"IFERROR(repcalc('Cost scenario - input'!$CY22:$GK22,'Cost scenario - input'!$J22,'Cost scenario - input'!$H22,'Cost scenario - input'!$I22,20,TRUE,TRUE),\"\")","v":247.57126961280602},250.1117723154191,255.6293539345819,263.26990300142768,272.23948938107594,281.8341828406202,291.46152135861342,300.65347897210518,309.07100123072217,316.50047240634154,322.84285089547831,328.09661993197449,332.33608964089115,335.68688895402153,338.30064953365104,340.33087987082166,341.91185515590462,343.14203089660833,344.07306515795887,344.70505089862235,{"$f":"IFERROR(IF(OR(D37=\"\",'Cost scenario - input'!$G22=\"\"),\"\",D37/'Cost scenario - input'!$G22),\"\")","v":56.070108045292898},{"$f":"IFERROR(IF(OR(E37=\"\",'Cost scenario - input'!$G22=\"\"),\"\",E37/'Cost scenario - input'!$G22),\"\")","v":56.645482810093576},{"$f":"IFERROR(IF(OR(F37=\"\",'Cost scenario - input'!$G22=\"\"),\"\",F37/'Cost scenario - input'!$G22),\"\")","v":57.895108414950826},{"$f":"IFERROR(IF(OR(G37=\"\",'Cost scenario - input'!$G22=\"\"),\"\",G37/'Cost scenario - input'!$G22),\"\")","v":59.625545118585379},{"$f":"IFERROR(IF(OR(H37=\"\",'Cost scenario - input'!$G22=\"\"),\"\",H37/'Cost scenario - input'!$G22),\"\")","v":61.656983088811188},{"$f":"IFERROR(IF(OR(I37=\"\",'Cost scenario - input'!$G22=\"\"),\"\",I37/'Cost scenario - input'!$G22),\"\")","v":63.829995731915893},{"$f":"IFERROR(IF(OR(J37=\"\",'Cost scenario - input'!$G22=\"\"),\"\",J37/'Cost scenario - input'!$G22),\"\")","v":66.010401849866213},{"$f":"IFERROR(IF(OR(K37=\"\",'Cost scenario - input'!$G22=\"\"),\"\",K37/'Cost scenario - input'!$G22),\"\")","v":68.092202607047355},{"$f":"IFERROR(IF(OR(L37=\"\",'Cost scenario - input'!$G22=\"\"),\"\",L37/'Cost scenario - input'!$G22),\"\")","v":69.99860872296081},{"$f":"IFERROR(IF(OR(M37=\"\",'Cost scenario - input'!$G22=\"\"),\"\",M37/'Cost scenario - input'!$G22),\"\")","v":71.681240363489508},{"$f":"IFERROR(IF(OR(N37=\"\",'Cost scenario - input'!$G22=\"\"),\"\",N37/'Cost scenario - input'!$G22),\"\")","v":73.117666519505974},{"$f":"IFERROR(IF(OR(O37=\"\",'Cost scenario - input'!$G22=\"\"),\"\",O37/'Cost scenario - input'!$G22),\"\")","v":74.307543672788213},{"$f":"IFERROR(IF(OR(P37=\"\",'Cost scenario - input'!$G22=\"\"),\"\",P37/'Cost scenario - input'!$G22),\"\")","v":75.267701630557184},{"$f":"IFERROR(IF(OR(Q37=\"\",'Cost scenario - input'!$G22=\"\"),\"\",Q37/'Cost scenario - input'!$G22),\"\")","v":76.026592917979798},{"$f":"IFERROR(IF(OR(R37=\"\",'Cost scenario - input'!$G22=\"\"),\"\",R37/'Cost scenario - input'!$G22),\"\")","v":76.618559176154903},{"$f":"IFERROR(IF(OR(S37=\"\",'Cost scenario - input'!$G22=\"\"),\"\",S37/'Cost scenario - input'!$G22),\"\")","v":77.078367111623436},{"$f":"IFERROR(IF(OR(T37=\"\",'Cost scenario - input'!$G22=\"\"),\"\",T37/'Cost scenario - input'!$G22),\"\")","v":77.436427460024035},{"$f":"IFERROR(IF(OR(U37=\"\",'Cost scenario - input'!$G22=\"\"),\"\",U37/'Cost scenario - input'!$G22),\"\")","v":77.715038491117554},{"$f":"IFERROR(IF(OR(V37=\"\",'Cost scenario - input'!$G22=\"\"),\"\",V37/'Cost scenario - input'!$G22),\"\")","v":77.925899758297064},{"$f":"IFERROR(IF(OR(W37=\"\",'Cost scenario - input'!$G22=\"\"),\"\",W37/'Cost scenario - input'!$G22),\"\")","v":78.069032314903907}]
[{"$f":"IFERROR('Cost scenario - input'!A23,\"\")","v":2},{"$f":"IFERROR('Cost scenario - input'!B23,\"\")","v":"POLES"},{"$f":"IFERROR('Cost scenario - input'!C23,\"\")","v":"staking of a wooden pole"},{"$f":"IFERROR(repcalc('Cost scenario - input'!$CY23:$GK23,'Cost scenario - input'!$J23,'Cost scenario - input'!$H23,'Cost scenario - input'!$I23,20,TRUE,TRUE),\"\")","v":561.58188228257075},655.89411184381891,775.85050736813025,912.95572876015706,1064.427374784191,1225.8763048128637,1393.9122433660909,1565.5462005654676,1738.4408445223075,1911.1358894359796,2083.2000226514097,2255.278268180668,2429.0267118511119,2606.9467453928573,2792.1409767863101,2988.0095109033364,3197.8915076953176,3424.6417072820987,3670.1265980694825,3934.6394224052915,{"$f":"IFERROR(IF(OR(D38=\"\",'Cost scenario - input'!$G23=\"\"),\"\",D38/'Cost scenario - input'!$G23),\"\")","v":57.131554507924434},{"$f":"IFERROR(IF(OR(E38=\"\",'Cost scenario - input'!$G23=\"\"),\"\",E38/'Cost scenario - input'!$G23),\"\")","v":66.72624488867848},{"$f":"IFERROR(IF(OR(F38=\"\",'Cost scenario - input'!$G23=\"\"),\"\",F38/'Cost scenario - input'!$G23),\"\")","v":78.929799821070276},{"$f":"IFERROR(IF(OR(G38=\"\",'Cost scenario - input'!$G23=\"\"),\"\",G38/'Cost scenario - input'!$G23),\"\")","v":92.877960679540209},{"$f":"IFERROR(IF(OR(H38=\"\",'Cost scenario - input'!$G23=\"\"),\"\",H38/'Cost scenario - input'!$G23),\"\")","v":108.28766472136826},{"$f":"IFERROR(IF(OR(I38=\"\",'Cost scenario - input'!$G23=\"\"),\"\",I38/'Cost scenario - input'!$G23),\"\")","v":124.71239037079377},{"$f":"IFERROR(IF(OR(J38=\"\",'Cost scenario - input'!$G23=\"\"),\"\",J38/'Cost scenario - input'!$G23),\"\")","v":141.80723385777335},{"$f":"IFERROR(IF(OR(K38=\"\",'Cost scenario - input'!$G23=\"\"),\"\",K38/'Cost scenario - input'!$G23),\"\")","v":159.26811550390349},{"$f":"IFERROR(IF(OR(L38=\"\",'Cost scenario - input'!$G23=\"\"),\"\",L38/'Cost scenario - input'!$G23),\"\")","v":176.85725092116436},{"$f":"IFERROR(IF(OR(M38=\"\",'Cost scenario - input'!$G23=\"\"),\"\",M38/'Cost scenario - input'!$G23),\"\")","v":194.42608047747379},{"$f":"IFERROR(IF(OR(N38=\"\",'Cost scenario - input'!$G23=\"\"),\"\",N38/'Cost scenario - input'!$G23),\"\")","v":211.9307253312225},{"$f":"IFERROR(IF(OR(O38=\"\",'Cost scenario - input'!$G23=\"\"),\"\",O38/'Cost scenario - input'!$G23),\"\")","v":229.43680587663459},{"$f":"IFERROR(IF(OR(P38=\"\",'Cost scenario - input'!$G23=\"\"),\"\",P38/'Cost scenario - input'!$G23),\"\")","v":247.112801120424},{"$f":"IFERROR(IF(OR(Q38=\"\",'Cost scenario - input'!$G23=\"\"),\"\",Q38/'Cost scenario - input'!$G23),\"\")","v":265.21318579278301},{"$f":"IFERROR(IF(OR(R38=\"\",'Cost scenario - input'!$G23=\"\"),\"\",R38/'Cost scenario - input'!$G23),\"\")","v":284.05359831179743},{"$f":"IFERROR(IF(OR(S38=\"\",'Cost scenario - input'!$G23=\"\"),\"\",S38/'Cost scenario - input'!$G23),\"\")","v":303.97994242356049},{"$f":"IFERROR(IF(OR(T38=\"\",'Cost scenario - input'!$G23=\"\"),\"\",T38/'Cost scenario - input'!$G23),\"\")","v":325.33192174884732},{"$f":"IFERROR(IF(OR(U38=\"\",'Cost scenario - input'!$G23=\"\"),\"\",U38/'Cost scenario - input'!$G23),\"\")","v":348.3999583007398},{"$f":"IFERROR(IF(OR(V38=\"\",'Cost scenario - input'!$G23=\"\"),\"\",V38/'Cost scenario - input'!$G23),\"\")","v":373.3739360257448},{"$f":"IFERROR(IF(OR(W38=\"\",'Cost scenario - input'!$G23=\"\"),\"\",W38/'Cost scenario - input'!$G23),\"\")","v":400.28368742328433}]
[{"$f":"IFERROR('Cost scenario - input'!A24,\"\")","v":3},{"$f":"IFERROR('Cost scenario - input'!B24,\"\")","v":"SERVICE LINES"},{"$f":"IFERROR('Cost scenario - input'!C24,\"\")","v":"˂ = 11 kv ; commercial and industrial ; simple type"},{"$f":"IFERROR(repcalc('Cost scenario - input'!$CY24:$GK24,'Cost scenario - input'!$J24,'Cost scenario - input'!$H24,'Cost scenario - input'!$I24,20,TRUE,TRUE),\"\")","v":253.75680227850609},259.47874008032403,264.02642195177384,267.23657062435211,269.10495281356287,269.75784778363408,269.42603820737111,268.42093660372939,267.11273674567855,265.91060010315306,265.24489741435872,265.55147670449014,267.25786735718555,270.77128631539586,276.46829995026576,284.68600961112384,295.71465499412835,309.79154817785167,327.09624743552092,347.74684891886017,{"$f":"IFERROR(IF(OR(D39=\"\",'Cost scenario - input'!$G24=\"\"),\"\",D39/'Cost scenario - input'!$G24),\"\")","v":329.74371632990687},{"$f":"IFERROR(IF(OR(E39=\"\",'Cost scenario - input'!$G24=\"\"),\"\",E39/'Cost scenario - input'!$G24),\"\")","v":337.17907577027859},{"$f":"IFERROR(IF(OR(F39=\"\",'Cost scenario - input'!$G24=\"\"),\"\",F39/'Cost scenario - input'!$G24),\"\")","v":343.08855093513421},{"$f":"IFERROR(IF(OR(G39=\"\",'Cost scenario - input'!$G24=\"\"),\"\",G39/'Cost scenario - input'!$G24),\"\")","v":347.25997153849482},{"$f":"IFERROR(IF(OR(H39=\"\",'Cost scenario - input'!$G24=\"\"),\"\",H39/'Cost scenario - input'!$G24),\"\")","v":349.68783664817096},{"$f":"IFERROR(IF(OR(I39=\"\",'Cost scenario - input'!$G24=\"\"),\"\",I39/'Cost scenario - input'!$G24),\"\")","v":350.53623957519119},{"$f":"IFERROR(IF(OR(J39=\"\",'Cost scenario - input'!$G24=\"\"),\"\",J39/'Cost scenario - input'!$G24),\"\")","v":350.10507035407721},{"$f":"IFERROR(IF(OR(K39=\"\",'Cost scenario - input'!$G24=\"\"),\"\",K39/'Cost scenario - input'!$G24),\"\")","v":348.79899329486909},{"$f":"IFERROR(IF(OR(L39=\"\",'Cost scenario - input'!$G24=\"\"),\"\",L39/'Cost scenario - input'!$G24),\"\")","v":347.09905587832446},{"$f":"IFERROR(IF(OR(M39=\"\",'Cost scenario - input'!$G24=\"\"),\"\",M39/'Cost scenario - input'!$G24),\"\")","v":345.53694207296667},{"$f":"IFERROR(IF(OR(N39=\"\",'Cost scenario - input'!$G24=\"\"),\"\",N39/'Cost scenario - input'!$G24),\"\")","v":344.6718961841359},{"$f":"IFERROR(IF(OR(O39=\"\",'Cost scenario - input'!$G24=\"\"),\"\",O39/'Cost scenario - input'!$G24),\"\")","v":345.07027996565427},{"$f":"IFERROR(IF(OR(P39=\"\",'Cost scenario - input'!$G24=\"\"),\"\",P39/'Cost scenario - input'!$G24),\"\")","v":347.28764553094402},{"$f":"IFERROR(IF(OR(Q39=\"\",'Cost scenario - input'!$G24=\"\"),\"\",Q39/'Cost scenario - input'!$G24),\"\")","v":351.85315003723383},{"$f":"IFERROR(IF(OR(R39=\"\",'Cost scenario - input'!$G24=\"\"),\"\",R39/'Cost scenario - input'!$G24),\"\")","v":359.25612182390688},{"$f":"IFERROR(IF(OR(S39=\"\",'Cost scenario - input'!$G24=\"\"),\"\",S39/'Cost scenario - input'!$G24),\"\")","v":369.93460649490106},{"$f":"IFERROR(IF(OR(T39=\"\",'Cost scenario - input'!$G24=\"\"),\"\",T39/'Cost scenario - input'!$G24),\"\")","v":384.26575538243026},{"$f":"IFERROR(IF(OR(U39=\"\",'Cost scenario - input'!$G24=\"\"),\"\",U39/'Cost scenario - input'!$G24),\"\")","v":402.55794314292058},{"$f":"IFERROR(IF(OR(V39=\"\",'Cost scenario - input'!$G24=\"\"),\"\",V39/'Cost scenario - input'!$G24),\"\")","v":425.04449637798461},{"$f":"IFERROR(IF(OR(W39=\"\",'Cost scenario - input'!$G24=\"\"),\"\",W39/'Cost scenario - input'!$G24),\"\")","v":451.87887487117916}]
[{"$f":"IFERROR('Cost scenario - input'!A25,\"\")","v":3},{"$f":"IFERROR('Cost scenario - input'!B25,\"\")","v":"SERVICE LINES"},{"$f":"IFERROR('Cost scenario - input'!C25,\"\")","v":"˂ = 11 kv ; residential ; simple type"},{"$f":"IFERROR(repcalc('Cost scenario - input'!$CY25:$GK25,'Cost scenario - input'!$J25,'Cost scenario - input'!$H25,'Cost scenario - input'!$I25,20,TRUE,TRUE),\"\")","v":2531.5524523758372},2631.7899313799567,2709.1963237991649,2761.440095523149,2787.4925332295352,2787.548910663792,2762.9065634522335,2715.8051933794172,2649.2383617492819,2566.7473853020306,2472.2097374808664,2369.6337677846427,2262.9703539212901,2155.9502803242362,2051.9539389471311,1953.9175592109189,1864.2777205324314,1784.9534737358672,1717.3630793576858,1662.4702589509725,{"$f":"IFERROR(IF(OR(D40=\"\",'Cost scenario - input'!$G25=\"\"),\"\",D40/'Cost scenario - input'!$G25),\"\")","v":3289.6202436154545},{"$f":"IFERROR(IF(OR(E40=\"\",'Cost scenario - input'!$G25=\"\"),\"\",E40/'Cost scenario - input'!$G25),\"\")","v":3419.8736143451306},{"$f":"IFERROR(IF(OR(F40=\"\",'Cost scenario - input'!$G25=\"\"),\"\",F40/'Cost scenario - input'!$G25),\"\")","v":3520.4591800317094},{"$f":"IFERROR(IF(OR(G40=\"\",'Cost scenario - input'!$G25=\"\"),\"\",G40/'Cost scenario - input'!$G25),\"\")","v":3588.3472338244528},{"$f":"IFERROR(IF(OR(H40=\"\",'Cost scenario - input'!$G25=\"\"),\"\",H40/'Cost scenario - input'!$G25),\"\")","v":3622.2010164683902},{"$f":"IFERROR(IF(OR(I40=\"\",'Cost scenario - input'!$G25=\"\"),\"\",I40/'Cost scenario - input'!$G25),\"\")","v":3622.2742760008327},{"$f":"IFERROR(IF(OR(J40=\"\",'Cost scenario - input'!$G25=\"\"),\"\",J40/'Cost scenario - input'!$G25),\"\")","v":3590.2528323363863},{"$f":"IFERROR(IF(OR(K40=\"\",'Cost scenario - input'!$G25=\"\"),\"\",K40/'Cost scenario - input'!$G25),\"\")","v":3529.0470610128868},{"$f":"IFERROR(IF(OR(L40=\"\",'Cost scenario - input'!$G25=\"\"),\"\",L40/'Cost scenario - input'!$G25),\"\")","v":3442.5469386558234},{"$f":"IFERROR(IF(OR(M40=\"\",'Cost scenario - input'!$G25=\"\"),\"\",M40/'Cost scenario - input'!$G25),\"\")","v":3335.3542214826866},{"$f":"IFERROR(IF(OR(N40=\"\",'Cost scenario - input'!$G25=\"\"),\"\",N40/'Cost scenario - input'!$G25),\"\")","v":3212.5074837963207},{"$f":"IFERROR(IF(OR(O40=\"\",'Cost scenario - input'!$G25=\"\"),\"\",O40/'Cost scenario - input'!$G25),\"\")","v":3079.215366501061},{"$f":"IFERROR(IF(OR(P40=\"\",'Cost scenario - input'!$G25=\"\"),\"\",P40/'Cost scenario - input'!$G25),\"\")","v":2940.6118289094466},{"$f":"IFERROR(IF(OR(Q40=\"\",'Cost scenario - input'!$G25=\"\"),\"\",Q40/'Cost scenario - input'!$G25),\"\")","v":2801.5448306145136},{"$f":"IFERROR(IF(OR(R40=\"\",'Cost scenario - input'!$G25=\"\"),\"\",R40/'Cost scenario - input'!$G25),\"\")","v":2666.4070144752495},{"$f":"IFERROR(IF(OR(S40=\"\",'Cost scenario - input'!$G25=\"\"),\"\",S40/'Cost scenario - input'!$G25),\"\")","v":2539.0138573283966},{"$f":"IFERROR(IF(OR(T40=\"\",'Cost scenario - input'!$G25=\"\"),\"\",T40/'Cost scenario - input'!$G25),\"\")","v":2422.5315669162692},{"$f":"IFERROR(IF(OR(U40=\"\",'Cost scenario - input'!$G25=\"\"),\"\",U40/'Cost scenario - input'!$G25),\"\")","v":2319.4538495943825},{"$f":"IFERROR(IF(OR(V40=\"\",'Cost scenario - input'!$G25=\"\"),\"\",V40/'Cost scenario - input'!$G25),\"\")","v":2231.6236608847835},{"$f":"IFERROR(IF(OR(W40=\"\",'Cost scenario - input'!$G25=\"\"),\"\",W40/'Cost scenario - input'!$G25),\"\")","v":2160.2933066313681}]
[{"$f":"IFERROR('Cost scenario - input'!A26,\"\")","v":4},{"$f":"IFERROR('Cost scenario - input'!B26,\"\")","v":"SWITCHGEAR"},{"$f":"IFERROR('Cost scenario - input'!C26,\"\")","v":"˂ = 11 kv ; circuit breaker"},{"$f":"IFERROR(repcalc('Cost scenario - input'!$CY26:$GK26,'Cost scenario - input'!$J26,'Cost scenario - input'!$H26,'Cost scenario - input'!$I26,20,TRUE,TRUE),\"\")","v":343.32469580305451},348.86268709577041,351.12564846913085,350.44758604628743,347.32961933551013,342.40904470651247,336.41873324411603,330.14059869896062,324.35721832118509,319.80549522404755,317.13561321972327,316.87763086731906,319.41709949626994,324.98025583281634,333.62874968843835,345.26354267311359,359.63748571520921,376.37602099417478,395.00531392171774,414.98679616591005,{"$f":"IFERROR(IF(OR(D41=\"\",'Cost scenario - input'!$G26=\"\"),\"\",D41/'Cost scenario - input'!$G26),\"\")","v":4.3443107871633391},{"$f":"IFERROR(IF(OR(E41=\"\",'Cost scenario - input'!$G26=\"\"),\"\",E41/'Cost scenario - input'!$G26),\"\")","v":4.4143865947188887},{"$f":"IFERROR(IF(OR(F41=\"\",'Cost scenario - input'!$G26=\"\"),\"\",F41/'Cost scenario - input'!$G26),\"\")","v":4.4430213175494977},{"$f":"IFERROR(IF(OR(G41=\"\",'Cost scenario - input'!$G26=\"\"),\"\",G41/'Cost scenario - input'!$G26),\"\")","v":4.4344413524787107},{"$f":"IFERROR(IF(OR(H41=\"\",'Cost scenario - input'!$G26=\"\"),\"\",H41/'Cost scenario - input'!$G26),\"\")","v":4.3949876907374179},{"$f":"IFERROR(IF(OR(I41=\"\",'Cost scenario - input'!$G26=\"\"),\"\",I41/'Cost scenario - input'!$G26),\"\")","v":4.3327244579985207},{"$f":"IFERROR(IF(OR(J41=\"\",'Cost scenario - input'!$G26=\"\"),\"\",J41/'Cost scenario - input'!$G26),\"\")","v":4.2569251489983735},{"$f":"IFERROR(IF(OR(K41=\"\",'Cost scenario - input'!$G26=\"\"),\"\",K41/'Cost scenario - input'!$G26),\"\")","v":4.1774838272373929},{"$f":"IFERROR(IF(OR(L41=\"\",'Cost scenario - input'!$G26=\"\"),\"\",L41/'Cost scenario - input'!$G26),\"\")","v":4.1043029519069103},{"$f":"IFERROR(IF(OR(M41=\"\",'Cost scenario - input'!$G26=\"\"),\"\",M41/'Cost scenario - input'!$G26),\"\")","v":4.0467070376228458},{"$f":"IFERROR(IF(OR(N41=\"\",'Cost scenario - input'!$G26=\"\"),\"\",N41/'Cost scenario - input'!$G26),\"\")","v":4.0129232832537962},{"$f":"IFERROR(IF(OR(O41=\"\",'Cost scenario - input'!$G26=\"\"),\"\",O41/'Cost scenario - input'!$G26),\"\")","v":4.0096588646723541},{"$f":"IFERROR(IF(OR(P41=\"\",'Cost scenario - input'!$G26=\"\"),\"\",P41/'Cost scenario - input'!$G26),\"\")","v":4.0417924137391035},{"$f":"IFERROR(IF(OR(Q41=\"\",'Cost scenario - input'!$G26=\"\"),\"\",Q41/'Cost scenario - input'!$G26),\"\")","v":4.1121866509698517},{"$f":"IFERROR(IF(OR(R41=\"\",'Cost scenario - input'!$G26=\"\"),\"\",R41/'Cost scenario - input'!$G26),\"\")","v":4.2216216715465453},{"$f":"IFERROR(IF(OR(S41=\"\",'Cost scenario - input'!$G26=\"\"),\"\",S41/'Cost scenario - input'!$G26),\"\")","v":4.3688442782731292},{"$f":"IFERROR(IF(OR(T41=\"\",'Cost scenario - input'!$G26=\"\"),\"\",T41/'Cost scenario - input'!$G26),\"\")","v":4.5507271331192847},{"$f":"IFERROR(IF(OR(U41=\"\",'Cost scenario - input'!$G26=\"\"),\"\",U41/'Cost scenario - input'!$G26),\"\")","v":4.7625307122461349},{"$f":"IFERROR(IF(OR(V41=\"\",'Cost scenario - input'!$G26=\"\"),\"\",V41/'Cost scenario - input'!$G26),\"\")","v":4.998259278270341},{"$f":"IFERROR(IF(OR(W41=\"\",'Cost scenario - input'!$G26=\"\"),\"\",W41/'Cost scenario - input'!$G26),\"\")","v":5.2510979756262479}]
[{"$f":"IFERROR('Cost scenario - input'!A27,\"\")","v":4},{"$f":"IFERROR('Cost scenario - input'!B27,\"\")","v":"SWITCHGEAR"},{"$f":"IFERROR('Cost scenario - input'!C27,\"\")","v":"˂ = 11 kv ; fuse"},{"$f":"IFERROR(repcalc('Cost scenario - input'!$CY27:$GK27,'Cost scenario - input'!$J27,'Cost scenario - input'!$H27,'Cost scenario - input'!$I27,20,TRUE,TRUE),\"\")","v":78.075966373994191},86.002558015877256,94.488245462707724,103.51627045316502,113.07074186526809,123.13898168885187,133.71332607046782,144.79215388284132,156.37996682910486,168.48642034566413,181.12430225581954,194.30657176422852,208.04269667946355,222.33464956207359,237.17302844627977,252.53383768208468,268.37648246818736,284.6434831772163,301.26229534727992,318.14943022020077,{"$f":"IFERROR(IF(OR(D42=\"\",'Cost scenario - input'!$G27=\"\"),\"\",D42/'Cost scenario - input'!$G27),\"\")","v":33.027598480517803},{"$f":"IFERROR(IF(OR(E42=\"\",'Cost scenario - input'!$G27=\"\"),\"\",E42/'Cost scenario - input'!$G27),\"\")","v":36.380695447811213},{"$f":"IFERROR(IF(OR(F42=\"\",'Cost scenario - input'!$G27=\"\"),\"\",F42/'Cost scenario - input'!$G27),\"\")","v":39.970300429228871},{"$f":"IFERROR(IF(OR(G42=\"\",'Cost scenario - input'!$G27=\"\"),\"\",G42/'Cost scenario - input'!$G27),\"\")","v":43.789324365847357},{"$f":"IFERROR(IF(OR(H42=\"\",'Cost scenario - input'!$G27=\"\"),\"\",H42/'Cost scenario - input'!$G27),\"\")","v":47.831045014951414},{"$f":"IFERROR(IF(OR(I42=\"\",'Cost scenario - input'!$G27=\"\"),\"\",I42/'Cost scenario - input'!$G27),\"\")","v":52.090099340401871},{"$f":"IFERROR(IF(OR(J42=\"\",'Cost scenario - input'!$G27=\"\"),\"\",J42/'Cost scenario - input'!$G27),\"\")","v":56.563245388416185},{"$f":"IFERROR(IF(OR(K42=\"\",'Cost scenario - input'!$G27=\"\"),\"\",K42/'Cost scenario - input'!$G27),\"\")","v":61.24979739174487},{"$f":"IFERROR(IF(OR(L42=\"\",'Cost scenario - input'!$G27=\"\"),\"\",L42/'Cost scenario - input'!$G27),\"\")","v":66.151659655264865},{"$f":"IFERROR(IF(OR(M42=\"\",'Cost scenario - input'!$G27=\"\"),\"\",M42/'Cost scenario - input'!$G27),\"\")","v":71.272916609711672},{"$f":"IFERROR(IF(OR(N42=\"\",'Cost scenario - input'!$G27=\"\"),\"\",N42/'Cost scenario - input'!$G27),\"\")","v":76.61897774424078},{"$f":"IFERROR(IF(OR(O42=\"\",'Cost scenario - input'!$G27=\"\"),\"\",O42/'Cost scenario - input'!$G27),\"\")","v":82.195325045536848},{"$f":"IFERROR(IF(OR(P42=\"\",'Cost scenario - input'!$G27=\"\"),\"\",P42/'Cost scenario - input'!$G27),\"\")","v":88.005963574242003},{"$f":"IFERROR(IF(OR(Q42=\"\",'Cost scenario - input'!$G27=\"\"),\"\",Q42/'Cost scenario - input'!$G27),\"\")","v":94.051727760473696},{"$f":"IFERROR(IF(OR(R42=\"\",'Cost scenario - input'!$G27=\"\"),\"\",R42/'Cost scenario - input'!$G27),\"\")","v":100.32864039632666},{"$f":"IFERROR(IF(OR(S42=\"\",'Cost scenario - input'!$G27=\"\"),\"\",S42/'Cost scenario - input'!$G27),\"\")","v":106.82655087169385},{"$f":"IFERROR(IF(OR(T42=\"\",'Cost scenario - input'!$G27=\"\"),\"\",T42/'Cost scenario - input'!$G27),\"\")","v":113.52828682406692},{"$f":"IFERROR(IF(OR(U42=\"\",'Cost scenario - input'!$G27=\"\"),\"\",U42/'Cost scenario - input'!$G27),\"\")","v":120.40953329275052},{"$f":"IFERROR(IF(OR(V42=\"\",'Cost scenario - input'!$G27=\"\"),\"\",V42/'Cost scenario - input'!$G27),\"\")","v":127.43960260943113},{"$f":"IFERROR(IF(OR(W42=\"\",'Cost scenario - input'!$G27=\"\"),\"\",W42/'Cost scenario - input'!$G27),\"\")","v":134.58317746315149}]
[{"$f":"IFERROR('Cost scenario - input'!A28,\"\")","v":4},{"$f":"IFERROR('Cost scenario - input'!B28,\"\")","v":"SWITCHGEAR"},{"$f":"IFERROR('Cost scenario - input'!C28,\"\")","v":"˂ = 11 kv ; switch"},{"$f":"IFERROR(repcalc('Cost scenario - input'!$CY28:$GK28,'Cost scenario - input'!$J28,'Cost scenario - input'!$H28,'Cost scenario - input'!$I28,20,TRUE,TRUE),\"\")","v":114.84186416595495},125.55486419556621,138.25169461836578,152.8219362305378,169.16153143004857,187.1699595979081,206.74861046789002,227.80052727059197,250.23149248612728,273.95222763962687,298.88128864149292,324.94807870217056,352.0952945071279,380.2800915384035,409.47332115346052,439.65636692512766,470.81538933060216,502.93315788115081,535.97907165308004,569.89838967090782,{"$f":"IFERROR(IF(OR(D43=\"\",'Cost scenario - input'!$G28=\"\"),\"\",D43/'Cost scenario - input'!$G28),\"\")","v":34.639396529680745},{"$f":"IFERROR(IF(OR(E43=\"\",'Cost scenario - input'!$G28=\"\"),\"\",E43/'Cost scenario - input'!$G28),\"\")","v":37.870725616362336},{"$f":"IFERROR(IF(OR(F43=\"\",'Cost scenario - input'!$G28=\"\"),\"\",F43/'Cost scenario - input'!$G28),\"\")","v":41.700431332823968},{"$f":"IFERROR(IF(OR(G43=\"\",'Cost scenario - input'!$G28=\"\"),\"\",G43/'Cost scenario - input'!$G28),\"\")","v":46.095208275907602},{"$f":"IFERROR(IF(OR(H43=\"\",'Cost scenario - input'!$G28=\"\"),\"\",H43/'Cost scenario - input'!$G28),\"\")","v":51.023669872737997},{"$f":"IFERROR(IF(OR(I43=\"\",'Cost scenario - input'!$G28=\"\"),\"\",I43/'Cost scenario - input'!$G28),\"\")","v":56.455496399703108},{"$f":"IFERROR(IF(OR(J43=\"\",'Cost scenario - input'!$G28=\"\"),\"\",J43/'Cost scenario - input'!$G28),\"\")","v":62.360944346990387},{"$f":"IFERROR(IF(OR(K43=\"\",'Cost scenario - input'!$G28=\"\"),\"\",K43/'Cost scenario - input'!$G28),\"\")","v":68.710768943923583},{"$f":"IFERROR(IF(OR(L43=\"\",'Cost scenario - input'!$G28=\"\"),\"\",L43/'Cost scenario - input'!$G28),\"\")","v":75.476551651191272},{"$f":"IFERROR(IF(OR(M43=\"\",'Cost scenario - input'!$G28=\"\"),\"\",M43/'Cost scenario - input'!$G28),\"\")","v":82.631363678364863},{"$f":"IFERROR(IF(OR(N43=\"\",'Cost scenario - input'!$G28=\"\"),\"\",N43/'Cost scenario - input'!$G28),\"\")","v":90.150639296430214},{"$f":"IFERROR(IF(OR(O43=\"\",'Cost scenario - input'!$G28=\"\"),\"\",O43/'Cost scenario - input'!$G28),\"\")","v":98.013084613957815},{"$f":"IFERROR(IF(OR(P43=\"\",'Cost scenario - input'!$G28=\"\"),\"\",P43/'Cost scenario - input'!$G28),\"\")","v":106.20141540930123},{"$f":"IFERROR(IF(OR(Q43=\"\",'Cost scenario - input'!$G28=\"\"),\"\",Q43/'Cost scenario - input'!$G28),\"\")","v":114.7027086229336},{"$f":"IFERROR(IF(OR(R43=\"\",'Cost scenario - input'!$G28=\"\"),\"\",R43/'Cost scenario - input'!$G28),\"\")","v":123.50817223990057},{"$f":"IFERROR(IF(OR(S43=\"\",'Cost scenario - input'!$G28=\"\"),\"\",S43/'Cost scenario - input'!$G28),\"\")","v":132.61219104481501},{"$f":"IFERROR(IF(OR(T43=\"\",'Cost scenario - input'!$G28=\"\"),\"\",T43/'Cost scenario - input'!$G28),\"\")","v":142.01059066518974},{"$f":"IFERROR(IF(OR(U43=\"\",'Cost scenario - input'!$G28=\"\"),\"\",U43/'Cost scenario - input'!$G28),\"\")","v":151.69817392196501},{"$f":"IFERROR(IF(OR(V43=\"\",'Cost scenario - input'!$G28=\"\"),\"\",V43/'Cost scenario - input'!$G28),\"\")","v":161.66571075310989},{"$f":"IFERROR(IF(OR(W43=\"\",'Cost scenario - input'!$G28=\"\"),\"\",W43/'Cost scenario - input'!$G28),\"\")","v":171.89668980738577}]
[{"$f":"IFERROR('Cost scenario - input'!A29,\"\")","v":4},{"$f":"IFERROR('Cost scenario - input'!B29,\"\")","v":"SWITCHGEAR"},{"$f":"IFERROR('Cost scenario - input'!C29,\"\")","v":"> 11 kv & < = 22 kv ; circuit breaker"},{"$f":"IFERROR(repcalc('Cost scenario - input'!$CY29:$GK29,'Cost scenario - input'!$J29,'Cost scenario - input'!$H29,'Cost scenario - input'!$I29,20,TRUE,TRUE),\"\")","v":851.15104484597566},851.58515640803103,847.21167821397614,838.08048120095714,824.64385697737953,807.67454109780056,788.15831417460276,767.17632829630293,745.7918660462725,724.95409699709796,705.42800053832605,687.75551616722566,672.24872070300228,659.01192471361708,647.98643933366873,639.00967511322619,631.87934258999417,626.41383501725011,622.50125918426932,620.13179622157566,{"$f":"IFERROR(IF(OR(D44=\"\",'Cost scenario - input'!$G29=\"\"),\"\",D44/'Cost scenario - input'!$G29),\"\")","v":10.770168038686197},{"$f":"IFERROR(IF(OR(E44=\"\",'Cost scenario - input'!$G29=\"\"),\"\",E44/'Cost scenario - input'!$G29),\"\")","v":10.775661134769654},{"$f":"IFERROR(IF(OR(F44=\"\",'Cost scenario - input'!$G29=\"\"),\"\",F44/'Cost scenario - input'!$G29),\"\")","v":10.720320669233335},{"$f":"IFERROR(IF(OR(G44=\"\",'Cost scenario - input'!$G29=\"\"),\"\",G44/'Cost scenario - input'!$G29),\"\")","v":10.604777691497391},{"$f":"IFERROR(IF(OR(H44=\"\",'Cost scenario - input'!$G29=\"\"),\"\",H44/'Cost scenario - input'!$G29),\"\")","v":10.43475534160202},{"$f":"IFERROR(IF(OR(I44=\"\",'Cost scenario - input'!$G29=\"\"),\"\",I44/'Cost scenario - input'!$G29),\"\")","v":10.220031545360092},{"$f":"IFERROR(IF(OR(J44=\"\",'Cost scenario - input'!$G29=\"\"),\"\",J44/'Cost scenario - input'!$G29),\"\")","v":9.9730800263356301},{"$f":"IFERROR(IF(OR(K44=\"\",'Cost scenario - input'!$G29=\"\"),\"\",K44/'Cost scenario - input'!$G29),\"\")","v":9.7075813054411224},{"$f":"IFERROR(IF(OR(L44=\"\",'Cost scenario - input'!$G29=\"\"),\"\",L44/'Cost scenario - input'!$G29),\"\")","v":9.4369897891122587},{"$f":"IFERROR(IF(OR(M44=\"\",'Cost scenario - input'!$G29=\"\"),\"\",M44/'Cost scenario - input'!$G29),\"\")","v":9.1733159376026752},{"$f":"IFERROR(IF(OR(N44=\"\",'Cost scenario - input'!$G29=\"\"),\"\",N44/'Cost scenario - input'!$G29),\"\")","v":8.9262395329222066},{"$f":"IFERROR(IF(OR(O44=\"\",'Cost scenario - input'!$G29=\"\"),\"\",O44/'Cost scenario - input'!$G29),\"\")","v":8.7026180881852735},{"$f":"IFERROR(IF(OR(P44=\"\",'Cost scenario - input'!$G29=\"\"),\"\",P44/'Cost scenario - input'!$G29),\"\")","v":8.5064005144625678},{"$f":"IFERROR(IF(OR(Q44=\"\",'Cost scenario - input'!$G29=\"\"),\"\",Q44/'Cost scenario - input'!$G29),\"\")","v":8.3389067212483639},{"$f":"IFERROR(IF(OR(R44=\"\",'Cost scenario - input'!$G29=\"\"),\"\",R44/'Cost scenario - input'!$G29),\"\")","v":8.1993940801382177},{"$f":"IFERROR(IF(OR(S44=\"\",'Cost scenario - input'!$G29=\"\"),\"\",S44/'Cost scenario - input'!$G29),\"\")","v":8.0858052410205659},{"$f":"IFERROR(IF(OR(T44=\"\",'Cost scenario - input'!$G29=\"\"),\"\",T44/'Cost scenario - input'!$G29),\"\")","v":7.9955805036934606},{"$f":"IFERROR(IF(OR(U44=\"\",'Cost scenario - input'!$G29=\"\"),\"\",U44/'Cost scenario - input'!$G29),\"\")","v":7.9264218798139385},{"$f":"IFERROR(IF(OR(V44=\"\",'Cost scenario - input'!$G29=\"\"),\"\",V44/'Cost scenario - input'!$G29),\"\")","v":7.8769135117745961},{"$f":"IFERROR(IF(OR(W44=\"\",'Cost scenario - input'!$G29=\"\"),\"\",W44/'Cost scenario - input'!$G29),\"\")","v":7.846931155030533}]
[{"$f":"IFERROR('Cost scenario - input'!A30,\"\")","v":4},{"$f":"IFERROR('Cost scenario - input'!B30,\"\")","v":"SWITCHGEAR"},{"$f":"IFERROR('Cost scenario - input'!C30,\"\")","v":"> 11 kv & < = 22 kv ; switch"},{"$f":"IFERROR(repcalc('Cost scenario - input'!$CY30:$GK30,'Cost scenario - input'!$J30,'Cost scenario - input'!$H30,'Cost scenario - input'!$I30,20,TRUE,TRUE),\"\")","v":936.87288365568656},972.99763132231328,1011.7482349157469,1051.6078229978905,1091.7174042135955,1131.7552201043131,1171.8229654924583,1212.3364509486753,1253.9200492102023,1297.306103169999,1343.2419659494717,1392.4082452787547,1445.352044122629,1502.4385645724842,1563.8234953661317,1629.4472988437783,1699.0510190271632,1772.2116993417535,1848.3940522363416,1927.0137698192623,{"$f":"IFERROR(IF(OR(D45=\"\",'Cost scenario - input'!$G30=\"\"),\"\",D45/'Cost scenario - input'!$G30),\"\")","v":70.143268898340111},{"$f":"IFERROR(IF(OR(E45=\"\",'Cost scenario - input'!$G30=\"\"),\"\",E45/'Cost scenario - input'!$G30),\"\")","v":72.847913182181003},{"$f":"IFERROR(IF(OR(F45=\"\",'Cost scenario - input'!$G30=\"\"),\"\",F45/'Cost scenario - input'!$G30),\"\")","v":75.74915416721322},{"$f":"IFERROR(IF(OR(G45=\"\",'Cost scenario - input'!$G30=\"\"),\"\",G45/'Cost scenario - input'!$G30),\"\")","v":78.733424342814104},{"$f":"IFERROR(IF(OR(H45=\"\",'Cost scenario - input'!$G30=\"\"),\"\",H45/'Cost scenario - input'!$G30),\"\")","v":81.736411396548689},{"$f":"IFERROR(IF(OR(I45=\"\",'Cost scenario - input'!$G30=\"\"),\"\",I45/'Cost scenario - input'!$G30),\"\")","v":84.734025411340653},{"$f":"IFERROR(IF(OR(J45=\"\",'Cost scenario - input'!$G30=\"\"),\"\",J45/'Cost scenario - input'!$G30),\"\")","v":87.733880234701914},{"$f":"IFERROR(IF(OR(K45=\"\",'Cost scenario - input'!$G30=\"\"),\"\",K45/'Cost scenario - input'!$G30),\"\")","v":90.76710742479402},{"$f":"IFERROR(IF(OR(L45=\"\",'Cost scenario - input'!$G30=\"\"),\"\",L45/'Cost scenario - input'!$G30),\"\")","v":93.88045349927684},{"$f":"IFERROR(IF(OR(M45=\"\",'Cost scenario - input'!$G30=\"\"),\"\",M45/'Cost scenario - input'!$G30),\"\")","v":97.128748654821493},{"$f":"IFERROR(IF(OR(N45=\"\",'Cost scenario - input'!$G30=\"\"),\"\",N45/'Cost scenario - input'!$G30),\"\")","v":100.56794689743171},{"$f":"IFERROR(IF(OR(O45=\"\",'Cost scenario - input'!$G30=\"\"),\"\",O45/'Cost scenario - input'!$G30),\"\")","v":104.24900503444172},{"$f":"IFERROR(IF(OR(P45=\"\",'Cost scenario - input'!$G30=\"\"),\"\",P45/'Cost scenario - input'!$G30),\"\")","v":108.2128844289598},{"$f":"IFERROR(IF(OR(Q45=\"\",'Cost scenario - input'!$G30=\"\"),\"\",Q45/'Cost scenario - input'!$G30),\"\")","v":112.48692760412378},{"$f":"IFERROR(IF(OR(R45=\"\",'Cost scenario - input'!$G30=\"\"),\"\",R45/'Cost scenario - input'!$G30),\"\")","v":117.08279090861369},{"$f":"IFERROR(IF(OR(S45=\"\",'Cost scenario - input'!$G30=\"\"),\"\",S45/'Cost scenario - input'!$G30),\"\")","v":121.99601678350845},{"$f":"IFERROR(IF(OR(T45=\"\",'Cost scenario - input'!$G30=\"\"),\"\",T45/'Cost scenario - input'!$G30),\"\")","v":127.20721730635577},{"$f":"IFERROR(IF(OR(U45=\"\",'Cost scenario - input'!$G30=\"\"),\"\",U45/'Cost scenario - input'!$G30),\"\")","v":132.68472590076374},{"$f":"IFERROR(IF(OR(V45=\"\",'Cost scenario - input'!$G30=\"\"),\"\",V45/'Cost scenario - input'!$G30),\"\")","v":138.38846581854455},{"$f":"IFERROR(IF(OR(W45=\"\",'Cost scenario - input'!$G30=\"\"),\"\",W45/'Cost scenario - input'!$G30),\"\")","v":144.27469017975366}]
[{"$f":"IFERROR('Cost scenario - input'!A31,\"\")","v":4},{"$f":"IFERROR('Cost scenario - input'!B31,\"\")","v":"SWITCHGEAR"},{"$f":"IFERROR('Cost scenario - input'!C31,\"\")","v":"> 33 kv & < = 66 kv ; circuit breaker"},{"$f":"IFERROR(repcalc('Cost scenario - input'!$CY31:$GK31,'Cost scenario - input'!$J31,'Cost scenario - input'!$H31,'Cost scenario - input'!$I31,20,TRUE,TRUE),\"\")","v":18.606315572098318},21.373625061632527,24.218275852482591,27.074422131165239,29.870501165277169,32.532957129968487,34.990322124579457,37.177301800954211,39.038498360938995,40.531434196837083,41.628612398414759,42.318456369433648,42.605095336125117,42.507088238848702,42.055288097249957,41.290128020959386,40.258649263834847,39.011588033746563,37.60079446864215,36.077182935467583,{"$f":"IFERROR(IF(OR(D46=\"\",'Cost scenario - input'!$G31=\"\"),\"\",D46/'Cost scenario - input'!$G31),\"\")","v":0.76037926764499997},{"$f":"IFERROR(IF(OR(E46=\"\",'Cost scenario - input'!$G31=\"\"),\"\",E46/'Cost scenario - input'!$G31),\"\")","v":0.87347015631908576},{"$f":"IFERROR(IF(OR(F46=\"\",'Cost scenario - input'!$G31=\"\"),\"\",F46/'Cost scenario - input'!$G31),\"\")","v":0.98972173104223815},{"$f":"IFERROR(IF(OR(G46=\"\",'Cost scenario - input'!$G31=\"\"),\"\",G46/'Cost scenario - input'!$G31),\"\")","v":1.1064430887584551},{"$f":"IFERROR(IF(OR(H46=\"\",'Cost scenario - input'!$G31=\"\"),\"\",H46/'Cost scenario - input'!$G31),\"\")","v":1.2207096946319895},{"$f":"IFERROR(IF(OR(I46=\"\",'Cost scenario - input'!$G31=\"\"),\"\",I46/'Cost scenario - input'!$G31),\"\")","v":1.3295155626569797},{"$f":"IFERROR(IF(OR(J46=\"\",'Cost scenario - input'!$G31=\"\"),\"\",J46/'Cost scenario - input'!$G31),\"\")","v":1.4299400334609018},{"$f":"IFERROR(IF(OR(K46=\"\",'Cost scenario - input'!$G31=\"\"),\"\",K46/'Cost scenario - input'!$G31),\"\")","v":1.5193147405721816},{"$f":"IFERROR(IF(OR(L46=\"\",'Cost scenario - input'!$G31=\"\"),\"\",L46/'Cost scenario - input'!$G31),\"\")","v":1.5953757571523182},{"$f":"IFERROR(IF(OR(M46=\"\",'Cost scenario - input'!$G31=\"\"),\"\",M46/'Cost scenario - input'!$G31),\"\")","v":1.6563871622928117},{"$f":"IFERROR(IF(OR(N46=\"\",'Cost scenario - input'!$G31=\"\"),\"\",N46/'Cost scenario - input'!$G31),\"\")","v":1.7012252471978506},{"$f":"IFERROR(IF(OR(O46=\"\",'Cost scenario - input'!$G31=\"\"),\"\",O46/'Cost scenario - input'!$G31),\"\")","v":1.7294169142390814},{"$f":"IFERROR(IF(OR(P46=\"\",'Cost scenario - input'!$G31=\"\"),\"\",P46/'Cost scenario - input'!$G31),\"\")","v":1.7411309113884266},{"$f":"IFERROR(IF(OR(Q46=\"\",'Cost scenario - input'!$G31=\"\"),\"\",Q46/'Cost scenario - input'!$G31),\"\")","v":1.7371256818435292},{"$f":"IFERROR(IF(OR(R46=\"\",'Cost scenario - input'!$G31=\"\"),\"\",R46/'Cost scenario - input'!$G31),\"\")","v":1.7186620876160978},{"$f":"IFERROR(IF(OR(S46=\"\",'Cost scenario - input'!$G31=\"\"),\"\",S46/'Cost scenario - input'!$G31),\"\")","v":1.6873924976649584},{"$f":"IFERROR(IF(OR(T46=\"\",'Cost scenario - input'!$G31=\"\"),\"\",T46/'Cost scenario - input'!$G31),\"\")","v":1.6452393341923428},{"$f":"IFERROR(IF(OR(U46=\"\",'Cost scenario - input'!$G31=\"\"),\"\",U46/'Cost scenario - input'!$G31),\"\")","v":1.5942760200870525},{"$f":"IFERROR(IF(OR(V46=\"\",'Cost scenario - input'!$G31=\"\"),\"\",V46/'Cost scenario - input'!$G31),\"\")","v":1.5366215009171729},{"$f":"IFERROR(IF(OR(W46=\"\",'Cost scenario - input'!$G31=\"\"),\"\",W46/'Cost scenario - input'!$G31),\"\")","v":1.4743564803502827}]
[{"$f":"IFERROR('Cost scenario - input'!A32,\"\")","v":4},{"$f":"IFERROR('Cost scenario - input'!B32,\"\")","v":"SWITCHGEAR"},{"$f":"IFERROR('Cost scenario - input'!C32,\"\")","v":"> 33 kv & < = 66 kv ; switch"},{"$f":"IFERROR(repcalc('Cost scenario - input'!$CY32:$GK32,'Cost scenario - input'!$J32,'Cost scenario - input'!$H32,'Cost scenario - input'!$I32,20,TRUE,TRUE),\"\")","v":140.41945154579309},140.11287095912292,139.99127016356698,139.72374246315056,139.01404306483931,137.62674720355454,135.4050590491388,132.27942198313508,128.26709934547137,123.46377305454541,118.02887093472076,112.1667421090319,106.10594683757947,100.07883438546159,94.303292162533324,88.968115790170245,84.222931305526984,80.173053680728984,76.879140373817194,74.361036863766671,{"$f":"IFERROR(IF(OR(D47=\"\",'Cost scenario - input'!$G32=\"\"),\"\",D47/'Cost scenario - input'!$G32),\"\")","v":10.51314380015061},{"$f":"IFERROR(IF(OR(E47=\"\",'Cost scenario - input'!$G32=\"\"),\"\",E47/'Cost scenario - input'!$G32),\"\")","v":10.490190243798434},{"$f":"IFERROR(IF(OR(F47=\"\",'Cost scenario - input'!$G32=\"\"),\"\",F47/'Cost scenario - input'!$G32),\"\")","v":10.481086044659218},{"$f":"IFERROR(IF(OR(G47=\"\",'Cost scenario - input'!$G32=\"\"),\"\",G47/'Cost scenario - input'!$G32),\"\")","v":10.461056361064532},{"$f":"IFERROR(IF(OR(H47=\"\",'Cost scenario - input'!$G32=\"\"),\"\",H47/'Cost scenario - input'!$G32),\"\")","v":10.40792147307579},{"$f":"IFERROR(IF(OR(I47=\"\",'Cost scenario - input'!$G32=\"\"),\"\",I47/'Cost scenario - input'!$G32),\"\")","v":10.304055230026947},{"$f":"IFERROR(IF(OR(J47=\"\",'Cost scenario - input'!$G32=\"\"),\"\",J47/'Cost scenario - input'!$G32),\"\")","v":10.137718395711319},{"$f":"IFERROR(IF(OR(K47=\"\",'Cost scenario - input'!$G32=\"\"),\"\",K47/'Cost scenario - input'!$G32),\"\")","v":9.9037032960920062},{"$f":"IFERROR(IF(OR(L47=\"\",'Cost scenario - input'!$G32=\"\"),\"\",L47/'Cost scenario - input'!$G32),\"\")","v":9.6033024299869147},{"$f":"IFERROR(IF(OR(M47=\"\",'Cost scenario - input'!$G32=\"\"),\"\",M47/'Cost scenario - input'!$G32),\"\")","v":9.2436794613764697},{"$f":"IFERROR(IF(OR(N47=\"\",'Cost scenario - input'!$G32=\"\"),\"\",N47/'Cost scenario - input'!$G32),\"\")","v":8.836770682738873},{"$f":"IFERROR(IF(OR(O47=\"\",'Cost scenario - input'!$G32=\"\"),\"\",O47/'Cost scenario - input'!$G32),\"\")","v":8.397875624817523},{"$f":"IFERROR(IF(OR(P47=\"\",'Cost scenario - input'!$G32=\"\"),\"\",P47/'Cost scenario - input'!$G32),\"\")","v":7.9441064957501535},{"$f":"IFERROR(IF(OR(Q47=\"\",'Cost scenario - input'!$G32=\"\"),\"\",Q47/'Cost scenario - input'!$G32),\"\")","v":7.4928591848451562},{"$f":"IFERROR(IF(OR(R47=\"\",'Cost scenario - input'!$G32=\"\"),\"\",R47/'Cost scenario - input'!$G32),\"\")","v":7.0604468285436166},{"$f":"IFERROR(IF(OR(S47=\"\",'Cost scenario - input'!$G32=\"\"),\"\",S47/'Cost scenario - input'!$G32),\"\")","v":6.661004473625094},{"$f":"IFERROR(IF(OR(T47=\"\",'Cost scenario - input'!$G32=\"\"),\"\",T47/'Cost scenario - input'!$G32),\"\")","v":6.3057345569851666},{"$f":"IFERROR(IF(OR(U47=\"\",'Cost scenario - input'!$G32=\"\"),\"\",U47/'Cost scenario - input'!$G32),\"\")","v":6.0025219651838899},{"$f":"IFERROR(IF(OR(V47=\"\",'Cost scenario - input'!$G32=\"\"),\"\",V47/'Cost scenario - input'!$G32),\"\")","v":5.7559080959543829},{"$f":"IFERROR(IF(OR(W47=\"\",'Cost scenario - input'!$G32=\"\"),\"\",W47/'Cost scenario - input'!$G32),\"\")","v":5.5673787717518044}]
[{"$f":"IFERROR('Cost scenario - input'!A33,\"\")","v":""},{"$f":"IFERROR('Cost scenario - input'!B33,\"\")","v":"TRANSFORMERS"},{"$f":"IFERROR('Cost scenario - input'!C33,\"\")","v":"ground outdoor / indoor chamber mounted ; ˂ 22 kv ; < = 60 kva ; multiple phase"},{"$f":"IFERROR(repcalc('Cost scenario - input'!$CY33:$GK33,'Cost scenario - input'!$J33,'Cost scenario - input'!$H33,'Cost scenario - input'!$I33,20,TRUE,TRUE),\"\")","v":""},"","","","","","","","","","","","","","","","","","","",{"$f":"IFERROR(IF(OR(D48=\"\",'Cost scenario - input'!$G33=\"\"),\"\",D48/'Cost scenario - input'!$G33),\"\")","v":""},{"$f":"IFERROR(IF(OR(E48=\"\",'Cost scenario - input'!$G33=\"\"),\"\",E48/'Cost scenario - input'!$G33),\"\")","v":""},{"$f":"IFERROR(IF(OR(F48=\"\",'Cost scenario - input'!$G33=\"\"),\"\",F48/'Cost scenario - input'!$G33),\"\")","v":""},{"$f":"IFERROR(IF(OR(G48=\"\",'Cost scenario - input'!$G33=\"\"),\"\",G48/'Cost scenario - input'!$G33),\"\")","v":""},{"$f":"IFERROR(IF(OR(H48=\"\",'Cost scenario - input'!$G33=\"\"),\"\",H48/'Cost scenario - input'!$G33),\"\")","v":""},{"$f":"IFERROR(IF(OR(I48=\"\",'Cost scenario - input'!$G33=\"\"),\"\",I48/'Cost scenario - input'!$G33),\"\")","v":""},{"$f":"IFERROR(IF(OR(J48=\"\",'Cost scenario - input'!$G33=\"\"),\"\",J48/'Cost scenario - input'!$G33),\"\")","v":""},{"$f":"IFERROR(IF(OR(K48=\"\",'Cost scenario - input'!$G33=\"\"),\"\",K48/'Cost scenario - input'!$G33),\"\")","v":""},{"$f":"IFERROR(IF(OR(L48=\"\",'Cost scenario - input'!$G33=\"\"),\"\",L48/'Cost scenario - input'!$G33),\"\")","v":""},{"$f":"IFERROR(IF(OR(M48=\"\",'Cost scenario - input'!$G33=\"\"),\"\",M48/'Cost scenario - input'!$G33),\"\")","v":""},{"$f":"IFERROR(IF(OR(N48=\"\",'Cost scenario - input'!$G33=\"\"),\"\",N48/'Cost scenario - input'!$G33),\"\")","v":""},{"$f":"IFERROR(IF(OR(O48=\"\",'Cost scenario - input'!$G33=\"\"),\"\",O48/'Cost scenario - input'!$G33),\"\")","v":""},{"$f":"IFERROR(IF(OR(P48=\"\",'Cost scenario - input'!$G33=\"\"),\"\",P48/'Cost scenario - input'!$G33),\"\")","v":""},{"$f":"IFERROR(IF(OR(Q48=\"\",'Cost scenario - input'!$G33=\"\"),\"\",Q48/'Cost scenario - input'!$G33),\"\")","v":""},{"$f":"IFERROR(IF(OR(R48=\"\",'Cost scenario - input'!$G33=\"\"),\"\",R48/'Cost scenario - input'!$G33),\"\")","v":""},{"$f":"IFERROR(IF(OR(S48=\"\",'Cost scenario - input'!$G33=\"\"),\"\",S48/'Cost scenario - input'!$G33),\"\")","v":""},{"$f":"IFERROR(IF(OR(T48=\"\",'Cost scenario - input'!$G33=\"\"),\"\",T48/'Cost scenario - input'!$G33),\"\")","v":""},{"$f":"IFERROR(IF(OR(U48=\"\",'Cost scenario - input'!$G33=\"\"),\"\",U48/'Cost scenario - input'!$G33),\"\")","v":""},{"$f":"IFERROR(IF(OR(V48=\"\",'Cost scenario - input'!$G33=\"\"),\"\",V48/'Cost scenario - input'!$G33),\"\")","v":""},{"$f":"IFERROR(IF(OR(W48=\"\",'Cost scenario - input'!$G33=\"\"),\"\",W48/'Cost scenario - input'!$G33),\"\")","v":""}]
[{"$f":"IFERROR('Cost scenario - input'!A34,\"\")","v":5},{"$f":"IFERROR('Cost scenario - input'!B34,\"\")","v":"TRANSFORMERS"},{"$f":"IFERROR('Cost scenario - input'!C34,\"\")","v":"ground outdoor / indoor chamber mounted ; ˂ 22 kv ; > 60 kva and < = 600 kva ; multiple phase"},{"$f":"IFERROR(repcalc('Cost scenario - input'!$CY34:$GK34,'Cost scenario - input'!$J34,'Cost scenario - input'!$H34,'Cost scenario - input'!$I34,20,TRUE,TRUE),\"\")","v":20.602373478193734},23.389000141333003,26.329295076093331,29.393921407302923,32.546823942537372,35.745511314835035,38.941766210371775,42.082846322322183,45.113195152703796,47.976623208130249,50.618853461870643,52.990259978012062,55.048576448984669,56.761322590838773,58.107698666246755,59.079735178153307,59.682553769296277,59.933688721080806,59.861523676974301,59.503000115507341,{"$f":"IFERROR(IF(OR(D49=\"\",'Cost scenario - input'!$G34=\"\"),\"\",D49/'Cost scenario - input'!$G34),\"\")","v":0.72311245888058884},{"$f":"IFERROR(IF(OR(E49=\"\",'Cost scenario - input'!$G34=\"\"),\"\",E49/'Cost scenario - input'!$G34),\"\")","v":0.82091888203361252},{"$f":"IFERROR(IF(OR(F49=\"\",'Cost scenario - input'!$G34=\"\"),\"\",F49/'Cost scenario - input'!$G34),\"\")","v":0.9241188314160993},{"$f":"IFERROR(IF(OR(G49=\"\",'Cost scenario - input'!$G34=\"\"),\"\",G49/'Cost scenario - input'!$G34),\"\")","v":1.031682626638855},{"$f":"IFERROR(IF(OR(H49=\"\",'Cost scenario - input'!$G34=\"\"),\"\",H49/'Cost scenario - input'!$G34),\"\")","v":1.1423447844371959},{"$f":"IFERROR(IF(OR(I49=\"\",'Cost scenario - input'!$G34=\"\"),\"\",I49/'Cost scenario - input'!$G34),\"\")","v":1.2546139214577736},{"$f":"IFERROR(IF(OR(J49=\"\",'Cost scenario - input'!$G34=\"\"),\"\",J49/'Cost scenario - input'!$G34),\"\")","v":1.3667976821864587},{"$f":"IFERROR(IF(OR(K49=\"\",'Cost scenario - input'!$G34=\"\"),\"\",K49/'Cost scenario - input'!$G34),\"\")","v":1.4770448906305467},{"$f":"IFERROR(IF(OR(L49=\"\",'Cost scenario - input'!$G34=\"\"),\"\",L49/'Cost scenario - input'!$G34),\"\")","v":1.5834055969017196},{"$f":"IFERROR(IF(OR(M49=\"\",'Cost scenario - input'!$G34=\"\"),\"\",M49/'Cost scenario - input'!$G34),\"\")","v":1.6839076339208359},{"$f":"IFERROR(IF(OR(N49=\"\",'Cost scenario - input'!$G34=\"\"),\"\",N49/'Cost scenario - input'!$G34),\"\")","v":1.776645959324614},{"$f":"IFERROR(IF(OR(O49=\"\",'Cost scenario - input'!$G34=\"\"),\"\",O49/'Cost scenario - input'!$G34),\"\")","v":1.8598787770728928},{"$f":"IFERROR(IF(OR(P49=\"\",'Cost scenario - input'!$G34=\"\"),\"\",P49/'Cost scenario - input'!$G34),\"\")","v":1.9321226030599707},{"$f":"IFERROR(IF(OR(Q49=\"\",'Cost scenario - input'!$G34=\"\"),\"\",Q49/'Cost scenario - input'!$G34),\"\")","v":1.9922374279555219},{"$f":"IFERROR(IF(OR(R49=\"\",'Cost scenario - input'!$G34=\"\"),\"\",R49/'Cost scenario - input'!$G34),\"\")","v":2.0394932121250853},{"$f":"IFERROR(IF(OR(S49=\"\",'Cost scenario - input'!$G34=\"\"),\"\",S49/'Cost scenario - input'!$G34),\"\")","v":2.0736102381556263},{"$f":"IFERROR(IF(OR(T49=\"\",'Cost scenario - input'!$G34=\"\"),\"\",T49/'Cost scenario - input'!$G34),\"\")","v":2.0947682680380426},{"$f":"IFERROR(IF(OR(U49=\"\",'Cost scenario - input'!$G34=\"\"),\"\",U49/'Cost scenario - input'!$G34),\"\")","v":2.1035827287936431},{"$f":"IFERROR(IF(OR(V49=\"\",'Cost scenario - input'!$G34=\"\"),\"\",V49/'Cost scenario - input'!$G34),\"\")","v":2.1010498438061775},{"$f":"IFERROR(IF(OR(W49=\"\",'Cost scenario - input'!$G34=\"\"),\"\",W49/'Cost scenario - input'!$G34),\"\")","v":2.0884662036555217}]
[{"$f":"IFERROR('Cost scenario - input'!A35,\"\")","v":5},{"$f":"IFERROR('Cost scenario - input'!B35,\"\")","v":"TRANSFORMERS"},{"$f":"IFERROR('Cost scenario - input'!C35,\"\")","v":"ground outdoor / indoor chamber mounted ; ˂ 22 kv ; > 600 kva ; multiple phase"},{"$f":"IFERROR(repcalc('Cost scenario - input'!$CY35:$GK35,'Cost scenario - input'!$J35,'Cost scenario - input'!$H35,'Cost scenario - input'!$I35,20,TRUE,TRUE),\"\")","v":8.1419114681689617},9.1339351769905015,10.183279051073365,11.287131168653582,12.4419035757829,13.642996434577748,14.884552765239539,16.159242818829586,17.458118994937475,18.770578593209478,20.084463001946105,21.38630938686995,22.661756255016478,23.896089287252028,25.074900209165342,26.18482038529752,27.214282871234861,28.154261907204535,28.998937021592422,29.746229716784338,{"$f":"IFERROR(IF(OR(D50=\"\",'Cost scenario - input'!$G35=\"\"),\"\",D50/'Cost scenario - input'!$G35),\"\")","v":0.34818331991051549},{"$f":"IFERROR(IF(OR(E50=\"\",'Cost scenario - input'!$G35=\"\"),\"\",E50/'Cost scenario - input'!$G35),\"\")","v":0.39060654076200735},{"$f":"IFERROR(IF(OR(F50=\"\",'Cost scenario - input'!$G35=\"\"),\"\",F50/'Cost scenario - input'!$G35),\"\")","v":0.43548101959100644},{"$f":"IFERROR(IF(OR(G50=\"\",'Cost scenario - input'!$G35=\"\"),\"\",G50/'Cost scenario - input'!$G35),\"\")","v":0.48268650647107542},{"$f":"IFERROR(IF(OR(H50=\"\",'Cost scenario - input'!$G35=\"\"),\"\",H50/'Cost scenario - input'!$G35),\"\")","v":0.53206956498592872},{"$f":"IFERROR(IF(OR(I50=\"\",'Cost scenario - input'!$G35=\"\"),\"\",I50/'Cost scenario - input'!$G35),\"\")","v":0.58343348618931801},{"$f":"IFERROR(IF(OR(J50=\"\",'Cost scenario - input'!$G35=\"\"),\"\",J50/'Cost scenario - input'!$G35),\"\")","v":0.63652780031392953},{"$f":"IFERROR(IF(OR(K50=\"\",'Cost scenario - input'!$G35=\"\"),\"\",K50/'Cost scenario - input'!$G35),\"\")","v":0.69103905561939993},{"$f":"IFERROR(IF(OR(L50=\"\",'Cost scenario - input'!$G35=\"\"),\"\",L50/'Cost scenario - input'!$G35),\"\")","v":0.74658461404483767},{"$f":"IFERROR(IF(OR(M50=\"\",'Cost scenario - input'!$G35=\"\"),\"\",M50/'Cost scenario - input'!$G35),\"\")","v":0.80271105830320744},{"$f":"IFERROR(IF(OR(N50=\"\",'Cost scenario - input'!$G35=\"\"),\"\",N50/'Cost scenario - input'!$G35),\"\")","v":0.85889843361440876},{"$f":"IFERROR(IF(OR(O50=\"\",'Cost scenario - input'!$G35=\"\"),\"\",O50/'Cost scenario - input'!$G35),\"\")","v":0.91457101100466942},{"$f":"IFERROR(IF(OR(P50=\"\",'Cost scenario - input'!$G35=\"\"),\"\",P50/'Cost scenario - input'!$G35),\"\")","v":0.96911463097117334},{"$f":"IFERROR(IF(OR(Q50=\"\",'Cost scenario - input'!$G35=\"\"),\"\",Q50/'Cost scenario - input'!$G35),\"\")","v":1.021900045639363},{"$f":"IFERROR(IF(OR(R50=\"\",'Cost scenario - input'!$G35=\"\"),\"\",R50/'Cost scenario - input'!$G35),\"\")","v":1.0723110949295929},{"$f":"IFERROR(IF(OR(S50=\"\",'Cost scenario - input'!$G35=\"\"),\"\",S50/'Cost scenario - input'!$G35),\"\")","v":1.1197760782166533},{"$f":"IFERROR(IF(OR(T50=\"\",'Cost scenario - input'!$G35=\"\"),\"\",T50/'Cost scenario - input'!$G35),\"\")","v":1.1638003429704931},{"$f":"IFERROR(IF(OR(U50=\"\",'Cost scenario - input'!$G35=\"\"),\"\",U50/'Cost scenario - input'!$G35),\"\")","v":1.2039979086981158},{"$f":"IFERROR(IF(OR(V50=\"\",'Cost scenario - input'!$G35=\"\"),\"\",V50/'Cost scenario - input'!$G35),\"\")","v":1.2401198668799467},{"$f":"IFERROR(IF(OR(W50=\"\",'Cost scenario - input'!$G35=\"\"),\"\",W50/'Cost scenario - input'!$G35),\"\")","v":1.2720773319757093}]
[{"$f":"IFERROR('Cost scenario - input'!A36,\"\")","v":5},{"$f":"IFERROR('Cost scenario - input'!B36,\"\")","v":"TRANSFORMERS"},{"$f":"IFERROR('Cost scenario - input'!C36,\"\")","v":"ground outdoor / indoor chamber mounted ; > = 22 kv & < = 33 kv ; < = 15 mva"},{"$f":"IFERROR(repcalc('Cost scenario - input'!$CY36:$GK36,'Cost scenario - input'!$J36,'Cost scenario - input'!$H36,'Cost scenario - input'!$I36,20,TRUE,TRUE),\"\")","v":46.813198969610355},48.531534520387524,51.789941292723711,56.250114873031357,61.669246867540231,67.874098253508805,74.74053811725652,82.178081120637131,90.118660921705683,98.508747773862595,107.3039158856806,116.4650538206627,125.95555814843904,135.73902960393633,145.77717819054243,156.02781807296125,166.44297766112584,176.96725294759037,187.53658700587084,198.07766620511532,{"$f":"IFERROR(IF(OR(D51=\"\",'Cost scenario - input'!$G36=\"\"),\"\",D51/'Cost scenario - input'!$G36),\"\")","v":1.9149931373213116},{"$f":"IFERROR(IF(OR(E51=\"\",'Cost scenario - input'!$G36=\"\"),\"\",E51/'Cost scenario - input'!$G36),\"\")","v":1.9852852955113485},{"$f":"IFERROR(IF(OR(F51=\"\",'Cost scenario - input'!$G36=\"\"),\"\",F51/'Cost scenario - input'!$G36),\"\")","v":2.1185773316244068},{"$f":"IFERROR(IF(OR(G51=\"\",'Cost scenario - input'!$G36=\"\"),\"\",G51/'Cost scenario - input'!$G36),\"\")","v":2.3010301864933003},{"$f":"IFERROR(IF(OR(H51=\"\",'Cost scenario - input'!$G36=\"\"),\"\",H51/'Cost scenario - input'!$G36),\"\")","v":2.5227112680715891},{"$f":"IFERROR(IF(OR(I51=\"\",'Cost scenario - input'!$G36=\"\"),\"\",I51/'Cost scenario - input'!$G36),\"\")","v":2.7765338669062047},{"$f":"IFERROR(IF(OR(J51=\"\",'Cost scenario - input'!$G36=\"\"),\"\",J51/'Cost scenario - input'!$G36),\"\")","v":3.0574201448433818},{"$f":"IFERROR(IF(OR(K51=\"\",'Cost scenario - input'!$G36=\"\"),\"\",K51/'Cost scenario - input'!$G36),\"\")","v":3.3616686073176516},{"$f":"IFERROR(IF(OR(L51=\"\",'Cost scenario - input'!$G36=\"\"),\"\",L51/'Cost scenario - input'!$G36),\"\")","v":3.6864948563263948},{"$f":"IFERROR(IF(OR(M51=\"\",'Cost scenario - input'!$G36=\"\"),\"\",M51/'Cost scenario - input'!$G36),\"\")","v":4.0297091441139141},{"$f":"IFERROR(IF(OR(N51=\"\",'Cost scenario - input'!$G36=\"\"),\"\",N51/'Cost scenario - input'!$G36),\"\")","v":4.3894941395091758},{"$f":"IFERROR(IF(OR(O51=\"\",'Cost scenario - input'!$G36=\"\"),\"\",O51/'Cost scenario - input'!$G36),\"\")","v":4.7642499062948067},{"$f":"IFERROR(IF(OR(P51=\"\",'Cost scenario - input'!$G36=\"\"),\"\",P51/'Cost scenario - input'!$G36),\"\")","v":5.1524791035604762},{"$f":"IFERROR(IF(OR(Q51=\"\",'Cost scenario - input'!$G36=\"\"),\"\",Q51/'Cost scenario - input'!$G36),\"\")","v":5.5526927422100938},{"$f":"IFERROR(IF(OR(R51=\"\",'Cost scenario - input'!$G36=\"\"),\"\",R51/'Cost scenario - input'!$G36),\"\")","v":5.9633244887660437},{"$f":"IFERROR(IF(OR(S51=\"\",'Cost scenario - input'!$G36=\"\"),\"\",S51/'Cost scenario - input'!$G36),\"\")","v":6.3826486422110431},{"$f":"IFERROR(IF(OR(T51=\"\",'Cost scenario - input'!$G36=\"\"),\"\",T51/'Cost scenario - input'!$G36),\"\")","v":6.8087028229644044},{"$f":"IFERROR(IF(OR(U51=\"\",'Cost scenario - input'!$G36=\"\"),\"\",U51/'Cost scenario - input'!$G36),\"\")","v":7.2392206126575021},{"$f":"IFERROR(IF(OR(V51=\"\",'Cost scenario - input'!$G36=\"\"),\"\",V51/'Cost scenario - input'!$G36),\"\")","v":7.6715816269262094},{"$f":"IFERROR(IF(OR(W51=\"\",'Cost scenario - input'!$G36=\"\"),\"\",W51/'Cost scenario - input'!$G36),\"\")","v":8.1027868162920917}]
[{"$f":"IFERROR('Cost scenario - input'!A37,\"\")","v":5},{"$f":"IFERROR('Cost scenario - input'!B37,\"\")","v":"TRANSFORMERS"},{"$f":"IFERROR('Cost scenario - input'!C37,\"\")","v":"ground outdoor / indoor chamber mounted ; > = 22 kv & < = 33 kv ; > 15 mva and < = 40 mva"},{"$f":"IFERROR(repcalc('Cost scenario - input'!$CY37:$GK37,'Cost scenario - input'!$J37,'Cost scenario - input'!$H37,'Cost scenario - input'!$I37,20,TRUE,TRUE),\"\")","v":1.4890292868169587E-7},3.2178113826793718E-7,6.8452187735454229E-7,1.4334552690459259E-6,2.9549613283325955E-6,5.9964087200534115E-6,1.1978529851107684E-5,2.3555372791846435E-5,4.5598668426785743E-5,8.6894420536193025E-5,1.6300891392663735E-4,3.0103232678942957E-4,5.4726831933501281E-4,9.7943702841891554E-4,1.7256236993454844E-3,2.9930514289305023E-3,5.110776193687847E-3,8.5915471926786714E-3,1.4219237406151891E-2,2.3169240829503213E-2,{"$f":"IFERROR(IF(OR(D52=\"\",'Cost scenario - input'!$G37=\"\"),\"\",D52/'Cost scenario - input'!$G37),\"\")","v":2.1779393410243845E-10},{"$f":"IFERROR(IF(OR(E52=\"\",'Cost scenario - input'!$G37=\"\"),\"\",E52/'Cost scenario - input'!$G37),\"\")","v":4.7065548437362395E-10},{"$f":"IFERROR(IF(OR(F52=\"\",'Cost scenario - input'!$G37=\"\"),\"\",F52/'Cost scenario - input'!$G37),\"\")","v":1.0012208219686891E-9},{"$f":"IFERROR(IF(OR(G52=\"\",'Cost scenario - input'!$G37=\"\"),\"\",G52/'Cost scenario - input'!$G37),\"\")","v":2.0966536062749649E-9},{"$f":"IFERROR(IF(OR(H52=\"\",'Cost scenario - input'!$G37=\"\"),\"\",H52/'Cost scenario - input'!$G37),\"\")","v":4.3220953309378093E-9},{"$f":"IFERROR(IF(OR(I52=\"\",'Cost scenario - input'!$G37=\"\"),\"\",I52/'Cost scenario - input'!$G37),\"\")","v":8.7706901213363431E-9},{"$f":"IFERROR(IF(OR(J52=\"\",'Cost scenario - input'!$G37=\"\"),\"\",J52/'Cost scenario - input'!$G37),\"\")","v":1.7520482398389091E-8},{"$f":"IFERROR(IF(OR(K52=\"\",'Cost scenario - input'!$G37=\"\"),\"\",K52/'Cost scenario - input'!$G37),\"\")","v":3.4453434563079985E-8},{"$f":"IFERROR(IF(OR(L52=\"\",'Cost scenario - input'!$G37=\"\"),\"\",L52/'Cost scenario - input'!$G37),\"\")","v":6.6695218653030519E-8},{"$f":"IFERROR(IF(OR(M52=\"\",'Cost scenario - input'!$G37=\"\"),\"\",M52/'Cost scenario - input'!$G37),\"\")","v":1.2709674596518257E-7},{"$f":"IFERROR(IF(OR(N52=\"\",'Cost scenario - input'!$G37=\"\"),\"\",N52/'Cost scenario - input'!$G37),\"\")","v":2.384261543555006E-7},{"$f":"IFERROR(IF(OR(O52=\"\",'Cost scenario - input'!$G37=\"\"),\"\",O52/'Cost scenario - input'!$G37),\"\")","v":4.4030708679768351E-7},{"$f":"IFERROR(IF(OR(P52=\"\",'Cost scenario - input'!$G37=\"\"),\"\",P52/'Cost scenario - input'!$G37),\"\")","v":8.0046592322165555E-7},{"$f":"IFERROR(IF(OR(Q52=\"\",'Cost scenario - input'!$G37=\"\"),\"\",Q52/'Cost scenario - input'!$G37),\"\")","v":1.4325805779210276E-6},{"$f":"IFERROR(IF(OR(R52=\"\",'Cost scenario - input'!$G37=\"\"),\"\",R52/'Cost scenario - input'!$G37),\"\")","v":2.5239958514466483E-6},{"$f":"IFERROR(IF(OR(S52=\"\",'Cost scenario - input'!$G37=\"\"),\"\",S52/'Cost scenario - input'!$G37),\"\")","v":4.3778080891288141E-6},{"$f":"IFERROR(IF(OR(T52=\"\",'Cost scenario - input'!$G37=\"\"),\"\",T52/'Cost scenario - input'!$G37),\"\")","v":7.4753133695562515E-6},{"$f":"IFERROR(IF(OR(U52=\"\",'Cost scenario - input'!$G37=\"\"),\"\",U52/'Cost scenario - input'!$G37),\"\")","v":1.2566487977682519E-5},{"$f":"IFERROR(IF(OR(V52=\"\",'Cost scenario - input'!$G37=\"\"),\"\",V52/'Cost scenario - input'!$G37),\"\")","v":2.0797869337025738E-5},{"$f":"IFERROR(IF(OR(W52=\"\",'Cost scenario - input'!$G37=\"\"),\"\",W52/'Cost scenario - input'!$G37),\"\")","v":3.38886558854141E-5}]
[{"$f":"IFERROR('Cost scenario - input'!A38,\"\")","v":5},{"$f":"IFERROR('Cost scenario - input'!B38,\"\")","v":"TRANSFORMERS"},{"$f":"IFERROR('Cost scenario - input'!C38,\"\")","v":"ground outdoor / indoor chamber mounted ; > 33 kv & < = 66 kv ; < = 15 mva"},{"$f":"IFERROR(repcalc('Cost scenario - input'!$CY38:$GK38,'Cost scenario - input'!$J38,'Cost scenario - input'!$H38,'Cost scenario - input'!$I38,20,TRUE,TRUE),\"\")","v":116.16118821552004},120.95561261574302,124.14373282519756,125.59823525627304,125.26451739972671,123.16396474819874,119.39187228839955,114.11027755003006,107.53645581514672,99.928211171754185,91.567337850763906,82.742704555011812,73.734333152629574,64.79962572316002,56.162579376329766,48.006463522812552,40.47006699417701,33.647294208054269,27.589631285509292,22.310832221872992,{"$f":"IFERROR(IF(OR(D53=\"\",'Cost scenario - input'!$G38=\"\"),\"\",D53/'Cost scenario - input'!$G38),\"\")","v":0.19462179226450857},{"$f":"IFERROR(IF(OR(E53=\"\",'Cost scenario - input'!$G38=\"\"),\"\",E53/'Cost scenario - input'!$G38),\"\")","v":0.20265459120520862},{"$f":"IFERROR(IF(OR(F53=\"\",'Cost scenario - input'!$G38=\"\"),\"\",F53/'Cost scenario - input'!$G38),\"\")","v":0.2079961142961014},{"$f":"IFERROR(IF(OR(G53=\"\",'Cost scenario - input'!$G38=\"\"),\"\",G53/'Cost scenario - input'!$G38),\"\")","v":0.21043305450253064},{"$f":"IFERROR(IF(OR(H53=\"\",'Cost scenario - input'!$G38=\"\"),\"\",H53/'Cost scenario - input'!$G38),\"\")","v":0.20987392827156257},{"$f":"IFERROR(IF(OR(I53=\"\",'Cost scenario - input'!$G38=\"\"),\"\",I53/'Cost scenario - input'!$G38),\"\")","v":0.20635456584021547},{"$f":"IFERROR(IF(OR(J53=\"\",'Cost scenario - input'!$G38=\"\"),\"\",J53/'Cost scenario - input'!$G38),\"\")","v":0.20003462880796435},{"$f":"IFERROR(IF(OR(K53=\"\",'Cost scenario - input'!$G38=\"\"),\"\",K53/'Cost scenario - input'!$G38),\"\")","v":0.1911856022975853},{"$f":"IFERROR(IF(OR(L53=\"\",'Cost scenario - input'!$G38=\"\"),\"\",L53/'Cost scenario - input'!$G38),\"\")","v":0.1801715193002883},{"$f":"IFERROR(IF(OR(M53=\"\",'Cost scenario - input'!$G38=\"\"),\"\",M53/'Cost scenario - input'!$G38),\"\")","v":0.16742431663104024},{"$f":"IFERROR(IF(OR(N53=\"\",'Cost scenario - input'!$G38=\"\"),\"\",N53/'Cost scenario - input'!$G38),\"\")","v":0.15341612529256499},{"$f":"IFERROR(IF(OR(O53=\"\",'Cost scenario - input'!$G38=\"\"),\"\",O53/'Cost scenario - input'!$G38),\"\")","v":0.13863092918291584},{"$f":"IFERROR(IF(OR(P53=\"\",'Cost scenario - input'!$G38=\"\"),\"\",P53/'Cost scenario - input'!$G38),\"\")","v":0.1235378898067765},{"$f":"IFERROR(IF(OR(Q53=\"\",'Cost scenario - input'!$G38=\"\"),\"\",Q53/'Cost scenario - input'!$G38),\"\")","v":0.10856827043566494},{"$f":"IFERROR(IF(OR(R53=\"\",'Cost scenario - input'!$G38=\"\"),\"\",R53/'Cost scenario - input'!$G38),\"\")","v":9.4097366119733183E-2},{"$f":"IFERROR(IF(OR(S53=\"\",'Cost scenario - input'!$G38=\"\"),\"\",S53/'Cost scenario - input'!$G38),\"\")","v":8.0432234850729784E-2},{"$f":"IFERROR(IF(OR(T53=\"\",'Cost scenario - input'!$G38=\"\"),\"\",T53/'Cost scenario - input'!$G38),\"\")","v":6.7805409814317999E-2},{"$f":"IFERROR(IF(OR(U53=\"\",'Cost scenario - input'!$G38=\"\"),\"\",U53/'Cost scenario - input'!$G38),\"\")","v":5.6374222786641656E-2},{"$f":"IFERROR(IF(OR(V53=\"\",'Cost scenario - input'!$G38=\"\"),\"\",V53/'Cost scenario - input'!$G38),\"\")","v":4.6224935980685528E-2},{"$f":"IFERROR(IF(OR(W53=\"\",'Cost scenario - input'!$G38=\"\"),\"\",W53/'Cost scenario - input'!$G38),\"\")","v":3.738059347221382E-2}]
[{"$f":"IFERROR('Cost scenario - input'!A39,\"\")","v":5},{"$f":"IFERROR('Cost scenario - input'!B39,\"\")","v":"TRANSFORMERS"},{"$f":"IFERROR('Cost scenario - input'!C39,\"\")","v":"ground outdoor / indoor chamber mounted ; > 33 kv & < = 66 kv ; > 15 mva and < = 40 mva"},{"$f":"IFERROR(repcalc('Cost scenario - input'!$CY39:$GK39,'Cost scenario - input'!$J39,'Cost scenario - input'!$H39,'Cost scenario - input'!$I39,20,TRUE,TRUE),\"\")","v":741.50606425032436},816.64649279840467,886.536999727497,948.79227751032818,1001.2327900294301,1042.0264440706603,1069.8102348752986,1083.7804046865808,1083.7426100134546,1070.1175501920554,1043.9019590636876,1006.5892409906018,960.05781343324486,906.4379821260917,847.96966355054303,786.86340539372213,725.17603109719437,664.71007690310432,606.94331456516363,552.99141414536166,{"$f":"IFERROR(IF(OR(D54=\"\",'Cost scenario - input'!$G39=\"\"),\"\",D54/'Cost scenario - input'!$G39),\"\")","v":1.0206847466805848},{"$f":"IFERROR(IF(OR(E54=\"\",'Cost scenario - input'!$G39=\"\"),\"\",E54/'Cost scenario - input'!$G39),\"\")","v":1.1241157137025573},{"$f":"IFERROR(IF(OR(F54=\"\",'Cost scenario - input'!$G39=\"\"),\"\",F54/'Cost scenario - input'!$G39),\"\")","v":1.220320151939243},{"$f":"IFERROR(IF(OR(G54=\"\",'Cost scenario - input'!$G39=\"\"),\"\",G54/'Cost scenario - input'!$G39),\"\")","v":1.3060146802740067},{"$f":"IFERROR(IF(OR(H54=\"\",'Cost scenario - input'!$G39=\"\"),\"\",H54/'Cost scenario - input'!$G39),\"\")","v":1.3781991623934815},{"$f":"IFERROR(IF(OR(I54=\"\",'Cost scenario - input'!$G39=\"\"),\"\",I54/'Cost scenario - input'!$G39),\"\")","v":1.4343517179135021},{"$f":"IFERROR(IF(OR(J54=\"\",'Cost scenario - input'!$G39=\"\"),\"\",J54/'Cost scenario - input'!$G39),\"\")","v":1.4725961677521284},{"$f":"IFERROR(IF(OR(K54=\"\",'Cost scenario - input'!$G39=\"\"),\"\",K54/'Cost scenario - input'!$G39),\"\")","v":1.491826137569475},{"$f":"IFERROR(IF(OR(L54=\"\",'Cost scenario - input'!$G39=\"\"),\"\",L54/'Cost scenario - input'!$G39),\"\")","v":1.4917741131178548},{"$f":"IFERROR(IF(OR(M54=\"\",'Cost scenario - input'!$G39=\"\"),\"\",M54/'Cost scenario - input'!$G39),\"\")","v":1.4730191879691674},{"$f":"IFERROR(IF(OR(N54=\"\",'Cost scenario - input'!$G39=\"\"),\"\",N54/'Cost scenario - input'!$G39),\"\")","v":1.4369333684728798},{"$f":"IFERROR(IF(OR(O54=\"\",'Cost scenario - input'!$G39=\"\"),\"\",O54/'Cost scenario - input'!$G39),\"\")","v":1.385572329055224},{"$f":"IFERROR(IF(OR(P54=\"\",'Cost scenario - input'!$G39=\"\"),\"\",P54/'Cost scenario - input'!$G39),\"\")","v":1.3215217155284364},{"$f":"IFERROR(IF(OR(Q54=\"\",'Cost scenario - input'!$G39=\"\"),\"\",Q54/'Cost scenario - input'!$G39),\"\")","v":1.2477138984741967},{"$f":"IFERROR(IF(OR(R54=\"\",'Cost scenario - input'!$G39=\"\"),\"\",R54/'Cost scenario - input'!$G39),\"\")","v":1.1672321279111213},{"$f":"IFERROR(IF(OR(S54=\"\",'Cost scenario - input'!$G39=\"\"),\"\",S54/'Cost scenario - input'!$G39),\"\")","v":1.0831192276471828},{"$f":"IFERROR(IF(OR(T54=\"\",'Cost scenario - input'!$G39=\"\"),\"\",T54/'Cost scenario - input'!$G39),\"\")","v":0.99820641972443303},{"$f":"IFERROR(IF(OR(U54=\"\",'Cost scenario - input'!$G39=\"\"),\"\",U54/'Cost scenario - input'!$G39),\"\")","v":0.91497489928934228},{"$f":"IFERROR(IF(OR(V54=\"\",'Cost scenario - input'!$G39=\"\"),\"\",V54/'Cost scenario - input'!$G39),\"\")","v":0.83545882244771885},{"$f":"IFERROR(IF(OR(W54=\"\",'Cost scenario - input'!$G39=\"\"),\"\",W54/'Cost scenario - input'!$G39),\"\")","v":0.76119391152133775}]
[{"$f":"IFERROR('Cost scenario - input'!A40,\"\")","v":""},{"$f":"IFERROR('Cost scenario - input'!B40,\"\")","v":"TRANSFORMERS"},{"$f":"IFERROR('Cost scenario - input'!C40,\"\")","v":"ground outdoor / indoor chamber mounted ; > 33 kv & < = 66 kv ; > 40 mva"},{"$f":"IFERROR(repcalc('Cost scenario - input'!$CY40:$GK40,'Cost scenario - input'!$J40,'Cost scenario - input'!$H40,'Cost scenario - input'!$I40,20,TRUE,TRUE),\"\")","v":""},"","","","","","","","","","","","","","","","","","","",{"$f":"IFERROR(IF(OR(D55=\"\",'Cost scenario - input'!$G40=\"\"),\"\",D55/'Cost scenario - input'!$G40),\"\")","v":""},{"$f":"IFERROR(IF(OR(E55=\"\",'Cost scenario - input'!$G40=\"\"),\"\",E55/'Cost scenario - input'!$G40),\"\")","v":""},{"$f":"IFERROR(IF(OR(F55=\"\",'Cost scenario - input'!$G40=\"\"),\"\",F55/'Cost scenario - input'!$G40),\"\")","v":""},{"$f":"IFERROR(IF(OR(G55=\"\",'Cost scenario - input'!$G40=\"\"),\"\",G55/'Cost scenario - input'!$G40),\"\")","v":""},{"$f":"IFERROR(IF(OR(H55=\"\",'Cost scenario - input'!$G40=\"\"),\"\",H55/'Cost scenario - input'!$G40),\"\")","v":""},{"$f":"IFERROR(IF(OR(I55=\"\",'Cost scenario - input'!$G40=\"\"),\"\",I55/'Cost scenario - input'!$G40),\"\")","v":""},{"$f":"IFERROR(IF(OR(J55=\"\",'Cost scenario - input'!$G40=\"\"),\"\",J55/'Cost scenario - input'!$G40),\"\")","v":""},{"$f":"IFERROR(IF(OR(K55=\"\",'Cost scenario - input'!$G40=\"\"),\"\",K55/'Cost scenario - input'!$G40),\"\")","v":""},{"$f":"IFERROR(IF(OR(L55=\"\",'Cost scenario - input'!$G40=\"\"),\"\",L55/'Cost scenario - input'!$G40),\"\")","v":""},{"$f":"IFERROR(IF(OR(M55=\"\",'Cost scenario - input'!$G40=\"\"),\"\",M55/'Cost scenario - input'!$G40),\"\")","v":""},{"$f":"IFERROR(IF(OR(N55=\"\",'Cost scenario - input'!$G40=\"\"),\"\",N55/'Cost scenario - input'!$G40),\"\")","v":""},{"$f":"IFERROR(IF(OR(O55=\"\",'Cost scenario - input'!$G40=\"\"),\"\",O55/'Cost scenario - input'!$G40),\"\")","v":""},{"$f":"IFERROR(IF(OR(P55=\"\",'Cost scenario - input'!$G40=\"\"),\"\",P55/'Cost scenario - input'!$G40),\"\")","v":""},{"$f":"IFERROR(IF(OR(Q55=\"\",'Cost scenario - input'!$G40=\"\"),\"\",Q55/'Cost scenario - input'!$G40),\"\")","v":""},{"$f":"IFERROR(IF(OR(R55=\"\",'Cost scenario - input'!$G40=\"\"),\"\",R55/'Cost scenario - input'!$G40),\"\")","v":""},{"$f":"IFERROR(IF(OR(S55=\"\",'Cost scenario - input'!$G40=\"\"),\"\",S55/'Cost scenario - input'!$G40),\"\")","v":""},{"$f":"IFERROR(IF(OR(T55=\"\",'Cost scenario - input'!$G40=\"\"),\"\",T55/'Cost scenario - input'!$G40),\"\")","v":""},{"$f":"IFERROR(IF(OR(U55=\"\",'Cost scenario - input'!$G40=\"\"),\"\",U55/'Cost scenario - input'!$G40),\"\")","v":""},{"$f":"IFERROR(IF(OR(V55=\"\",'Cost scenario - input'!$G40=\"\"),\"\",V55/'Cost scenario - input'!$G40),\"\")","v":""},{"$f":"IFERROR(IF(OR(W55=\"\",'Cost scenario - input'!$G40=\"\"),\"\",W55/'Cost scenario - input'!$G40),\"\")","v":""}]
[{"$f":"IFERROR('Cost scenario - input'!A41,\"\")","v":5},{"$f":"IFERROR('Cost scenario - input'!B41,\"\")","v":"TRANSFORMERS"},{"$f":"IFERROR('Cost scenario - input'!C41,\"\")","v":"kiosk mounted ; < = 22 kv ; < = 60 kva ; single phase"},{"$f":"IFERROR(repcalc('Cost scenario - input'!$CY41:$GK41,'Cost scenario - input'!$J41,'Cost scenario - input'!$H41,'Cost scenario - input'!$I41,20,TRUE,TRUE),\"\")","v":4.6935087605426489},5.3403943811210253,5.8834943786030278,6.281607982182722,6.5062808957848688,6.54545558848422,6.4042812733455321,6.1030978496789841,5.6733068959724751,5.1522790012869812,4.5785001637816416,3.9878590214675702,3.4114733981249241,2.8749500436098985,2.3986296535386851,1.9982609400464983,1.6856431184923419,1.468982288867795,1.3529203916311743,1.3383449123952718,{"$f":"IFERROR(IF(OR(D56=\"\",'Cost scenario - input'!$G41=\"\"),\"\",D56/'Cost scenario - input'!$G41),\"\")","v":0.39906674129123088},{"$f":"IFERROR(IF(OR(E56=\"\",'Cost scenario - input'!$G41=\"\"),\"\",E56/'Cost scenario - input'!$G41),\"\")","v":0.45406835091058134},{"$f":"IFERROR(IF(OR(F56=\"\",'Cost scenario - input'!$G41=\"\"),\"\",F56/'Cost scenario - input'!$G41),\"\")","v":0.50024556229930794},{"$f":"IFERROR(IF(OR(G56=\"\",'Cost scenario - input'!$G41=\"\"),\"\",G56/'Cost scenario - input'!$G41),\"\")","v":0.53409526974629884},{"$f":"IFERROR(IF(OR(H56=\"\",'Cost scenario - input'!$G41=\"\"),\"\",H56/'Cost scenario - input'!$G41),\"\")","v":0.55319813970179221},{"$f":"IFERROR(IF(OR(I56=\"\",'Cost scenario - input'!$G41=\"\"),\"\",I56/'Cost scenario - input'!$G41),\"\")","v":0.55652897762161069},{"$f":"IFERROR(IF(OR(J56=\"\",'Cost scenario - input'!$G41=\"\"),\"\",J56/'Cost scenario - input'!$G41),\"\")","v":0.54452559661803412},{"$f":"IFERROR(IF(OR(K56=\"\",'Cost scenario - input'!$G41=\"\"),\"\",K56/'Cost scenario - input'!$G41),\"\")","v":0.51891740165225997},{"$f":"IFERROR(IF(OR(L56=\"\",'Cost scenario - input'!$G41=\"\"),\"\",L56/'Cost scenario - input'!$G41),\"\")","v":0.48237431968893218},{"$f":"IFERROR(IF(OR(M56=\"\",'Cost scenario - input'!$G41=\"\"),\"\",M56/'Cost scenario - input'!$G41),\"\")","v":0.43807379429054538},{"$f":"IFERROR(IF(OR(N56=\"\",'Cost scenario - input'!$G41=\"\"),\"\",N56/'Cost scenario - input'!$G41),\"\")","v":0.38928810695358324},{"$f":"IFERROR(IF(OR(O56=\"\",'Cost scenario - input'!$G41=\"\"),\"\",O56/'Cost scenario - input'!$G41),\"\")","v":0.33906869798660066},{"$f":"IFERROR(IF(OR(P56=\"\",'Cost scenario - input'!$G41=\"\"),\"\",P56/'Cost scenario - input'!$G41),\"\")","v":0.2900613680401512},{"$f":"IFERROR(IF(OR(Q56=\"\",'Cost scenario - input'!$G41=\"\"),\"\",Q56/'Cost scenario - input'!$G41),\"\")","v":0.24444333734360332},{"$f":"IFERROR(IF(OR(R56=\"\",'Cost scenario - input'!$G41=\"\"),\"\",R56/'Cost scenario - input'!$G41),\"\")","v":0.20394407856426949},{"$f":"IFERROR(IF(OR(S56=\"\",'Cost scenario - input'!$G41=\"\"),\"\",S56/'Cost scenario - input'!$G41),\"\")","v":0.16990262984013482},{"$f":"IFERROR(IF(OR(T56=\"\",'Cost scenario - input'!$G41=\"\"),\"\",T56/'Cost scenario - input'!$G41),\"\")","v":0.14332222237057321},{"$f":"IFERROR(IF(OR(U56=\"\",'Cost scenario - input'!$G41=\"\"),\"\",U56/'Cost scenario - input'!$G41),\"\")","v":0.12490058183362746},{"$f":"IFERROR(IF(OR(V56=\"\",'Cost scenario - input'!$G41=\"\"),\"\",V56/'Cost scenario - input'!$G41),\"\")","v":0.11503239036295873},{"$f":"IFERROR(IF(OR(W56=\"\",'Cost scenario - input'!$G41=\"\"),\"\",W56/'Cost scenario - input'!$G41),\"\")","v":0.11379310664193354}]
[{"$f":"IFERROR('Cost scenario - input'!A42,\"\")","v":5},{"$f":"IFERROR('Cost scenario - input'!B42,\"\")","v":"TRANSFORMERS"},{"$f":"IFERROR('Cost scenario - input'!C42,\"\")","v":"kiosk mounted ; < = 22 kv ; > 60 kva and < = 600 kva ; multiple phase"},{"$f":"IFERROR(repcalc('Cost scenario - input'!$CY42:$GK42,'Cost scenario - input'!$J42,'Cost scenario - input'!$H42,'Cost scenario - input'!$I42,20,TRUE,TRUE),\"\")","v":220.30309859012056},222.77345519955085,231.07635167276811,244.44946127250708,262.13437522451846,283.42774434999865,307.70997955773845,334.45405206970804,363.2183618778995,393.62850033539615,425.35319886292126,458.07988418935525,491.49497501270872,525.27321153581443,559.07879771131604,592.57897941562908,625.46809661311568,657.49753899648385,688.5049251668288,718.43473700365189,{"$f":"IFERROR(IF(OR(D57=\"\",'Cost scenario - input'!$G42=\"\"),\"\",D57/'Cost scenario - input'!$G42),\"\")","v":9.2885467426545301},{"$f":"IFERROR(IF(OR(E57=\"\",'Cost scenario - input'!$G42=\"\"),\"\",E57/'Cost scenario - input'!$G42),\"\")","v":9.3927033477343809},{"$f":"IFERROR(IF(OR(F57=\"\",'Cost scenario - input'!$G42=\"\"),\"\",F57/'Cost scenario - input'!$G42),\"\")","v":9.7427748741198865},{"$f":"IFERROR(IF(OR(G57=\"\",'Cost scenario - input'!$G42=\"\"),\"\",G57/'Cost scenario - input'!$G42),\"\")","v":10.306619660719669},{"$f":"IFERROR(IF(OR(H57=\"\",'Cost scenario - input'!$G42=\"\"),\"\",H57/'Cost scenario - input'!$G42),\"\")","v":11.052261237866544},{"$f":"IFERROR(IF(OR(I57=\"\",'Cost scenario - input'!$G42=\"\"),\"\",I57/'Cost scenario - input'!$G42),\"\")","v":11.950044590422118},{"$f":"IFERROR(IF(OR(J57=\"\",'Cost scenario - input'!$G42=\"\"),\"\",J57/'Cost scenario - input'!$G42),\"\")","v":12.973846244537105},{"$f":"IFERROR(IF(OR(K57=\"\",'Cost scenario - input'!$G42=\"\"),\"\",K57/'Cost scenario - input'!$G42),\"\")","v":14.101445307855554},{"$f":"IFERROR(IF(OR(L57=\"\",'Cost scenario - input'!$G42=\"\"),\"\",L57/'Cost scenario - input'!$G42),\"\")","v":15.314222785264871},{"$f":"IFERROR(IF(OR(M57=\"\",'Cost scenario - input'!$G42=\"\"),\"\",M57/'Cost scenario - input'!$G42),\"\")","v":16.596392642705638},{"$f":"IFERROR(IF(OR(N57=\"\",'Cost scenario - input'!$G42=\"\"),\"\",N57/'Cost scenario - input'!$G42),\"\")","v":17.933987742617479},{"$f":"IFERROR(IF(OR(O57=\"\",'Cost scenario - input'!$G42=\"\"),\"\",O57/'Cost scenario - input'!$G42),\"\")","v":19.313829189842405},{"$f":"IFERROR(IF(OR(P57=\"\",'Cost scenario - input'!$G42=\"\"),\"\",P57/'Cost scenario - input'!$G42),\"\")","v":20.72269558804151},{"$f":"IFERROR(IF(OR(Q57=\"\",'Cost scenario - input'!$G42=\"\"),\"\",Q57/'Cost scenario - input'!$G42),\"\")","v":22.146873145403283},{"$f":"IFERROR(IF(OR(R57=\"\",'Cost scenario - input'!$G42=\"\"),\"\",R57/'Cost scenario - input'!$G42),\"\")","v":23.572203834637918},{"$f":"IFERROR(IF(OR(S57=\"\",'Cost scenario - input'!$G42=\"\"),\"\",S57/'Cost scenario - input'!$G42),\"\")","v":24.984657883806186},{"$f":"IFERROR(IF(OR(T57=\"\",'Cost scenario - input'!$G42=\"\"),\"\",T57/'Cost scenario - input'!$G42),\"\")","v":26.371347877585496},{"$f":"IFERROR(IF(OR(U57=\"\",'Cost scenario - input'!$G42=\"\"),\"\",U57/'Cost scenario - input'!$G42),\"\")","v":27.721791764317178},{"$f":"IFERROR(IF(OR(V57=\"\",'Cost scenario - input'!$G42=\"\"),\"\",V57/'Cost scenario - input'!$G42),\"\")","v":29.029143125482758},{"$f":"IFERROR(IF(OR(W57=\"\",'Cost scenario - input'!$G42=\"\"),\"\",W57/'Cost scenario - input'!$G42),\"\")","v":30.291061173954787}]
[{"$f":"IFERROR('Cost scenario - input'!A43,\"\")","v":5},{"$f":"IFERROR('Cost scenario - input'!B43,\"\")","v":"TRANSFORMERS"},{"$f":"IFERROR('Cost scenario - input'!C43,\"\")","v":"kiosk mounted ; < = 22 kv ; > 600 kva ; multiple phase"},{"$f":"IFERROR(repcalc('Cost scenario - input'!$CY43:$GK43,'Cost scenario - input'!$J43,'Cost scenario - input'!$H43,'Cost scenario - input'!$I43,20,TRUE,TRUE),\"\")","v":12.582127767555875},13.287984809437459,14.088485527976157,15.029359582022913,16.161265019004972,17.540369079430103,19.229506822795734,21.299663047138193,23.831411611980158,26.915904109108027,30.655032420978397,35.160487069978032,40.551573649137751,46.951805355893441,54.484433107702053,63.267183108119276,73.406529998799527,84.991835827937209,98.089634200758667,112.73824738919681,{"$f":"IFERROR(IF(OR(D58=\"\",'Cost scenario - input'!$G43=\"\"),\"\",D58/'Cost scenario - input'!$G43),\"\")","v":0.58734025314095772},{"$f":"IFERROR(IF(OR(E58=\"\",'Cost scenario - input'!$G43=\"\"),\"\",E58/'Cost scenario - input'!$G43),\"\")","v":0.62029002612999729},{"$f":"IFERROR(IF(OR(F58=\"\",'Cost scenario - input'!$G43=\"\"),\"\",F58/'Cost scenario - input'!$G43),\"\")","v":0.65765781505663679},{"$f":"IFERROR(IF(OR(G58=\"\",'Cost scenario - input'!$G43=\"\"),\"\",G58/'Cost scenario - input'!$G43),\"\")","v":0.7015783041254684},{"$f":"IFERROR(IF(OR(H58=\"\",'Cost scenario - input'!$G43=\"\"),\"\",H58/'Cost scenario - input'!$G43),\"\")","v":0.75441623727720042},{"$f":"IFERROR(IF(OR(I58=\"\",'Cost scenario - input'!$G43=\"\"),\"\",I58/'Cost scenario - input'!$G43),\"\")","v":0.81879353044429759},{"$f":"IFERROR(IF(OR(J58=\"\",'Cost scenario - input'!$G43=\"\"),\"\",J58/'Cost scenario - input'!$G43),\"\")","v":0.89764335680963858},{"$f":"IFERROR(IF(OR(K58=\"\",'Cost scenario - input'!$G43=\"\"),\"\",K58/'Cost scenario - input'!$G43),\"\")","v":0.99427932358005222},{"$f":"IFERROR(IF(OR(L58=\"\",'Cost scenario - input'!$G43=\"\"),\"\",L58/'Cost scenario - input'!$G43),\"\")","v":1.1124626603283796},{"$f":"IFERROR(IF(OR(M58=\"\",'Cost scenario - input'!$G43=\"\"),\"\",M58/'Cost scenario - input'!$G43),\"\")","v":1.2564483706583889},{"$f":"IFERROR(IF(OR(N58=\"\",'Cost scenario - input'!$G43=\"\"),\"\",N58/'Cost scenario - input'!$G43),\"\")","v":1.4309928205155433},{"$f":"IFERROR(IF(OR(O58=\"\",'Cost scenario - input'!$G43=\"\"),\"\",O58/'Cost scenario - input'!$G43),\"\")","v":1.6413097814418263},{"$f":"IFERROR(IF(OR(P58=\"\",'Cost scenario - input'!$G43=\"\"),\"\",P58/'Cost scenario - input'!$G43),\"\")","v":1.8929685004283983},{"$f":"IFERROR(IF(OR(Q58=\"\",'Cost scenario - input'!$G43=\"\"),\"\",Q58/'Cost scenario - input'!$G43),\"\")","v":2.1917346376234024},{"$f":"IFERROR(IF(OR(R58=\"\",'Cost scenario - input'!$G43=\"\"),\"\",R58/'Cost scenario - input'!$G43),\"\")","v":2.5433616098094665},{"$f":"IFERROR(IF(OR(S58=\"\",'Cost scenario - input'!$G43=\"\"),\"\",S58/'Cost scenario - input'!$G43),\"\")","v":2.9533449372574956},{"$f":"IFERROR(IF(OR(T58=\"\",'Cost scenario - input'!$G43=\"\"),\"\",T58/'Cost scenario - input'!$G43),\"\")","v":3.4266549114903313},{"$f":"IFERROR(IF(OR(U58=\"\",'Cost scenario - input'!$G43=\"\"),\"\",U58/'Cost scenario - input'!$G43),\"\")","v":3.9674629992882622},{"$f":"IFERROR(IF(OR(V58=\"\",'Cost scenario - input'!$G43=\"\"),\"\",V58/'Cost scenario - input'!$G43),\"\")","v":4.5788750238679921},{"$f":"IFERROR(IF(OR(W58=\"\",'Cost scenario - input'!$G43=\"\"),\"\",W58/'Cost scenario - input'!$G43),\"\")","v":5.2626798887690374}]
[{"$f":"IFERROR('Cost scenario - input'!A44,\"\")","v":5},{"$f":"IFERROR('Cost scenario - input'!B44,\"\")","v":"TRANSFORMERS"},{"$f":"IFERROR('Cost scenario - input'!C44,\"\")","v":"pole mounted ; < = 22 kv ; < = 60 kva ; multiple phase"},{"$f":"IFERROR(repcalc('Cost scenario - input'!$CY44:$GK44,'Cost scenario - input'!$J44,'Cost scenario - input'!$H44,'Cost scenario - input'!$I44,20,TRUE,TRUE),\"\")","v":56.57062326886377},54.740076260611566,53.409774706797577,52.594133618156995,52.285434734406479,52.455155782132117,53.055906428295209,54.024257047937361,55.284585645022347,56.753833890607439,58.34682199048526,59.981587874969378,61.58413545340602,63.092019563047593,64.456353748557774,65.642069155954374,66.626531128867541,67.396881900392231,67.946675300348559,68.272467884302131,{"$f":"IFERROR(IF(OR(D59=\"\",'Cost scenario - input'!$G44=\"\"),\"\",D59/'Cost scenario - input'!$G44),\"\")","v":4.2655155561477835},{"$f":"IFERROR(IF(OR(E59=\"\",'Cost scenario - input'!$G44=\"\"),\"\",E59/'Cost scenario - input'!$G44),\"\")","v":4.1274893812751943},{"$f":"IFERROR(IF(OR(F59=\"\",'Cost scenario - input'!$G44=\"\"),\"\",F59/'Cost scenario - input'!$G44),\"\")","v":4.0271825144904279},{"$f":"IFERROR(IF(OR(G59=\"\",'Cost scenario - input'!$G44=\"\"),\"\",G59/'Cost scenario - input'!$G44),\"\")","v":3.9656818706793384},{"$f":"IFERROR(IF(OR(H59=\"\",'Cost scenario - input'!$G44=\"\"),\"\",H59/'Cost scenario - input'!$G44),\"\")","v":3.9424054806607045},{"$f":"IFERROR(IF(OR(I59=\"\",'Cost scenario - input'!$G44=\"\"),\"\",I59/'Cost scenario - input'!$G44),\"\")","v":3.9552027193589367},{"$f":"IFERROR(IF(OR(J59=\"\",'Cost scenario - input'!$G44=\"\"),\"\",J59/'Cost scenario - input'!$G44),\"\")","v":4.0005002797976053},{"$f":"IFERROR(IF(OR(K59=\"\",'Cost scenario - input'!$G44=\"\"),\"\",K59/'Cost scenario - input'!$G44),\"\")","v":4.073515466712867},{"$f":"IFERROR(IF(OR(L59=\"\",'Cost scenario - input'!$G44=\"\"),\"\",L59/'Cost scenario - input'!$G44),\"\")","v":4.1685462605433248},{"$f":"IFERROR(IF(OR(M59=\"\",'Cost scenario - input'!$G44=\"\"),\"\",M59/'Cost scenario - input'!$G44),\"\")","v":4.2793299303219019},{"$f":"IFERROR(IF(OR(N59=\"\",'Cost scenario - input'!$G44=\"\"),\"\",N59/'Cost scenario - input'!$G44),\"\")","v":4.3994437832043927},{"$f":"IFERROR(IF(OR(O59=\"\",'Cost scenario - input'!$G44=\"\"),\"\",O59/'Cost scenario - input'!$G44),\"\")","v":4.5227077479266038},{"$f":"IFERROR(IF(OR(P59=\"\",'Cost scenario - input'!$G44=\"\"),\"\",P59/'Cost scenario - input'!$G44),\"\")","v":4.6435424007958215},{"$f":"IFERROR(IF(OR(Q59=\"\",'Cost scenario - input'!$G44=\"\"),\"\",Q59/'Cost scenario - input'!$G44),\"\")","v":4.757239276574885},{"$f":"IFERROR(IF(OR(R59=\"\",'Cost scenario - input'!$G44=\"\"),\"\",R59/'Cost scenario - input'!$G44),\"\")","v":4.8601122582710392},{"$f":"IFERROR(IF(OR(S59=\"\",'Cost scenario - input'!$G44=\"\"),\"\",S59/'Cost scenario - input'!$G44),\"\")","v":4.9495170981536862},{"$f":"IFERROR(IF(OR(T59=\"\",'Cost scenario - input'!$G44=\"\"),\"\",T59/'Cost scenario - input'!$G44),\"\")","v":5.0237471068976118},{"$f":"IFERROR(IF(OR(U59=\"\",'Cost scenario - input'!$G44=\"\"),\"\",U59/'Cost scenario - input'!$G44),\"\")","v":5.0818327882946832},{"$f":"IFERROR(IF(OR(V59=\"\",'Cost scenario - input'!$G44=\"\"),\"\",V59/'Cost scenario - input'!$G44),\"\")","v":5.1232880907939204},{"$f":"IFERROR(IF(OR(W59=\"\",'Cost scenario - input'!$G44=\"\"),\"\",W59/'Cost scenario - input'!$G44),\"\")","v":5.1478533731724934}]
[{"$f":"IFERROR('Cost scenario - input'!A45,\"\")","v":5},{"$f":"IFERROR('Cost scenario - input'!B45,\"\")","v":"TRANSFORMERS"},{"$f":"IFERROR('Cost scenario - input'!C45,\"\")","v":"pole mounted ; < = 22 kv ; < = 60 kva ; single phase"},{"$f":"IFERROR(repcalc('Cost scenario - input'!$CY45:$GK45,'Cost scenario - input'!$J45,'Cost scenario - input'!$H45,'Cost scenario - input'!$I45,20,TRUE,TRUE),\"\")","v":38.443727128983269},42.931977335601772,47.816127797450321,53.122131211744197,58.869028937757825,65.064777165158532,71.701775322522522,78.752457933746911,86.165400288557336,93.862443957499011,101.73735212956225,109.65644302481343,117.46151646604382,124.97518945696206,132.00850895403659,138.37044260055998,143.87859702446943,148.37031613249391,151.71320160039858,153.81409639455438,{"$f":"IFERROR(IF(OR(D60=\"\",'Cost scenario - input'!$G45=\"\"),\"\",D60/'Cost scenario - input'!$G45),\"\")","v":6.5094472898202396},{"$f":"IFERROR(IF(OR(E60=\"\",'Cost scenario - input'!$G45=\"\"),\"\",E60/'Cost scenario - input'!$G45),\"\")","v":7.2694159589735889},{"$f":"IFERROR(IF(OR(F60=\"\",'Cost scenario - input'!$G45=\"\"),\"\",F60/'Cost scenario - input'!$G45),\"\")","v":8.0964200598060767},{"$f":"IFERROR(IF(OR(G60=\"\",'Cost scenario - input'!$G45=\"\"),\"\",G60/'Cost scenario - input'!$G45),\"\")","v":8.9948540079263832},{"$f":"IFERROR(IF(OR(H60=\"\",'Cost scenario - input'!$G45=\"\"),\"\",H60/'Cost scenario - input'!$G45),\"\")","v":9.9679419632633213},{"$f":"IFERROR(IF(OR(I60=\"\",'Cost scenario - input'!$G45=\"\"),\"\",I60/'Cost scenario - input'!$G45),\"\")","v":11.017031100014998},{"$f":"IFERROR(IF(OR(J60=\"\",'Cost scenario - input'!$G45=\"\"),\"\",J60/'Cost scenario - input'!$G45),\"\")","v":12.140834458701921},{"$f":"IFERROR(IF(OR(K60=\"\",'Cost scenario - input'!$G45=\"\"),\"\",K60/'Cost scenario - input'!$G45),\"\")","v":13.334684541474349},{"$f":"IFERROR(IF(OR(L60=\"\",'Cost scenario - input'!$G45=\"\"),\"\",L60/'Cost scenario - input'!$G45),\"\")","v":14.589873908499454},{"$f":"IFERROR(IF(OR(M60=\"\",'Cost scenario - input'!$G45=\"\"),\"\",M60/'Cost scenario - input'!$G45),\"\")","v":15.893168458539236},{"$f":"IFERROR(IF(OR(N60=\"\",'Cost scenario - input'!$G45=\"\"),\"\",N60/'Cost scenario - input'!$G45),\"\")","v":17.226579745281352},{"$f":"IFERROR(IF(OR(O60=\"\",'Cost scenario - input'!$G45=\"\"),\"\",O60/'Cost scenario - input'!$G45),\"\")","v":18.567472229326413},{"$f":"IFERROR(IF(OR(P60=\"\",'Cost scenario - input'!$G45=\"\"),\"\",P60/'Cost scenario - input'!$G45),\"\")","v":19.889058817130518},{"$f":"IFERROR(IF(OR(Q60=\"\",'Cost scenario - input'!$G45=\"\"),\"\",Q60/'Cost scenario - input'!$G45),\"\")","v":21.16130430267436},{"$f":"IFERROR(IF(OR(R60=\"\",'Cost scenario - input'!$G45=\"\"),\"\",R60/'Cost scenario - input'!$G45),\"\")","v":22.352214392766928},{"$f":"IFERROR(IF(OR(S60=\"\",'Cost scenario - input'!$G45=\"\"),\"\",S60/'Cost scenario - input'!$G45),\"\")","v":23.429442716504465},{"$f":"IFERROR(IF(OR(T60=\"\",'Cost scenario - input'!$G45=\"\"),\"\",T60/'Cost scenario - input'!$G45),\"\")","v":24.362105690787129},{"$f":"IFERROR(IF(OR(U60=\"\",'Cost scenario - input'!$G45=\"\"),\"\",U60/'Cost scenario - input'!$G45),\"\")","v":25.122661728349897},{"$f":"IFERROR(IF(OR(V60=\"\",'Cost scenario - input'!$G45=\"\"),\"\",V60/'Cost scenario - input'!$G45),\"\")","v":25.688692609700787},{"$f":"IFERROR(IF(OR(W60=\"\",'Cost scenario - input'!$G45=\"\"),\"\",W60/'Cost scenario - input'!$G45),\"\")","v":26.044424609309758}]
[{"$f":"IFERROR('Cost scenario - input'!A46,\"\")","v":5},{"$f":"IFERROR('Cost scenario - input'!B46,\"\")","v":"TRANSFORMERS"},{"$f":"IFERROR('Cost scenario - input'!C46,\"\")","v":"pole mounted ; < = 22 kv ; > 60 kva and < = 600 kva ; multiple phase"},{"$f":"IFERROR(repcalc('Cost scenario - input'!$CY46:$GK46,'Cost scenario - input'!$J46,'Cost scenario - input'!$H46,'Cost scenario - input'!$I46,20,TRUE,TRUE),\"\")","v":384.76190529454595},404.33848949733573,424.6637169384328,445.03254416795386,464.97273762639793,484.20139691357184,502.59221946146374,520.14791478257951,536.97358054100414,553.24857703769169,569.19621503567964,585.05217906426492,601.03386290615038,617.31356285542211,633.99867990203143,651.1217090136081,668.64189373546742,686.4591148768485,704.43903787361774,722.44697913250968,{"$f":"IFERROR(IF(OR(D61=\"\",'Cost scenario - input'!$G46=\"\"),\"\",D61/'Cost scenario - input'!$G46),\"\")","v":18.906901645210944},{"$f":"IFERROR(IF(OR(E61=\"\",'Cost scenario - input'!$G46=\"\"),\"\",E61/'Cost scenario - input'!$G46),\"\")","v":19.868879811391377},{"$f":"IFERROR(IF(OR(F61=\"\",'Cost scenario - input'!$G46=\"\"),\"\",F61/'Cost scenario - input'!$G46),\"\")","v":20.867645725733084},{"$f":"IFERROR(IF(OR(G61=\"\",'Cost scenario - input'!$G46=\"\"),\"\",G61/'Cost scenario - input'!$G46),\"\")","v":21.868554099866525},{"$f":"IFERROR(IF(OR(H61=\"\",'Cost scenario - input'!$G46=\"\"),\"\",H61/'Cost scenario - input'!$G46),\"\")","v":22.848399742892621},{"$f":"IFERROR(IF(OR(I61=\"\",'Cost scenario - input'!$G46=\"\"),\"\",I61/'Cost scenario - input'!$G46),\"\")","v":23.793281148533751},{"$f":"IFERROR(IF(OR(J61=\"\",'Cost scenario - input'!$G46=\"\"),\"\",J61/'Cost scenario - input'!$G46),\"\")","v":24.696991906544824},{"$f":"IFERROR(IF(OR(K61=\"\",'Cost scenario - input'!$G46=\"\"),\"\",K61/'Cost scenario - input'!$G46),\"\")","v":25.559665160269173},{"$f":"IFERROR(IF(OR(L61=\"\",'Cost scenario - input'!$G46=\"\"),\"\",L61/'Cost scenario - input'!$G46),\"\")","v":26.386465327417213},{"$f":"IFERROR(IF(OR(M61=\"\",'Cost scenario - input'!$G46=\"\"),\"\",M61/'Cost scenario - input'!$G46),\"\")","v":27.18620603408479},{"$f":"IFERROR(IF(OR(N61=\"\",'Cost scenario - input'!$G46=\"\"),\"\",N61/'Cost scenario - input'!$G46),\"\")","v":27.969860597991175},{"$f":"IFERROR(IF(OR(O61=\"\",'Cost scenario - input'!$G46=\"\"),\"\",O61/'Cost scenario - input'!$G46),\"\")","v":28.749010374133825},{"$f":"IFERROR(IF(OR(P61=\"\",'Cost scenario - input'!$G46=\"\"),\"\",P61/'Cost scenario - input'!$G46),\"\")","v":29.534337924406948},{"$f":"IFERROR(IF(OR(Q61=\"\",'Cost scenario - input'!$G46=\"\"),\"\",Q61/'Cost scenario - input'!$G46),\"\")","v":30.334309755087009},{"$f":"IFERROR(IF(OR(R61=\"\",'Cost scenario - input'!$G46=\"\"),\"\",R61/'Cost scenario - input'!$G46),\"\")","v":31.154203467531275},{"$f":"IFERROR(IF(OR(S61=\"\",'Cost scenario - input'!$G46=\"\"),\"\",S61/'Cost scenario - input'!$G46),\"\")","v":31.995615839249389},{"$f":"IFERROR(IF(OR(T61=\"\",'Cost scenario - input'!$G46=\"\"),\"\",T61/'Cost scenario - input'!$G46),\"\")","v":32.85654412966457},{"$f":"IFERROR(IF(OR(U61=\"\",'Cost scenario - input'!$G46=\"\"),\"\",U61/'Cost scenario - input'!$G46),\"\")","v":33.732068559384771},{"$f":"IFERROR(IF(OR(V61=\"\",'Cost scenario - input'!$G46=\"\"),\"\",V61/'Cost scenario - input'!$G46),\"\")","v":34.615588032104256},{"$f":"IFERROR(IF(OR(W61=\"\",'Cost scenario - input'!$G46=\"\"),\"\",W61/'Cost scenario - input'!$G46),\"\")","v":35.500484300496431}]
[{"$f":"IFERROR('Cost scenario - input'!A47,\"\")","v":5},{"$f":"IFERROR('Cost scenario - input'!B47,\"\")","v":"TRANSFORMERS"},{"$f":"IFERROR('Cost scenario - input'!C47,\"\")","v":"pole mounted ; < = 22 kv ; > 60 kva and < = 600 kva ; single phase"},{"$f":"IFERROR(repcalc('Cost scenario - input'!$CY47:$GK47,'Cost scenario - input'!$J47,'Cost scenario - input'!$H47,'Cost scenario - input'!$I47,20,TRUE,TRUE),\"\")","v":2.439341933855963},2.2550621870229639,2.0511570202968219,1.8418722709866473,1.6416159719004735,1.4641787881264172,1.322178665809794,1.2267627123722933,1.1875561072203653,1.212811708556939,1.309689587392332,1.4845846533135241,1.7434219523053973,2.0918505950121515,2.5352855212926815,3.0787685903636,3.7266446086840972,4.4820722080730278,5.3464124223643914,6.3185575154871731,{"$f":"IFERROR(IF(OR(D62=\"\",'Cost scenario - input'!$G47=\"\"),\"\",D62/'Cost scenario - input'!$G47),\"\")","v":0.15776492324106081},{"$f":"IFERROR(IF(OR(E62=\"\",'Cost scenario - input'!$G47=\"\"),\"\",E62/'Cost scenario - input'!$G47),\"\")","v":0.14584659407593487},{"$f":"IFERROR(IF(OR(F62=\"\",'Cost scenario - input'!$G47=\"\"),\"\",F62/'Cost scenario - input'!$G47),\"\")","v":0.13265898698792217},{"$f":"IFERROR(IF(OR(G62=\"\",'Cost scenario - input'!$G47=\"\"),\"\",G62/'Cost scenario - input'!$G47),\"\")","v":0.11912345432963189},{"$f":"IFERROR(IF(OR(H62=\"\",'Cost scenario - input'!$G47=\"\"),\"\",H62/'Cost scenario - input'!$G47),\"\")","v":0.10617183847972594},{"$f":"IFERROR(IF(OR(I62=\"\",'Cost scenario - input'!$G47=\"\"),\"\",I62/'Cost scenario - input'!$G47),\"\")","v":9.46960534371699E-2},{"$f":"IFERROR(IF(OR(J62=\"\",'Cost scenario - input'!$G47=\"\"),\"\",J62/'Cost scenario - input'!$G47),\"\")","v":8.551216737077881E-2},{"$f":"IFERROR(IF(OR(K62=\"\",'Cost scenario - input'!$G47=\"\"),\"\",K62/'Cost scenario - input'!$G47),\"\")","v":7.9341121663281527E-2},{"$f":"IFERROR(IF(OR(L62=\"\",'Cost scenario - input'!$G47=\"\"),\"\",L62/'Cost scenario - input'!$G47),\"\")","v":7.6805426701255869E-2},{"$f":"IFERROR(IF(OR(M62=\"\",'Cost scenario - input'!$G47=\"\"),\"\",M62/'Cost scenario - input'!$G47),\"\")","v":7.8438837725340146E-2},{"$f":"IFERROR(IF(OR(N62=\"\",'Cost scenario - input'!$G47=\"\"),\"\",N62/'Cost scenario - input'!$G47),\"\")","v":8.4704433747814389E-2},{"$f":"IFERROR(IF(OR(O62=\"\",'Cost scenario - input'!$G47=\"\"),\"\",O62/'Cost scenario - input'!$G47),\"\")","v":9.6015806814189267E-2},{"$f":"IFERROR(IF(OR(P62=\"\",'Cost scenario - input'!$G47=\"\"),\"\",P62/'Cost scenario - input'!$G47),\"\")","v":0.11275616044834592},{"$f":"IFERROR(IF(OR(Q62=\"\",'Cost scenario - input'!$G47=\"\"),\"\",Q62/'Cost scenario - input'!$G47),\"\")","v":0.13529085200129484},{"$f":"IFERROR(IF(OR(R62=\"\",'Cost scenario - input'!$G47=\"\"),\"\",R62/'Cost scenario - input'!$G47),\"\")","v":0.16397009378207594},{"$f":"IFERROR(IF(OR(S62=\"\",'Cost scenario - input'!$G47=\"\"),\"\",S62/'Cost scenario - input'!$G47),\"\")","v":0.19911996903521562},{"$f":"IFERROR(IF(OR(T62=\"\",'Cost scenario - input'!$G47=\"\"),\"\",T62/'Cost scenario - input'!$G47),\"\")","v":0.2410214789799435},{"$f":"IFERROR(IF(OR(U62=\"\",'Cost scenario - input'!$G47=\"\"),\"\",U62/'Cost scenario - input'!$G47),\"\")","v":0.2898789087554326},{"$f":"IFERROR(IF(OR(V62=\"\",'Cost scenario - input'!$G47=\"\"),\"\",V62/'Cost scenario - input'!$G47),\"\")","v":0.34578028349476048},{"$f":"IFERROR(IF(OR(W62=\"\",'Cost scenario - input'!$G47=\"\"),\"\",W62/'Cost scenario - input'!$G47),\"\")","v":0.40865396014789418}]
[{"$f":"IFERROR('Cost scenario - input'!A48,\"\")","v":5},{"$f":"IFERROR('Cost scenario - input'!B48,\"\")","v":"TRANSFORMERS"},{"$f":"IFERROR('Cost scenario - input'!C48,\"\")","v":"pole mounted ; < = 22 kv ; > 600 kva ; multiple phase"},{"$f":"IFERROR(repcalc('Cost scenario - input'!$CY48:$GK48,'Cost scenario - input'!$J48,'Cost scenario - input'!$H48,'Cost scenario - input'!$I48,20,TRUE,TRUE),\"\")","v":1.7598393463172797},1.7920293269208725,1.7922760198807728,1.7605662316614916,1.6985859725364192,1.6095719333142977,1.4980314788715319,1.3693648679790962,1.2294337229587768,1.0841235374043203,0.9389450450287532,0.79871054256970042,0.66730861020608767,0.54758641270204944,0.44133519800184301,0.34936362571306701,0.27163635123036645,0.20745226136395148,0.15563757236848297,0.11473278965681331,{"$f":"IFERROR(IF(OR(D63=\"\",'Cost scenario - input'!$G48=\"\"),\"\",D63/'Cost scenario - input'!$G48),\"\")","v":8.6477140731283236E-2},{"$f":"IFERROR(IF(OR(E63=\"\",'Cost scenario - input'!$G48=\"\"),\"\",E63/'Cost scenario - input'!$G48),\"\")","v":8.8058931414972327E-2},{"$f":"IFERROR(IF(OR(F63=\"\",'Cost scenario - input'!$G48=\"\"),\"\",F63/'Cost scenario - input'!$G48),\"\")","v":8.8071053715712652E-2},{"$f":"IFERROR(IF(OR(G63=\"\",'Cost scenario - input'!$G48=\"\"),\"\",G63/'Cost scenario - input'!$G48),\"\")","v":8.6512859313401816E-2},{"$f":"IFERROR(IF(OR(H63=\"\",'Cost scenario - input'!$G48=\"\"),\"\",H63/'Cost scenario - input'!$G48),\"\")","v":8.3467197445381516E-2},{"$f":"IFERROR(IF(OR(I63=\"\",'Cost scenario - input'!$G48=\"\"),\"\",I63/'Cost scenario - input'!$G48),\"\")","v":7.9093116587955592E-2},{"$f":"IFERROR(IF(OR(J63=\"\",'Cost scenario - input'!$G48=\"\"),\"\",J63/'Cost scenario - input'!$G48),\"\")","v":7.3612105155711302E-2},{"$f":"IFERROR(IF(OR(K63=\"\",'Cost scenario - input'!$G48=\"\"),\"\",K63/'Cost scenario - input'!$G48),\"\")","v":6.7289527676780217E-2},{"$f":"IFERROR(IF(OR(L63=\"\",'Cost scenario - input'!$G48=\"\"),\"\",L63/'Cost scenario - input'!$G48),\"\")","v":6.041341972639569E-2},{"$f":"IFERROR(IF(OR(M63=\"\",'Cost scenario - input'!$G48=\"\"),\"\",M63/'Cost scenario - input'!$G48),\"\")","v":5.3272989895583107E-2},{"$f":"IFERROR(IF(OR(N63=\"\",'Cost scenario - input'!$G48=\"\"),\"\",N63/'Cost scenario - input'!$G48),\"\")","v":4.6139031365453741E-2},{"$f":"IFERROR(IF(OR(O63=\"\",'Cost scenario - input'!$G48=\"\"),\"\",O63/'Cost scenario - input'!$G48),\"\")","v":3.9248016665782051E-2},{"$f":"IFERROR(IF(OR(P63=\"\",'Cost scenario - input'!$G48=\"\"),\"\",P63/'Cost scenario - input'!$G48),\"\")","v":3.2791027610985665E-2},{"$f":"IFERROR(IF(OR(Q63=\"\",'Cost scenario - input'!$G48=\"\"),\"\",Q63/'Cost scenario - input'!$G48),\"\")","v":2.6907971669611893E-2},{"$f":"IFERROR(IF(OR(R63=\"\",'Cost scenario - input'!$G48=\"\"),\"\",R63/'Cost scenario - input'!$G48),\"\")","v":2.1686869376537583E-2},{"$f":"IFERROR(IF(OR(S63=\"\",'Cost scenario - input'!$G48=\"\"),\"\",S63/'Cost scenario - input'!$G48),\"\")","v":1.7167457637768588E-2},{"$f":"IFERROR(IF(OR(T63=\"\",'Cost scenario - input'!$G48=\"\"),\"\",T63/'Cost scenario - input'!$G48),\"\")","v":1.3347999646807326E-2},{"$f":"IFERROR(IF(OR(U63=\"\",'Cost scenario - input'!$G48=\"\"),\"\",U63/'Cost scenario - input'!$G48),\"\")","v":1.0194043245217351E-2},{"$f":"IFERROR(IF(OR(V63=\"\",'Cost scenario - input'!$G48=\"\"),\"\",V63/'Cost scenario - input'!$G48),\"\")","v":7.6479096100162177E-3},{"$f":"IFERROR(IF(OR(W63=\"\",'Cost scenario - input'!$G48=\"\"),\"\",W63/'Cost scenario - input'!$G48),\"\")","v":5.6378803090223542E-3}]
[{"$f":"IFERROR('Cost scenario - input'!A49,\"\")","v":6},{"$f":"IFERROR('Cost scenario - input'!B49,\"\")","v":"UNDERGROUND CABLES"},{"$f":"IFERROR('Cost scenario - input'!C49,\"\")","v":"˂ = 1 kv"},{"$f":"IFERROR(repcalc('Cost scenario - input'!$CY49:$GK49,'Cost scenario - input'!$J49,'Cost scenario - input'!$H49,'Cost scenario - input'!$I49,20,TRUE,TRUE),\"\")","v":59.700914849991058},59.216459345124292,59.322680301188711,60.071406938753185,61.529746633090305,63.788964600842412,66.972747386731001,71.244330876646174,76.812056365247159,83.933020106103172,92.91460001031605,104.11377744690793,117.93432354764272,134.82208869711349,155.25881892244445,179.75511659475285,208.84335138184701,243.07148951816595,282.99891739635632,329.19535743837014,{"$f":"IFERROR(IF(OR(D64=\"\",'Cost scenario - input'!$G49=\"\"),\"\",D64/'Cost scenario - input'!$G49),\"\")","v":0.18474421761474938},{"$f":"IFERROR(IF(OR(E64=\"\",'Cost scenario - input'!$G49=\"\"),\"\",E64/'Cost scenario - input'!$G49),\"\")","v":0.18324507219226038},{"$f":"IFERROR(IF(OR(F64=\"\",'Cost scenario - input'!$G49=\"\"),\"\",F64/'Cost scenario - input'!$G49),\"\")","v":0.18357377247217602},{"$f":"IFERROR(IF(OR(G64=\"\",'Cost scenario - input'!$G49=\"\"),\"\",G64/'Cost scenario - input'!$G49),\"\")","v":0.18589070374888644},{"$f":"IFERROR(IF(OR(H64=\"\",'Cost scenario - input'!$G49=\"\"),\"\",H64/'Cost scenario - input'!$G49),\"\")","v":0.19040352949910835},{"$f":"IFERROR(IF(OR(I64=\"\",'Cost scenario - input'!$G49=\"\"),\"\",I64/'Cost scenario - input'!$G49),\"\")","v":0.19739466953309745},{"$f":"IFERROR(IF(OR(J64=\"\",'Cost scenario - input'!$G49=\"\"),\"\",J64/'Cost scenario - input'!$G49),\"\")","v":0.20724687131781402},{"$f":"IFERROR(IF(OR(K64=\"\",'Cost scenario - input'!$G49=\"\"),\"\",K64/'Cost scenario - input'!$G49),\"\")","v":0.22046526758198079},{"$f":"IFERROR(IF(OR(L64=\"\",'Cost scenario - input'!$G49=\"\"),\"\",L64/'Cost scenario - input'!$G49),\"\")","v":0.23769456954276039},{"$f":"IFERROR(IF(OR(M64=\"\",'Cost scenario - input'!$G49=\"\"),\"\",M64/'Cost scenario - input'!$G49),\"\")","v":0.25973036042256531},{"$f":"IFERROR(IF(OR(N64=\"\",'Cost scenario - input'!$G49=\"\"),\"\",N64/'Cost scenario - input'!$G49),\"\")","v":0.28752381981121006},{"$f":"IFERROR(IF(OR(O64=\"\",'Cost scenario - input'!$G49=\"\"),\"\",O64/'Cost scenario - input'!$G49),\"\")","v":0.32217962498020286},{"$f":"IFERROR(IF(OR(P64=\"\",'Cost scenario - input'!$G49=\"\"),\"\",P64/'Cost scenario - input'!$G49),\"\")","v":0.36494724391542938},{"$f":"IFERROR(IF(OR(Q64=\"\",'Cost scenario - input'!$G49=\"\"),\"\",Q64/'Cost scenario - input'!$G49),\"\")","v":0.41720635866500971},{"$f":"IFERROR(IF(OR(R64=\"\",'Cost scenario - input'!$G49=\"\"),\"\",R64/'Cost scenario - input'!$G49),\"\")","v":0.48044773018451226},{"$f":"IFERROR(IF(OR(S64=\"\",'Cost scenario - input'!$G49=\"\"),\"\",S64/'Cost scenario - input'!$G49),\"\")","v":0.55625141525868327},{"$f":"IFERROR(IF(OR(T64=\"\",'Cost scenario - input'!$G49=\"\"),\"\",T64/'Cost scenario - input'!$G49),\"\")","v":0.64626482947584662},{"$f":"IFERROR(IF(OR(U64=\"\",'Cost scenario - input'!$G49=\"\"),\"\",U64/'Cost scenario - input'!$G49),\"\")","v":0.75218365193095604},{"$f":"IFERROR(IF(OR(V64=\"\",'Cost scenario - input'!$G49=\"\"),\"\",V64/'Cost scenario - input'!$G49),\"\")","v":0.87573890134815524},{"$f":"IFERROR(IF(OR(W64=\"\",'Cost scenario - input'!$G49=\"\"),\"\",W64/'Cost scenario - input'!$G49),\"\")","v":1.0186935812486726}]
[{"$f":"IFERROR('Cost scenario - input'!A50,\"\")","v":6},{"$f":"IFERROR('Cost scenario - input'!B50,\"\")","v":"UNDERGROUND CABLES"},{"$f":"IFERROR('Cost scenario - input'!C50,\"\")","v":"> 1 kv & < = 11 kv"},{"$f":"IFERROR(repcalc('Cost scenario - input'!$CY50:$GK50,'Cost scenario - input'!$J50,'Cost scenario - input'!$H50,'Cost scenario - input'!$I50,20,TRUE,TRUE),\"\")","v":45.561124493189695},52.812810483553861,60.671652815202663,69.094950981359062,78.027542028661131,87.40452975641881,97.154877457672697,107.20564297930444,117.48654697201721,127.93449789292967,138.49766051948882,149.1386559250015,159.83652394124195,170.58716354779688,181.40208708378498,192.30547089780984,203.32964464705387,214.50931830452885,225.87498390936636,237.4460334276304,{"$f":"IFERROR(IF(OR(D65=\"\",'Cost scenario - input'!$G50=\"\"),\"\",D65/'Cost scenario - input'!$G50),\"\")","v":7.2326442580207317E-2},{"$f":"IFERROR(IF(OR(E65=\"\",'Cost scenario - input'!$G50=\"\"),\"\",E65/'Cost scenario - input'!$G50),\"\")","v":8.3838200822042769E-2},{"$f":"IFERROR(IF(OR(F65=\"\",'Cost scenario - input'!$G50=\"\"),\"\",F65/'Cost scenario - input'!$G50),\"\")","v":9.6313795201454153E-2},{"$f":"IFERROR(IF(OR(G65=\"\",'Cost scenario - input'!$G50=\"\"),\"\",G65/'Cost scenario - input'!$G50),\"\")","v":0.10968544039079846},{"$f":"IFERROR(IF(OR(H65=\"\",'Cost scenario - input'!$G50=\"\"),\"\",H65/'Cost scenario - input'!$G50),\"\")","v":0.12386556743247711},{"$f":"IFERROR(IF(OR(I65=\"\",'Cost scenario - input'!$G50=\"\"),\"\",I65/'Cost scenario - input'!$G50),\"\")","v":0.13875115623238371},{"$f":"IFERROR(IF(OR(J65=\"\",'Cost scenario - input'!$G50=\"\"),\"\",J65/'Cost scenario - input'!$G50),\"\")","v":0.15422943889103949},{"$f":"IFERROR(IF(OR(K65=\"\",'Cost scenario - input'!$G50=\"\"),\"\",K65/'Cost scenario - input'!$G50),\"\")","v":0.1701846226902472},{"$f":"IFERROR(IF(OR(L65=\"\",'Cost scenario - input'!$G50=\"\"),\"\",L65/'Cost scenario - input'!$G50),\"\")","v":0.18650514200518886},{"$f":"IFERROR(IF(OR(M65=\"\",'Cost scenario - input'!$G50=\"\"),\"\",M65/'Cost scenario - input'!$G50),\"\")","v":0.20309084156304663},{"$f":"IFERROR(IF(OR(N65=\"\",'Cost scenario - input'!$G50=\"\"),\"\",N65/'Cost scenario - input'!$G50),\"\")","v":0.21985943504430328},{"$f":"IFERROR(IF(OR(O65=\"\",'Cost scenario - input'!$G50=\"\"),\"\",O65/'Cost scenario - input'!$G50),\"\")","v":0.23675158491448708},{"$f":"IFERROR(IF(OR(P65=\"\",'Cost scenario - input'!$G50=\"\"),\"\",P65/'Cost scenario - input'!$G50),\"\")","v":0.25373401775419691},{"$f":"IFERROR(IF(OR(Q65=\"\",'Cost scenario - input'!$G50=\"\"),\"\",Q65/'Cost scenario - input'!$G50),\"\")","v":0.27080022335937731},{"$f":"IFERROR(IF(OR(R65=\"\",'Cost scenario - input'!$G50=\"\"),\"\",R65/'Cost scenario - input'!$G50),\"\")","v":0.28796847710280493},{"$f":"IFERROR(IF(OR(S65=\"\",'Cost scenario - input'!$G50=\"\"),\"\",S65/'Cost scenario - input'!$G50),\"\")","v":0.30527715796016414},{"$f":"IFERROR(IF(OR(T65=\"\",'Cost scenario - input'!$G50=\"\"),\"\",T65/'Cost scenario - input'!$G50),\"\")","v":0.3227775879547774},{"$f":"IFERROR(IF(OR(U65=\"\",'Cost scenario - input'!$G50=\"\"),\"\",U65/'Cost scenario - input'!$G50),\"\")","v":0.34052486776508334},{"$f":"IFERROR(IF(OR(V65=\"\",'Cost scenario - input'!$G50=\"\"),\"\",V65/'Cost scenario - input'!$G50),\"\")","v":0.35856740227006451},{"$f":"IFERROR(IF(OR(W65=\"\",'Cost scenario - input'!$G50=\"\"),\"\",W65/'Cost scenario - input'!$G50),\"\")","v":0.3769359754316105}]
[{"$f":"IFERROR('Cost scenario - input'!A51,\"\")","v":6},{"$f":"IFERROR('Cost scenario - input'!B51,\"\")","v":"UNDERGROUND CABLES"},{"$f":"IFERROR('Cost scenario - input'!C51,\"\")","v":"> 11 kv & < = 22 kv"},{"$f":"IFERROR(repcalc('Cost scenario - input'!$CY51:$GK51,'Cost scenario - input'!$J51,'Cost scenario - input'!$H51,'Cost scenario - input'!$I51,20,TRUE,TRUE),\"\")","v":309.68975770473276},318.54501110134561,324.53720403510357,327.57927589680259,327.70431173605823,325.07165872557437,319.96695102919728,312.79589067011796,304.07204982514628,294.39935072089168,284.45020875651198,274.94056678768595,266.60318905603219,260.16061973642911,256.29915277341843,255.64502503282009,258.74385784388051,266.0441582723027,277.88547402735179,294.4915923137508,{"$f":"IFERROR(IF(OR(D66=\"\",'Cost scenario - input'!$G51=\"\"),\"\",D66/'Cost scenario - input'!$G51),\"\")","v":0.49074243792286987},{"$f":"IFERROR(IF(OR(E66=\"\",'Cost scenario - input'!$G51=\"\"),\"\",E66/'Cost scenario - input'!$G51),\"\")","v":0.50477470257536072},{"$f":"IFERROR(IF(OR(F66=\"\",'Cost scenario - input'!$G51=\"\"),\"\",F66/'Cost scenario - input'!$G51),\"\")","v":0.51427008721646417},{"$f":"IFERROR(IF(OR(G66=\"\",'Cost scenario - input'!$G51=\"\"),\"\",G66/'Cost scenario - input'!$G51),\"\")","v":0.5190906333424038},{"$f":"IFERROR(IF(OR(H66=\"\",'Cost scenario - input'!$G51=\"\"),\"\",H66/'Cost scenario - input'!$G51),\"\")","v":0.51928876838257698},{"$f":"IFERROR(IF(OR(I66=\"\",'Cost scenario - input'!$G51=\"\"),\"\",I66/'Cost scenario - input'!$G51),\"\")","v":0.51511699800778266},{"$f":"IFERROR(IF(OR(J66=\"\",'Cost scenario - input'!$G51=\"\"),\"\",J66/'Cost scenario - input'!$G51),\"\")","v":0.50702794553678632},{"$f":"IFERROR(IF(OR(K66=\"\",'Cost scenario - input'!$G51=\"\"),\"\",K66/'Cost scenario - input'!$G51),\"\")","v":0.49566449693845749},{"$f":"IFERROR(IF(OR(L66=\"\",'Cost scenario - input'!$G51=\"\"),\"\",L66/'Cost scenario - input'!$G51),\"\")","v":0.48184047203029667},{"$f":"IFERROR(IF(OR(M66=\"\",'Cost scenario - input'!$G51=\"\"),\"\",M66/'Cost scenario - input'!$G51),\"\")","v":0.4665128616666307},{"$f":"IFERROR(IF(OR(N66=\"\",'Cost scenario - input'!$G51=\"\"),\"\",N66/'Cost scenario - input'!$G51),\"\")","v":0.45074719276292902},{"$f":"IFERROR(IF(OR(O66=\"\",'Cost scenario - input'!$G51=\"\"),\"\",O66/'Cost scenario - input'!$G51),\"\")","v":0.43567796697340588},{"$f":"IFERROR(IF(OR(P66=\"\",'Cost scenario - input'!$G51=\"\"),\"\",P66/'Cost scenario - input'!$G51),\"\")","v":0.42246634155757096},{"$f":"IFERROR(IF(OR(Q66=\"\",'Cost scenario - input'!$G51=\"\"),\"\",Q66/'Cost scenario - input'!$G51),\"\")","v":0.41225727879158985},{"$f":"IFERROR(IF(OR(R66=\"\",'Cost scenario - input'!$G51=\"\"),\"\",R66/'Cost scenario - input'!$G51),\"\")","v":0.40613829789460704},{"$f":"IFERROR(IF(OR(S66=\"\",'Cost scenario - input'!$G51=\"\"),\"\",S66/'Cost scenario - input'!$G51),\"\")","v":0.40510175007812982},{"$f":"IFERROR(IF(OR(T66=\"\",'Cost scenario - input'!$G51=\"\"),\"\",T66/'Cost scenario - input'!$G51),\"\")","v":0.41001224107946632},{"$f":"IFERROR(IF(OR(U66=\"\",'Cost scenario - input'!$G51=\"\"),\"\",U66/'Cost scenario - input'!$G51),\"\")","v":0.42158048685021926},{"$f":"IFERROR(IF(OR(V66=\"\",'Cost scenario - input'!$G51=\"\"),\"\",V66/'Cost scenario - input'!$G51),\"\")","v":0.44034454351426849},{"$f":"IFERROR(IF(OR(W66=\"\",'Cost scenario - input'!$G51=\"\"),\"\",W66/'Cost scenario - input'!$G51),\"\")","v":0.46665903009174453}]
[{"$f":"IFERROR('Cost scenario - input'!A52,\"\")","v":6},{"$f":"IFERROR('Cost scenario - input'!B52,\"\")","v":"UNDERGROUND CABLES"},{"$f":"IFERROR('Cost scenario - input'!C52,\"\")","v":"> 33 kv & < = 66 kv"},{"$f":"IFERROR(repcalc('Cost scenario - input'!$CY52:$GK52,'Cost scenario - input'!$J52,'Cost scenario - input'!$H52,'Cost scenario - input'!$I52,20,TRUE,TRUE),\"\")","v":0.13618727985731358},0.20401804870384779,0.30224358159651782,0.44280022378728723,0.64154466963328505,0.91922253907935481,1.3025541697190759,1.8254051326467005,2.5299875397669864,3.4680133267419757,4.7016938049262622,6.3044531357657929,8.3612000800534414,10.967986214810441,14.230874047497828,18.263849378406142,23.185642624163375,29.115376179988605,36.167029940656803,44.442812989352447,{"$f":"IFERROR(IF(OR(D67=\"\",'Cost scenario - input'!$G52=\"\"),\"\",D67/'Cost scenario - input'!$G52),\"\")","v":1.0696439832451339E-4},{"$f":"IFERROR(IF(OR(E67=\"\",'Cost scenario - input'!$G52=\"\"),\"\",E67/'Cost scenario - input'!$G52),\"\")","v":1.602401329243997E-4},{"$f":"IFERROR(IF(OR(F67=\"\",'Cost scenario - input'!$G52=\"\"),\"\",F67/'Cost scenario - input'!$G52),\"\")","v":2.3738856438567261E-4},{"$f":"IFERROR(IF(OR(G67=\"\",'Cost scenario - input'!$G52=\"\"),\"\",G67/'Cost scenario - input'!$G52),\"\")","v":3.4778475320889897E-4},{"$f":"IFERROR(IF(OR(H67=\"\",'Cost scenario - input'!$G52=\"\"),\"\",H67/'Cost scenario - input'!$G52),\"\")","v":5.0388288581371403E-4},{"$f":"IFERROR(IF(OR(I67=\"\",'Cost scenario - input'!$G52=\"\"),\"\",I67/'Cost scenario - input'!$G52),\"\")","v":7.2197701519533246E-4},{"$f":"IFERROR(IF(OR(J67=\"\",'Cost scenario - input'!$G52=\"\"),\"\",J67/'Cost scenario - input'!$G52),\"\")","v":1.023053865199914E-3},{"$f":"IFERROR(IF(OR(K67=\"\",'Cost scenario - input'!$G52=\"\"),\"\",K67/'Cost scenario - input'!$G52),\"\")","v":1.433712178674867E-3},{"$f":"IFERROR(IF(OR(L67=\"\",'Cost scenario - input'!$G52=\"\"),\"\",L67/'Cost scenario - input'!$G52),\"\")","v":1.9871062498878359E-3},{"$f":"IFERROR(IF(OR(M67=\"\",'Cost scenario - input'!$G52=\"\"),\"\",M67/'Cost scenario - input'!$G52),\"\")","v":2.7238517375852292E-3},{"$f":"IFERROR(IF(OR(N67=\"\",'Cost scenario - input'!$G52=\"\"),\"\",N67/'Cost scenario - input'!$G52),\"\")","v":3.692810734430878E-3},{"$f":"IFERROR(IF(OR(O67=\"\",'Cost scenario - input'!$G52=\"\"),\"\",O67/'Cost scenario - input'!$G52),\"\")","v":4.9516521450374317E-3},{"$f":"IFERROR(IF(OR(P67=\"\",'Cost scenario - input'!$G52=\"\"),\"\",P67/'Cost scenario - input'!$G52),\"\")","v":6.56706512363578E-3},{"$f":"IFERROR(IF(OR(Q67=\"\",'Cost scenario - input'!$G52=\"\"),\"\",Q67/'Cost scenario - input'!$G52),\"\")","v":8.6144906303138348E-3},{"$f":"IFERROR(IF(OR(R67=\"\",'Cost scenario - input'!$G52=\"\"),\"\",R67/'Cost scenario - input'!$G52),\"\")","v":1.1177232423743078E-2},{"$f":"IFERROR(IF(OR(S67=\"\",'Cost scenario - input'!$G52=\"\"),\"\",S67/'Cost scenario - input'!$G52),\"\")","v":1.4344817386011099E-2},{"$f":"IFERROR(IF(OR(T67=\"\",'Cost scenario - input'!$G52=\"\"),\"\",T67/'Cost scenario - input'!$G52),\"\")","v":1.8210498922213721E-2},{"$f":"IFERROR(IF(OR(U67=\"\",'Cost scenario - input'!$G52=\"\"),\"\",U67/'Cost scenario - input'!$G52),\"\")","v":2.2867838305804186E-2},{"$f":"IFERROR(IF(OR(V67=\"\",'Cost scenario - input'!$G52=\"\"),\"\",V67/'Cost scenario - input'!$G52),\"\")","v":2.8406357780552029E-2},{"$f":"IFERROR(IF(OR(W67=\"\",'Cost scenario - input'!$G52=\"\"),\"\",W67/'Cost scenario - input'!$G52),\"\")","v":3.4906334543399448E-2}]
[{"$f":"IFERROR('Cost scenario - input'!A53,\"\")","v":""},{"$f":"IFERROR('Cost scenario - input'!B53,\"\")","v":""},{"$f":"IFERROR('Cost scenario - input'!C53,\"\")","v":""},{"$f":"IFERROR(repcalc('Cost scenario - input'!$CY53:$GK53,'Cost scenario - input'!$J53,'Cost scenario - input'!$H53,'Cost scenario - input'!$I53,20,TRUE,TRUE),\"\")","v":""},"","","","","","","","","","","","","","","","","","","",{"$f":"IFERROR(IF(OR(D68=\"\",'Cost scenario - input'!$G53=\"\"),\"\",D68/'Cost scenario - input'!$G53),\"\")","v":""},{"$f":"IFERROR(IF(OR(E68=\"\",'Cost scenario - input'!$G53=\"\"),\"\",E68/'Cost scenario - input'!$G53),\"\")","v":""},{"$f":"IFERROR(IF(OR(F68=\"\",'Cost scenario - input'!$G53=\"\"),\"\",F68/'Cost scenario - input'!$G53),\"\")","v":""},{"$f":"IFERROR(IF(OR(G68=\"\",'Cost scenario - input'!$G53=\"\"),\"\",G68/'Cost scenario - input'!$G53),\"\")","v":""},{"$f":"IFERROR(IF(OR(H68=\"\",'Cost scenario - input'!$G53=\"\"),\"\",H68/'Cost scenario - input'!$G53),\"\")","v":""},{"$f":"IFERROR(IF(OR(I68=\"\",'Cost scenario - input'!$G53=\"\"),\"\",I68/'Cost scenario - input'!$G53),\"\")","v":""},{"$f":"IFERROR(IF(OR(J68=\"\",'Cost scenario - input'!$G53=\"\"),\"\",J68/'Cost scenario - input'!$G53),\"\")","v":""},{"$f":"IFERROR(IF(OR(K68=\"\",'Cost scenario - input'!$G53=\"\"),\"\",K68/'Cost scenario - input'!$G53),\"\")","v":""},{"$f":"IFERROR(IF(OR(L68=\"\",'Cost scenario - input'!$G53=\"\"),\"\",L68/'Cost scenario - input'!$G53),\"\")","v":""},{"$f":"IFERROR(IF(OR(M68=\"\",'Cost scenario - input'!$G53=\"\"),\"\",M68/'Cost scenario - input'!$G53),\"\")","v":""},{"$f":"IFERROR(IF(OR(N68=\"\",'Cost scenario - input'!$G53=\"\"),\"\",N68/'Cost scenario - input'!$G53),\"\")","v":""},{"$f":"IFERROR(IF(OR(O68=\"\",'Cost scenario - input'!$G53=\"\"),\"\",O68/'Cost scenario - input'!$G53),\"\")","v":""},{"$f":"IFERROR(IF(OR(P68=\"\",'Cost scenario - input'!$G53=\"\"),\"\",P68/'Cost scenario - input'!$G53),\"\")","v":""},{"$f":"IFERROR(IF(OR(Q68=\"\",'Cost scenario - input'!$G53=\"\"),\"\",Q68/'Cost scenario - input'!$G53),\"\")","v":""},{"$f":"IFERROR(IF(OR(R68=\"\",'Cost scenario - input'!$G53=\"\"),\"\",R68/'Cost scenario - input'!$G53),\"\")","v":""},{"$f":"IFERROR(IF(OR(S68=\"\",'Cost scenario - input'!$G53=\"\"),\"\",S68/'Cost scenario - input'!$G53),\"\")","v":""},{"$f":"IFERROR(IF(OR(T68=\"\",'Cost scenario - input'!$G53=\"\"),\"\",T68/'Cost scenario - input'!$G53),\"\")","v":""},{"$f":"IFERROR(IF(OR(U68=\"\",'Cost scenario - input'!$G53=\"\"),\"\",U68/'Cost scenario - input'!$G53),\"\")","v":""},{"$f":"IFERROR(IF(OR(V68=\"\",'Cost scenario - input'!$G53=\"\"),\"\",V68/'Cost scenario - input'!$G53),\"\")","v":""},{"$f":"IFERROR(IF(OR(W68=\"\",'Cost scenario - input'!$G53=\"\"),\"\",W68/'Cost scenario - input'!$G53),\"\")","v":""}]
[{"$f":"IFERROR('Cost scenario - input'!A54,\"\")","v":""},{"$f":"IFERROR('Cost scenario - input'!B54,\"\")","v":""},{"$f":"IFERROR('Cost scenario - input'!C54,\"\")","v":""},{"$f":"IFERROR(repcalc('Cost scenario - input'!$CY54:$GK54,'Cost scenario - input'!$J54,'Cost scenario - input'!$H54,'Cost scenario - input'!$I54,20,TRUE,TRUE),\"\")","v":""},"","","","","","","","","","","","","","","","","","","",{"$f":"IFERROR(IF(OR(D69=\"\",'Cost scenario - input'!$G54=\"\"),\"\",D69/'Cost scenario - input'!$G54),\"\")","v":""},{"$f":"IFERROR(IF(OR(E69=\"\",'Cost scenario - input'!$G54=\"\"),\"\",E69/'Cost scenario - input'!$G54),\"\")","v":""},{"$f":"IFERROR(IF(OR(F69=\"\",'Cost scenario - input'!$G54=\"\"),\"\",F69/'Cost scenario - input'!$G54),\"\")","v":""},{"$f":"IFERROR(IF(OR(G69=\"\",'Cost scenario - input'!$G54=\"\"),\"\",G69/'Cost scenario - input'!$G54),\"\")","v":""},{"$f":"IFERROR(IF(OR(H69=\"\",'Cost scenario - input'!$G54=\"\"),\"\",H69/'Cost scenario - input'!$G54),\"\")","v":""},{"$f":"IFERROR(IF(OR(I69=\"\",'Cost scenario - input'!$G54=\"\"),\"\",I69/'Cost scenario - input'!$G54),\"\")","v":""},{"$f":"IFERROR(IF(OR(J69=\"\",'Cost scenario - input'!$G54=\"\"),\"\",J69/'Cost scenario - input'!$G54),\"\")","v":""},{"$f":"IFERROR(IF(OR(K69=\"\",'Cost scenario - input'!$G54=\"\"),\"\",K69/'Cost scenario - input'!$G54),\"\")","v":""},{"$f":"IFERROR(IF(OR(L69=\"\",'Cost scenario - input'!$G54=\"\"),\"\",L69/'Cost scenario - input'!$G54),\"\")","v":""},{"$f":"IFERROR(IF(OR(M69=\"\",'Cost scenario - input'!$G54=\"\"),\"\",M69/'Cost scenario - input'!$G54),\"\")","v":""},{"$f":"IFERROR(IF(OR(N69=\"\",'Cost scenario - input'!$G54=\"\"),\"\",N69/'Cost scenario - input'!$G54),\"\")","v":""},{"$f":"IFERROR(IF(OR(O69=\"\",'Cost scenario - input'!$G54=\"\"),\"\",O69/'Cost scenario - input'!$G54),\"\")","v":""},{"$f":"IFERROR(IF(OR(P69=\"\",'Cost scenario - input'!$G54=\"\"),\"\",P69/'Cost scenario - input'!$G54),\"\")","v":""},{"$f":"IFERROR(IF(OR(Q69=\"\",'Cost scenario - input'!$G54=\"\"),\"\",Q69/'Cost scenario - input'!$G54),\"\")","v":""},{"$f":"IFERROR(IF(OR(R69=\"\",'Cost scenario - input'!$G54=\"\"),\"\",R69/'Cost scenario - input'!$G54),\"\")","v":""},{"$f":"IFERROR(IF(OR(S69=\"\",'Cost scenario - input'!$G54=\"\"),\"\",S69/'Cost scenario - input'!$G54),\"\")","v":""},{"$f":"IFERROR(IF(OR(T69=\"\",'Cost scenario - input'!$G54=\"\"),\"\",T69/'Cost scenario - input'!$G54),\"\")","v":""},{"$f":"IFERROR(IF(OR(U69=\"\",'Cost scenario - input'!$G54=\"\"),\"\",U69/'Cost scenario - input'!$G54),\"\")","v":""},{"$f":"IFERROR(IF(OR(V69=\"\",'Cost scenario - input'!$G54=\"\"),\"\",V69/'Cost scenario - input'!$G54),\"\")","v":""},{"$f":"IFERROR(IF(OR(W69=\"\",'Cost scenario - input'!$G54=\"\"),\"\",W69/'Cost scenario - input'!$G54),\"\")","v":""}]
[{"$f":"IFERROR('Cost scenario - input'!A55,\"\")","v":""},{"$f":"IFERROR('Cost scenario - input'!B55,\"\")","v":""},{"$f":"IFERROR('Cost scenario - input'!C55,\"\")","v":""},{"$f":"IFERROR(repcalc('Cost scenario - input'!$CY55:$GK55,'Cost scenario - input'!$J55,'Cost scenario - input'!$H55,'Cost scenario - input'!$I55,20,TRUE,TRUE),\"\")","v":""},"","","","","","","","","","","","","","","","","","","",{"$f":"IFERROR(IF(OR(D70=\"\",'Cost scenario - input'!$G55=\"\"),\"\",D70/'Cost scenario - input'!$G55),\"\")","v":""},{"$f":"IFERROR(IF(OR(E70=\"\",'Cost scenario - input'!$G55=\"\"),\"\",E70/'Cost scenario - input'!$G55),\"\")","v":""},{"$f":"IFERROR(IF(OR(F70=\"\",'Cost scenario - input'!$G55=\"\"),\"\",F70/'Cost scenario - input'!$G55),\"\")","v":""},{"$f":"IFERROR(IF(OR(G70=\"\",'Cost scenario - input'!$G55=\"\"),\"\",G70/'Cost scenario - input'!$G55),\"\")","v":""},{"$f":"IFERROR(IF(OR(H70=\"\",'Cost scenario - input'!$G55=\"\"),\"\",H70/'Cost scenario - input'!$G55),\"\")","v":""},{"$f":"IFERROR(IF(OR(I70=\"\",'Cost scenario - input'!$G55=\"\"),\"\",I70/'Cost scenario - input'!$G55),\"\")","v":""},{"$f":"IFERROR(IF(OR(J70=\"\",'Cost scenario - input'!$G55=\"\"),\"\",J70/'Cost scenario - input'!$G55),\"\")","v":""},{"$f":"IFERROR(IF(OR(K70=\"\",'Cost scenario - input'!$G55=\"\"),\"\",K70/'Cost scenario - input'!$G55),\"\")","v":""},{"$f":"IFERROR(IF(OR(L70=\"\",'Cost scenario - input'!$G55=\"\"),\"\",L70/'Cost scenario - input'!$G55),\"\")","v":""},{"$f":"IFERROR(IF(OR(M70=\"\",'Cost scenario - input'!$G55=\"\"),\"\",M70/'Cost scenario - input'!$G55),\"\")","v":""},{"$f":"IFERROR(IF(OR(N70=\"\",'Cost scenario - input'!$G55=\"\"),\"\",N70/'Cost scenario - input'!$G55),\"\")","v":""},{"$f":"IFERROR(IF(OR(O70=\"\",'Cost scenario - input'!$G55=\"\"),\"\",O70/'Cost scenario - input'!$G55),\"\")","v":""},{"$f":"IFERROR(IF(OR(P70=\"\",'Cost scenario - input'!$G55=\"\"),\"\",P70/'Cost scenario - input'!$G55),\"\")","v":""},{"$f":"IFERROR(IF(OR(Q70=\"\",'Cost scenario - input'!$G55=\"\"),\"\",Q70/'Cost scenario - input'!$G55),\"\")","v":""},{"$f":"IFERROR(IF(OR(R70=\"\",'Cost scenario - input'!$G55=\"\"),\"\",R70/'Cost scenario - input'!$G55),\"\")","v":""},{"$f":"IFERROR(IF(OR(S70=\"\",'Cost scenario - input'!$G55=\"\"),\"\",S70/'Cost scenario - input'!$G55),\"\")","v":""},{"$f":"IFERROR(IF(OR(T70=\"\",'Cost scenario - input'!$G55=\"\"),\"\",T70/'Cost scenario - input'!$G55),\"\")","v":""},{"$f":"IFERROR(IF(OR(U70=\"\",'Cost scenario - input'!$G55=\"\"),\"\",U70/'Cost scenario - input'!$G55),\"\")","v":""},{"$f":"IFERROR(IF(OR(V70=\"\",'Cost scenario - input'!$G55=\"\"),\"\",V70/'Cost scenario - input'!$G55),\"\")","v":""},{"$f":"IFERROR(IF(OR(W70=\"\",'Cost scenario - input'!$G55=\"\"),\"\",W70/'Cost scenario - input'!$G55),\"\")","v":""}]
[{"$f":"IFERROR('Cost scenario - input'!A56,\"\")","v":""},{"$f":"IFERROR('Cost scenario - input'!B56,\"\")","v":""},{"$f":"IFERROR('Cost scenario - input'!C56,\"\")","v":""},{"$f":"IFERROR(repcalc('Cost scenario - input'!$CY56:$GK56,'Cost scenario - input'!$J56,'Cost scenario - input'!$H56,'Cost scenario - input'!$I56,20,TRUE,TRUE),\"\")","v":""},"","","","","","","","","","","","","","","","","","","",{"$f":"IFERROR(IF(OR(D71=\"\",'Cost scenario - input'!$G56=\"\"),\"\",D71/'Cost scenario - input'!$G56),\"\")","v":""},{"$f":"IFERROR(IF(OR(E71=\"\",'Cost scenario - input'!$G56=\"\"),\"\",E71/'Cost scenario - input'!$G56),\"\")","v":""},{"$f":"IFERROR(IF(OR(F71=\"\",'Cost scenario - input'!$G56=\"\"),\"\",F71/'Cost scenario - input'!$G56),\"\")","v":""},{"$f":"IFERROR(IF(OR(G71=\"\",'Cost scenario - input'!$G56=\"\"),\"\",G71/'Cost scenario - input'!$G56),\"\")","v":""},{"$f":"IFERROR(IF(OR(H71=\"\",'Cost scenario - input'!$G56=\"\"),\"\",H71/'Cost scenario - input'!$G56),\"\")","v":""},{"$f":"IFERROR(IF(OR(I71=\"\",'Cost scenario - input'!$G56=\"\"),\"\",I71/'Cost scenario - input'!$G56),\"\")","v":""},{"$f":"IFERROR(IF(OR(J71=\"\",'Cost scenario - input'!$G56=\"\"),\"\",J71/'Cost scenario - input'!$G56),\"\")","v":""},{"$f":"IFERROR(IF(OR(K71=\"\",'Cost scenario - input'!$G56=\"\"),\"\",K71/'Cost scenario - input'!$G56),\"\")","v":""},{"$f":"IFERROR(IF(OR(L71=\"\",'Cost scenario - input'!$G56=\"\"),\"\",L71/'Cost scenario - input'!$G56),\"\")","v":""},{"$f":"IFERROR(IF(OR(M71=\"\",'Cost scenario - input'!$G56=\"\"),\"\",M71/'Cost scenario - input'!$G56),\"\")","v":""},{"$f":"IFERROR(IF(OR(N71=\"\",'Cost scenario - input'!$G56=\"\"),\"\",N71/'Cost scenario - input'!$G56),\"\")","v":""},{"$f":"IFERROR(IF(OR(O71=\"\",'Cost scenario - input'!$G56=\"\"),\"\",O71/'Cost scenario - input'!$G56),\"\")","v":""},{"$f":"IFERROR(IF(OR(P71=\"\",'Cost scenario - input'!$G56=\"\"),\"\",P71/'Cost scenario - input'!$G56),\"\")","v":""},{"$f":"IFERROR(IF(OR(Q71=\"\",'Cost scenario - input'!$G56=\"\"),\"\",Q71/'Cost scenario - input'!$G56),\"\")","v":""},{"$f":"IFERROR(IF(OR(R71=\"\",'Cost scenario - input'!$G56=\"\"),\"\",R71/'Cost scenario - input'!$G56),\"\")","v":""},{"$f":"IFERROR(IF(OR(S71=\"\",'Cost scenario - input'!$G56=\"\"),\"\",S71/'Cost scenario - input'!$G56),\"\")","v":""},{"$f":"IFERROR(IF(OR(T71=\"\",'Cost scenario - input'!$G56=\"\"),\"\",T71/'Cost scenario - input'!$G56),\"\")","v":""},{"$f":"IFERROR(IF(OR(U71=\"\",'Cost scenario - input'!$G56=\"\"),\"\",U71/'Cost scenario - input'!$G56),\"\")","v":""},{"$f":"IFERROR(IF(OR(V71=\"\",'Cost scenario - input'!$G56=\"\"),\"\",V71/'Cost scenario - input'!$G56),\"\")","v":""},{"$f":"IFERROR(IF(OR(W71=\"\",'Cost scenario - input'!$G56=\"\"),\"\",W71/'Cost scenario - input'!$G56),\"\")","v":""}]
[{"$f":"IFERROR('Cost scenario - input'!A57,\"\")","v":""},{"$f":"IFERROR('Cost scenario - input'!B57,\"\")","v":""},{"$f":"IFERROR('Cost scenario - input'!C57,\"\")","v":""},{"$f":"IFERROR(repcalc('Cost scenario - input'!$CY57:$GK57,'Cost scenario - input'!$J57,'Cost scenario - input'!$H57,'Cost scenario - input'!$I57,20,TRUE,TRUE),\"\")","v":""},"","","","","","","","","","","","","","","","","","","",{"$f":"IFERROR(IF(OR(D72=\"\",'Cost scenario - input'!$G57=\"\"),\"\",D72/'Cost scenario - input'!$G57),\"\")","v":""},{"$f":"IFERROR(IF(OR(E72=\"\",'Cost scenario - input'!$G57=\"\"),\"\",E72/'Cost scenario - input'!$G57),\"\")","v":""},{"$f":"IFERROR(IF(OR(F72=\"\",'Cost scenario - input'!$G57=\"\"),\"\",F72/'Cost scenario - input'!$G57),\"\")","v":""},{"$f":"IFERROR(IF(OR(G72=\"\",'Cost scenario - input'!$G57=\"\"),\"\",G72/'Cost scenario - input'!$G57),\"\")","v":""},{"$f":"IFERROR(IF(OR(H72=\"\",'Cost scenario - input'!$G57=\"\"),\"\",H72/'Cost scenario - input'!$G57),\"\")","v":""},{"$f":"IFERROR(IF(OR(I72=\"\",'Cost scenario - input'!$G57=\"\"),\"\",I72/'Cost scenario - input'!$G57),\"\")","v":""},{"$f":"IFERROR(IF(OR(J72=\"\",'Cost scenario - input'!$G57=\"\"),\"\",J72/'Cost scenario - input'!$G57),\"\")","v":""},{"$f":"IFERROR(IF(OR(K72=\"\",'Cost scenario - input'!$G57=\"\"),\"\",K72/'Cost scenario - input'!$G57),\"\")","v":""},{"$f":"IFERROR(IF(OR(L72=\"\",'Cost scenario - input'!$G57=\"\"),\"\",L72/'Cost scenario - input'!$G57),\"\")","v":""},{"$f":"IFERROR(IF(OR(M72=\"\",'Cost scenario - input'!$G57=\"\"),\"\",M72/'Cost scenario - input'!$G57),\"\")","v":""},{"$f":"IFERROR(IF(OR(N72=\"\",'Cost scenario - input'!$G57=\"\"),\"\",N72/'Cost scenario - input'!$G57),\"\")","v":""},{"$f":"IFERROR(IF(OR(O72=\"\",'Cost scenario - input'!$G57=\"\"),\"\",O72/'Cost scenario - input'!$G57),\"\")","v":""},{"$f":"IFERROR(IF(OR(P72=\"\",'Cost scenario - input'!$G57=\"\"),\"\",P72/'Cost scenario - input'!$G57),\"\")","v":""},{"$f":"IFERROR(IF(OR(Q72=\"\",'Cost scenario - input'!$G57=\"\"),\"\",Q72/'Cost scenario - input'!$G57),\"\")","v":""},{"$f":"IFERROR(IF(OR(R72=\"\",'Cost scenario - input'!$G57=\"\"),\"\",R72/'Cost scenario - input'!$G57),\"\")","v":""},{"$f":"IFERROR(IF(OR(S72=\"\",'Cost scenario - input'!$G57=\"\"),\"\",S72/'Cost scenario - input'!$G57),\"\")","v":""},{"$f":"IFERROR(IF(OR(T72=\"\",'Cost scenario - input'!$G57=\"\"),\"\",T72/'Cost scenario - input'!$G57),\"\")","v":""},{"$f":"IFERROR(IF(OR(U72=\"\",'Cost scenario - input'!$G57=\"\"),\"\",U72/'Cost scenario - input'!$G57),\"\")","v":""},{"$f":"IFERROR(IF(OR(V72=\"\",'Cost scenario - input'!$G57=\"\"),\"\",V72/'Cost scenario - input'!$G57),\"\")","v":""},{"$f":"IFERROR(IF(OR(W72=\"\",'Cost scenario - input'!$G57=\"\"),\"\",W72/'Cost scenario - input'!$G57),\"\")","v":""}]
[{"$f":"IFERROR('Cost scenario - input'!A58,\"\")","v":""},{"$f":"IFERROR('Cost scenario - input'!B58,\"\")","v":""},{"$f":"IFERROR('Cost scenario - input'!C58,\"\")","v":""},{"$f":"IFERROR(repcalc('Cost scenario - input'!$CY58:$GK58,'Cost scenario - input'!$J58,'Cost scenario - input'!$H58,'Cost scenario - input'!$I58,20,TRUE,TRUE),\"\")","v":""},"","","","","","","","","","","","","","","","","","","",{"$f":"IFERROR(IF(OR(D73=\"\",'Cost scenario - input'!$G58=\"\"),\"\",D73/'Cost scenario - input'!$G58),\"\")","v":""},{"$f":"IFERROR(IF(OR(E73=\"\",'Cost scenario - input'!$G58=\"\"),\"\",E73/'Cost scenario - input'!$G58),\"\")","v":""},{"$f":"IFERROR(IF(OR(F73=\"\",'Cost scenario - input'!$G58=\"\"),\"\",F73/'Cost scenario - input'!$G58),\"\")","v":""},{"$f":"IFERROR(IF(OR(G73=\"\",'Cost scenario - input'!$G58=\"\"),\"\",G73/'Cost scenario - input'!$G58),\"\")","v":""},{"$f":"IFERROR(IF(OR(H73=\"\",'Cost scenario - input'!$G58=\"\"),\"\",H73/'Cost scenario - input'!$G58),\"\")","v":""},{"$f":"IFERROR(IF(OR(I73=\"\",'Cost scenario - input'!$G58=\"\"),\"\",I73/'Cost scenario - input'!$G58),\"\")","v":""},{"$f":"IFERROR(IF(OR(J73=\"\",'Cost scenario - input'!$G58=\"\"),\"\",J73/'Cost scenario - input'!$G58),\"\")","v":""},{"$f":"IFERROR(IF(OR(K73=\"\",'Cost scenario - input'!$G58=\"\"),\"\",K73/'Cost scenario - input'!$G58),\"\")","v":""},{"$f":"IFERROR(IF(OR(L73=\"\",'Cost scenario - input'!$G58=\"\"),\"\",L73/'Cost scenario - input'!$G58),\"\")","v":""},{"$f":"IFERROR(IF(OR(M73=\"\",'Cost scenario - input'!$G58=\"\"),\"\",M73/'Cost scenario - input'!$G58),\"\")","v":""},{"$f":"IFERROR(IF(OR(N73=\"\",'Cost scenario - input'!$G58=\"\"),\"\",N73/'Cost scenario - input'!$G58),\"\")","v":""},{"$f":"IFERROR(IF(OR(O73=\"\",'Cost scenario - input'!$G58=\"\"),\"\",O73/'Cost scenario - input'!$G58),\"\")","v":""},{"$f":"IFERROR(IF(OR(P73=\"\",'Cost scenario - input'!$G58=\"\"),\"\",P73/'Cost scenario - input'!$G58),\"\")","v":""},{"$f":"IFERROR(IF(OR(Q73=\"\",'Cost scenario - input'!$G58=\"\"),\"\",Q73/'Cost scenario - input'!$G58),\"\")","v":""},{"$f":"IFERROR(IF(OR(R73=\"\",'Cost scenario - input'!$G58=\"\"),\"\",R73/'Cost scenario - input'!$G58),\"\")","v":""},{"$f":"IFERROR(IF(OR(S73=\"\",'Cost scenario - input'!$G58=\"\"),\"\",S73/'Cost scenario - input'!$G58),\"\")","v":""},{"$f":"IFERROR(IF(OR(T73=\"\",'Cost scenario - input'!$G58=\"\"),\"\",T73/'Cost scenario - input'!$G58),\"\")","v":""},{"$f":"IFERROR(IF(OR(U73=\"\",'Cost scenario - input'!$G58=\"\"),\"\",U73/'Cost scenario - input'!$G58),\"\")","v":""},{"$f":"IFERROR(IF(OR(V73=\"\",'Cost scenario - input'!$G58=\"\"),\"\",V73/'Cost scenario - input'!$G58),\"\")","v":""},{"$f":"IFERROR(IF(OR(W73=\"\",'Cost scenario - input'!$G58=\"\"),\"\",W73/'Cost scenario - input'!$G58),\"\")","v":""}]
[{"$f":"IFERROR('Cost scenario - input'!A59,\"\")","v":""},{"$f":"IFERROR('Cost scenario - input'!B59,\"\")","v":""},{"$f":"IFERROR('Cost scenario - input'!C59,\"\")","v":""},{"$f":"IFERROR(repcalc('Cost scenario - input'!$CY59:$GK59,'Cost scenario - input'!$J59,'Cost scenario - input'!$H59,'Cost scenario - input'!$I59,20,TRUE,TRUE),\"\")","v":""},"","","","","","","","","","","","","","","","","","","",{"$f":"IFERROR(IF(OR(D74=\"\",'Cost scenario - input'!$G59=\"\"),\"\",D74/'Cost scenario - input'!$G59),\"\")","v":""},{"$f":"IFERROR(IF(OR(E74=\"\",'Cost scenario - input'!$G59=\"\"),\"\",E74/'Cost scenario - input'!$G59),\"\")","v":""},{"$f":"IFERROR(IF(OR(F74=\"\",'Cost scenario - input'!$G59=\"\"),\"\",F74/'Cost scenario - input'!$G59),\"\")","v":""},{"$f":"IFERROR(IF(OR(G74=\"\",'Cost scenario - input'!$G59=\"\"),\"\",G74/'Cost scenario - input'!$G59),\"\")","v":""},{"$f":"IFERROR(IF(OR(H74=\"\",'Cost scenario - input'!$G59=\"\"),\"\",H74/'Cost scenario - input'!$G59),\"\")","v":""},{"$f":"IFERROR(IF(OR(I74=\"\",'Cost scenario - input'!$G59=\"\"),\"\",I74/'Cost scenario - input'!$G59),\"\")","v":""},{"$f":"IFERROR(IF(OR(J74=\"\",'Cost scenario - input'!$G59=\"\"),\"\",J74/'Cost scenario - input'!$G59),\"\")","v":""},{"$f":"IFERROR(IF(OR(K74=\"\",'Cost scenario - input'!$G59=\"\"),\"\",K74/'Cost scenario - input'!$G59),\"\")","v":""},{"$f":"IFERROR(IF(OR(L74=\"\",'Cost scenario - input'!$G59=\"\"),\"\",L74/'Cost scenario - input'!$G59),\"\")","v":""},{"$f":"IFERROR(IF(OR(M74=\"\",'Cost scenario - input'!$G59=\"\"),\"\",M74/'Cost scenario - input'!$G59),\"\")","v":""},{"$f":"IFERROR(IF(OR(N74=\"\",'Cost scenario - input'!$G59=\"\"),\"\",N74/'Cost scenario - input'!$G59),\"\")","v":""},{"$f":"IFERROR(IF(OR(O74=\"\",'Cost scenario - input'!$G59=\"\"),\"\",O74/'Cost scenario - input'!$G59),\"\")","v":""},{"$f":"IFERROR(IF(OR(P74=\"\",'Cost scenario - input'!$G59=\"\"),\"\",P74/'Cost scenario - input'!$G59),\"\")","v":""},{"$f":"IFERROR(IF(OR(Q74=\"\",'Cost scenario - input'!$G59=\"\"),\"\",Q74/'Cost scenario - input'!$G59),\"\")","v":""},{"$f":"IFERROR(IF(OR(R74=\"\",'Cost scenario - input'!$G59=\"\"),\"\",R74/'Cost scenario - input'!$G59),\"\")","v":""},{"$f":"IFERROR(IF(OR(S74=\"\",'Cost scenario - input'!$G59=\"\"),\"\",S74/'Cost scenario - input'!$G59),\"\")","v":""},{"$f":"IFERROR(IF(OR(T74=\"\",'Cost scenario - input'!$G59=\"\"),\"\",T74/'Cost scenario - input'!$G59),\"\")","v":""},{"$f":"IFERROR(IF(OR(U74=\"\",'Cost scenario - input'!$G59=\"\"),\"\",U74/'Cost scenario - input'!$G59),\"\")","v":""},{"$f":"IFERROR(IF(OR(V74=\"\",'Cost scenario - input'!$G59=\"\"),\"\",V74/'Cost scenario - input'!$G59),\"\")","v":""},{"$f":"IFERROR(IF(OR(W74=\"\",'Cost scenario - input'!$G59=\"\"),\"\",W74/'Cost scenario - input'!$G59),\"\")","v":""}]
[{"$f":"IFERROR('Cost scenario - input'!A60,\"\")","v":""},{"$f":"IFERROR('Cost scenario - input'!B60,\"\")","v":""},{"$f":"IFERROR('Cost scenario - input'!C60,\"\")","v":""},{"$f":"IFERROR(repcalc('Cost scenario - input'!$CY60:$GK60,'Cost scenario - input'!$J60,'Cost scenario - input'!$H60,'Cost scenario - input'!$I60,20,TRUE,TRUE),\"\")","v":""},"","","","","","","","","","","","","","","","","","","",{"$f":"IFERROR(IF(OR(D75=\"\",'Cost scenario - input'!$G60=\"\"),\"\",D75/'Cost scenario - input'!$G60),\"\")","v":""},{"$f":"IFERROR(IF(OR(E75=\"\",'Cost scenario - input'!$G60=\"\"),\"\",E75/'Cost scenario - input'!$G60),\"\")","v":""},{"$f":"IFERROR(IF(OR(F75=\"\",'Cost scenario - input'!$G60=\"\"),\"\",F75/'Cost scenario - input'!$G60),\"\")","v":""},{"$f":"IFERROR(IF(OR(G75=\"\",'Cost scenario - input'!$G60=\"\"),\"\",G75/'Cost scenario - input'!$G60),\"\")","v":""},{"$f":"IFERROR(IF(OR(H75=\"\",'Cost scenario - input'!$G60=\"\"),\"\",H75/'Cost scenario - input'!$G60),\"\")","v":""},{"$f":"IFERROR(IF(OR(I75=\"\",'Cost scenario - input'!$G60=\"\"),\"\",I75/'Cost scenario - input'!$G60),\"\")","v":""},{"$f":"IFERROR(IF(OR(J75=\"\",'Cost scenario - input'!$G60=\"\"),\"\",J75/'Cost scenario - input'!$G60),\"\")","v":""},{"$f":"IFERROR(IF(OR(K75=\"\",'Cost scenario - input'!$G60=\"\"),\"\",K75/'Cost scenario - input'!$G60),\"\")","v":""},{"$f":"IFERROR(IF(OR(L75=\"\",'Cost scenario - input'!$G60=\"\"),\"\",L75/'Cost scenario - input'!$G60),\"\")","v":""},{"$f":"IFERROR(IF(OR(M75=\"\",'Cost scenario - input'!$G60=\"\"),\"\",M75/'Cost scenario - input'!$G60),\"\")","v":""},{"$f":"IFERROR(IF(OR(N75=\"\",'Cost scenario - input'!$G60=\"\"),\"\",N75/'Cost scenario - input'!$G60),\"\")","v":""},{"$f":"IFERROR(IF(OR(O75=\"\",'Cost scenario - input'!$G60=\"\"),\"\",O75/'Cost scenario - input'!$G60),\"\")","v":""},{"$f":"IFERROR(IF(OR(P75=\"\",'Cost scenario - input'!$G60=\"\"),\"\",P75/'Cost scenario - input'!$G60),\"\")","v":""},{"$f":"IFERROR(IF(OR(Q75=\"\",'Cost scenario - input'!$G60=\"\"),\"\",Q75/'Cost scenario - input'!$G60),\"\")","v":""},{"$f":"IFERROR(IF(OR(R75=\"\",'Cost scenario - input'!$G60=\"\"),\"\",R75/'Cost scenario - input'!$G60),\"\")","v":""},{"$f":"IFERROR(IF(OR(S75=\"\",'Cost scenario - input'!$G60=\"\"),\"\",S75/'Cost scenario - input'!$G60),\"\")","v":""},{"$f":"IFERROR(IF(OR(T75=\"\",'Cost scenario - input'!$G60=\"\"),\"\",T75/'Cost scenario - input'!$G60),\"\")","v":""},{"$f":"IFERROR(IF(OR(U75=\"\",'Cost scenario - input'!$G60=\"\"),\"\",U75/'Cost scenario - input'!$G60),\"\")","v":""},{"$f":"IFERROR(IF(OR(V75=\"\",'Cost scenario - input'!$G60=\"\"),\"\",V75/'Cost scenario - input'!$G60),\"\")","v":""},{"$f":"IFERROR(IF(OR(W75=\"\",'Cost scenario - input'!$G60=\"\"),\"\",W75/'Cost scenario - input'!$G60),\"\")","v":""}]
[{"$f":"IFERROR('Cost scenario - input'!A61,\"\")","v":""},{"$f":"IFERROR('Cost scenario - input'!B61,\"\")","v":""},{"$f":"IFERROR('Cost scenario - input'!C61,\"\")","v":""},{"$f":"IFERROR(repcalc('Cost scenario - input'!$CY61:$GK61,'Cost scenario - input'!$J61,'Cost scenario - input'!$H61,'Cost scenario - input'!$I61,20,TRUE,TRUE),\"\")","v":""},"","","","","","","","","","","","","","","","","","","",{"$f":"IFERROR(IF(OR(D76=\"\",'Cost scenario - input'!$G61=\"\"),\"\",D76/'Cost scenario - input'!$G61),\"\")","v":""},{"$f":"IFERROR(IF(OR(E76=\"\",'Cost scenario - input'!$G61=\"\"),\"\",E76/'Cost scenario - input'!$G61),\"\")","v":""},{"$f":"IFERROR(IF(OR(F76=\"\",'Cost scenario - input'!$G61=\"\"),\"\",F76/'Cost scenario - input'!$G61),\"\")","v":""},{"$f":"IFERROR(IF(OR(G76=\"\",'Cost scenario - input'!$G61=\"\"),\"\",G76/'Cost scenario - input'!$G61),\"\")","v":""},{"$f":"IFERROR(IF(OR(H76=\"\",'Cost scenario - input'!$G61=\"\"),\"\",H76/'Cost scenario - input'!$G61),\"\")","v":""},{"$f":"IFERROR(IF(OR(I76=\"\",'Cost scenario - input'!$G61=\"\"),\"\",I76/'Cost scenario - input'!$G61),\"\")","v":""},{"$f":"IFERROR(IF(OR(J76=\"\",'Cost scenario - input'!$G61=\"\"),\"\",J76/'Cost scenario - input'!$G61),\"\")","v":""},{"$f":"IFERROR(IF(OR(K76=\"\",'Cost scenario - input'!$G61=\"\"),\"\",K76/'Cost scenario - input'!$G61),\"\")","v":""},{"$f":"IFERROR(IF(OR(L76=\"\",'Cost scenario - input'!$G61=\"\"),\"\",L76/'Cost scenario - input'!$G61),\"\")","v":""},{"$f":"IFERROR(IF(OR(M76=\"\",'Cost scenario - input'!$G61=\"\"),\"\",M76/'Cost scenario - input'!$G61),\"\")","v":""},{"$f":"IFERROR(IF(OR(N76=\"\",'Cost scenario - input'!$G61=\"\"),\"\",N76/'Cost scenario - input'!$G61),\"\")","v":""},{"$f":"IFERROR(IF(OR(O76=\"\",'Cost scenario - input'!$G61=\"\"),\"\",O76/'Cost scenario - input'!$G61),\"\")","v":""},{"$f":"IFERROR(IF(OR(P76=\"\",'Cost scenario - input'!$G61=\"\"),\"\",P76/'Cost scenario - input'!$G61),\"\")","v":""},{"$f":"IFERROR(IF(OR(Q76=\"\",'Cost scenario - input'!$G61=\"\"),\"\",Q76/'Cost scenario - input'!$G61),\"\")","v":""},{"$f":"IFERROR(IF(OR(R76=\"\",'Cost scenario - input'!$G61=\"\"),\"\",R76/'Cost scenario - input'!$G61),\"\")","v":""},{"$f":"IFERROR(IF(OR(S76=\"\",'Cost scenario - input'!$G61=\"\"),\"\",S76/'Cost scenario - input'!$G61),\"\")","v":""},{"$f":"IFERROR(IF(OR(T76=\"\",'Cost scenario - input'!$G61=\"\"),\"\",T76/'Cost scenario - input'!$G61),\"\")","v":""},{"$f":"IFERROR(IF(OR(U76=\"\",'Cost scenario - input'!$G61=\"\"),\"\",U76/'Cost scenario - input'!$G61),\"\")","v":""},{"$f":"IFERROR(IF(OR(V76=\"\",'Cost scenario - input'!$G61=\"\"),\"\",V76/'Cost scenario - input'!$G61),\"\")","v":""},{"$f":"IFERROR(IF(OR(W76=\"\",'Cost scenario - input'!$G61=\"\"),\"\",W76/'Cost scenario - input'!$G61),\"\")","v":""}]
[{"$f":"IFERROR('Cost scenario - input'!A62,\"\")","v":""},{"$f":"IFERROR('Cost scenario - input'!B62,\"\")","v":""},{"$f":"IFERROR('Cost scenario - input'!C62,\"\")","v":""},{"$f":"IFERROR(repcalc('Cost scenario - input'!$CY62:$GK62,'Cost scenario - input'!$J62,'Cost scenario - input'!$H62,'Cost scenario - input'!$I62,20,TRUE,TRUE),\"\")","v":""},"","","","","","","","","","","","","","","","","","","",{"$f":"IFERROR(IF(OR(D77=\"\",'Cost scenario - input'!$G62=\"\"),\"\",D77/'Cost scenario - input'!$G62),\"\")","v":""},{"$f":"IFERROR(IF(OR(E77=\"\",'Cost scenario - input'!$G62=\"\"),\"\",E77/'Cost scenario - input'!$G62),\"\")","v":""},{"$f":"IFERROR(IF(OR(F77=\"\",'Cost scenario - input'!$G62=\"\"),\"\",F77/'Cost scenario - input'!$G62),\"\")","v":""},{"$f":"IFERROR(IF(OR(G77=\"\",'Cost scenario - input'!$G62=\"\"),\"\",G77/'Cost scenario - input'!$G62),\"\")","v":""},{"$f":"IFERROR(IF(OR(H77=\"\",'Cost scenario - input'!$G62=\"\"),\"\",H77/'Cost scenario - input'!$G62),\"\")","v":""},{"$f":"IFERROR(IF(OR(I77=\"\",'Cost scenario - input'!$G62=\"\"),\"\",I77/'Cost scenario - input'!$G62),\"\")","v":""},{"$f":"IFERROR(IF(OR(J77=\"\",'Cost scenario - input'!$G62=\"\"),\"\",J77/'Cost scenario - input'!$G62),\"\")","v":""},{"$f":"IFERROR(IF(OR(K77=\"\",'Cost scenario - input'!$G62=\"\"),\"\",K77/'Cost scenario - input'!$G62),\"\")","v":""},{"$f":"IFERROR(IF(OR(L77=\"\",'Cost scenario - input'!$G62=\"\"),\"\",L77/'Cost scenario - input'!$G62),\"\")","v":""},{"$f":"IFERROR(IF(OR(M77=\"\",'Cost scenario - input'!$G62=\"\"),\"\",M77/'Cost scenario - input'!$G62),\"\")","v":""},{"$f":"IFERROR(IF(OR(N77=\"\",'Cost scenario - input'!$G62=\"\"),\"\",N77/'Cost scenario - input'!$G62),\"\")","v":""},{"$f":"IFERROR(IF(OR(O77=\"\",'Cost scenario - input'!$G62=\"\"),\"\",O77/'Cost scenario - input'!$G62),\"\")","v":""},{"$f":"IFERROR(IF(OR(P77=\"\",'Cost scenario - input'!$G62=\"\"),\"\",P77/'Cost scenario - input'!$G62),\"\")","v":""},{"$f":"IFERROR(IF(OR(Q77=\"\",'Cost scenario - input'!$G62=\"\"),\"\",Q77/'Cost scenario - input'!$G62),\"\")","v":""},{"$f":"IFERROR(IF(OR(R77=\"\",'Cost scenario - input'!$G62=\"\"),\"\",R77/'Cost scenario - input'!$G62),\"\")","v":""},{"$f":"IFERROR(IF(OR(S77=\"\",'Cost scenario - input'!$G62=\"\"),\"\",S77/'Cost scenario - input'!$G62),\"\")","v":""},{"$f":"IFERROR(IF(OR(T77=\"\",'Cost scenario - input'!$G62=\"\"),\"\",T77/'Cost scenario - input'!$G62),\"\")","v":""},{"$f":"IFERROR(IF(OR(U77=\"\",'Cost scenario - input'!$G62=\"\"),\"\",U77/'Cost scenario - input'!$G62),\"\")","v":""},{"$f":"IFERROR(IF(OR(V77=\"\",'Cost scenario - input'!$G62=\"\"),\"\",V77/'Cost scenario - input'!$G62),\"\")","v":""},{"$f":"IFERROR(IF(OR(W77=\"\",'Cost scenario - input'!$G62=\"\"),\"\",W77/'Cost scenario - input'!$G62),\"\")","v":""}]
[{"$f":"IFERROR('Cost scenario - input'!A63,\"\")","v":""},{"$f":"IFERROR('Cost scenario - input'!B63,\"\")","v":""},{"$f":"IFERROR('Cost scenario - input'!C63,\"\")","v":""},{"$f":"IFERROR(repcalc('Cost scenario - input'!$CY63:$GK63,'Cost scenario - input'!$J63,'Cost scenario - input'!$H63,'Cost scenario - input'!$I63,20,TRUE,TRUE),\"\")","v":""},"","","","","","","","","","","","","","","","","","","",{"$f":"IFERROR(IF(OR(D78=\"\",'Cost scenario - input'!$G63=\"\"),\"\",D78/'Cost scenario - input'!$G63),\"\")","v":""},{"$f":"IFERROR(IF(OR(E78=\"\",'Cost scenario - input'!$G63=\"\"),\"\",E78/'Cost scenario - input'!$G63),\"\")","v":""},{"$f":"IFERROR(IF(OR(F78=\"\",'Cost scenario - input'!$G63=\"\"),\"\",F78/'Cost scenario - input'!$G63),\"\")","v":""},{"$f":"IFERROR(IF(OR(G78=\"\",'Cost scenario - input'!$G63=\"\"),\"\",G78/'Cost scenario - input'!$G63),\"\")","v":""},{"$f":"IFERROR(IF(OR(H78=\"\",'Cost scenario - input'!$G63=\"\"),\"\",H78/'Cost scenario - input'!$G63),\"\")","v":""},{"$f":"IFERROR(IF(OR(I78=\"\",'Cost scenario - input'!$G63=\"\"),\"\",I78/'Cost scenario - input'!$G63),\"\")","v":""},{"$f":"IFERROR(IF(OR(J78=\"\",'Cost scenario - input'!$G63=\"\"),\"\",J78/'Cost scenario - input'!$G63),\"\")","v":""},{"$f":"IFERROR(IF(OR(K78=\"\",'Cost scenario - input'!$G63=\"\"),\"\",K78/'Cost scenario - input'!$G63),\"\")","v":""},{"$f":"IFERROR(IF(OR(L78=\"\",'Cost scenario - input'!$G63=\"\"),\"\",L78/'Cost scenario - input'!$G63),\"\")","v":""},{"$f":"IFERROR(IF(OR(M78=\"\",'Cost scenario - input'!$G63=\"\"),\"\",M78/'Cost scenario - input'!$G63),\"\")","v":""},{"$f":"IFERROR(IF(OR(N78=\"\",'Cost scenario - input'!$G63=\"\"),\"\",N78/'Cost scenario - input'!$G63),\"\")","v":""},{"$f":"IFERROR(IF(OR(O78=\"\",'Cost scenario - input'!$G63=\"\"),\"\",O78/'Cost scenario - input'!$G63),\"\")","v":""},{"$f":"IFERROR(IF(OR(P78=\"\",'Cost scenario - input'!$G63=\"\"),\"\",P78/'Cost scenario - input'!$G63),\"\")","v":""},{"$f":"IFERROR(IF(OR(Q78=\"\",'Cost scenario - input'!$G63=\"\"),\"\",Q78/'Cost scenario - input'!$G63),\"\")","v":""},{"$f":"IFERROR(IF(OR(R78=\"\",'Cost scenario - input'!$G63=\"\"),\"\",R78/'Cost scenario - input'!$G63),\"\")","v":""},{"$f":"IFERROR(IF(OR(S78=\"\",'Cost scenario - input'!$G63=\"\"),\"\",S78/'Cost scenario - input'!$G63),\"\")","v":""},{"$f":"IFERROR(IF(OR(T78=\"\",'Cost scenario - input'!$G63=\"\"),\"\",T78/'Cost scenario - input'!$G63),\"\")","v":""},{"$f":"IFERROR(IF(OR(U78=\"\",'Cost scenario - input'!$G63=\"\"),\"\",U78/'Cost scenario - input'!$G63),\"\")","v":""},{"$f":"IFERROR(IF(OR(V78=\"\",'Cost scenario - input'!$G63=\"\"),\"\",V78/'Cost scenario - input'!$G63),\"\")","v":""},{"$f":"IFERROR(IF(OR(W78=\"\",'Cost scenario - input'!$G63=\"\"),\"\",W78/'Cost scenario - input'!$G63),\"\")","v":""}]
[{"$f":"IFERROR('Cost scenario - input'!A64,\"\")","v":""},{"$f":"IFERROR('Cost scenario - input'!B64,\"\")","v":""},{"$f":"IFERROR('Cost scenario - input'!C64,\"\")","v":""},{"$f":"IFERROR(repcalc('Cost scenario - input'!$CY64:$GK64,'Cost scenario - input'!$J64,'Cost scenario - input'!$H64,'Cost scenario - input'!$I64,20,TRUE,TRUE),\"\")","v":""},"","","","","","","","","","","","","","","","","","","",{"$f":"IFERROR(IF(OR(D79=\"\",'Cost scenario - input'!$G64=\"\"),\"\",D79/'Cost scenario - input'!$G64),\"\")","v":""},{"$f":"IFERROR(IF(OR(E79=\"\",'Cost scenario - input'!$G64=\"\"),\"\",E79/'Cost scenario - input'!$G64),\"\")","v":""},{"$f":"IFERROR(IF(OR(F79=\"\",'Cost scenario - input'!$G64=\"\"),\"\",F79/'Cost scenario - input'!$G64),\"\")","v":""},{"$f":"IFERROR(IF(OR(G79=\"\",'Cost scenario - input'!$G64=\"\"),\"\",G79/'Cost scenario - input'!$G64),\"\")","v":""},{"$f":"IFERROR(IF(OR(H79=\"\",'Cost scenario - input'!$G64=\"\"),\"\",H79/'Cost scenario - input'!$G64),\"\")","v":""},{"$f":"IFERROR(IF(OR(I79=\"\",'Cost scenario - input'!$G64=\"\"),\"\",I79/'Cost scenario - input'!$G64),\"\")","v":""},{"$f":"IFERROR(IF(OR(J79=\"\",'Cost scenario - input'!$G64=\"\"),\"\",J79/'Cost scenario - input'!$G64),\"\")","v":""},{"$f":"IFERROR(IF(OR(K79=\"\",'Cost scenario - input'!$G64=\"\"),\"\",K79/'Cost scenario - input'!$G64),\"\")","v":""},{"$f":"IFERROR(IF(OR(L79=\"\",'Cost scenario - input'!$G64=\"\"),\"\",L79/'Cost scenario - input'!$G64),\"\")","v":""},{"$f":"IFERROR(IF(OR(M79=\"\",'Cost scenario - input'!$G64=\"\"),\"\",M79/'Cost scenario - input'!$G64),\"\")","v":""},{"$f":"IFERROR(IF(OR(N79=\"\",'Cost scenario - input'!$G64=\"\"),\"\",N79/'Cost scenario - input'!$G64),\"\")","v":""},{"$f":"IFERROR(IF(OR(O79=\"\",'Cost scenario - input'!$G64=\"\"),\"\",O79/'Cost scenario - input'!$G64),\"\")","v":""},{"$f":"IFERROR(IF(OR(P79=\"\",'Cost scenario - input'!$G64=\"\"),\"\",P79/'Cost scenario - input'!$G64),\"\")","v":""},{"$f":"IFERROR(IF(OR(Q79=\"\",'Cost scenario - input'!$G64=\"\"),\"\",Q79/'Cost scenario - input'!$G64),\"\")","v":""},{"$f":"IFERROR(IF(OR(R79=\"\",'Cost scenario - input'!$G64=\"\"),\"\",R79/'Cost scenario - input'!$G64),\"\")","v":""},{"$f":"IFERROR(IF(OR(S79=\"\",'Cost scenario - input'!$G64=\"\"),\"\",S79/'Cost scenario - input'!$G64),\"\")","v":""},{"$f":"IFERROR(IF(OR(T79=\"\",'Cost scenario - input'!$G64=\"\"),\"\",T79/'Cost scenario - input'!$G64),\"\")","v":""},{"$f":"IFERROR(IF(OR(U79=\"\",'Cost scenario - input'!$G64=\"\"),\"\",U79/'Cost scenario - input'!$G64),\"\")","v":""},{"$f":"IFERROR(IF(OR(V79=\"\",'Cost scenario - input'!$G64=\"\"),\"\",V79/'Cost scenario - input'!$G64),\"\")","v":""},{"$f":"IFERROR(IF(OR(W79=\"\",'Cost scenario - input'!$G64=\"\"),\"\",W79/'Cost scenario - input'!$G64),\"\")","v":""}]
[{"$f":"IFERROR('Cost scenario - input'!A65,\"\")","v":""},{"$f":"IFERROR('Cost scenario - input'!B65,\"\")","v":""},{"$f":"IFERROR('Cost scenario - input'!C65,\"\")","v":""},{"$f":"IFERROR(repcalc('Cost scenario - input'!$CY65:$GK65,'Cost scenario - input'!$J65,'Cost scenario - input'!$H65,'Cost scenario - input'!$I65,20,TRUE,TRUE),\"\")","v":""},"","","","","","","","","","","","","","","","","","","",{"$f":"IFERROR(IF(OR(D80=\"\",'Cost scenario - input'!$G65=\"\"),\"\",D80/'Cost scenario - input'!$G65),\"\")","v":""},{"$f":"IFERROR(IF(OR(E80=\"\",'Cost scenario - input'!$G65=\"\"),\"\",E80/'Cost scenario - input'!$G65),\"\")","v":""},{"$f":"IFERROR(IF(OR(F80=\"\",'Cost scenario - input'!$G65=\"\"),\"\",F80/'Cost scenario - input'!$G65),\"\")","v":""},{"$f":"IFERROR(IF(OR(G80=\"\",'Cost scenario - input'!$G65=\"\"),\"\",G80/'Cost scenario - input'!$G65),\"\")","v":""},{"$f":"IFERROR(IF(OR(H80=\"\",'Cost scenario - input'!$G65=\"\"),\"\",H80/'Cost scenario - input'!$G65),\"\")","v":""},{"$f":"IFERROR(IF(OR(I80=\"\",'Cost scenario - input'!$G65=\"\"),\"\",I80/'Cost scenario - input'!$G65),\"\")","v":""},{"$f":"IFERROR(IF(OR(J80=\"\",'Cost scenario - input'!$G65=\"\"),\"\",J80/'Cost scenario - input'!$G65),\"\")","v":""},{"$f":"IFERROR(IF(OR(K80=\"\",'Cost scenario - input'!$G65=\"\"),\"\",K80/'Cost scenario - input'!$G65),\"\")","v":""},{"$f":"IFERROR(IF(OR(L80=\"\",'Cost scenario - input'!$G65=\"\"),\"\",L80/'Cost scenario - input'!$G65),\"\")","v":""},{"$f":"IFERROR(IF(OR(M80=\"\",'Cost scenario - input'!$G65=\"\"),\"\",M80/'Cost scenario - input'!$G65),\"\")","v":""},{"$f":"IFERROR(IF(OR(N80=\"\",'Cost scenario - input'!$G65=\"\"),\"\",N80/'Cost scenario - input'!$G65),\"\")","v":""},{"$f":"IFERROR(IF(OR(O80=\"\",'Cost scenario - input'!$G65=\"\"),\"\",O80/'Cost scenario - input'!$G65),\"\")","v":""},{"$f":"IFERROR(IF(OR(P80=\"\",'Cost scenario - input'!$G65=\"\"),\"\",P80/'Cost scenario - input'!$G65),\"\")","v":""},{"$f":"IFERROR(IF(OR(Q80=\"\",'Cost scenario - input'!$G65=\"\"),\"\",Q80/'Cost scenario - input'!$G65),\"\")","v":""},{"$f":"IFERROR(IF(OR(R80=\"\",'Cost scenario - input'!$G65=\"\"),\"\",R80/'Cost scenario - input'!$G65),\"\")","v":""},{"$f":"IFERROR(IF(OR(S80=\"\",'Cost scenario - input'!$G65=\"\"),\"\",S80/'Cost scenario - input'!$G65),\"\")","v":""},{"$f":"IFERROR(IF(OR(T80=\"\",'Cost scenario - input'!$G65=\"\"),\"\",T80/'Cost scenario - input'!$G65),\"\")","v":""},{"$f":"IFERROR(IF(OR(U80=\"\",'Cost scenario - input'!$G65=\"\"),\"\",U80/'Cost scenario - input'!$G65),\"\")","v":""},{"$f":"IFERROR(IF(OR(V80=\"\",'Cost scenario - input'!$G65=\"\"),\"\",V80/'Cost scenario - input'!$G65),\"\")","v":""},{"$f":"IFERROR(IF(OR(W80=\"\",'Cost scenario - input'!$G65=\"\"),\"\",W80/'Cost scenario - input'!$G65),\"\")","v":""}]
[{"$f":"IFERROR('Cost scenario - input'!A66,\"\")","v":""},{"$f":"IFERROR('Cost scenario - input'!B66,\"\")","v":""},{"$f":"IFERROR('Cost scenario - input'!C66,\"\")","v":""},{"$f":"IFERROR(repcalc('Cost scenario - input'!$CY66:$GK66,'Cost scenario - input'!$J66,'Cost scenario - input'!$H66,'Cost scenario - input'!$I66,20,TRUE,TRUE),\"\")","v":""},"","","","","","","","","","","","","","","","","","","",{"$f":"IFERROR(IF(OR(D81=\"\",'Cost scenario - input'!$G66=\"\"),\"\",D81/'Cost scenario - input'!$G66),\"\")","v":""},{"$f":"IFERROR(IF(OR(E81=\"\",'Cost scenario - input'!$G66=\"\"),\"\",E81/'Cost scenario - input'!$G66),\"\")","v":""},{"$f":"IFERROR(IF(OR(F81=\"\",'Cost scenario - input'!$G66=\"\"),\"\",F81/'Cost scenario - input'!$G66),\"\")","v":""},{"$f":"IFERROR(IF(OR(G81=\"\",'Cost scenario - input'!$G66=\"\"),\"\",G81/'Cost scenario - input'!$G66),\"\")","v":""},{"$f":"IFERROR(IF(OR(H81=\"\",'Cost scenario - input'!$G66=\"\"),\"\",H81/'Cost scenario - input'!$G66),\"\")","v":""},{"$f":"IFERROR(IF(OR(I81=\"\",'Cost scenario - input'!$G66=\"\"),\"\",I81/'Cost scenario - input'!$G66),\"\")","v":""},{"$f":"IFERROR(IF(OR(J81=\"\",'Cost scenario - input'!$G66=\"\"),\"\",J81/'Cost scenario - input'!$G66),\"\")","v":""},{"$f":"IFERROR(IF(OR(K81=\"\",'Cost scenario - input'!$G66=\"\"),\"\",K81/'Cost scenario - input'!$G66),\"\")","v":""},{"$f":"IFERROR(IF(OR(L81=\"\",'Cost scenario - input'!$G66=\"\"),\"\",L81/'Cost scenario - input'!$G66),\"\")","v":""},{"$f":"IFERROR(IF(OR(M81=\"\",'Cost scenario - input'!$G66=\"\"),\"\",M81/'Cost scenario - input'!$G66),\"\")","v":""},{"$f":"IFERROR(IF(OR(N81=\"\",'Cost scenario - input'!$G66=\"\"),\"\",N81/'Cost scenario - input'!$G66),\"\")","v":""},{"$f":"IFERROR(IF(OR(O81=\"\",'Cost scenario - input'!$G66=\"\"),\"\",O81/'Cost scenario - input'!$G66),\"\")","v":""},{"$f":"IFERROR(IF(OR(P81=\"\",'Cost scenario - input'!$G66=\"\"),\"\",P81/'Cost scenario - input'!$G66),\"\")","v":""},{"$f":"IFERROR(IF(OR(Q81=\"\",'Cost scenario - input'!$G66=\"\"),\"\",Q81/'Cost scenario - input'!$G66),\"\")","v":""},{"$f":"IFERROR(IF(OR(R81=\"\",'Cost scenario - input'!$G66=\"\"),\"\",R81/'Cost scenario - input'!$G66),\"\")","v":""},{"$f":"IFERROR(IF(OR(S81=\"\",'Cost scenario - input'!$G66=\"\"),\"\",S81/'Cost scenario - input'!$G66),\"\")","v":""},{"$f":"IFERROR(IF(OR(T81=\"\",'Cost scenario - input'!$G66=\"\"),\"\",T81/'Cost scenario - input'!$G66),\"\")","v":""},{"$f":"IFERROR(IF(OR(U81=\"\",'Cost scenario - input'!$G66=\"\"),\"\",U81/'Cost scenario - input'!$G66),\"\")","v":""},{"$f":"IFERROR(IF(OR(V81=\"\",'Cost scenario - input'!$G66=\"\"),\"\",V81/'Cost scenario - input'!$G66),\"\")","v":""},{"$f":"IFERROR(IF(OR(W81=\"\",'Cost scenario - input'!$G66=\"\"),\"\",W81/'Cost scenario - input'!$G66),\"\")","v":""}]
[{"$f":"IFERROR('Cost scenario - input'!A67,\"\")","v":""},{"$f":"IFERROR('Cost scenario - input'!B67,\"\")","v":""},{"$f":"IFERROR('Cost scenario - input'!C67,\"\")","v":""},{"$f":"IFERROR(repcalc('Cost scenario - input'!$CY67:$GK67,'Cost scenario - input'!$J67,'Cost scenario - input'!$H67,'Cost scenario - input'!$I67,20,TRUE,TRUE),\"\")","v":""},"","","","","","","","","","","","","","","","","","","",{"$f":"IFERROR(IF(OR(D82=\"\",'Cost scenario - input'!$G67=\"\"),\"\",D82/'Cost scenario - input'!$G67),\"\")","v":""},{"$f":"IFERROR(IF(OR(E82=\"\",'Cost scenario - input'!$G67=\"\"),\"\",E82/'Cost scenario - input'!$G67),\"\")","v":""},{"$f":"IFERROR(IF(OR(F82=\"\",'Cost scenario - input'!$G67=\"\"),\"\",F82/'Cost scenario - input'!$G67),\"\")","v":""},{"$f":"IFERROR(IF(OR(G82=\"\",'Cost scenario - input'!$G67=\"\"),\"\",G82/'Cost scenario - input'!$G67),\"\")","v":""},{"$f":"IFERROR(IF(OR(H82=\"\",'Cost scenario - input'!$G67=\"\"),\"\",H82/'Cost scenario - input'!$G67),\"\")","v":""},{"$f":"IFERROR(IF(OR(I82=\"\",'Cost scenario - input'!$G67=\"\"),\"\",I82/'Cost scenario - input'!$G67),\"\")","v":""},{"$f":"IFERROR(IF(OR(J82=\"\",'Cost scenario - input'!$G67=\"\"),\"\",J82/'Cost scenario - input'!$G67),\"\")","v":""},{"$f":"IFERROR(IF(OR(K82=\"\",'Cost scenario - input'!$G67=\"\"),\"\",K82/'Cost scenario - input'!$G67),\"\")","v":""},{"$f":"IFERROR(IF(OR(L82=\"\",'Cost scenario - input'!$G67=\"\"),\"\",L82/'Cost scenario - input'!$G67),\"\")","v":""},{"$f":"IFERROR(IF(OR(M82=\"\",'Cost scenario - input'!$G67=\"\"),\"\",M82/'Cost scenario - input'!$G67),\"\")","v":""},{"$f":"IFERROR(IF(OR(N82=\"\",'Cost scenario - input'!$G67=\"\"),\"\",N82/'Cost scenario - input'!$G67),\"\")","v":""},{"$f":"IFERROR(IF(OR(O82=\"\",'Cost scenario - input'!$G67=\"\"),\"\",O82/'Cost scenario - input'!$G67),\"\")","v":""},{"$f":"IFERROR(IF(OR(P82=\"\",'Cost scenario - input'!$G67=\"\"),\"\",P82/'Cost scenario - input'!$G67),\"\")","v":""},{"$f":"IFERROR(IF(OR(Q82=\"\",'Cost scenario - input'!$G67=\"\"),\"\",Q82/'Cost scenario - input'!$G67),\"\")","v":""},{"$f":"IFERROR(IF(OR(R82=\"\",'Cost scenario - input'!$G67=\"\"),\"\",R82/'Cost scenario - input'!$G67),\"\")","v":""},{"$f":"IFERROR(IF(OR(S82=\"\",'Cost scenario - input'!$G67=\"\"),\"\",S82/'Cost scenario - input'!$G67),\"\")","v":""},{"$f":"IFERROR(IF(OR(T82=\"\",'Cost scenario - input'!$G67=\"\"),\"\",T82/'Cost scenario - input'!$G67),\"\")","v":""},{"$f":"IFERROR(IF(OR(U82=\"\",'Cost scenario - input'!$G67=\"\"),\"\",U82/'Cost scenario - input'!$G67),\"\")","v":""},{"$f":"IFERROR(IF(OR(V82=\"\",'Cost scenario - input'!$G67=\"\"),\"\",V82/'Cost scenario - input'!$G67),\"\")","v":""},{"$f":"IFERROR(IF(OR(W82=\"\",'Cost scenario - input'!$G67=\"\"),\"\",W82/'Cost scenario - input'!$G67),\"\")","v":""}]
[{"$f":"IFERROR('Cost scenario - input'!A68,\"\")","v":""},{"$f":"IFERROR('Cost scenario - input'!B68,\"\")","v":""},{"$f":"IFERROR('Cost scenario - input'!C68,\"\")","v":""},{"$f":"IFERROR(repcalc('Cost scenario - input'!$CY68:$GK68,'Cost scenario - input'!$J68,'Cost scenario - input'!$H68,'Cost scenario - input'!$I68,20,TRUE,TRUE),\"\")","v":""},"","","","","","","","","","","","","","","","","","","",{"$f":"IFERROR(IF(OR(D83=\"\",'Cost scenario - input'!$G68=\"\"),\"\",D83/'Cost scenario - input'!$G68),\"\")","v":""},{"$f":"IFERROR(IF(OR(E83=\"\",'Cost scenario - input'!$G68=\"\"),\"\",E83/'Cost scenario - input'!$G68),\"\")","v":""},{"$f":"IFERROR(IF(OR(F83=\"\",'Cost scenario - input'!$G68=\"\"),\"\",F83/'Cost scenario - input'!$G68),\"\")","v":""},{"$f":"IFERROR(IF(OR(G83=\"\",'Cost scenario - input'!$G68=\"\"),\"\",G83/'Cost scenario - input'!$G68),\"\")","v":""},{"$f":"IFERROR(IF(OR(H83=\"\",'Cost scenario - input'!$G68=\"\"),\"\",H83/'Cost scenario - input'!$G68),\"\")","v":""},{"$f":"IFERROR(IF(OR(I83=\"\",'Cost scenario - input'!$G68=\"\"),\"\",I83/'Cost scenario - input'!$G68),\"\")","v":""},{"$f":"IFERROR(IF(OR(J83=\"\",'Cost scenario - input'!$G68=\"\"),\"\",J83/'Cost scenario - input'!$G68),\"\")","v":""},{"$f":"IFERROR(IF(OR(K83=\"\",'Cost scenario - input'!$G68=\"\"),\"\",K83/'Cost scenario - input'!$G68),\"\")","v":""},{"$f":"IFERROR(IF(OR(L83=\"\",'Cost scenario - input'!$G68=\"\"),\"\",L83/'Cost scenario - input'!$G68),\"\")","v":""},{"$f":"IFERROR(IF(OR(M83=\"\",'Cost scenario - input'!$G68=\"\"),\"\",M83/'Cost scenario - input'!$G68),\"\")","v":""},{"$f":"IFERROR(IF(OR(N83=\"\",'Cost scenario - input'!$G68=\"\"),\"\",N83/'Cost scenario - input'!$G68),\"\")","v":""},{"$f":"IFERROR(IF(OR(O83=\"\",'Cost scenario - input'!$G68=\"\"),\"\",O83/'Cost scenario - input'!$G68),\"\")","v":""},{"$f":"IFERROR(IF(OR(P83=\"\",'Cost scenario - input'!$G68=\"\"),\"\",P83/'Cost scenario - input'!$G68),\"\")","v":""},{"$f":"IFERROR(IF(OR(Q83=\"\",'Cost scenario - input'!$G68=\"\"),\"\",Q83/'Cost scenario - input'!$G68),\"\")","v":""},{"$f":"IFERROR(IF(OR(R83=\"\",'Cost scenario - input'!$G68=\"\"),\"\",R83/'Cost scenario - input'!$G68),\"\")","v":""},{"$f":"IFERROR(IF(OR(S83=\"\",'Cost scenario - input'!$G68=\"\"),\"\",S83/'Cost scenario - input'!$G68),\"\")","v":""},{"$f":"IFERROR(IF(OR(T83=\"\",'Cost scenario - input'!$G68=\"\"),\"\",T83/'Cost scenario - input'!$G68),\"\")","v":""},{"$f":"IFERROR(IF(OR(U83=\"\",'Cost scenario - input'!$G68=\"\"),\"\",U83/'Cost scenario - input'!$G68),\"\")","v":""},{"$f":"IFERROR(IF(OR(V83=\"\",'Cost scenario - input'!$G68=\"\"),\"\",V83/'Cost scenario - input'!$G68),\"\")","v":""},{"$f":"IFERROR(IF(OR(W83=\"\",'Cost scenario - input'!$G68=\"\"),\"\",W83/'Cost scenario - input'!$G68),\"\")","v":""}]
[{"$f":"IFERROR('Cost scenario - input'!A69,\"\")","v":""},{"$f":"IFERROR('Cost scenario - input'!B69,\"\")","v":""},{"$f":"IFERROR('Cost scenario - input'!C69,\"\")","v":""},{"$f":"IFERROR(repcalc('Cost scenario - input'!$CY69:$GK69,'Cost scenario - input'!$J69,'Cost scenario - input'!$H69,'Cost scenario - input'!$I69,20,TRUE,TRUE),\"\")","v":""},"","","","","","","","","","","","","","","","","","","",{"$f":"IFERROR(IF(OR(D84=\"\",'Cost scenario - input'!$G69=\"\"),\"\",D84/'Cost scenario - input'!$G69),\"\")","v":""},{"$f":"IFERROR(IF(OR(E84=\"\",'Cost scenario - input'!$G69=\"\"),\"\",E84/'Cost scenario - input'!$G69),\"\")","v":""},{"$f":"IFERROR(IF(OR(F84=\"\",'Cost scenario - input'!$G69=\"\"),\"\",F84/'Cost scenario - input'!$G69),\"\")","v":""},{"$f":"IFERROR(IF(OR(G84=\"\",'Cost scenario - input'!$G69=\"\"),\"\",G84/'Cost scenario - input'!$G69),\"\")","v":""},{"$f":"IFERROR(IF(OR(H84=\"\",'Cost scenario - input'!$G69=\"\"),\"\",H84/'Cost scenario - input'!$G69),\"\")","v":""},{"$f":"IFERROR(IF(OR(I84=\"\",'Cost scenario - input'!$G69=\"\"),\"\",I84/'Cost scenario - input'!$G69),\"\")","v":""},{"$f":"IFERROR(IF(OR(J84=\"\",'Cost scenario - input'!$G69=\"\"),\"\",J84/'Cost scenario - input'!$G69),\"\")","v":""},{"$f":"IFERROR(IF(OR(K84=\"\",'Cost scenario - input'!$G69=\"\"),\"\",K84/'Cost scenario - input'!$G69),\"\")","v":""},{"$f":"IFERROR(IF(OR(L84=\"\",'Cost scenario - input'!$G69=\"\"),\"\",L84/'Cost scenario - input'!$G69),\"\")","v":""},{"$f":"IFERROR(IF(OR(M84=\"\",'Cost scenario - input'!$G69=\"\"),\"\",M84/'Cost scenario - input'!$G69),\"\")","v":""},{"$f":"IFERROR(IF(OR(N84=\"\",'Cost scenario - input'!$G69=\"\"),\"\",N84/'Cost scenario - input'!$G69),\"\")","v":""},{"$f":"IFERROR(IF(OR(O84=\"\",'Cost scenario - input'!$G69=\"\"),\"\",O84/'Cost scenario - input'!$G69),\"\")","v":""},{"$f":"IFERROR(IF(OR(P84=\"\",'Cost scenario - input'!$G69=\"\"),\"\",P84/'Cost scenario - input'!$G69),\"\")","v":""},{"$f":"IFERROR(IF(OR(Q84=\"\",'Cost scenario - input'!$G69=\"\"),\"\",Q84/'Cost scenario - input'!$G69),\"\")","v":""},{"$f":"IFERROR(IF(OR(R84=\"\",'Cost scenario - input'!$G69=\"\"),\"\",R84/'Cost scenario - input'!$G69),\"\")","v":""},{"$f":"IFERROR(IF(OR(S84=\"\",'Cost scenario - input'!$G69=\"\"),\"\",S84/'Cost scenario - input'!$G69),\"\")","v":""},{"$f":"IFERROR(IF(OR(T84=\"\",'Cost scenario - input'!$G69=\"\"),\"\",T84/'Cost scenario - input'!$G69),\"\")","v":""},{"$f":"IFERROR(IF(OR(U84=\"\",'Cost scenario - input'!$G69=\"\"),\"\",U84/'Cost scenario - input'!$G69),\"\")","v":""},{"$f":"IFERROR(IF(OR(V84=\"\",'Cost scenario - input'!$G69=\"\"),\"\",V84/'Cost scenario - input'!$G69),\"\")","v":""},{"$f":"IFERROR(IF(OR(W84=\"\",'Cost scenario - input'!$G69=\"\"),\"\",W84/'Cost scenario - input'!$G69),\"\")","v":""}]
[{"$f":"IFERROR('Cost scenario - input'!A70,\"\")","v":""},{"$f":"IFERROR('Cost scenario - input'!B70,\"\")","v":""},{"$f":"IFERROR('Cost scenario - input'!C70,\"\")","v":""},{"$f":"IFERROR(repcalc('Cost scenario - input'!$CY70:$GK70,'Cost scenario - input'!$J70,'Cost scenario - input'!$H70,'Cost scenario - input'!$I70,20,TRUE,TRUE),\"\")","v":""},"","","","","","","","","","","","","","","","","","","",{"$f":"IFERROR(IF(OR(D85=\"\",'Cost scenario - input'!$G70=\"\"),\"\",D85/'Cost scenario - input'!$G70),\"\")","v":""},{"$f":"IFERROR(IF(OR(E85=\"\",'Cost scenario - input'!$G70=\"\"),\"\",E85/'Cost scenario - input'!$G70),\"\")","v":""},{"$f":"IFERROR(IF(OR(F85=\"\",'Cost scenario - input'!$G70=\"\"),\"\",F85/'Cost scenario - input'!$G70),\"\")","v":""},{"$f":"IFERROR(IF(OR(G85=\"\",'Cost scenario - input'!$G70=\"\"),\"\",G85/'Cost scenario - input'!$G70),\"\")","v":""},{"$f":"IFERROR(IF(OR(H85=\"\",'Cost scenario - input'!$G70=\"\"),\"\",H85/'Cost scenario - input'!$G70),\"\")","v":""},{"$f":"IFERROR(IF(OR(I85=\"\",'Cost scenario - input'!$G70=\"\"),\"\",I85/'Cost scenario - input'!$G70),\"\")","v":""},{"$f":"IFERROR(IF(OR(J85=\"\",'Cost scenario - input'!$G70=\"\"),\"\",J85/'Cost scenario - input'!$G70),\"\")","v":""},{"$f":"IFERROR(IF(OR(K85=\"\",'Cost scenario - input'!$G70=\"\"),\"\",K85/'Cost scenario - input'!$G70),\"\")","v":""},{"$f":"IFERROR(IF(OR(L85=\"\",'Cost scenario - input'!$G70=\"\"),\"\",L85/'Cost scenario - input'!$G70),\"\")","v":""},{"$f":"IFERROR(IF(OR(M85=\"\",'Cost scenario - input'!$G70=\"\"),\"\",M85/'Cost scenario - input'!$G70),\"\")","v":""},{"$f":"IFERROR(IF(OR(N85=\"\",'Cost scenario - input'!$G70=\"\"),\"\",N85/'Cost scenario - input'!$G70),\"\")","v":""},{"$f":"IFERROR(IF(OR(O85=\"\",'Cost scenario - input'!$G70=\"\"),\"\",O85/'Cost scenario - input'!$G70),\"\")","v":""},{"$f":"IFERROR(IF(OR(P85=\"\",'Cost scenario - input'!$G70=\"\"),\"\",P85/'Cost scenario - input'!$G70),\"\")","v":""},{"$f":"IFERROR(IF(OR(Q85=\"\",'Cost scenario - input'!$G70=\"\"),\"\",Q85/'Cost scenario - input'!$G70),\"\")","v":""},{"$f":"IFERROR(IF(OR(R85=\"\",'Cost scenario - input'!$G70=\"\"),\"\",R85/'Cost scenario - input'!$G70),\"\")","v":""},{"$f":"IFERROR(IF(OR(S85=\"\",'Cost scenario - input'!$G70=\"\"),\"\",S85/'Cost scenario - input'!$G70),\"\")","v":""},{"$f":"IFERROR(IF(OR(T85=\"\",'Cost scenario - input'!$G70=\"\"),\"\",T85/'Cost scenario - input'!$G70),\"\")","v":""},{"$f":"IFERROR(IF(OR(U85=\"\",'Cost scenario - input'!$G70=\"\"),\"\",U85/'Cost scenario - input'!$G70),\"\")","v":""},{"$f":"IFERROR(IF(OR(V85=\"\",'Cost scenario - input'!$G70=\"\"),\"\",V85/'Cost scenario - input'!$G70),\"\")","v":""},{"$f":"IFERROR(IF(OR(W85=\"\",'Cost scenario - input'!$G70=\"\"),\"\",W85/'Cost scenario - input'!$G70),\"\")","v":""}]
[{"$f":"IFERROR('Cost scenario - input'!A71,\"\")","v":""},{"$f":"IFERROR('Cost scenario - input'!B71,\"\")","v":""},{"$f":"IFERROR('Cost scenario - input'!C71,\"\")","v":""},{"$f":"IFERROR(repcalc('Cost scenario - input'!$CY71:$GK71,'Cost scenario - input'!$J71,'Cost scenario - input'!$H71,'Cost scenario - input'!$I71,20,TRUE,TRUE),\"\")","v":""},"","","","","","","","","","","","","","","","","","","",{"$f":"IFERROR(IF(OR(D86=\"\",'Cost scenario - input'!$G71=\"\"),\"\",D86/'Cost scenario - input'!$G71),\"\")","v":""},{"$f":"IFERROR(IF(OR(E86=\"\",'Cost scenario - input'!$G71=\"\"),\"\",E86/'Cost scenario - input'!$G71),\"\")","v":""},{"$f":"IFERROR(IF(OR(F86=\"\",'Cost scenario - input'!$G71=\"\"),\"\",F86/'Cost scenario - input'!$G71),\"\")","v":""},{"$f":"IFERROR(IF(OR(G86=\"\",'Cost scenario - input'!$G71=\"\"),\"\",G86/'Cost scenario - input'!$G71),\"\")","v":""},{"$f":"IFERROR(IF(OR(H86=\"\",'Cost scenario - input'!$G71=\"\"),\"\",H86/'Cost scenario - input'!$G71),\"\")","v":""},{"$f":"IFERROR(IF(OR(I86=\"\",'Cost scenario - input'!$G71=\"\"),\"\",I86/'Cost scenario - input'!$G71),\"\")","v":""},{"$f":"IFERROR(IF(OR(J86=\"\",'Cost scenario - input'!$G71=\"\"),\"\",J86/'Cost scenario - input'!$G71),\"\")","v":""},{"$f":"IFERROR(IF(OR(K86=\"\",'Cost scenario - input'!$G71=\"\"),\"\",K86/'Cost scenario - input'!$G71),\"\")","v":""},{"$f":"IFERROR(IF(OR(L86=\"\",'Cost scenario - input'!$G71=\"\"),\"\",L86/'Cost scenario - input'!$G71),\"\")","v":""},{"$f":"IFERROR(IF(OR(M86=\"\",'Cost scenario - input'!$G71=\"\"),\"\",M86/'Cost scenario - input'!$G71),\"\")","v":""},{"$f":"IFERROR(IF(OR(N86=\"\",'Cost scenario - input'!$G71=\"\"),\"\",N86/'Cost scenario - input'!$G71),\"\")","v":""},{"$f":"IFERROR(IF(OR(O86=\"\",'Cost scenario - input'!$G71=\"\"),\"\",O86/'Cost scenario - input'!$G71),\"\")","v":""},{"$f":"IFERROR(IF(OR(P86=\"\",'Cost scenario - input'!$G71=\"\"),\"\",P86/'Cost scenario - input'!$G71),\"\")","v":""},{"$f":"IFERROR(IF(OR(Q86=\"\",'Cost scenario - input'!$G71=\"\"),\"\",Q86/'Cost scenario - input'!$G71),\"\")","v":""},{"$f":"IFERROR(IF(OR(R86=\"\",'Cost scenario - input'!$G71=\"\"),\"\",R86/'Cost scenario - input'!$G71),\"\")","v":""},{"$f":"IFERROR(IF(OR(S86=\"\",'Cost scenario - input'!$G71=\"\"),\"\",S86/'Cost scenario - input'!$G71),\"\")","v":""},{"$f":"IFERROR(IF(OR(T86=\"\",'Cost scenario - input'!$G71=\"\"),\"\",T86/'Cost scenario - input'!$G71),\"\")","v":""},{"$f":"IFERROR(IF(OR(U86=\"\",'Cost scenario - input'!$G71=\"\"),\"\",U86/'Cost scenario - input'!$G71),\"\")","v":""},{"$f":"IFERROR(IF(OR(V86=\"\",'Cost scenario - input'!$G71=\"\"),\"\",V86/'Cost scenario - input'!$G71),\"\")","v":""},{"$f":"IFERROR(IF(OR(W86=\"\",'Cost scenario - input'!$G71=\"\"),\"\",W86/'Cost scenario - input'!$G71),\"\")","v":""}]
[{"$f":"IFERROR('Cost scenario - input'!A72,\"\")","v":""},{"$f":"IFERROR('Cost scenario - input'!B72,\"\")","v":""},{"$f":"IFERROR('Cost scenario - input'!C72,\"\")","v":""},{"$f":"IFERROR(repcalc('Cost scenario - input'!$CY72:$GK72,'Cost scenario - input'!$J72,'Cost scenario - input'!$H72,'Cost scenario - input'!$I72,20,TRUE,TRUE),\"\")","v":""},"","","","","","","","","","","","","","","","","","","",{"$f":"IFERROR(IF(OR(D87=\"\",'Cost scenario - input'!$G72=\"\"),\"\",D87/'Cost scenario - input'!$G72),\"\")","v":""},{"$f":"IFERROR(IF(OR(E87=\"\",'Cost scenario - input'!$G72=\"\"),\"\",E87/'Cost scenario - input'!$G72),\"\")","v":""},{"$f":"IFERROR(IF(OR(F87=\"\",'Cost scenario - input'!$G72=\"\"),\"\",F87/'Cost scenario - input'!$G72),\"\")","v":""},{"$f":"IFERROR(IF(OR(G87=\"\",'Cost scenario - input'!$G72=\"\"),\"\",G87/'Cost scenario - input'!$G72),\"\")","v":""},{"$f":"IFERROR(IF(OR(H87=\"\",'Cost scenario - input'!$G72=\"\"),\"\",H87/'Cost scenario - input'!$G72),\"\")","v":""},{"$f":"IFERROR(IF(OR(I87=\"\",'Cost scenario - input'!$G72=\"\"),\"\",I87/'Cost scenario - input'!$G72),\"\")","v":""},{"$f":"IFERROR(IF(OR(J87=\"\",'Cost scenario - input'!$G72=\"\"),\"\",J87/'Cost scenario - input'!$G72),\"\")","v":""},{"$f":"IFERROR(IF(OR(K87=\"\",'Cost scenario - input'!$G72=\"\"),\"\",K87/'Cost scenario - input'!$G72),\"\")","v":""},{"$f":"IFERROR(IF(OR(L87=\"\",'Cost scenario - input'!$G72=\"\"),\"\",L87/'Cost scenario - input'!$G72),\"\")","v":""},{"$f":"IFERROR(IF(OR(M87=\"\",'Cost scenario - input'!$G72=\"\"),\"\",M87/'Cost scenario - input'!$G72),\"\")","v":""},{"$f":"IFERROR(IF(OR(N87=\"\",'Cost scenario - input'!$G72=\"\"),\"\",N87/'Cost scenario - input'!$G72),\"\")","v":""},{"$f":"IFERROR(IF(OR(O87=\"\",'Cost scenario - input'!$G72=\"\"),\"\",O87/'Cost scenario - input'!$G72),\"\")","v":""},{"$f":"IFERROR(IF(OR(P87=\"\",'Cost scenario - input'!$G72=\"\"),\"\",P87/'Cost scenario - input'!$G72),\"\")","v":""},{"$f":"IFERROR(IF(OR(Q87=\"\",'Cost scenario - input'!$G72=\"\"),\"\",Q87/'Cost scenario - input'!$G72),\"\")","v":""},{"$f":"IFERROR(IF(OR(R87=\"\",'Cost scenario - input'!$G72=\"\"),\"\",R87/'Cost scenario - input'!$G72),\"\")","v":""},{"$f":"IFERROR(IF(OR(S87=\"\",'Cost scenario - input'!$G72=\"\"),\"\",S87/'Cost scenario - input'!$G72),\"\")","v":""},{"$f":"IFERROR(IF(OR(T87=\"\",'Cost scenario - input'!$G72=\"\"),\"\",T87/'Cost scenario - input'!$G72),\"\")","v":""},{"$f":"IFERROR(IF(OR(U87=\"\",'Cost scenario - input'!$G72=\"\"),\"\",U87/'Cost scenario - input'!$G72),\"\")","v":""},{"$f":"IFERROR(IF(OR(V87=\"\",'Cost scenario - input'!$G72=\"\"),\"\",V87/'Cost scenario - input'!$G72),\"\")","v":""},{"$f":"IFERROR(IF(OR(W87=\"\",'Cost scenario - input'!$G72=\"\"),\"\",W87/'Cost scenario - input'!$G72),\"\")","v":""}]
[{"$f":"IFERROR('Cost scenario - input'!A73,\"\")","v":""},{"$f":"IFERROR('Cost scenario - input'!B73,\"\")","v":""},{"$f":"IFERROR('Cost scenario - input'!C73,\"\")","v":""},{"$f":"IFERROR(repcalc('Cost scenario - input'!$CY73:$GK73,'Cost scenario - input'!$J73,'Cost scenario - input'!$H73,'Cost scenario - input'!$I73,20,TRUE,TRUE),\"\")","v":""},"","","","","","","","","","","","","","","","","","","",{"$f":"IFERROR(IF(OR(D88=\"\",'Cost scenario - input'!$G73=\"\"),\"\",D88/'Cost scenario - input'!$G73),\"\")","v":""},{"$f":"IFERROR(IF(OR(E88=\"\",'Cost scenario - input'!$G73=\"\"),\"\",E88/'Cost scenario - input'!$G73),\"\")","v":""},{"$f":"IFERROR(IF(OR(F88=\"\",'Cost scenario - input'!$G73=\"\"),\"\",F88/'Cost scenario - input'!$G73),\"\")","v":""},{"$f":"IFERROR(IF(OR(G88=\"\",'Cost scenario - input'!$G73=\"\"),\"\",G88/'Cost scenario - input'!$G73),\"\")","v":""},{"$f":"IFERROR(IF(OR(H88=\"\",'Cost scenario - input'!$G73=\"\"),\"\",H88/'Cost scenario - input'!$G73),\"\")","v":""},{"$f":"IFERROR(IF(OR(I88=\"\",'Cost scenario - input'!$G73=\"\"),\"\",I88/'Cost scenario - input'!$G73),\"\")","v":""},{"$f":"IFERROR(IF(OR(J88=\"\",'Cost scenario - input'!$G73=\"\"),\"\",J88/'Cost scenario - input'!$G73),\"\")","v":""},{"$f":"IFERROR(IF(OR(K88=\"\",'Cost scenario - input'!$G73=\"\"),\"\",K88/'Cost scenario - input'!$G73),\"\")","v":""},{"$f":"IFERROR(IF(OR(L88=\"\",'Cost scenario - input'!$G73=\"\"),\"\",L88/'Cost scenario - input'!$G73),\"\")","v":""},{"$f":"IFERROR(IF(OR(M88=\"\",'Cost scenario - input'!$G73=\"\"),\"\",M88/'Cost scenario - input'!$G73),\"\")","v":""},{"$f":"IFERROR(IF(OR(N88=\"\",'Cost scenario - input'!$G73=\"\"),\"\",N88/'Cost scenario - input'!$G73),\"\")","v":""},{"$f":"IFERROR(IF(OR(O88=\"\",'Cost scenario - input'!$G73=\"\"),\"\",O88/'Cost scenario - input'!$G73),\"\")","v":""},{"$f":"IFERROR(IF(OR(P88=\"\",'Cost scenario - input'!$G73=\"\"),\"\",P88/'Cost scenario - input'!$G73),\"\")","v":""},{"$f":"IFERROR(IF(OR(Q88=\"\",'Cost scenario - input'!$G73=\"\"),\"\",Q88/'Cost scenario - input'!$G73),\"\")","v":""},{"$f":"IFERROR(IF(OR(R88=\"\",'Cost scenario - input'!$G73=\"\"),\"\",R88/'Cost scenario - input'!$G73),\"\")","v":""},{"$f":"IFERROR(IF(OR(S88=\"\",'Cost scenario - input'!$G73=\"\"),\"\",S88/'Cost scenario - input'!$G73),\"\")","v":""},{"$f":"IFERROR(IF(OR(T88=\"\",'Cost scenario - input'!$G73=\"\"),\"\",T88/'Cost scenario - input'!$G73),\"\")","v":""},{"$f":"IFERROR(IF(OR(U88=\"\",'Cost scenario - input'!$G73=\"\"),\"\",U88/'Cost scenario - input'!$G73),\"\")","v":""},{"$f":"IFERROR(IF(OR(V88=\"\",'Cost scenario - input'!$G73=\"\"),\"\",V88/'Cost scenario - input'!$G73),\"\")","v":""},{"$f":"IFERROR(IF(OR(W88=\"\",'Cost scenario - input'!$G73=\"\"),\"\",W88/'Cost scenario - input'!$G73),\"\")","v":""}]
[{"$f":"IFERROR('Cost scenario - input'!A74,\"\")","v":""},{"$f":"IFERROR('Cost scenario - input'!B74,\"\")","v":""},{"$f":"IFERROR('Cost scenario - input'!C74,\"\")","v":""},{"$f":"IFERROR(repcalc('Cost scenario - input'!$CY74:$GK74,'Cost scenario - input'!$J74,'Cost scenario - input'!$H74,'Cost scenario - input'!$I74,20,TRUE,TRUE),\"\")","v":""},"","","","","","","","","","","","","","","","","","","",{"$f":"IFERROR(IF(OR(D89=\"\",'Cost scenario - input'!$G74=\"\"),\"\",D89/'Cost scenario - input'!$G74),\"\")","v":""},{"$f":"IFERROR(IF(OR(E89=\"\",'Cost scenario - input'!$G74=\"\"),\"\",E89/'Cost scenario - input'!$G74),\"\")","v":""},{"$f":"IFERROR(IF(OR(F89=\"\",'Cost scenario - input'!$G74=\"\"),\"\",F89/'Cost scenario - input'!$G74),\"\")","v":""},{"$f":"IFERROR(IF(OR(G89=\"\",'Cost scenario - input'!$G74=\"\"),\"\",G89/'Cost scenario - input'!$G74),\"\")","v":""},{"$f":"IFERROR(IF(OR(H89=\"\",'Cost scenario - input'!$G74=\"\"),\"\",H89/'Cost scenario - input'!$G74),\"\")","v":""},{"$f":"IFERROR(IF(OR(I89=\"\",'Cost scenario - input'!$G74=\"\"),\"\",I89/'Cost scenario - input'!$G74),\"\")","v":""},{"$f":"IFERROR(IF(OR(J89=\"\",'Cost scenario - input'!$G74=\"\"),\"\",J89/'Cost scenario - input'!$G74),\"\")","v":""},{"$f":"IFERROR(IF(OR(K89=\"\",'Cost scenario - input'!$G74=\"\"),\"\",K89/'Cost scenario - input'!$G74),\"\")","v":""},{"$f":"IFERROR(IF(OR(L89=\"\",'Cost scenario - input'!$G74=\"\"),\"\",L89/'Cost scenario - input'!$G74),\"\")","v":""},{"$f":"IFERROR(IF(OR(M89=\"\",'Cost scenario - input'!$G74=\"\"),\"\",M89/'Cost scenario - input'!$G74),\"\")","v":""},{"$f":"IFERROR(IF(OR(N89=\"\",'Cost scenario - input'!$G74=\"\"),\"\",N89/'Cost scenario - input'!$G74),\"\")","v":""},{"$f":"IFERROR(IF(OR(O89=\"\",'Cost scenario - input'!$G74=\"\"),\"\",O89/'Cost scenario - input'!$G74),\"\")","v":""},{"$f":"IFERROR(IF(OR(P89=\"\",'Cost scenario - input'!$G74=\"\"),\"\",P89/'Cost scenario - input'!$G74),\"\")","v":""},{"$f":"IFERROR(IF(OR(Q89=\"\",'Cost scenario - input'!$G74=\"\"),\"\",Q89/'Cost scenario - input'!$G74),\"\")","v":""},{"$f":"IFERROR(IF(OR(R89=\"\",'Cost scenario - input'!$G74=\"\"),\"\",R89/'Cost scenario - input'!$G74),\"\")","v":""},{"$f":"IFERROR(IF(OR(S89=\"\",'Cost scenario - input'!$G74=\"\"),\"\",S89/'Cost scenario - input'!$G74),\"\")","v":""},{"$f":"IFERROR(IF(OR(T89=\"\",'Cost scenario - input'!$G74=\"\"),\"\",T89/'Cost scenario - input'!$G74),\"\")","v":""},{"$f":"IFERROR(IF(OR(U89=\"\",'Cost scenario - input'!$G74=\"\"),\"\",U89/'Cost scenario - input'!$G74),\"\")","v":""},{"$f":"IFERROR(IF(OR(V89=\"\",'Cost scenario - input'!$G74=\"\"),\"\",V89/'Cost scenario - input'!$G74),\"\")","v":""},{"$f":"IFERROR(IF(OR(W89=\"\",'Cost scenario - input'!$G74=\"\"),\"\",W89/'Cost scenario - input'!$G74),\"\")","v":""}]
[{"$f":"IFERROR('Cost scenario - input'!A75,\"\")","v":""},{"$f":"IFERROR('Cost scenario - input'!B75,\"\")","v":""},{"$f":"IFERROR('Cost scenario - input'!C75,\"\")","v":""},{"$f":"IFERROR(repcalc('Cost scenario - input'!$CY75:$GK75,'Cost scenario - input'!$J75,'Cost scenario - input'!$H75,'Cost scenario - input'!$I75,20,TRUE,TRUE),\"\")","v":""},"","","","","","","","","","","","","","","","","","","",{"$f":"IFERROR(IF(OR(D90=\"\",'Cost scenario - input'!$G75=\"\"),\"\",D90/'Cost scenario - input'!$G75),\"\")","v":""},{"$f":"IFERROR(IF(OR(E90=\"\",'Cost scenario - input'!$G75=\"\"),\"\",E90/'Cost scenario - input'!$G75),\"\")","v":""},{"$f":"IFERROR(IF(OR(F90=\"\",'Cost scenario - input'!$G75=\"\"),\"\",F90/'Cost scenario - input'!$G75),\"\")","v":""},{"$f":"IFERROR(IF(OR(G90=\"\",'Cost scenario - input'!$G75=\"\"),\"\",G90/'Cost scenario - input'!$G75),\"\")","v":""},{"$f":"IFERROR(IF(OR(H90=\"\",'Cost scenario - input'!$G75=\"\"),\"\",H90/'Cost scenario - input'!$G75),\"\")","v":""},{"$f":"IFERROR(IF(OR(I90=\"\",'Cost scenario - input'!$G75=\"\"),\"\",I90/'Cost scenario - input'!$G75),\"\")","v":""},{"$f":"IFERROR(IF(OR(J90=\"\",'Cost scenario - input'!$G75=\"\"),\"\",J90/'Cost scenario - input'!$G75),\"\")","v":""},{"$f":"IFERROR(IF(OR(K90=\"\",'Cost scenario - input'!$G75=\"\"),\"\",K90/'Cost scenario - input'!$G75),\"\")","v":""},{"$f":"IFERROR(IF(OR(L90=\"\",'Cost scenario - input'!$G75=\"\"),\"\",L90/'Cost scenario - input'!$G75),\"\")","v":""},{"$f":"IFERROR(IF(OR(M90=\"\",'Cost scenario - input'!$G75=\"\"),\"\",M90/'Cost scenario - input'!$G75),\"\")","v":""},{"$f":"IFERROR(IF(OR(N90=\"\",'Cost scenario - input'!$G75=\"\"),\"\",N90/'Cost scenario - input'!$G75),\"\")","v":""},{"$f":"IFERROR(IF(OR(O90=\"\",'Cost scenario - input'!$G75=\"\"),\"\",O90/'Cost scenario - input'!$G75),\"\")","v":""},{"$f":"IFERROR(IF(OR(P90=\"\",'Cost scenario - input'!$G75=\"\"),\"\",P90/'Cost scenario - input'!$G75),\"\")","v":""},{"$f":"IFERROR(IF(OR(Q90=\"\",'Cost scenario - input'!$G75=\"\"),\"\",Q90/'Cost scenario - input'!$G75),\"\")","v":""},{"$f":"IFERROR(IF(OR(R90=\"\",'Cost scenario - input'!$G75=\"\"),\"\",R90/'Cost scenario - input'!$G75),\"\")","v":""},{"$f":"IFERROR(IF(OR(S90=\"\",'Cost scenario - input'!$G75=\"\"),\"\",S90/'Cost scenario - input'!$G75),\"\")","v":""},{"$f":"IFERROR(IF(OR(T90=\"\",'Cost scenario - input'!$G75=\"\"),\"\",T90/'Cost scenario - input'!$G75),\"\")","v":""},{"$f":"IFERROR(IF(OR(U90=\"\",'Cost scenario - input'!$G75=\"\"),\"\",U90/'Cost scenario - input'!$G75),\"\")","v":""},{"$f":"IFERROR(IF(OR(V90=\"\",'Cost scenario - input'!$G75=\"\"),\"\",V90/'Cost scenario - input'!$G75),\"\")","v":""},{"$f":"IFERROR(IF(OR(W90=\"\",'Cost scenario - input'!$G75=\"\"),\"\",W90/'Cost scenario - input'!$G75),\"\")","v":""}]
[{"$f":"IFERROR('Cost scenario - input'!A76,\"\")","v":""},{"$f":"IFERROR('Cost scenario - input'!B76,\"\")","v":""},{"$f":"IFERROR('Cost scenario - input'!C76,\"\")","v":""},{"$f":"IFERROR(repcalc('Cost scenario - input'!$CY76:$GK76,'Cost scenario - input'!$J76,'Cost scenario - input'!$H76,'Cost scenario - input'!$I76,20,TRUE,TRUE),\"\")","v":""},"","","","","","","","","","","","","","","","","","","",{"$f":"IFERROR(IF(OR(D91=\"\",'Cost scenario - input'!$G76=\"\"),\"\",D91/'Cost scenario - input'!$G76),\"\")","v":""},{"$f":"IFERROR(IF(OR(E91=\"\",'Cost scenario - input'!$G76=\"\"),\"\",E91/'Cost scenario - input'!$G76),\"\")","v":""},{"$f":"IFERROR(IF(OR(F91=\"\",'Cost scenario - input'!$G76=\"\"),\"\",F91/'Cost scenario - input'!$G76),\"\")","v":""},{"$f":"IFERROR(IF(OR(G91=\"\",'Cost scenario - input'!$G76=\"\"),\"\",G91/'Cost scenario - input'!$G76),\"\")","v":""},{"$f":"IFERROR(IF(OR(H91=\"\",'Cost scenario - input'!$G76=\"\"),\"\",H91/'Cost scenario - input'!$G76),\"\")","v":""},{"$f":"IFERROR(IF(OR(I91=\"\",'Cost scenario - input'!$G76=\"\"),\"\",I91/'Cost scenario - input'!$G76),\"\")","v":""},{"$f":"IFERROR(IF(OR(J91=\"\",'Cost scenario - input'!$G76=\"\"),\"\",J91/'Cost scenario - input'!$G76),\"\")","v":""},{"$f":"IFERROR(IF(OR(K91=\"\",'Cost scenario - input'!$G76=\"\"),\"\",K91/'Cost scenario - input'!$G76),\"\")","v":""},{"$f":"IFERROR(IF(OR(L91=\"\",'Cost scenario - input'!$G76=\"\"),\"\",L91/'Cost scenario - input'!$G76),\"\")","v":""},{"$f":"IFERROR(IF(OR(M91=\"\",'Cost scenario - input'!$G76=\"\"),\"\",M91/'Cost scenario - input'!$G76),\"\")","v":""},{"$f":"IFERROR(IF(OR(N91=\"\",'Cost scenario - input'!$G76=\"\"),\"\",N91/'Cost scenario - input'!$G76),\"\")","v":""},{"$f":"IFERROR(IF(OR(O91=\"\",'Cost scenario - input'!$G76=\"\"),\"\",O91/'Cost scenario - input'!$G76),\"\")","v":""},{"$f":"IFERROR(IF(OR(P91=\"\",'Cost scenario - input'!$G76=\"\"),\"\",P91/'Cost scenario - input'!$G76),\"\")","v":""},{"$f":"IFERROR(IF(OR(Q91=\"\",'Cost scenario - input'!$G76=\"\"),\"\",Q91/'Cost scenario - input'!$G76),\"\")","v":""},{"$f":"IFERROR(IF(OR(R91=\"\",'Cost scenario - input'!$G76=\"\"),\"\",R91/'Cost scenario - input'!$G76),\"\")","v":""},{"$f":"IFERROR(IF(OR(S91=\"\",'Cost scenario - input'!$G76=\"\"),\"\",S91/'Cost scenario - input'!$G76),\"\")","v":""},{"$f":"IFERROR(IF(OR(T91=\"\",'Cost scenario - input'!$G76=\"\"),\"\",T91/'Cost scenario - input'!$G76),\"\")","v":""},{"$f":"IFERROR(IF(OR(U91=\"\",'Cost scenario - input'!$G76=\"\"),\"\",U91/'Cost scenario - input'!$G76),\"\")","v":""},{"$f":"IFERROR(IF(OR(V91=\"\",'Cost scenario - input'!$G76=\"\"),\"\",V91/'Cost scenario - input'!$G76),\"\")","v":""},{"$f":"IFERROR(IF(OR(W91=\"\",'Cost scenario - input'!$G76=\"\"),\"\",W91/'Cost scenario - input'!$G76),\"\")","v":""}]
[{"$f":"IFERROR('Cost scenario - input'!A77,\"\")","v":""},{"$f":"IFERROR('Cost scenario - input'!B77,\"\")","v":""},{"$f":"IFERROR('Cost scenario - input'!C77,\"\")","v":""},{"$f":"IFERROR(repcalc('Cost scenario - input'!$CY77:$GK77,'Cost scenario - input'!$J77,'Cost scenario - input'!$H77,'Cost scenario - input'!$I77,20,TRUE,TRUE),\"\")","v":""},"","","","","","","","","","","","","","","","","","","",{"$f":"IFERROR(IF(OR(D92=\"\",'Cost scenario - input'!$G77=\"\"),\"\",D92/'Cost scenario - input'!$G77),\"\")","v":""},{"$f":"IFERROR(IF(OR(E92=\"\",'Cost scenario - input'!$G77=\"\"),\"\",E92/'Cost scenario - input'!$G77),\"\")","v":""},{"$f":"IFERROR(IF(OR(F92=\"\",'Cost scenario - input'!$G77=\"\"),\"\",F92/'Cost scenario - input'!$G77),\"\")","v":""},{"$f":"IFERROR(IF(OR(G92=\"\",'Cost scenario - input'!$G77=\"\"),\"\",G92/'Cost scenario - input'!$G77),\"\")","v":""},{"$f":"IFERROR(IF(OR(H92=\"\",'Cost scenario - input'!$G77=\"\"),\"\",H92/'Cost scenario - input'!$G77),\"\")","v":""},{"$f":"IFERROR(IF(OR(I92=\"\",'Cost scenario - input'!$G77=\"\"),\"\",I92/'Cost scenario - input'!$G77),\"\")","v":""},{"$f":"IFERROR(IF(OR(J92=\"\",'Cost scenario - input'!$G77=\"\"),\"\",J92/'Cost scenario - input'!$G77),\"\")","v":""},{"$f":"IFERROR(IF(OR(K92=\"\",'Cost scenario - input'!$G77=\"\"),\"\",K92/'Cost scenario - input'!$G77),\"\")","v":""},{"$f":"IFERROR(IF(OR(L92=\"\",'Cost scenario - input'!$G77=\"\"),\"\",L92/'Cost scenario - input'!$G77),\"\")","v":""},{"$f":"IFERROR(IF(OR(M92=\"\",'Cost scenario - input'!$G77=\"\"),\"\",M92/'Cost scenario - input'!$G77),\"\")","v":""},{"$f":"IFERROR(IF(OR(N92=\"\",'Cost scenario - input'!$G77=\"\"),\"\",N92/'Cost scenario - input'!$G77),\"\")","v":""},{"$f":"IFERROR(IF(OR(O92=\"\",'Cost scenario - input'!$G77=\"\"),\"\",O92/'Cost scenario - input'!$G77),\"\")","v":""},{"$f":"IFERROR(IF(OR(P92=\"\",'Cost scenario - input'!$G77=\"\"),\"\",P92/'Cost scenario - input'!$G77),\"\")","v":""},{"$f":"IFERROR(IF(OR(Q92=\"\",'Cost scenario - input'!$G77=\"\"),\"\",Q92/'Cost scenario - input'!$G77),\"\")","v":""},{"$f":"IFERROR(IF(OR(R92=\"\",'Cost scenario - input'!$G77=\"\"),\"\",R92/'Cost scenario - input'!$G77),\"\")","v":""},{"$f":"IFERROR(IF(OR(S92=\"\",'Cost scenario - input'!$G77=\"\"),\"\",S92/'Cost scenario - input'!$G77),\"\")","v":""},{"$f":"IFERROR(IF(OR(T92=\"\",'Cost scenario - input'!$G77=\"\"),\"\",T92/'Cost scenario - input'!$G77),\"\")","v":""},{"$f":"IFERROR(IF(OR(U92=\"\",'Cost scenario - input'!$G77=\"\"),\"\",U92/'Cost scenario - input'!$G77),\"\")","v":""},{"$f":"IFERROR(IF(OR(V92=\"\",'Cost scenario - input'!$G77=\"\"),\"\",V92/'Cost scenario - input'!$G77),\"\")","v":""},{"$f":"IFERROR(IF(OR(W92=\"\",'Cost scenario - input'!$G77=\"\"),\"\",W92/'Cost scenario - input'!$G77),\"\")","v":""}]
[{"$f":"IFERROR('Cost scenario - input'!A78,\"\")","v":""},{"$f":"IFERROR('Cost scenario - input'!B78,\"\")","v":""},{"$f":"IFERROR('Cost scenario - input'!C78,\"\")","v":""},{"$f":"IFERROR(repcalc('Cost scenario - input'!$CY78:$GK78,'Cost scenario - input'!$J78,'Cost scenario - input'!$H78,'Cost scenario - input'!$I78,20,TRUE,TRUE),\"\")","v":""},"","","","","","","","","","","","","","","","","","","",{"$f":"IFERROR(IF(OR(D93=\"\",'Cost scenario - input'!$G78=\"\"),\"\",D93/'Cost scenario - input'!$G78),\"\")","v":""},{"$f":"IFERROR(IF(OR(E93=\"\",'Cost scenario - input'!$G78=\"\"),\"\",E93/'Cost scenario - input'!$G78),\"\")","v":""},{"$f":"IFERROR(IF(OR(F93=\"\",'Cost scenario - input'!$G78=\"\"),\"\",F93/'Cost scenario - input'!$G78),\"\")","v":""},{"$f":"IFERROR(IF(OR(G93=\"\",'Cost scenario - input'!$G78=\"\"),\"\",G93/'Cost scenario - input'!$G78),\"\")","v":""},{"$f":"IFERROR(IF(OR(H93=\"\",'Cost scenario - input'!$G78=\"\"),\"\",H93/'Cost scenario - input'!$G78),\"\")","v":""},{"$f":"IFERROR(IF(OR(I93=\"\",'Cost scenario - input'!$G78=\"\"),\"\",I93/'Cost scenario - input'!$G78),\"\")","v":""},{"$f":"IFERROR(IF(OR(J93=\"\",'Cost scenario - input'!$G78=\"\"),\"\",J93/'Cost scenario - input'!$G78),\"\")","v":""},{"$f":"IFERROR(IF(OR(K93=\"\",'Cost scenario - input'!$G78=\"\"),\"\",K93/'Cost scenario - input'!$G78),\"\")","v":""},{"$f":"IFERROR(IF(OR(L93=\"\",'Cost scenario - input'!$G78=\"\"),\"\",L93/'Cost scenario - input'!$G78),\"\")","v":""},{"$f":"IFERROR(IF(OR(M93=\"\",'Cost scenario - input'!$G78=\"\"),\"\",M93/'Cost scenario - input'!$G78),\"\")","v":""},{"$f":"IFERROR(IF(OR(N93=\"\",'Cost scenario - input'!$G78=\"\"),\"\",N93/'Cost scenario - input'!$G78),\"\")","v":""},{"$f":"IFERROR(IF(OR(O93=\"\",'Cost scenario - input'!$G78=\"\"),\"\",O93/'Cost scenario - input'!$G78),\"\")","v":""},{"$f":"IFERROR(IF(OR(P93=\"\",'Cost scenario - input'!$G78=\"\"),\"\",P93/'Cost scenario - input'!$G78),\"\")","v":""},{"$f":"IFERROR(IF(OR(Q93=\"\",'Cost scenario - input'!$G78=\"\"),\"\",Q93/'Cost scenario - input'!$G78),\"\")","v":""},{"$f":"IFERROR(IF(OR(R93=\"\",'Cost scenario - input'!$G78=\"\"),\"\",R93/'Cost scenario - input'!$G78),\"\")","v":""},{"$f":"IFERROR(IF(OR(S93=\"\",'Cost scenario - input'!$G78=\"\"),\"\",S93/'Cost scenario - input'!$G78),\"\")","v":""},{"$f":"IFERROR(IF(OR(T93=\"\",'Cost scenario - input'!$G78=\"\"),\"\",T93/'Cost scenario - input'!$G78),\"\")","v":""},{"$f":"IFERROR(IF(OR(U93=\"\",'Cost scenario - input'!$G78=\"\"),\"\",U93/'Cost scenario - input'!$G78),\"\")","v":""},{"$f":"IFERROR(IF(OR(V93=\"\",'Cost scenario - input'!$G78=\"\"),\"\",V93/'Cost scenario - input'!$G78),\"\")","v":""},{"$f":"IFERROR(IF(OR(W93=\"\",'Cost scenario - input'!$G78=\"\"),\"\",W93/'Cost scenario - input'!$G78),\"\")","v":""}]
[{"$f":"IFERROR('Cost scenario - input'!A79,\"\")","v":""},{"$f":"IFERROR('Cost scenario - input'!B79,\"\")","v":""},{"$f":"IFERROR('Cost scenario - input'!C79,\"\")","v":""},{"$f":"IFERROR(repcalc('Cost scenario - input'!$CY79:$GK79,'Cost scenario - input'!$J79,'Cost scenario - input'!$H79,'Cost scenario - input'!$I79,20,TRUE,TRUE),\"\")","v":""},"","","","","","","","","","","","","","","","","","","",{"$f":"IFERROR(IF(OR(D94=\"\",'Cost scenario - input'!$G79=\"\"),\"\",D94/'Cost scenario - input'!$G79),\"\")","v":""},{"$f":"IFERROR(IF(OR(E94=\"\",'Cost scenario - input'!$G79=\"\"),\"\",E94/'Cost scenario - input'!$G79),\"\")","v":""},{"$f":"IFERROR(IF(OR(F94=\"\",'Cost scenario - input'!$G79=\"\"),\"\",F94/'Cost scenario - input'!$G79),\"\")","v":""},{"$f":"IFERROR(IF(OR(G94=\"\",'Cost scenario - input'!$G79=\"\"),\"\",G94/'Cost scenario - input'!$G79),\"\")","v":""},{"$f":"IFERROR(IF(OR(H94=\"\",'Cost scenario - input'!$G79=\"\"),\"\",H94/'Cost scenario - input'!$G79),\"\")","v":""},{"$f":"IFERROR(IF(OR(I94=\"\",'Cost scenario - input'!$G79=\"\"),\"\",I94/'Cost scenario - input'!$G79),\"\")","v":""},{"$f":"IFERROR(IF(OR(J94=\"\",'Cost scenario - input'!$G79=\"\"),\"\",J94/'Cost scenario - input'!$G79),\"\")","v":""},{"$f":"IFERROR(IF(OR(K94=\"\",'Cost scenario - input'!$G79=\"\"),\"\",K94/'Cost scenario - input'!$G79),\"\")","v":""},{"$f":"IFERROR(IF(OR(L94=\"\",'Cost scenario - input'!$G79=\"\"),\"\",L94/'Cost scenario - input'!$G79),\"\")","v":""},{"$f":"IFERROR(IF(OR(M94=\"\",'Cost scenario - input'!$G79=\"\"),\"\",M94/'Cost scenario - input'!$G79),\"\")","v":""},{"$f":"IFERROR(IF(OR(N94=\"\",'Cost scenario - input'!$G79=\"\"),\"\",N94/'Cost scenario - input'!$G79),\"\")","v":""},{"$f":"IFERROR(IF(OR(O94=\"\",'Cost scenario - input'!$G79=\"\"),\"\",O94/'Cost scenario - input'!$G79),\"\")","v":""},{"$f":"IFERROR(IF(OR(P94=\"\",'Cost scenario - input'!$G79=\"\"),\"\",P94/'Cost scenario - input'!$G79),\"\")","v":""},{"$f":"IFERROR(IF(OR(Q94=\"\",'Cost scenario - input'!$G79=\"\"),\"\",Q94/'Cost scenario - input'!$G79),\"\")","v":""},{"$f":"IFERROR(IF(OR(R94=\"\",'Cost scenario - input'!$G79=\"\"),\"\",R94/'Cost scenario - input'!$G79),\"\")","v":""},{"$f":"IFERROR(IF(OR(S94=\"\",'Cost scenario - input'!$G79=\"\"),\"\",S94/'Cost scenario - input'!$G79),\"\")","v":""},{"$f":"IFERROR(IF(OR(T94=\"\",'Cost scenario - input'!$G79=\"\"),\"\",T94/'Cost scenario - input'!$G79),\"\")","v":""},{"$f":"IFERROR(IF(OR(U94=\"\",'Cost scenario - input'!$G79=\"\"),\"\",U94/'Cost scenario - input'!$G79),\"\")","v":""},{"$f":"IFERROR(IF(OR(V94=\"\",'Cost scenario - input'!$G79=\"\"),\"\",V94/'Cost scenario - input'!$G79),\"\")","v":""},{"$f":"IFERROR(IF(OR(W94=\"\",'Cost scenario - input'!$G79=\"\"),\"\",W94/'Cost scenario - input'!$G79),\"\")","v":""}]
[{"$f":"IFERROR('Cost scenario - input'!A80,\"\")","v":""},{"$f":"IFERROR('Cost scenario - input'!B80,\"\")","v":""},{"$f":"IFERROR('Cost scenario - input'!C80,\"\")","v":""},{"$f":"IFERROR(repcalc('Cost scenario - input'!$CY80:$GK80,'Cost scenario - input'!$J80,'Cost scenario - input'!$H80,'Cost scenario - input'!$I80,20,TRUE,TRUE),\"\")","v":""},"","","","","","","","","","","","","","","","","","","",{"$f":"IFERROR(IF(OR(D95=\"\",'Cost scenario - input'!$G80=\"\"),\"\",D95/'Cost scenario - input'!$G80),\"\")","v":""},{"$f":"IFERROR(IF(OR(E95=\"\",'Cost scenario - input'!$G80=\"\"),\"\",E95/'Cost scenario - input'!$G80),\"\")","v":""},{"$f":"IFERROR(IF(OR(F95=\"\",'Cost scenario - input'!$G80=\"\"),\"\",F95/'Cost scenario - input'!$G80),\"\")","v":""},{"$f":"IFERROR(IF(OR(G95=\"\",'Cost scenario - input'!$G80=\"\"),\"\",G95/'Cost scenario - input'!$G80),\"\")","v":""},{"$f":"IFERROR(IF(OR(H95=\"\",'Cost scenario - input'!$G80=\"\"),\"\",H95/'Cost scenario - input'!$G80),\"\")","v":""},{"$f":"IFERROR(IF(OR(I95=\"\",'Cost scenario - input'!$G80=\"\"),\"\",I95/'Cost scenario - input'!$G80),\"\")","v":""},{"$f":"IFERROR(IF(OR(J95=\"\",'Cost scenario - input'!$G80=\"\"),\"\",J95/'Cost scenario - input'!$G80),\"\")","v":""},{"$f":"IFERROR(IF(OR(K95=\"\",'Cost scenario - input'!$G80=\"\"),\"\",K95/'Cost scenario - input'!$G80),\"\")","v":""},{"$f":"IFERROR(IF(OR(L95=\"\",'Cost scenario - input'!$G80=\"\"),\"\",L95/'Cost scenario - input'!$G80),\"\")","v":""},{"$f":"IFERROR(IF(OR(M95=\"\",'Cost scenario - input'!$G80=\"\"),\"\",M95/'Cost scenario - input'!$G80),\"\")","v":""},{"$f":"IFERROR(IF(OR(N95=\"\",'Cost scenario - input'!$G80=\"\"),\"\",N95/'Cost scenario - input'!$G80),\"\")","v":""},{"$f":"IFERROR(IF(OR(O95=\"\",'Cost scenario - input'!$G80=\"\"),\"\",O95/'Cost scenario - input'!$G80),\"\")","v":""},{"$f":"IFERROR(IF(OR(P95=\"\",'Cost scenario - input'!$G80=\"\"),\"\",P95/'Cost scenario - input'!$G80),\"\")","v":""},{"$f":"IFERROR(IF(OR(Q95=\"\",'Cost scenario - input'!$G80=\"\"),\"\",Q95/'Cost scenario - input'!$G80),\"\")","v":""},{"$f":"IFERROR(IF(OR(R95=\"\",'Cost scenario - input'!$G80=\"\"),\"\",R95/'Cost scenario - input'!$G80),\"\")","v":""},{"$f":"IFERROR(IF(OR(S95=\"\",'Cost scenario - input'!$G80=\"\"),\"\",S95/'Cost scenario - input'!$G80),\"\")","v":""},{"$f":"IFERROR(IF(OR(T95=\"\",'Cost scenario - input'!$G80=\"\"),\"\",T95/'Cost scenario - input'!$G80),\"\")","v":""},{"$f":"IFERROR(IF(OR(U95=\"\",'Cost scenario - input'!$G80=\"\"),\"\",U95/'Cost scenario - input'!$G80),\"\")","v":""},{"$f":"IFERROR(IF(OR(V95=\"\",'Cost scenario - input'!$G80=\"\"),\"\",V95/'Cost scenario - input'!$G80),\"\")","v":""},{"$f":"IFERROR(IF(OR(W95=\"\",'Cost scenario - input'!$G80=\"\"),\"\",W95/'Cost scenario - input'!$G80),\"\")","v":""}]
[{"$f":"IFERROR('Cost scenario - input'!A81,\"\")","v":""},{"$f":"IFERROR('Cost scenario - input'!B81,\"\")","v":""},{"$f":"IFERROR('Cost scenario - input'!C81,\"\")","v":""},{"$f":"IFERROR(repcalc('Cost scenario - input'!$CY81:$GK81,'Cost scenario - input'!$J81,'Cost scenario - input'!$H81,'Cost scenario - input'!$I81,20,TRUE,TRUE),\"\")","v":""},"","","","","","","","","","","","","","","","","","","",{"$f":"IFERROR(IF(OR(D96=\"\",'Cost scenario - input'!$G81=\"\"),\"\",D96/'Cost scenario - input'!$G81),\"\")","v":""},{"$f":"IFERROR(IF(OR(E96=\"\",'Cost scenario - input'!$G81=\"\"),\"\",E96/'Cost scenario - input'!$G81),\"\")","v":""},{"$f":"IFERROR(IF(OR(F96=\"\",'Cost scenario - input'!$G81=\"\"),\"\",F96/'Cost scenario - input'!$G81),\"\")","v":""},{"$f":"IFERROR(IF(OR(G96=\"\",'Cost scenario - input'!$G81=\"\"),\"\",G96/'Cost scenario - input'!$G81),\"\")","v":""},{"$f":"IFERROR(IF(OR(H96=\"\",'Cost scenario - input'!$G81=\"\"),\"\",H96/'Cost scenario - input'!$G81),\"\")","v":""},{"$f":"IFERROR(IF(OR(I96=\"\",'Cost scenario - input'!$G81=\"\"),\"\",I96/'Cost scenario - input'!$G81),\"\")","v":""},{"$f":"IFERROR(IF(OR(J96=\"\",'Cost scenario - input'!$G81=\"\"),\"\",J96/'Cost scenario - input'!$G81),\"\")","v":""},{"$f":"IFERROR(IF(OR(K96=\"\",'Cost scenario - input'!$G81=\"\"),\"\",K96/'Cost scenario - input'!$G81),\"\")","v":""},{"$f":"IFERROR(IF(OR(L96=\"\",'Cost scenario - input'!$G81=\"\"),\"\",L96/'Cost scenario - input'!$G81),\"\")","v":""},{"$f":"IFERROR(IF(OR(M96=\"\",'Cost scenario - input'!$G81=\"\"),\"\",M96/'Cost scenario - input'!$G81),\"\")","v":""},{"$f":"IFERROR(IF(OR(N96=\"\",'Cost scenario - input'!$G81=\"\"),\"\",N96/'Cost scenario - input'!$G81),\"\")","v":""},{"$f":"IFERROR(IF(OR(O96=\"\",'Cost scenario - input'!$G81=\"\"),\"\",O96/'Cost scenario - input'!$G81),\"\")","v":""},{"$f":"IFERROR(IF(OR(P96=\"\",'Cost scenario - input'!$G81=\"\"),\"\",P96/'Cost scenario - input'!$G81),\"\")","v":""},{"$f":"IFERROR(IF(OR(Q96=\"\",'Cost scenario - input'!$G81=\"\"),\"\",Q96/'Cost scenario - input'!$G81),\"\")","v":""},{"$f":"IFERROR(IF(OR(R96=\"\",'Cost scenario - input'!$G81=\"\"),\"\",R96/'Cost scenario - input'!$G81),\"\")","v":""},{"$f":"IFERROR(IF(OR(S96=\"\",'Cost scenario - input'!$G81=\"\"),\"\",S96/'Cost scenario - input'!$G81),\"\")","v":""},{"$f":"IFERROR(IF(OR(T96=\"\",'Cost scenario - input'!$G81=\"\"),\"\",T96/'Cost scenario - input'!$G81),\"\")","v":""},{"$f":"IFERROR(IF(OR(U96=\"\",'Cost scenario - input'!$G81=\"\"),\"\",U96/'Cost scenario - input'!$G81),\"\")","v":""},{"$f":"IFERROR(IF(OR(V96=\"\",'Cost scenario - input'!$G81=\"\"),\"\",V96/'Cost scenario - input'!$G81),\"\")","v":""},{"$f":"IFERROR(IF(OR(W96=\"\",'Cost scenario - input'!$G81=\"\"),\"\",W96/'Cost scenario - input'!$G81),\"\")","v":""}]
[{"$f":"IFERROR('Cost scenario - input'!A82,\"\")","v":""},{"$f":"IFERROR('Cost scenario - input'!B82,\"\")","v":""},{"$f":"IFERROR('Cost scenario - input'!C82,\"\")","v":""},{"$f":"IFERROR(repcalc('Cost scenario - input'!$CY82:$GK82,'Cost scenario - input'!$J82,'Cost scenario - input'!$H82,'Cost scenario - input'!$I82,20,TRUE,TRUE),\"\")","v":""},"","","","","","","","","","","","","","","","","","","",{"$f":"IFERROR(IF(OR(D97=\"\",'Cost scenario - input'!$G82=\"\"),\"\",D97/'Cost scenario - input'!$G82),\"\")","v":""},{"$f":"IFERROR(IF(OR(E97=\"\",'Cost scenario - input'!$G82=\"\"),\"\",E97/'Cost scenario - input'!$G82),\"\")","v":""},{"$f":"IFERROR(IF(OR(F97=\"\",'Cost scenario - input'!$G82=\"\"),\"\",F97/'Cost scenario - input'!$G82),\"\")","v":""},{"$f":"IFERROR(IF(OR(G97=\"\",'Cost scenario - input'!$G82=\"\"),\"\",G97/'Cost scenario - input'!$G82),\"\")","v":""},{"$f":"IFERROR(IF(OR(H97=\"\",'Cost scenario - input'!$G82=\"\"),\"\",H97/'Cost scenario - input'!$G82),\"\")","v":""},{"$f":"IFERROR(IF(OR(I97=\"\",'Cost scenario - input'!$G82=\"\"),\"\",I97/'Cost scenario - input'!$G82),\"\")","v":""},{"$f":"IFERROR(IF(OR(J97=\"\",'Cost scenario - input'!$G82=\"\"),\"\",J97/'Cost scenario - input'!$G82),\"\")","v":""},{"$f":"IFERROR(IF(OR(K97=\"\",'Cost scenario - input'!$G82=\"\"),\"\",K97/'Cost scenario - input'!$G82),\"\")","v":""},{"$f":"IFERROR(IF(OR(L97=\"\",'Cost scenario - input'!$G82=\"\"),\"\",L97/'Cost scenario - input'!$G82),\"\")","v":""},{"$f":"IFERROR(IF(OR(M97=\"\",'Cost scenario - input'!$G82=\"\"),\"\",M97/'Cost scenario - input'!$G82),\"\")","v":""},{"$f":"IFERROR(IF(OR(N97=\"\",'Cost scenario - input'!$G82=\"\"),\"\",N97/'Cost scenario - input'!$G82),\"\")","v":""},{"$f":"IFERROR(IF(OR(O97=\"\",'Cost scenario - input'!$G82=\"\"),\"\",O97/'Cost scenario - input'!$G82),\"\")","v":""},{"$f":"IFERROR(IF(OR(P97=\"\",'Cost scenario - input'!$G82=\"\"),\"\",P97/'Cost scenario - input'!$G82),\"\")","v":""},{"$f":"IFERROR(IF(OR(Q97=\"\",'Cost scenario - input'!$G82=\"\"),\"\",Q97/'Cost scenario - input'!$G82),\"\")","v":""},{"$f":"IFERROR(IF(OR(R97=\"\",'Cost scenario - input'!$G82=\"\"),\"\",R97/'Cost scenario - input'!$G82),\"\")","v":""},{"$f":"IFERROR(IF(OR(S97=\"\",'Cost scenario - input'!$G82=\"\"),\"\",S97/'Cost scenario - input'!$G82),\"\")","v":""},{"$f":"IFERROR(IF(OR(T97=\"\",'Cost scenario - input'!$G82=\"\"),\"\",T97/'Cost scenario - input'!$G82),\"\")","v":""},{"$f":"IFERROR(IF(OR(U97=\"\",'Cost scenario - input'!$G82=\"\"),\"\",U97/'Cost scenario - input'!$G82),\"\")","v":""},{"$f":"IFERROR(IF(OR(V97=\"\",'Cost scenario - input'!$G82=\"\"),\"\",V97/'Cost scenario - input'!$G82),\"\")","v":""},{"$f":"IFERROR(IF(OR(W97=\"\",'Cost scenario - input'!$G82=\"\"),\"\",W97/'Cost scenario - input'!$G82),\"\")","v":""}]
[{"$f":"IFERROR('Cost scenario - input'!A83,\"\")","v":""},{"$f":"IFERROR('Cost scenario - input'!B83,\"\")","v":""},{"$f":"IFERROR('Cost scenario - input'!C83,\"\")","v":""},{"$f":"IFERROR(repcalc('Cost scenario - input'!$CY83:$GK83,'Cost scenario - input'!$J83,'Cost scenario - input'!$H83,'Cost scenario - input'!$I83,20,TRUE,TRUE),\"\")","v":""},"","","","","","","","","","","","","","","","","","","",{"$f":"IFERROR(IF(OR(D98=\"\",'Cost scenario - input'!$G83=\"\"),\"\",D98/'Cost scenario - input'!$G83),\"\")","v":""},{"$f":"IFERROR(IF(OR(E98=\"\",'Cost scenario - input'!$G83=\"\"),\"\",E98/'Cost scenario - input'!$G83),\"\")","v":""},{"$f":"IFERROR(IF(OR(F98=\"\",'Cost scenario - input'!$G83=\"\"),\"\",F98/'Cost scenario - input'!$G83),\"\")","v":""},{"$f":"IFERROR(IF(OR(G98=\"\",'Cost scenario - input'!$G83=\"\"),\"\",G98/'Cost scenario - input'!$G83),\"\")","v":""},{"$f":"IFERROR(IF(OR(H98=\"\",'Cost scenario - input'!$G83=\"\"),\"\",H98/'Cost scenario - input'!$G83),\"\")","v":""},{"$f":"IFERROR(IF(OR(I98=\"\",'Cost scenario - input'!$G83=\"\"),\"\",I98/'Cost scenario - input'!$G83),\"\")","v":""},{"$f":"IFERROR(IF(OR(J98=\"\",'Cost scenario - input'!$G83=\"\"),\"\",J98/'Cost scenario - input'!$G83),\"\")","v":""},{"$f":"IFERROR(IF(OR(K98=\"\",'Cost scenario - input'!$G83=\"\"),\"\",K98/'Cost scenario - input'!$G83),\"\")","v":""},{"$f":"IFERROR(IF(OR(L98=\"\",'Cost scenario - input'!$G83=\"\"),\"\",L98/'Cost scenario - input'!$G83),\"\")","v":""},{"$f":"IFERROR(IF(OR(M98=\"\",'Cost scenario - input'!$G83=\"\"),\"\",M98/'Cost scenario - input'!$G83),\"\")","v":""},{"$f":"IFERROR(IF(OR(N98=\"\",'Cost scenario - input'!$G83=\"\"),\"\",N98/'Cost scenario - input'!$G83),\"\")","v":""},{"$f":"IFERROR(IF(OR(O98=\"\",'Cost scenario - input'!$G83=\"\"),\"\",O98/'Cost scenario - input'!$G83),\"\")","v":""},{"$f":"IFERROR(IF(OR(P98=\"\",'Cost scenario - input'!$G83=\"\"),\"\",P98/'Cost scenario - input'!$G83),\"\")","v":""},{"$f":"IFERROR(IF(OR(Q98=\"\",'Cost scenario - input'!$G83=\"\"),\"\",Q98/'Cost scenario - input'!$G83),\"\")","v":""},{"$f":"IFERROR(IF(OR(R98=\"\",'Cost scenario - input'!$G83=\"\"),\"\",R98/'Cost scenario - input'!$G83),\"\")","v":""},{"$f":"IFERROR(IF(OR(S98=\"\",'Cost scenario - input'!$G83=\"\"),\"\",S98/'Cost scenario - input'!$G83),\"\")","v":""},{"$f":"IFERROR(IF(OR(T98=\"\",'Cost scenario - input'!$G83=\"\"),\"\",T98/'Cost scenario - input'!$G83),\"\")","v":""},{"$f":"IFERROR(IF(OR(U98=\"\",'Cost scenario - input'!$G83=\"\"),\"\",U98/'Cost scenario - input'!$G83),\"\")","v":""},{"$f":"IFERROR(IF(OR(V98=\"\",'Cost scenario - input'!$G83=\"\"),\"\",V98/'Cost scenario - input'!$G83),\"\")","v":""},{"$f":"IFERROR(IF(OR(W98=\"\",'Cost scenario - input'!$G83=\"\"),\"\",W98/'Cost scenario - input'!$G83),\"\")","v":""}]
[{"$f":"IFERROR('Cost scenario - input'!A84,\"\")","v":""},{"$f":"IFERROR('Cost scenario - input'!B84,\"\")","v":""},{"$f":"IFERROR('Cost scenario - input'!C84,\"\")","v":""},{"$f":"IFERROR(repcalc('Cost scenario - input'!$CY84:$GK84,'Cost scenario - input'!$J84,'Cost scenario - input'!$H84,'Cost scenario - input'!$I84,20,TRUE,TRUE),\"\")","v":""},"","","","","","","","","","","","","","","","","","","",{"$f":"IFERROR(IF(OR(D99=\"\",'Cost scenario - input'!$G84=\"\"),\"\",D99/'Cost scenario - input'!$G84),\"\")","v":""},{"$f":"IFERROR(IF(OR(E99=\"\",'Cost scenario - input'!$G84=\"\"),\"\",E99/'Cost scenario - input'!$G84),\"\")","v":""},{"$f":"IFERROR(IF(OR(F99=\"\",'Cost scenario - input'!$G84=\"\"),\"\",F99/'Cost scenario - input'!$G84),\"\")","v":""},{"$f":"IFERROR(IF(OR(G99=\"\",'Cost scenario - input'!$G84=\"\"),\"\",G99/'Cost scenario - input'!$G84),\"\")","v":""},{"$f":"IFERROR(IF(OR(H99=\"\",'Cost scenario - input'!$G84=\"\"),\"\",H99/'Cost scenario - input'!$G84),\"\")","v":""},{"$f":"IFERROR(IF(OR(I99=\"\",'Cost scenario - input'!$G84=\"\"),\"\",I99/'Cost scenario - input'!$G84),\"\")","v":""},{"$f":"IFERROR(IF(OR(J99=\"\",'Cost scenario - input'!$G84=\"\"),\"\",J99/'Cost scenario - input'!$G84),\"\")","v":""},{"$f":"IFERROR(IF(OR(K99=\"\",'Cost scenario - input'!$G84=\"\"),\"\",K99/'Cost scenario - input'!$G84),\"\")","v":""},{"$f":"IFERROR(IF(OR(L99=\"\",'Cost scenario - input'!$G84=\"\"),\"\",L99/'Cost scenario - input'!$G84),\"\")","v":""},{"$f":"IFERROR(IF(OR(M99=\"\",'Cost scenario - input'!$G84=\"\"),\"\",M99/'Cost scenario - input'!$G84),\"\")","v":""},{"$f":"IFERROR(IF(OR(N99=\"\",'Cost scenario - input'!$G84=\"\"),\"\",N99/'Cost scenario - input'!$G84),\"\")","v":""},{"$f":"IFERROR(IF(OR(O99=\"\",'Cost scenario - input'!$G84=\"\"),\"\",O99/'Cost scenario - input'!$G84),\"\")","v":""},{"$f":"IFERROR(IF(OR(P99=\"\",'Cost scenario - input'!$G84=\"\"),\"\",P99/'Cost scenario - input'!$G84),\"\")","v":""},{"$f":"IFERROR(IF(OR(Q99=\"\",'Cost scenario - input'!$G84=\"\"),\"\",Q99/'Cost scenario - input'!$G84),\"\")","v":""},{"$f":"IFERROR(IF(OR(R99=\"\",'Cost scenario - input'!$G84=\"\"),\"\",R99/'Cost scenario - input'!$G84),\"\")","v":""},{"$f":"IFERROR(IF(OR(S99=\"\",'Cost scenario - input'!$G84=\"\"),\"\",S99/'Cost scenario - input'!$G84),\"\")","v":""},{"$f":"IFERROR(IF(OR(T99=\"\",'Cost scenario - input'!$G84=\"\"),\"\",T99/'Cost scenario - input'!$G84),\"\")","v":""},{"$f":"IFERROR(IF(OR(U99=\"\",'Cost scenario - input'!$G84=\"\"),\"\",U99/'Cost scenario - input'!$G84),\"\")","v":""},{"$f":"IFERROR(IF(OR(V99=\"\",'Cost scenario - input'!$G84=\"\"),\"\",V99/'Cost scenario - input'!$G84),\"\")","v":""},{"$f":"IFERROR(IF(OR(W99=\"\",'Cost scenario - input'!$G84=\"\"),\"\",W99/'Cost scenario - input'!$G84),\"\")","v":""}]
[{"$f":"IFERROR('Cost scenario - input'!A85,\"\")","v":""},{"$f":"IFERROR('Cost scenario - input'!B85,\"\")","v":""},{"$f":"IFERROR('Cost scenario - input'!C85,\"\")","v":""},{"$f":"IFERROR(repcalc('Cost scenario - input'!$CY85:$GK85,'Cost scenario - input'!$J85,'Cost scenario - input'!$H85,'Cost scenario - input'!$I85,20,TRUE,TRUE),\"\")","v":""},"","","","","","","","","","","","","","","","","","","",{"$f":"IFERROR(IF(OR(D100=\"\",'Cost scenario - input'!$G85=\"\"),\"\",D100/'Cost scenario - input'!$G85),\"\")","v":""},{"$f":"IFERROR(IF(OR(E100=\"\",'Cost scenario - input'!$G85=\"\"),\"\",E100/'Cost scenario - input'!$G85),\"\")","v":""},{"$f":"IFERROR(IF(OR(F100=\"\",'Cost scenario - input'!$G85=\"\"),\"\",F100/'Cost scenario - input'!$G85),\"\")","v":""},{"$f":"IFERROR(IF(OR(G100=\"\",'Cost scenario - input'!$G85=\"\"),\"\",G100/'Cost scenario - input'!$G85),\"\")","v":""},{"$f":"IFERROR(IF(OR(H100=\"\",'Cost scenario - input'!$G85=\"\"),\"\",H100/'Cost scenario - input'!$G85),\"\")","v":""},{"$f":"IFERROR(IF(OR(I100=\"\",'Cost scenario - input'!$G85=\"\"),\"\",I100/'Cost scenario - input'!$G85),\"\")","v":""},{"$f":"IFERROR(IF(OR(J100=\"\",'Cost scenario - input'!$G85=\"\"),\"\",J100/'Cost scenario - input'!$G85),\"\")","v":""},{"$f":"IFERROR(IF(OR(K100=\"\",'Cost scenario - input'!$G85=\"\"),\"\",K100/'Cost scenario - input'!$G85),\"\")","v":""},{"$f":"IFERROR(IF(OR(L100=\"\",'Cost scenario - input'!$G85=\"\"),\"\",L100/'Cost scenario - input'!$G85),\"\")","v":""},{"$f":"IFERROR(IF(OR(M100=\"\",'Cost scenario - input'!$G85=\"\"),\"\",M100/'Cost scenario - input'!$G85),\"\")","v":""},{"$f":"IFERROR(IF(OR(N100=\"\",'Cost scenario - input'!$G85=\"\"),\"\",N100/'Cost scenario - input'!$G85),\"\")","v":""},{"$f":"IFERROR(IF(OR(O100=\"\",'Cost scenario - input'!$G85=\"\"),\"\",O100/'Cost scenario - input'!$G85),\"\")","v":""},{"$f":"IFERROR(IF(OR(P100=\"\",'Cost scenario - input'!$G85=\"\"),\"\",P100/'Cost scenario - input'!$G85),\"\")","v":""},{"$f":"IFERROR(IF(OR(Q100=\"\",'Cost scenario - input'!$G85=\"\"),\"\",Q100/'Cost scenario - input'!$G85),\"\")","v":""},{"$f":"IFERROR(IF(OR(R100=\"\",'Cost scenario - input'!$G85=\"\"),\"\",R100/'Cost scenario - input'!$G85),\"\")","v":""},{"$f":"IFERROR(IF(OR(S100=\"\",'Cost scenario - input'!$G85=\"\"),\"\",S100/'Cost scenario - input'!$G85),\"\")","v":""},{"$f":"IFERROR(IF(OR(T100=\"\",'Cost scenario - input'!$G85=\"\"),\"\",T100/'Cost scenario - input'!$G85),\"\")","v":""},{"$f":"IFERROR(IF(OR(U100=\"\",'Cost scenario - input'!$G85=\"\"),\"\",U100/'Cost scenario - input'!$G85),\"\")","v":""},{"$f":"IFERROR(IF(OR(V100=\"\",'Cost scenario - input'!$G85=\"\"),\"\",V100/'Cost scenario - input'!$G85),\"\")","v":""},{"$f":"IFERROR(IF(OR(W100=\"\",'Cost scenario - input'!$G85=\"\"),\"\",W100/'Cost scenario - input'!$G85),\"\")","v":""}]
[{"$f":"IFERROR('Cost scenario - input'!A86,\"\")","v":""},{"$f":"IFERROR('Cost scenario - input'!B86,\"\")","v":""},{"$f":"IFERROR('Cost scenario - input'!C86,\"\")","v":""},{"$f":"IFERROR(repcalc('Cost scenario - input'!$CY86:$GK86,'Cost scenario - input'!$J86,'Cost scenario - input'!$H86,'Cost scenario - input'!$I86,20,TRUE,TRUE),\"\")","v":""},"","","","","","","","","","","","","","","","","","","",{"$f":"IFERROR(IF(OR(D101=\"\",'Cost scenario - input'!$G86=\"\"),\"\",D101/'Cost scenario - input'!$G86),\"\")","v":""},{"$f":"IFERROR(IF(OR(E101=\"\",'Cost scenario - input'!$G86=\"\"),\"\",E101/'Cost scenario - input'!$G86),\"\")","v":""},{"$f":"IFERROR(IF(OR(F101=\"\",'Cost scenario - input'!$G86=\"\"),\"\",F101/'Cost scenario - input'!$G86),\"\")","v":""},{"$f":"IFERROR(IF(OR(G101=\"\",'Cost scenario - input'!$G86=\"\"),\"\",G101/'Cost scenario - input'!$G86),\"\")","v":""},{"$f":"IFERROR(IF(OR(H101=\"\",'Cost scenario - input'!$G86=\"\"),\"\",H101/'Cost scenario - input'!$G86),\"\")","v":""},{"$f":"IFERROR(IF(OR(I101=\"\",'Cost scenario - input'!$G86=\"\"),\"\",I101/'Cost scenario - input'!$G86),\"\")","v":""},{"$f":"IFERROR(IF(OR(J101=\"\",'Cost scenario - input'!$G86=\"\"),\"\",J101/'Cost scenario - input'!$G86),\"\")","v":""},{"$f":"IFERROR(IF(OR(K101=\"\",'Cost scenario - input'!$G86=\"\"),\"\",K101/'Cost scenario - input'!$G86),\"\")","v":""},{"$f":"IFERROR(IF(OR(L101=\"\",'Cost scenario - input'!$G86=\"\"),\"\",L101/'Cost scenario - input'!$G86),\"\")","v":""},{"$f":"IFERROR(IF(OR(M101=\"\",'Cost scenario - input'!$G86=\"\"),\"\",M101/'Cost scenario - input'!$G86),\"\")","v":""},{"$f":"IFERROR(IF(OR(N101=\"\",'Cost scenario - input'!$G86=\"\"),\"\",N101/'Cost scenario - input'!$G86),\"\")","v":""},{"$f":"IFERROR(IF(OR(O101=\"\",'Cost scenario - input'!$G86=\"\"),\"\",O101/'Cost scenario - input'!$G86),\"\")","v":""},{"$f":"IFERROR(IF(OR(P101=\"\",'Cost scenario - input'!$G86=\"\"),\"\",P101/'Cost scenario - input'!$G86),\"\")","v":""},{"$f":"IFERROR(IF(OR(Q101=\"\",'Cost scenario - input'!$G86=\"\"),\"\",Q101/'Cost scenario - input'!$G86),\"\")","v":""},{"$f":"IFERROR(IF(OR(R101=\"\",'Cost scenario - input'!$G86=\"\"),\"\",R101/'Cost scenario - input'!$G86),\"\")","v":""},{"$f":"IFERROR(IF(OR(S101=\"\",'Cost scenario - input'!$G86=\"\"),\"\",S101/'Cost scenario - input'!$G86),\"\")","v":""},{"$f":"IFERROR(IF(OR(T101=\"\",'Cost scenario - input'!$G86=\"\"),\"\",T101/'Cost scenario - input'!$G86),\"\")","v":""},{"$f":"IFERROR(IF(OR(U101=\"\",'Cost scenario - input'!$G86=\"\"),\"\",U101/'Cost scenario - input'!$G86),\"\")","v":""},{"$f":"IFERROR(IF(OR(V101=\"\",'Cost scenario - input'!$G86=\"\"),\"\",V101/'Cost scenario - input'!$G86),\"\")","v":""},{"$f":"IFERROR(IF(OR(W101=\"\",'Cost scenario - input'!$G86=\"\"),\"\",W101/'Cost scenario - input'!$G86),\"\")","v":""}]
[{"$f":"IFERROR('Cost scenario - input'!A87,\"\")","v":""},{"$f":"IFERROR('Cost scenario - input'!B87,\"\")","v":""},{"$f":"IFERROR('Cost scenario - input'!C87,\"\")","v":""},{"$f":"IFERROR(repcalc('Cost scenario - input'!$CY87:$GK87,'Cost scenario - input'!$J87,'Cost scenario - input'!$H87,'Cost scenario - input'!$I87,20,TRUE,TRUE),\"\")","v":""},"","","","","","","","","","","","","","","","","","","",{"$f":"IFERROR(IF(OR(D102=\"\",'Cost scenario - input'!$G87=\"\"),\"\",D102/'Cost scenario - input'!$G87),\"\")","v":""},{"$f":"IFERROR(IF(OR(E102=\"\",'Cost scenario - input'!$G87=\"\"),\"\",E102/'Cost scenario - input'!$G87),\"\")","v":""},{"$f":"IFERROR(IF(OR(F102=\"\",'Cost scenario - input'!$G87=\"\"),\"\",F102/'Cost scenario - input'!$G87),\"\")","v":""},{"$f":"IFERROR(IF(OR(G102=\"\",'Cost scenario - input'!$G87=\"\"),\"\",G102/'Cost scenario - input'!$G87),\"\")","v":""},{"$f":"IFERROR(IF(OR(H102=\"\",'Cost scenario - input'!$G87=\"\"),\"\",H102/'Cost scenario - input'!$G87),\"\")","v":""},{"$f":"IFERROR(IF(OR(I102=\"\",'Cost scenario - input'!$G87=\"\"),\"\",I102/'Cost scenario - input'!$G87),\"\")","v":""},{"$f":"IFERROR(IF(OR(J102=\"\",'Cost scenario - input'!$G87=\"\"),\"\",J102/'Cost scenario - input'!$G87),\"\")","v":""},{"$f":"IFERROR(IF(OR(K102=\"\",'Cost scenario - input'!$G87=\"\"),\"\",K102/'Cost scenario - input'!$G87),\"\")","v":""},{"$f":"IFERROR(IF(OR(L102=\"\",'Cost scenario - input'!$G87=\"\"),\"\",L102/'Cost scenario - input'!$G87),\"\")","v":""},{"$f":"IFERROR(IF(OR(M102=\"\",'Cost scenario - input'!$G87=\"\"),\"\",M102/'Cost scenario - input'!$G87),\"\")","v":""},{"$f":"IFERROR(IF(OR(N102=\"\",'Cost scenario - input'!$G87=\"\"),\"\",N102/'Cost scenario - input'!$G87),\"\")","v":""},{"$f":"IFERROR(IF(OR(O102=\"\",'Cost scenario - input'!$G87=\"\"),\"\",O102/'Cost scenario - input'!$G87),\"\")","v":""},{"$f":"IFERROR(IF(OR(P102=\"\",'Cost scenario - input'!$G87=\"\"),\"\",P102/'Cost scenario - input'!$G87),\"\")","v":""},{"$f":"IFERROR(IF(OR(Q102=\"\",'Cost scenario - input'!$G87=\"\"),\"\",Q102/'Cost scenario - input'!$G87),\"\")","v":""},{"$f":"IFERROR(IF(OR(R102=\"\",'Cost scenario - input'!$G87=\"\"),\"\",R102/'Cost scenario - input'!$G87),\"\")","v":""},{"$f":"IFERROR(IF(OR(S102=\"\",'Cost scenario - input'!$G87=\"\"),\"\",S102/'Cost scenario - input'!$G87),\"\")","v":""},{"$f":"IFERROR(IF(OR(T102=\"\",'Cost scenario - input'!$G87=\"\"),\"\",T102/'Cost scenario - input'!$G87),\"\")","v":""},{"$f":"IFERROR(IF(OR(U102=\"\",'Cost scenario - input'!$G87=\"\"),\"\",U102/'Cost scenario - input'!$G87),\"\")","v":""},{"$f":"IFERROR(IF(OR(V102=\"\",'Cost scenario - input'!$G87=\"\"),\"\",V102/'Cost scenario - input'!$G87),\"\")","v":""},{"$f":"IFERROR(IF(OR(W102=\"\",'Cost scenario - input'!$G87=\"\"),\"\",W102/'Cost scenario - input'!$G87),\"\")","v":""}]
[{"$f":"IFERROR('Cost scenario - input'!A88,\"\")","v":""},{"$f":"IFERROR('Cost scenario - input'!B88,\"\")","v":""},{"$f":"IFERROR('Cost scenario - input'!C88,\"\")","v":""},{"$f":"IFERROR(repcalc('Cost scenario - input'!$CY88:$GK88,'Cost scenario - input'!$J88,'Cost scenario - input'!$H88,'Cost scenario - input'!$I88,20,TRUE,TRUE),\"\")","v":""},"","","","","","","","","","","","","","","","","","","",{"$f":"IFERROR(IF(OR(D103=\"\",'Cost scenario - input'!$G88=\"\"),\"\",D103/'Cost scenario - input'!$G88),\"\")","v":""},{"$f":"IFERROR(IF(OR(E103=\"\",'Cost scenario - input'!$G88=\"\"),\"\",E103/'Cost scenario - input'!$G88),\"\")","v":""},{"$f":"IFERROR(IF(OR(F103=\"\",'Cost scenario - input'!$G88=\"\"),\"\",F103/'Cost scenario - input'!$G88),\"\")","v":""},{"$f":"IFERROR(IF(OR(G103=\"\",'Cost scenario - input'!$G88=\"\"),\"\",G103/'Cost scenario - input'!$G88),\"\")","v":""},{"$f":"IFERROR(IF(OR(H103=\"\",'Cost scenario - input'!$G88=\"\"),\"\",H103/'Cost scenario - input'!$G88),\"\")","v":""},{"$f":"IFERROR(IF(OR(I103=\"\",'Cost scenario - input'!$G88=\"\"),\"\",I103/'Cost scenario - input'!$G88),\"\")","v":""},{"$f":"IFERROR(IF(OR(J103=\"\",'Cost scenario - input'!$G88=\"\"),\"\",J103/'Cost scenario - input'!$G88),\"\")","v":""},{"$f":"IFERROR(IF(OR(K103=\"\",'Cost scenario - input'!$G88=\"\"),\"\",K103/'Cost scenario - input'!$G88),\"\")","v":""},{"$f":"IFERROR(IF(OR(L103=\"\",'Cost scenario - input'!$G88=\"\"),\"\",L103/'Cost scenario - input'!$G88),\"\")","v":""},{"$f":"IFERROR(IF(OR(M103=\"\",'Cost scenario - input'!$G88=\"\"),\"\",M103/'Cost scenario - input'!$G88),\"\")","v":""},{"$f":"IFERROR(IF(OR(N103=\"\",'Cost scenario - input'!$G88=\"\"),\"\",N103/'Cost scenario - input'!$G88),\"\")","v":""},{"$f":"IFERROR(IF(OR(O103=\"\",'Cost scenario - input'!$G88=\"\"),\"\",O103/'Cost scenario - input'!$G88),\"\")","v":""},{"$f":"IFERROR(IF(OR(P103=\"\",'Cost scenario - input'!$G88=\"\"),\"\",P103/'Cost scenario - input'!$G88),\"\")","v":""},{"$f":"IFERROR(IF(OR(Q103=\"\",'Cost scenario - input'!$G88=\"\"),\"\",Q103/'Cost scenario - input'!$G88),\"\")","v":""},{"$f":"IFERROR(IF(OR(R103=\"\",'Cost scenario - input'!$G88=\"\"),\"\",R103/'Cost scenario - input'!$G88),\"\")","v":""},{"$f":"IFERROR(IF(OR(S103=\"\",'Cost scenario - input'!$G88=\"\"),\"\",S103/'Cost scenario - input'!$G88),\"\")","v":""},{"$f":"IFERROR(IF(OR(T103=\"\",'Cost scenario - input'!$G88=\"\"),\"\",T103/'Cost scenario - input'!$G88),\"\")","v":""},{"$f":"IFERROR(IF(OR(U103=\"\",'Cost scenario - input'!$G88=\"\"),\"\",U103/'Cost scenario - input'!$G88),\"\")","v":""},{"$f":"IFERROR(IF(OR(V103=\"\",'Cost scenario - input'!$G88=\"\"),\"\",V103/'Cost scenario - input'!$G88),\"\")","v":""},{"$f":"IFERROR(IF(OR(W103=\"\",'Cost scenario - input'!$G88=\"\"),\"\",W103/'Cost scenario - input'!$G88),\"\")","v":""}]
[{"$f":"IFERROR('Cost scenario - input'!A89,\"\")","v":""},{"$f":"IFERROR('Cost scenario - input'!B89,\"\")","v":""},{"$f":"IFERROR('Cost scenario - input'!C89,\"\")","v":""},{"$f":"IFERROR(repcalc('Cost scenario - input'!$CY89:$GK89,'Cost scenario - input'!$J89,'Cost scenario - input'!$H89,'Cost scenario - input'!$I89,20,TRUE,TRUE),\"\")","v":""},"","","","","","","","","","","","","","","","","","","",{"$f":"IFERROR(IF(OR(D104=\"\",'Cost scenario - input'!$G89=\"\"),\"\",D104/'Cost scenario - input'!$G89),\"\")","v":""},{"$f":"IFERROR(IF(OR(E104=\"\",'Cost scenario - input'!$G89=\"\"),\"\",E104/'Cost scenario - input'!$G89),\"\")","v":""},{"$f":"IFERROR(IF(OR(F104=\"\",'Cost scenario - input'!$G89=\"\"),\"\",F104/'Cost scenario - input'!$G89),\"\")","v":""},{"$f":"IFERROR(IF(OR(G104=\"\",'Cost scenario - input'!$G89=\"\"),\"\",G104/'Cost scenario - input'!$G89),\"\")","v":""},{"$f":"IFERROR(IF(OR(H104=\"\",'Cost scenario - input'!$G89=\"\"),\"\",H104/'Cost scenario - input'!$G89),\"\")","v":""},{"$f":"IFERROR(IF(OR(I104=\"\",'Cost scenario - input'!$G89=\"\"),\"\",I104/'Cost scenario - input'!$G89),\"\")","v":""},{"$f":"IFERROR(IF(OR(J104=\"\",'Cost scenario - input'!$G89=\"\"),\"\",J104/'Cost scenario - input'!$G89),\"\")","v":""},{"$f":"IFERROR(IF(OR(K104=\"\",'Cost scenario - input'!$G89=\"\"),\"\",K104/'Cost scenario - input'!$G89),\"\")","v":""},{"$f":"IFERROR(IF(OR(L104=\"\",'Cost scenario - input'!$G89=\"\"),\"\",L104/'Cost scenario - input'!$G89),\"\")","v":""},{"$f":"IFERROR(IF(OR(M104=\"\",'Cost scenario - input'!$G89=\"\"),\"\",M104/'Cost scenario - input'!$G89),\"\")","v":""},{"$f":"IFERROR(IF(OR(N104=\"\",'Cost scenario - input'!$G89=\"\"),\"\",N104/'Cost scenario - input'!$G89),\"\")","v":""},{"$f":"IFERROR(IF(OR(O104=\"\",'Cost scenario - input'!$G89=\"\"),\"\",O104/'Cost scenario - input'!$G89),\"\")","v":""},{"$f":"IFERROR(IF(OR(P104=\"\",'Cost scenario - input'!$G89=\"\"),\"\",P104/'Cost scenario - input'!$G89),\"\")","v":""},{"$f":"IFERROR(IF(OR(Q104=\"\",'Cost scenario - input'!$G89=\"\"),\"\",Q104/'Cost scenario - input'!$G89),\"\")","v":""},{"$f":"IFERROR(IF(OR(R104=\"\",'Cost scenario - input'!$G89=\"\"),\"\",R104/'Cost scenario - input'!$G89),\"\")","v":""},{"$f":"IFERROR(IF(OR(S104=\"\",'Cost scenario - input'!$G89=\"\"),\"\",S104/'Cost scenario - input'!$G89),\"\")","v":""},{"$f":"IFERROR(IF(OR(T104=\"\",'Cost scenario - input'!$G89=\"\"),\"\",T104/'Cost scenario - input'!$G89),\"\")","v":""},{"$f":"IFERROR(IF(OR(U104=\"\",'Cost scenario - input'!$G89=\"\"),\"\",U104/'Cost scenario - input'!$G89),\"\")","v":""},{"$f":"IFERROR(IF(OR(V104=\"\",'Cost scenario - input'!$G89=\"\"),\"\",V104/'Cost scenario - input'!$G89),\"\")","v":""},{"$f":"IFERROR(IF(OR(W104=\"\",'Cost scenario - input'!$G89=\"\"),\"\",W104/'Cost scenario - input'!$G89),\"\")","v":""}]
[{"$f":"IFERROR('Cost scenario - input'!A90,\"\")","v":""},{"$f":"IFERROR('Cost scenario - input'!B90,\"\")","v":""},{"$f":"IFERROR('Cost scenario - input'!C90,\"\")","v":""},{"$f":"IFERROR(repcalc('Cost scenario - input'!$CY90:$GK90,'Cost scenario - input'!$J90,'Cost scenario - input'!$H90,'Cost scenario - input'!$I90,20,TRUE,TRUE),\"\")","v":""},"","","","","","","","","","","","","","","","","","","",{"$f":"IFERROR(IF(OR(D105=\"\",'Cost scenario - input'!$G90=\"\"),\"\",D105/'Cost scenario - input'!$G90),\"\")","v":""},{"$f":"IFERROR(IF(OR(E105=\"\",'Cost scenario - input'!$G90=\"\"),\"\",E105/'Cost scenario - input'!$G90),\"\")","v":""},{"$f":"IFERROR(IF(OR(F105=\"\",'Cost scenario - input'!$G90=\"\"),\"\",F105/'Cost scenario - input'!$G90),\"\")","v":""},{"$f":"IFERROR(IF(OR(G105=\"\",'Cost scenario - input'!$G90=\"\"),\"\",G105/'Cost scenario - input'!$G90),\"\")","v":""},{"$f":"IFERROR(IF(OR(H105=\"\",'Cost scenario - input'!$G90=\"\"),\"\",H105/'Cost scenario - input'!$G90),\"\")","v":""},{"$f":"IFERROR(IF(OR(I105=\"\",'Cost scenario - input'!$G90=\"\"),\"\",I105/'Cost scenario - input'!$G90),\"\")","v":""},{"$f":"IFERROR(IF(OR(J105=\"\",'Cost scenario - input'!$G90=\"\"),\"\",J105/'Cost scenario - input'!$G90),\"\")","v":""},{"$f":"IFERROR(IF(OR(K105=\"\",'Cost scenario - input'!$G90=\"\"),\"\",K105/'Cost scenario - input'!$G90),\"\")","v":""},{"$f":"IFERROR(IF(OR(L105=\"\",'Cost scenario - input'!$G90=\"\"),\"\",L105/'Cost scenario - input'!$G90),\"\")","v":""},{"$f":"IFERROR(IF(OR(M105=\"\",'Cost scenario - input'!$G90=\"\"),\"\",M105/'Cost scenario - input'!$G90),\"\")","v":""},{"$f":"IFERROR(IF(OR(N105=\"\",'Cost scenario - input'!$G90=\"\"),\"\",N105/'Cost scenario - input'!$G90),\"\")","v":""},{"$f":"IFERROR(IF(OR(O105=\"\",'Cost scenario - input'!$G90=\"\"),\"\",O105/'Cost scenario - input'!$G90),\"\")","v":""},{"$f":"IFERROR(IF(OR(P105=\"\",'Cost scenario - input'!$G90=\"\"),\"\",P105/'Cost scenario - input'!$G90),\"\")","v":""},{"$f":"IFERROR(IF(OR(Q105=\"\",'Cost scenario - input'!$G90=\"\"),\"\",Q105/'Cost scenario - input'!$G90),\"\")","v":""},{"$f":"IFERROR(IF(OR(R105=\"\",'Cost scenario - input'!$G90=\"\"),\"\",R105/'Cost scenario - input'!$G90),\"\")","v":""},{"$f":"IFERROR(IF(OR(S105=\"\",'Cost scenario - input'!$G90=\"\"),\"\",S105/'Cost scenario - input'!$G90),\"\")","v":""},{"$f":"IFERROR(IF(OR(T105=\"\",'Cost scenario - input'!$G90=\"\"),\"\",T105/'Cost scenario - input'!$G90),\"\")","v":""},{"$f":"IFERROR(IF(OR(U105=\"\",'Cost scenario - input'!$G90=\"\"),\"\",U105/'Cost scenario - input'!$G90),\"\")","v":""},{"$f":"IFERROR(IF(OR(V105=\"\",'Cost scenario - input'!$G90=\"\"),\"\",V105/'Cost scenario - input'!$G90),\"\")","v":""},{"$f":"IFERROR(IF(OR(W105=\"\",'Cost scenario - input'!$G90=\"\"),\"\",W105/'Cost scenario - input'!$G90),\"\")","v":""}]
[{"$f":"IFERROR('Cost scenario - input'!A91,\"\")","v":""},{"$f":"IFERROR('Cost scenario - input'!B91,\"\")","v":""},{"$f":"IFERROR('Cost scenario - input'!C91,\"\")","v":""},{"$f":"IFERROR(repcalc('Cost scenario - input'!$CY91:$GK91,'Cost scenario - input'!$J91,'Cost scenario - input'!$H91,'Cost scenario - input'!$I91,20,TRUE,TRUE),\"\")","v":""},"","","","","","","","","","","","","","","","","","","",{"$f":"IFERROR(IF(OR(D106=\"\",'Cost scenario - input'!$G91=\"\"),\"\",D106/'Cost scenario - input'!$G91),\"\")","v":""},{"$f":"IFERROR(IF(OR(E106=\"\",'Cost scenario - input'!$G91=\"\"),\"\",E106/'Cost scenario - input'!$G91),\"\")","v":""},{"$f":"IFERROR(IF(OR(F106=\"\",'Cost scenario - input'!$G91=\"\"),\"\",F106/'Cost scenario - input'!$G91),\"\")","v":""},{"$f":"IFERROR(IF(OR(G106=\"\",'Cost scenario - input'!$G91=\"\"),\"\",G106/'Cost scenario - input'!$G91),\"\")","v":""},{"$f":"IFERROR(IF(OR(H106=\"\",'Cost scenario - input'!$G91=\"\"),\"\",H106/'Cost scenario - input'!$G91),\"\")","v":""},{"$f":"IFERROR(IF(OR(I106=\"\",'Cost scenario - input'!$G91=\"\"),\"\",I106/'Cost scenario - input'!$G91),\"\")","v":""},{"$f":"IFERROR(IF(OR(J106=\"\",'Cost scenario - input'!$G91=\"\"),\"\",J106/'Cost scenario - input'!$G91),\"\")","v":""},{"$f":"IFERROR(IF(OR(K106=\"\",'Cost scenario - input'!$G91=\"\"),\"\",K106/'Cost scenario - input'!$G91),\"\")","v":""},{"$f":"IFERROR(IF(OR(L106=\"\",'Cost scenario - input'!$G91=\"\"),\"\",L106/'Cost scenario - input'!$G91),\"\")","v":""},{"$f":"IFERROR(IF(OR(M106=\"\",'Cost scenario - input'!$G91=\"\"),\"\",M106/'Cost scenario - input'!$G91),\"\")","v":""},{"$f":"IFERROR(IF(OR(N106=\"\",'Cost scenario - input'!$G91=\"\"),\"\",N106/'Cost scenario - input'!$G91),\"\")","v":""},{"$f":"IFERROR(IF(OR(O106=\"\",'Cost scenario - input'!$G91=\"\"),\"\",O106/'Cost scenario - input'!$G91),\"\")","v":""},{"$f":"IFERROR(IF(OR(P106=\"\",'Cost scenario - input'!$G91=\"\"),\"\",P106/'Cost scenario - input'!$G91),\"\")","v":""},{"$f":"IFERROR(IF(OR(Q106=\"\",'Cost scenario - input'!$G91=\"\"),\"\",Q106/'Cost scenario - input'!$G91),\"\")","v":""},{"$f":"IFERROR(IF(OR(R106=\"\",'Cost scenario - input'!$G91=\"\"),\"\",R106/'Cost scenario - input'!$G91),\"\")","v":""},{"$f":"IFERROR(IF(OR(S106=\"\",'Cost scenario - input'!$G91=\"\"),\"\",S106/'Cost scenario - input'!$G91),\"\")","v":""},{"$f":"IFERROR(IF(OR(T106=\"\",'Cost scenario - input'!$G91=\"\"),\"\",T106/'Cost scenario - input'!$G91),\"\")","v":""},{"$f":"IFERROR(IF(OR(U106=\"\",'Cost scenario - input'!$G91=\"\"),\"\",U106/'Cost scenario - input'!$G91),\"\")","v":""},{"$f":"IFERROR(IF(OR(V106=\"\",'Cost scenario - input'!$G91=\"\"),\"\",V106/'Cost scenario - input'!$G91),\"\")","v":""},{"$f":"IFERROR(IF(OR(W106=\"\",'Cost scenario - input'!$G91=\"\"),\"\",W106/'Cost scenario - input'!$G91),\"\")","v":""}]
[{"$f":"IFERROR('Cost scenario - input'!A92,\"\")","v":""},{"$f":"IFERROR('Cost scenario - input'!B92,\"\")","v":""},{"$f":"IFERROR('Cost scenario - input'!C92,\"\")","v":""},{"$f":"IFERROR(repcalc('Cost scenario - input'!$CY92:$GK92,'Cost scenario - input'!$J92,'Cost scenario - input'!$H92,'Cost scenario - input'!$I92,20,TRUE,TRUE),\"\")","v":""},"","","","","","","","","","","","","","","","","","","",{"$f":"IFERROR(IF(OR(D107=\"\",'Cost scenario - input'!$G92=\"\"),\"\",D107/'Cost scenario - input'!$G92),\"\")","v":""},{"$f":"IFERROR(IF(OR(E107=\"\",'Cost scenario - input'!$G92=\"\"),\"\",E107/'Cost scenario - input'!$G92),\"\")","v":""},{"$f":"IFERROR(IF(OR(F107=\"\",'Cost scenario - input'!$G92=\"\"),\"\",F107/'Cost scenario - input'!$G92),\"\")","v":""},{"$f":"IFERROR(IF(OR(G107=\"\",'Cost scenario - input'!$G92=\"\"),\"\",G107/'Cost scenario - input'!$G92),\"\")","v":""},{"$f":"IFERROR(IF(OR(H107=\"\",'Cost scenario - input'!$G92=\"\"),\"\",H107/'Cost scenario - input'!$G92),\"\")","v":""},{"$f":"IFERROR(IF(OR(I107=\"\",'Cost scenario - input'!$G92=\"\"),\"\",I107/'Cost scenario - input'!$G92),\"\")","v":""},{"$f":"IFERROR(IF(OR(J107=\"\",'Cost scenario - input'!$G92=\"\"),\"\",J107/'Cost scenario - input'!$G92),\"\")","v":""},{"$f":"IFERROR(IF(OR(K107=\"\",'Cost scenario - input'!$G92=\"\"),\"\",K107/'Cost scenario - input'!$G92),\"\")","v":""},{"$f":"IFERROR(IF(OR(L107=\"\",'Cost scenario - input'!$G92=\"\"),\"\",L107/'Cost scenario - input'!$G92),\"\")","v":""},{"$f":"IFERROR(IF(OR(M107=\"\",'Cost scenario - input'!$G92=\"\"),\"\",M107/'Cost scenario - input'!$G92),\"\")","v":""},{"$f":"IFERROR(IF(OR(N107=\"\",'Cost scenario - input'!$G92=\"\"),\"\",N107/'Cost scenario - input'!$G92),\"\")","v":""},{"$f":"IFERROR(IF(OR(O107=\"\",'Cost scenario - input'!$G92=\"\"),\"\",O107/'Cost scenario - input'!$G92),\"\")","v":""},{"$f":"IFERROR(IF(OR(P107=\"\",'Cost scenario - input'!$G92=\"\"),\"\",P107/'Cost scenario - input'!$G92),\"\")","v":""},{"$f":"IFERROR(IF(OR(Q107=\"\",'Cost scenario - input'!$G92=\"\"),\"\",Q107/'Cost scenario - input'!$G92),\"\")","v":""},{"$f":"IFERROR(IF(OR(R107=\"\",'Cost scenario - input'!$G92=\"\"),\"\",R107/'Cost scenario - input'!$G92),\"\")","v":""},{"$f":"IFERROR(IF(OR(S107=\"\",'Cost scenario - input'!$G92=\"\"),\"\",S107/'Cost scenario - input'!$G92),\"\")","v":""},{"$f":"IFERROR(IF(OR(T107=\"\",'Cost scenario - input'!$G92=\"\"),\"\",T107/'Cost scenario - input'!$G92),\"\")","v":""},{"$f":"IFERROR(IF(OR(U107=\"\",'Cost scenario - input'!$G92=\"\"),\"\",U107/'Cost scenario - input'!$G92),\"\")","v":""},{"$f":"IFERROR(IF(OR(V107=\"\",'Cost scenario - input'!$G92=\"\"),\"\",V107/'Cost scenario - input'!$G92),\"\")","v":""},{"$f":"IFERROR(IF(OR(W107=\"\",'Cost scenario - input'!$G92=\"\"),\"\",W107/'Cost scenario - input'!$G92),\"\")","v":""}]
[{"$f":"IFERROR('Cost scenario - input'!A93,\"\")","v":""},{"$f":"IFERROR('Cost scenario - input'!B93,\"\")","v":""},{"$f":"IFERROR('Cost scenario - input'!C93,\"\")","v":""},{"$f":"IFERROR(repcalc('Cost scenario - input'!$CY93:$GK93,'Cost scenario - input'!$J93,'Cost scenario - input'!$H93,'Cost scenario - input'!$I93,20,TRUE,TRUE),\"\")","v":""},"","","","","","","","","","","","","","","","","","","",{"$f":"IFERROR(IF(OR(D108=\"\",'Cost scenario - input'!$G93=\"\"),\"\",D108/'Cost scenario - input'!$G93),\"\")","v":""},{"$f":"IFERROR(IF(OR(E108=\"\",'Cost scenario - input'!$G93=\"\"),\"\",E108/'Cost scenario - input'!$G93),\"\")","v":""},{"$f":"IFERROR(IF(OR(F108=\"\",'Cost scenario - input'!$G93=\"\"),\"\",F108/'Cost scenario - input'!$G93),\"\")","v":""},{"$f":"IFERROR(IF(OR(G108=\"\",'Cost scenario - input'!$G93=\"\"),\"\",G108/'Cost scenario - input'!$G93),\"\")","v":""},{"$f":"IFERROR(IF(OR(H108=\"\",'Cost scenario - input'!$G93=\"\"),\"\",H108/'Cost scenario - input'!$G93),\"\")","v":""},{"$f":"IFERROR(IF(OR(I108=\"\",'Cost scenario - input'!$G93=\"\"),\"\",I108/'Cost scenario - input'!$G93),\"\")","v":""},{"$f":"IFERROR(IF(OR(J108=\"\",'Cost scenario - input'!$G93=\"\"),\"\",J108/'Cost scenario - input'!$G93),\"\")","v":""},{"$f":"IFERROR(IF(OR(K108=\"\",'Cost scenario - input'!$G93=\"\"),\"\",K108/'Cost scenario - input'!$G93),\"\")","v":""},{"$f":"IFERROR(IF(OR(L108=\"\",'Cost scenario - input'!$G93=\"\"),\"\",L108/'Cost scenario - input'!$G93),\"\")","v":""},{"$f":"IFERROR(IF(OR(M108=\"\",'Cost scenario - input'!$G93=\"\"),\"\",M108/'Cost scenario - input'!$G93),\"\")","v":""},{"$f":"IFERROR(IF(OR(N108=\"\",'Cost scenario - input'!$G93=\"\"),\"\",N108/'Cost scenario - input'!$G93),\"\")","v":""},{"$f":"IFERROR(IF(OR(O108=\"\",'Cost scenario - input'!$G93=\"\"),\"\",O108/'Cost scenario - input'!$G93),\"\")","v":""},{"$f":"IFERROR(IF(OR(P108=\"\",'Cost scenario - input'!$G93=\"\"),\"\",P108/'Cost scenario - input'!$G93),\"\")","v":""},{"$f":"IFERROR(IF(OR(Q108=\"\",'Cost scenario - input'!$G93=\"\"),\"\",Q108/'Cost scenario - input'!$G93),\"\")","v":""},{"$f":"IFERROR(IF(OR(R108=\"\",'Cost scenario - input'!$G93=\"\"),\"\",R108/'Cost scenario - input'!$G93),\"\")","v":""},{"$f":"IFERROR(IF(OR(S108=\"\",'Cost scenario - input'!$G93=\"\"),\"\",S108/'Cost scenario - input'!$G93),\"\")","v":""},{"$f":"IFERROR(IF(OR(T108=\"\",'Cost scenario - input'!$G93=\"\"),\"\",T108/'Cost scenario - input'!$G93),\"\")","v":""},{"$f":"IFERROR(IF(OR(U108=\"\",'Cost scenario - input'!$G93=\"\"),\"\",U108/'Cost scenario - input'!$G93),\"\")","v":""},{"$f":"IFERROR(IF(OR(V108=\"\",'Cost scenario - input'!$G93=\"\"),\"\",V108/'Cost scenario - input'!$G93),\"\")","v":""},{"$f":"IFERROR(IF(OR(W108=\"\",'Cost scenario - input'!$G93=\"\"),\"\",W108/'Cost scenario - input'!$G93),\"\")","v":""}]
[{"$f":"IFERROR('Cost scenario - input'!A94,\"\")","v":""},{"$f":"IFERROR('Cost scenario - input'!B94,\"\")","v":""},{"$f":"IFERROR('Cost scenario - input'!C94,\"\")","v":""},{"$f":"IFERROR(repcalc('Cost scenario - input'!$CY94:$GK94,'Cost scenario - input'!$J94,'Cost scenario - input'!$H94,'Cost scenario - input'!$I94,20,TRUE,TRUE),\"\")","v":""},"","","","","","","","","","","","","","","","","","","",{"$f":"IFERROR(IF(OR(D109=\"\",'Cost scenario - input'!$G94=\"\"),\"\",D109/'Cost scenario - input'!$G94),\"\")","v":""},{"$f":"IFERROR(IF(OR(E109=\"\",'Cost scenario - input'!$G94=\"\"),\"\",E109/'Cost scenario - input'!$G94),\"\")","v":""},{"$f":"IFERROR(IF(OR(F109=\"\",'Cost scenario - input'!$G94=\"\"),\"\",F109/'Cost scenario - input'!$G94),\"\")","v":""},{"$f":"IFERROR(IF(OR(G109=\"\",'Cost scenario - input'!$G94=\"\"),\"\",G109/'Cost scenario - input'!$G94),\"\")","v":""},{"$f":"IFERROR(IF(OR(H109=\"\",'Cost scenario - input'!$G94=\"\"),\"\",H109/'Cost scenario - input'!$G94),\"\")","v":""},{"$f":"IFERROR(IF(OR(I109=\"\",'Cost scenario - input'!$G94=\"\"),\"\",I109/'Cost scenario - input'!$G94),\"\")","v":""},{"$f":"IFERROR(IF(OR(J109=\"\",'Cost scenario - input'!$G94=\"\"),\"\",J109/'Cost scenario - input'!$G94),\"\")","v":""},{"$f":"IFERROR(IF(OR(K109=\"\",'Cost scenario - input'!$G94=\"\"),\"\",K109/'Cost scenario - input'!$G94),\"\")","v":""},{"$f":"IFERROR(IF(OR(L109=\"\",'Cost scenario - input'!$G94=\"\"),\"\",L109/'Cost scenario - input'!$G94),\"\")","v":""},{"$f":"IFERROR(IF(OR(M109=\"\",'Cost scenario - input'!$G94=\"\"),\"\",M109/'Cost scenario - input'!$G94),\"\")","v":""},{"$f":"IFERROR(IF(OR(N109=\"\",'Cost scenario - input'!$G94=\"\"),\"\",N109/'Cost scenario - input'!$G94),\"\")","v":""},{"$f":"IFERROR(IF(OR(O109=\"\",'Cost scenario - input'!$G94=\"\"),\"\",O109/'Cost scenario - input'!$G94),\"\")","v":""},{"$f":"IFERROR(IF(OR(P109=\"\",'Cost scenario - input'!$G94=\"\"),\"\",P109/'Cost scenario - input'!$G94),\"\")","v":""},{"$f":"IFERROR(IF(OR(Q109=\"\",'Cost scenario - input'!$G94=\"\"),\"\",Q109/'Cost scenario - input'!$G94),\"\")","v":""},{"$f":"IFERROR(IF(OR(R109=\"\",'Cost scenario - input'!$G94=\"\"),\"\",R109/'Cost scenario - input'!$G94),\"\")","v":""},{"$f":"IFERROR(IF(OR(S109=\"\",'Cost scenario - input'!$G94=\"\"),\"\",S109/'Cost scenario - input'!$G94),\"\")","v":""},{"$f":"IFERROR(IF(OR(T109=\"\",'Cost scenario - input'!$G94=\"\"),\"\",T109/'Cost scenario - input'!$G94),\"\")","v":""},{"$f":"IFERROR(IF(OR(U109=\"\",'Cost scenario - input'!$G94=\"\"),\"\",U109/'Cost scenario - input'!$G94),\"\")","v":""},{"$f":"IFERROR(IF(OR(V109=\"\",'Cost scenario - input'!$G94=\"\"),\"\",V109/'Cost scenario - input'!$G94),\"\")","v":""},{"$f":"IFERROR(IF(OR(W109=\"\",'Cost scenario - input'!$G94=\"\"),\"\",W109/'Cost scenario - input'!$G94),\"\")","v":""}]
[{"$f":"IFERROR('Cost scenario - input'!A95,\"\")","v":""},{"$f":"IFERROR('Cost scenario - input'!B95,\"\")","v":""},{"$f":"IFERROR('Cost scenario - input'!C95,\"\")","v":""},{"$f":"IFERROR(repcalc('Cost scenario - input'!$CY95:$GK95,'Cost scenario - input'!$J95,'Cost scenario - input'!$H95,'Cost scenario - input'!$I95,20,TRUE,TRUE),\"\")","v":""},"","","","","","","","","","","","","","","","","","","",{"$f":"IFERROR(IF(OR(D110=\"\",'Cost scenario - input'!$G95=\"\"),\"\",D110/'Cost scenario - input'!$G95),\"\")","v":""},{"$f":"IFERROR(IF(OR(E110=\"\",'Cost scenario - input'!$G95=\"\"),\"\",E110/'Cost scenario - input'!$G95),\"\")","v":""},{"$f":"IFERROR(IF(OR(F110=\"\",'Cost scenario - input'!$G95=\"\"),\"\",F110/'Cost scenario - input'!$G95),\"\")","v":""},{"$f":"IFERROR(IF(OR(G110=\"\",'Cost scenario - input'!$G95=\"\"),\"\",G110/'Cost scenario - input'!$G95),\"\")","v":""},{"$f":"IFERROR(IF(OR(H110=\"\",'Cost scenario - input'!$G95=\"\"),\"\",H110/'Cost scenario - input'!$G95),\"\")","v":""},{"$f":"IFERROR(IF(OR(I110=\"\",'Cost scenario - input'!$G95=\"\"),\"\",I110/'Cost scenario - input'!$G95),\"\")","v":""},{"$f":"IFERROR(IF(OR(J110=\"\",'Cost scenario - input'!$G95=\"\"),\"\",J110/'Cost scenario - input'!$G95),\"\")","v":""},{"$f":"IFERROR(IF(OR(K110=\"\",'Cost scenario - input'!$G95=\"\"),\"\",K110/'Cost scenario - input'!$G95),\"\")","v":""},{"$f":"IFERROR(IF(OR(L110=\"\",'Cost scenario - input'!$G95=\"\"),\"\",L110/'Cost scenario - input'!$G95),\"\")","v":""},{"$f":"IFERROR(IF(OR(M110=\"\",'Cost scenario - input'!$G95=\"\"),\"\",M110/'Cost scenario - input'!$G95),\"\")","v":""},{"$f":"IFERROR(IF(OR(N110=\"\",'Cost scenario - input'!$G95=\"\"),\"\",N110/'Cost scenario - input'!$G95),\"\")","v":""},{"$f":"IFERROR(IF(OR(O110=\"\",'Cost scenario - input'!$G95=\"\"),\"\",O110/'Cost scenario - input'!$G95),\"\")","v":""},{"$f":"IFERROR(IF(OR(P110=\"\",'Cost scenario - input'!$G95=\"\"),\"\",P110/'Cost scenario - input'!$G95),\"\")","v":""},{"$f":"IFERROR(IF(OR(Q110=\"\",'Cost scenario - input'!$G95=\"\"),\"\",Q110/'Cost scenario - input'!$G95),\"\")","v":""},{"$f":"IFERROR(IF(OR(R110=\"\",'Cost scenario - input'!$G95=\"\"),\"\",R110/'Cost scenario - input'!$G95),\"\")","v":""},{"$f":"IFERROR(IF(OR(S110=\"\",'Cost scenario - input'!$G95=\"\"),\"\",S110/'Cost scenario - input'!$G95),\"\")","v":""},{"$f":"IFERROR(IF(OR(T110=\"\",'Cost scenario - input'!$G95=\"\"),\"\",T110/'Cost scenario - input'!$G95),\"\")","v":""},{"$f":"IFERROR(IF(OR(U110=\"\",'Cost scenario - input'!$G95=\"\"),\"\",U110/'Cost scenario - input'!$G95),\"\")","v":""},{"$f":"IFERROR(IF(OR(V110=\"\",'Cost scenario - input'!$G95=\"\"),\"\",V110/'Cost scenario - input'!$G95),\"\")","v":""},{"$f":"IFERROR(IF(OR(W110=\"\",'Cost scenario - input'!$G95=\"\"),\"\",W110/'Cost scenario - input'!$G95),\"\")","v":""}]
[{"$f":"IFERROR('Cost scenario - input'!A96,\"\")","v":""},{"$f":"IFERROR('Cost scenario - input'!B96,\"\")","v":""},{"$f":"IFERROR('Cost scenario - input'!C96,\"\")","v":""},{"$f":"IFERROR(repcalc('Cost scenario - input'!$CY96:$GK96,'Cost scenario - input'!$J96,'Cost scenario - input'!$H96,'Cost scenario - input'!$I96,20,TRUE,TRUE),\"\")","v":""},"","","","","","","","","","","","","","","","","","","",{"$f":"IFERROR(IF(OR(D111=\"\",'Cost scenario - input'!$G96=\"\"),\"\",D111/'Cost scenario - input'!$G96),\"\")","v":""},{"$f":"IFERROR(IF(OR(E111=\"\",'Cost scenario - input'!$G96=\"\"),\"\",E111/'Cost scenario - input'!$G96),\"\")","v":""},{"$f":"IFERROR(IF(OR(F111=\"\",'Cost scenario - input'!$G96=\"\"),\"\",F111/'Cost scenario - input'!$G96),\"\")","v":""},{"$f":"IFERROR(IF(OR(G111=\"\",'Cost scenario - input'!$G96=\"\"),\"\",G111/'Cost scenario - input'!$G96),\"\")","v":""},{"$f":"IFERROR(IF(OR(H111=\"\",'Cost scenario - input'!$G96=\"\"),\"\",H111/'Cost scenario - input'!$G96),\"\")","v":""},{"$f":"IFERROR(IF(OR(I111=\"\",'Cost scenario - input'!$G96=\"\"),\"\",I111/'Cost scenario - input'!$G96),\"\")","v":""},{"$f":"IFERROR(IF(OR(J111=\"\",'Cost scenario - input'!$G96=\"\"),\"\",J111/'Cost scenario - input'!$G96),\"\")","v":""},{"$f":"IFERROR(IF(OR(K111=\"\",'Cost scenario - input'!$G96=\"\"),\"\",K111/'Cost scenario - input'!$G96),\"\")","v":""},{"$f":"IFERROR(IF(OR(L111=\"\",'Cost scenario - input'!$G96=\"\"),\"\",L111/'Cost scenario - input'!$G96),\"\")","v":""},{"$f":"IFERROR(IF(OR(M111=\"\",'Cost scenario - input'!$G96=\"\"),\"\",M111/'Cost scenario - input'!$G96),\"\")","v":""},{"$f":"IFERROR(IF(OR(N111=\"\",'Cost scenario - input'!$G96=\"\"),\"\",N111/'Cost scenario - input'!$G96),\"\")","v":""},{"$f":"IFERROR(IF(OR(O111=\"\",'Cost scenario - input'!$G96=\"\"),\"\",O111/'Cost scenario - input'!$G96),\"\")","v":""},{"$f":"IFERROR(IF(OR(P111=\"\",'Cost scenario - input'!$G96=\"\"),\"\",P111/'Cost scenario - input'!$G96),\"\")","v":""},{"$f":"IFERROR(IF(OR(Q111=\"\",'Cost scenario - input'!$G96=\"\"),\"\",Q111/'Cost scenario - input'!$G96),\"\")","v":""},{"$f":"IFERROR(IF(OR(R111=\"\",'Cost scenario - input'!$G96=\"\"),\"\",R111/'Cost scenario - input'!$G96),\"\")","v":""},{"$f":"IFERROR(IF(OR(S111=\"\",'Cost scenario - input'!$G96=\"\"),\"\",S111/'Cost scenario - input'!$G96),\"\")","v":""},{"$f":"IFERROR(IF(OR(T111=\"\",'Cost scenario - input'!$G96=\"\"),\"\",T111/'Cost scenario - input'!$G96),\"\")","v":""},{"$f":"IFERROR(IF(OR(U111=\"\",'Cost scenario - input'!$G96=\"\"),\"\",U111/'Cost scenario - input'!$G96),\"\")","v":""},{"$f":"IFERROR(IF(OR(V111=\"\",'Cost scenario - input'!$G96=\"\"),\"\",V111/'Cost scenario - input'!$G96),\"\")","v":""},{"$f":"IFERROR(IF(OR(W111=\"\",'Cost scenario - input'!$G96=\"\"),\"\",W111/'Cost scenario - input'!$G96),\"\")","v":""}]
[{"$f":"IFERROR('Cost scenario - input'!A97,\"\")","v":""},{"$f":"IFERROR('Cost scenario - input'!B97,\"\")","v":""},{"$f":"IFERROR('Cost scenario - input'!C97,\"\")","v":""},{"$f":"IFERROR(repcalc('Cost scenario - input'!$CY97:$GK97,'Cost scenario - input'!$J97,'Cost scenario - input'!$H97,'Cost scenario - input'!$I97,20,TRUE,TRUE),\"\")","v":""},"","","","","","","","","","","","","","","","","","","",{"$f":"IFERROR(IF(OR(D112=\"\",'Cost scenario - input'!$G97=\"\"),\"\",D112/'Cost scenario - input'!$G97),\"\")","v":""},{"$f":"IFERROR(IF(OR(E112=\"\",'Cost scenario - input'!$G97=\"\"),\"\",E112/'Cost scenario - input'!$G97),\"\")","v":""},{"$f":"IFERROR(IF(OR(F112=\"\",'Cost scenario - input'!$G97=\"\"),\"\",F112/'Cost scenario - input'!$G97),\"\")","v":""},{"$f":"IFERROR(IF(OR(G112=\"\",'Cost scenario - input'!$G97=\"\"),\"\",G112/'Cost scenario - input'!$G97),\"\")","v":""},{"$f":"IFERROR(IF(OR(H112=\"\",'Cost scenario - input'!$G97=\"\"),\"\",H112/'Cost scenario - input'!$G97),\"\")","v":""},{"$f":"IFERROR(IF(OR(I112=\"\",'Cost scenario - input'!$G97=\"\"),\"\",I112/'Cost scenario - input'!$G97),\"\")","v":""},{"$f":"IFERROR(IF(OR(J112=\"\",'Cost scenario - input'!$G97=\"\"),\"\",J112/'Cost scenario - input'!$G97),\"\")","v":""},{"$f":"IFERROR(IF(OR(K112=\"\",'Cost scenario - input'!$G97=\"\"),\"\",K112/'Cost scenario - input'!$G97),\"\")","v":""},{"$f":"IFERROR(IF(OR(L112=\"\",'Cost scenario - input'!$G97=\"\"),\"\",L112/'Cost scenario - input'!$G97),\"\")","v":""},{"$f":"IFERROR(IF(OR(M112=\"\",'Cost scenario - input'!$G97=\"\"),\"\",M112/'Cost scenario - input'!$G97),\"\")","v":""},{"$f":"IFERROR(IF(OR(N112=\"\",'Cost scenario - input'!$G97=\"\"),\"\",N112/'Cost scenario - input'!$G97),\"\")","v":""},{"$f":"IFERROR(IF(OR(O112=\"\",'Cost scenario - input'!$G97=\"\"),\"\",O112/'Cost scenario - input'!$G97),\"\")","v":""},{"$f":"IFERROR(IF(OR(P112=\"\",'Cost scenario - input'!$G97=\"\"),\"\",P112/'Cost scenario - input'!$G97),\"\")","v":""},{"$f":"IFERROR(IF(OR(Q112=\"\",'Cost scenario - input'!$G97=\"\"),\"\",Q112/'Cost scenario - input'!$G97),\"\")","v":""},{"$f":"IFERROR(IF(OR(R112=\"\",'Cost scenario - input'!$G97=\"\"),\"\",R112/'Cost scenario - input'!$G97),\"\")","v":""},{"$f":"IFERROR(IF(OR(S112=\"\",'Cost scenario - input'!$G97=\"\"),\"\",S112/'Cost scenario - input'!$G97),\"\")","v":""},{"$f":"IFERROR(IF(OR(T112=\"\",'Cost scenario - input'!$G97=\"\"),\"\",T112/'Cost scenario - input'!$G97),\"\")","v":""},{"$f":"IFERROR(IF(OR(U112=\"\",'Cost scenario - input'!$G97=\"\"),\"\",U112/'Cost scenario - input'!$G97),\"\")","v":""},{"$f":"IFERROR(IF(OR(V112=\"\",'Cost scenario - input'!$G97=\"\"),\"\",V112/'Cost scenario - input'!$G97),\"\")","v":""},{"$f":"IFERROR(IF(OR(W112=\"\",'Cost scenario - input'!$G97=\"\"),\"\",W112/'Cost scenario - input'!$G97),\"\")","v":""}]
[{"$f":"IFERROR('Cost scenario - input'!A98,\"\")","v":""},{"$f":"IFERROR('Cost scenario - input'!B98,\"\")","v":""},{"$f":"IFERROR('Cost scenario - input'!C98,\"\")","v":""},{"$f":"IFERROR(repcalc('Cost scenario - input'!$CY98:$GK98,'Cost scenario - input'!$J98,'Cost scenario - input'!$H98,'Cost scenario - input'!$I98,20,TRUE,TRUE),\"\")","v":""},"","","","","","","","","","","","","","","","","","","",{"$f":"IFERROR(IF(OR(D113=\"\",'Cost scenario - input'!$G98=\"\"),\"\",D113/'Cost scenario - input'!$G98),\"\")","v":""},{"$f":"IFERROR(IF(OR(E113=\"\",'Cost scenario - input'!$G98=\"\"),\"\",E113/'Cost scenario - input'!$G98),\"\")","v":""},{"$f":"IFERROR(IF(OR(F113=\"\",'Cost scenario - input'!$G98=\"\"),\"\",F113/'Cost scenario - input'!$G98),\"\")","v":""},{"$f":"IFERROR(IF(OR(G113=\"\",'Cost scenario - input'!$G98=\"\"),\"\",G113/'Cost scenario - input'!$G98),\"\")","v":""},{"$f":"IFERROR(IF(OR(H113=\"\",'Cost scenario - input'!$G98=\"\"),\"\",H113/'Cost scenario - input'!$G98),\"\")","v":""},{"$f":"IFERROR(IF(OR(I113=\"\",'Cost scenario - input'!$G98=\"\"),\"\",I113/'Cost scenario - input'!$G98),\"\")","v":""},{"$f":"IFERROR(IF(OR(J113=\"\",'Cost scenario - input'!$G98=\"\"),\"\",J113/'Cost scenario - input'!$G98),\"\")","v":""},{"$f":"IFERROR(IF(OR(K113=\"\",'Cost scenario - input'!$G98=\"\"),\"\",K113/'Cost scenario - input'!$G98),\"\")","v":""},{"$f":"IFERROR(IF(OR(L113=\"\",'Cost scenario - input'!$G98=\"\"),\"\",L113/'Cost scenario - input'!$G98),\"\")","v":""},{"$f":"IFERROR(IF(OR(M113=\"\",'Cost scenario - input'!$G98=\"\"),\"\",M113/'Cost scenario - input'!$G98),\"\")","v":""},{"$f":"IFERROR(IF(OR(N113=\"\",'Cost scenario - input'!$G98=\"\"),\"\",N113/'Cost scenario - input'!$G98),\"\")","v":""},{"$f":"IFERROR(IF(OR(O113=\"\",'Cost scenario - input'!$G98=\"\"),\"\",O113/'Cost scenario - input'!$G98),\"\")","v":""},{"$f":"IFERROR(IF(OR(P113=\"\",'Cost scenario - input'!$G98=\"\"),\"\",P113/'Cost scenario - input'!$G98),\"\")","v":""},{"$f":"IFERROR(IF(OR(Q113=\"\",'Cost scenario - input'!$G98=\"\"),\"\",Q113/'Cost scenario - input'!$G98),\"\")","v":""},{"$f":"IFERROR(IF(OR(R113=\"\",'Cost scenario - input'!$G98=\"\"),\"\",R113/'Cost scenario - input'!$G98),\"\")","v":""},{"$f":"IFERROR(IF(OR(S113=\"\",'Cost scenario - input'!$G98=\"\"),\"\",S113/'Cost scenario - input'!$G98),\"\")","v":""},{"$f":"IFERROR(IF(OR(T113=\"\",'Cost scenario - input'!$G98=\"\"),\"\",T113/'Cost scenario - input'!$G98),\"\")","v":""},{"$f":"IFERROR(IF(OR(U113=\"\",'Cost scenario - input'!$G98=\"\"),\"\",U113/'Cost scenario - input'!$G98),\"\")","v":""},{"$f":"IFERROR(IF(OR(V113=\"\",'Cost scenario - input'!$G98=\"\"),\"\",V113/'Cost scenario - input'!$G98),\"\")","v":""},{"$f":"IFERROR(IF(OR(W113=\"\",'Cost scenario - input'!$G98=\"\"),\"\",W113/'Cost scenario - input'!$G98),\"\")","v":""}]
[{"$f":"IFERROR('Cost scenario - input'!A99,\"\")","v":""},{"$f":"IFERROR('Cost scenario - input'!B99,\"\")","v":""},{"$f":"IFERROR('Cost scenario - input'!C99,\"\")","v":""},{"$f":"IFERROR(repcalc('Cost scenario - input'!$CY99:$GK99,'Cost scenario - input'!$J99,'Cost scenario - input'!$H99,'Cost scenario - input'!$I99,20,TRUE,TRUE),\"\")","v":""},"","","","","","","","","","","","","","","","","","","",{"$f":"IFERROR(IF(OR(D114=\"\",'Cost scenario - input'!$G99=\"\"),\"\",D114/'Cost scenario - input'!$G99),\"\")","v":""},{"$f":"IFERROR(IF(OR(E114=\"\",'Cost scenario - input'!$G99=\"\"),\"\",E114/'Cost scenario - input'!$G99),\"\")","v":""},{"$f":"IFERROR(IF(OR(F114=\"\",'Cost scenario - input'!$G99=\"\"),\"\",F114/'Cost scenario - input'!$G99),\"\")","v":""},{"$f":"IFERROR(IF(OR(G114=\"\",'Cost scenario - input'!$G99=\"\"),\"\",G114/'Cost scenario - input'!$G99),\"\")","v":""},{"$f":"IFERROR(IF(OR(H114=\"\",'Cost scenario - input'!$G99=\"\"),\"\",H114/'Cost scenario - input'!$G99),\"\")","v":""},{"$f":"IFERROR(IF(OR(I114=\"\",'Cost scenario - input'!$G99=\"\"),\"\",I114/'Cost scenario - input'!$G99),\"\")","v":""},{"$f":"IFERROR(IF(OR(J114=\"\",'Cost scenario - input'!$G99=\"\"),\"\",J114/'Cost scenario - input'!$G99),\"\")","v":""},{"$f":"IFERROR(IF(OR(K114=\"\",'Cost scenario - input'!$G99=\"\"),\"\",K114/'Cost scenario - input'!$G99),\"\")","v":""},{"$f":"IFERROR(IF(OR(L114=\"\",'Cost scenario - input'!$G99=\"\"),\"\",L114/'Cost scenario - input'!$G99),\"\")","v":""},{"$f":"IFERROR(IF(OR(M114=\"\",'Cost scenario - input'!$G99=\"\"),\"\",M114/'Cost scenario - input'!$G99),\"\")","v":""},{"$f":"IFERROR(IF(OR(N114=\"\",'Cost scenario - input'!$G99=\"\"),\"\",N114/'Cost scenario - input'!$G99),\"\")","v":""},{"$f":"IFERROR(IF(OR(O114=\"\",'Cost scenario - input'!$G99=\"\"),\"\",O114/'Cost scenario - input'!$G99),\"\")","v":""},{"$f":"IFERROR(IF(OR(P114=\"\",'Cost scenario - input'!$G99=\"\"),\"\",P114/'Cost scenario - input'!$G99),\"\")","v":""},{"$f":"IFERROR(IF(OR(Q114=\"\",'Cost scenario - input'!$G99=\"\"),\"\",Q114/'Cost scenario - input'!$G99),\"\")","v":""},{"$f":"IFERROR(IF(OR(R114=\"\",'Cost scenario - input'!$G99=\"\"),\"\",R114/'Cost scenario - input'!$G99),\"\")","v":""},{"$f":"IFERROR(IF(OR(S114=\"\",'Cost scenario - input'!$G99=\"\"),\"\",S114/'Cost scenario - input'!$G99),\"\")","v":""},{"$f":"IFERROR(IF(OR(T114=\"\",'Cost scenario - input'!$G99=\"\"),\"\",T114/'Cost scenario - input'!$G99),\"\")","v":""},{"$f":"IFERROR(IF(OR(U114=\"\",'Cost scenario - input'!$G99=\"\"),\"\",U114/'Cost scenario - input'!$G99),\"\")","v":""},{"$f":"IFERROR(IF(OR(V114=\"\",'Cost scenario - input'!$G99=\"\"),\"\",V114/'Cost scenario - input'!$G99),\"\")","v":""},{"$f":"IFERROR(IF(OR(W114=\"\",'Cost scenario - input'!$G99=\"\"),\"\",W114/'Cost scenario - input'!$G99),\"\")","v":""}]
[{"$f":"IFERROR('Cost scenario - input'!A100,\"\")","v":""},{"$f":"IFERROR('Cost scenario - input'!B100,\"\")","v":""},{"$f":"IFERROR('Cost scenario - input'!C100,\"\")","v":""},{"$f":"IFERROR(repcalc('Cost scenario - input'!$CY100:$GK100,'Cost scenario - input'!$J100,'Cost scenario - input'!$H100,'Cost scenario - input'!$I100,20,TRUE,TRUE),\"\")","v":""},"","","","","","","","","","","","","","","","","","","",{"$f":"IFERROR(IF(OR(D115=\"\",'Cost scenario - input'!$G100=\"\"),\"\",D115/'Cost scenario - input'!$G100),\"\")","v":""},{"$f":"IFERROR(IF(OR(E115=\"\",'Cost scenario - input'!$G100=\"\"),\"\",E115/'Cost scenario - input'!$G100),\"\")","v":""},{"$f":"IFERROR(IF(OR(F115=\"\",'Cost scenario - input'!$G100=\"\"),\"\",F115/'Cost scenario - input'!$G100),\"\")","v":""},{"$f":"IFERROR(IF(OR(G115=\"\",'Cost scenario - input'!$G100=\"\"),\"\",G115/'Cost scenario - input'!$G100),\"\")","v":""},{"$f":"IFERROR(IF(OR(H115=\"\",'Cost scenario - input'!$G100=\"\"),\"\",H115/'Cost scenario - input'!$G100),\"\")","v":""},{"$f":"IFERROR(IF(OR(I115=\"\",'Cost scenario - input'!$G100=\"\"),\"\",I115/'Cost scenario - input'!$G100),\"\")","v":""},{"$f":"IFERROR(IF(OR(J115=\"\",'Cost scenario - input'!$G100=\"\"),\"\",J115/'Cost scenario - input'!$G100),\"\")","v":""},{"$f":"IFERROR(IF(OR(K115=\"\",'Cost scenario - input'!$G100=\"\"),\"\",K115/'Cost scenario - input'!$G100),\"\")","v":""},{"$f":"IFERROR(IF(OR(L115=\"\",'Cost scenario - input'!$G100=\"\"),\"\",L115/'Cost scenario - input'!$G100),\"\")","v":""},{"$f":"IFERROR(IF(OR(M115=\"\",'Cost scenario - input'!$G100=\"\"),\"\",M115/'Cost scenario - input'!$G100),\"\")","v":""},{"$f":"IFERROR(IF(OR(N115=\"\",'Cost scenario - input'!$G100=\"\"),\"\",N115/'Cost scenario - input'!$G100),\"\")","v":""},{"$f":"IFERROR(IF(OR(O115=\"\",'Cost scenario - input'!$G100=\"\"),\"\",O115/'Cost scenario - input'!$G100),\"\")","v":""},{"$f":"IFERROR(IF(OR(P115=\"\",'Cost scenario - input'!$G100=\"\"),\"\",P115/'Cost scenario - input'!$G100),\"\")","v":""},{"$f":"IFERROR(IF(OR(Q115=\"\",'Cost scenario - input'!$G100=\"\"),\"\",Q115/'Cost scenario - input'!$G100),\"\")","v":""},{"$f":"IFERROR(IF(OR(R115=\"\",'Cost scenario - input'!$G100=\"\"),\"\",R115/'Cost scenario - input'!$G100),\"\")","v":""},{"$f":"IFERROR(IF(OR(S115=\"\",'Cost scenario - input'!$G100=\"\"),\"\",S115/'Cost scenario - input'!$G100),\"\")","v":""},{"$f":"IFERROR(IF(OR(T115=\"\",'Cost scenario - input'!$G100=\"\"),\"\",T115/'Cost scenario - input'!$G100),\"\")","v":""},{"$f":"IFERROR(IF(OR(U115=\"\",'Cost scenario - input'!$G100=\"\"),\"\",U115/'Cost scenario - input'!$G100),\"\")","v":""},{"$f":"IFERROR(IF(OR(V115=\"\",'Cost scenario - input'!$G100=\"\"),\"\",V115/'Cost scenario - input'!$G100),\"\")","v":""},{"$f":"IFERROR(IF(OR(W115=\"\",'Cost scenario - input'!$G100=\"\"),\"\",W115/'Cost scenario - input'!$G100),\"\")","v":""}]
[{"$f":"IFERROR('Cost scenario - input'!A101,\"\")","v":""},{"$f":"IFERROR('Cost scenario - input'!B101,\"\")","v":""},{"$f":"IFERROR('Cost scenario - input'!C101,\"\")","v":""},{"$f":"IFERROR(repcalc('Cost scenario - input'!$CY101:$GK101,'Cost scenario - input'!$J101,'Cost scenario - input'!$H101,'Cost scenario - input'!$I101,20,TRUE,TRUE),\"\")","v":""},"","","","","","","","","","","","","","","","","","","",{"$f":"IFERROR(IF(OR(D116=\"\",'Cost scenario - input'!$G101=\"\"),\"\",D116/'Cost scenario - input'!$G101),\"\")","v":""},{"$f":"IFERROR(IF(OR(E116=\"\",'Cost scenario - input'!$G101=\"\"),\"\",E116/'Cost scenario - input'!$G101),\"\")","v":""},{"$f":"IFERROR(IF(OR(F116=\"\",'Cost scenario - input'!$G101=\"\"),\"\",F116/'Cost scenario - input'!$G101),\"\")","v":""},{"$f":"IFERROR(IF(OR(G116=\"\",'Cost scenario - input'!$G101=\"\"),\"\",G116/'Cost scenario - input'!$G101),\"\")","v":""},{"$f":"IFERROR(IF(OR(H116=\"\",'Cost scenario - input'!$G101=\"\"),\"\",H116/'Cost scenario - input'!$G101),\"\")","v":""},{"$f":"IFERROR(IF(OR(I116=\"\",'Cost scenario - input'!$G101=\"\"),\"\",I116/'Cost scenario - input'!$G101),\"\")","v":""},{"$f":"IFERROR(IF(OR(J116=\"\",'Cost scenario - input'!$G101=\"\"),\"\",J116/'Cost scenario - input'!$G101),\"\")","v":""},{"$f":"IFERROR(IF(OR(K116=\"\",'Cost scenario - input'!$G101=\"\"),\"\",K116/'Cost scenario - input'!$G101),\"\")","v":""},{"$f":"IFERROR(IF(OR(L116=\"\",'Cost scenario - input'!$G101=\"\"),\"\",L116/'Cost scenario - input'!$G101),\"\")","v":""},{"$f":"IFERROR(IF(OR(M116=\"\",'Cost scenario - input'!$G101=\"\"),\"\",M116/'Cost scenario - input'!$G101),\"\")","v":""},{"$f":"IFERROR(IF(OR(N116=\"\",'Cost scenario - input'!$G101=\"\"),\"\",N116/'Cost scenario - input'!$G101),\"\")","v":""},{"$f":"IFERROR(IF(OR(O116=\"\",'Cost scenario - input'!$G101=\"\"),\"\",O116/'Cost scenario - input'!$G101),\"\")","v":""},{"$f":"IFERROR(IF(OR(P116=\"\",'Cost scenario - input'!$G101=\"\"),\"\",P116/'Cost scenario - input'!$G101),\"\")","v":""},{"$f":"IFERROR(IF(OR(Q116=\"\",'Cost scenario - input'!$G101=\"\"),\"\",Q116/'Cost scenario - input'!$G101),\"\")","v":""},{"$f":"IFERROR(IF(OR(R116=\"\",'Cost scenario - input'!$G101=\"\"),\"\",R116/'Cost scenario - input'!$G101),\"\")","v":""},{"$f":"IFERROR(IF(OR(S116=\"\",'Cost scenario - input'!$G101=\"\"),\"\",S116/'Cost scenario - input'!$G101),\"\")","v":""},{"$f":"IFERROR(IF(OR(T116=\"\",'Cost scenario - input'!$G101=\"\"),\"\",T116/'Cost scenario - input'!$G101),\"\")","v":""},{"$f":"IFERROR(IF(OR(U116=\"\",'Cost scenario - input'!$G101=\"\"),\"\",U116/'Cost scenario - input'!$G101),\"\")","v":""},{"$f":"IFERROR(IF(OR(V116=\"\",'Cost scenario - input'!$G101=\"\"),\"\",V116/'Cost scenario - input'!$G101),\"\")","v":""},{"$f":"IFERROR(IF(OR(W116=\"\",'Cost scenario - input'!$G101=\"\"),\"\",W116/'Cost scenario - input'!$G101),\"\")","v":""}]
[{"$f":"IFERROR('Cost scenario - input'!A102,\"\")","v":""},{"$f":"IFERROR('Cost scenario - input'!B102,\"\")","v":""},{"$f":"IFERROR('Cost scenario - input'!C102,\"\")","v":""},{"$f":"IFERROR(repcalc('Cost scenario - input'!$CY102:$GK102,'Cost scenario - input'!$J102,'Cost scenario - input'!$H102,'Cost scenario - input'!$I102,20,TRUE,TRUE),\"\")","v":""},"","","","","","","","","","","","","","","","","","","",{"$f":"IFERROR(IF(OR(D117=\"\",'Cost scenario - input'!$G102=\"\"),\"\",D117/'Cost scenario - input'!$G102),\"\")","v":""},{"$f":"IFERROR(IF(OR(E117=\"\",'Cost scenario - input'!$G102=\"\"),\"\",E117/'Cost scenario - input'!$G102),\"\")","v":""},{"$f":"IFERROR(IF(OR(F117=\"\",'Cost scenario - input'!$G102=\"\"),\"\",F117/'Cost scenario - input'!$G102),\"\")","v":""},{"$f":"IFERROR(IF(OR(G117=\"\",'Cost scenario - input'!$G102=\"\"),\"\",G117/'Cost scenario - input'!$G102),\"\")","v":""},{"$f":"IFERROR(IF(OR(H117=\"\",'Cost scenario - input'!$G102=\"\"),\"\",H117/'Cost scenario - input'!$G102),\"\")","v":""},{"$f":"IFERROR(IF(OR(I117=\"\",'Cost scenario - input'!$G102=\"\"),\"\",I117/'Cost scenario - input'!$G102),\"\")","v":""},{"$f":"IFERROR(IF(OR(J117=\"\",'Cost scenario - input'!$G102=\"\"),\"\",J117/'Cost scenario - input'!$G102),\"\")","v":""},{"$f":"IFERROR(IF(OR(K117=\"\",'Cost scenario - input'!$G102=\"\"),\"\",K117/'Cost scenario - input'!$G102),\"\")","v":""},{"$f":"IFERROR(IF(OR(L117=\"\",'Cost scenario - input'!$G102=\"\"),\"\",L117/'Cost scenario - input'!$G102),\"\")","v":""},{"$f":"IFERROR(IF(OR(M117=\"\",'Cost scenario - input'!$G102=\"\"),\"\",M117/'Cost scenario - input'!$G102),\"\")","v":""},{"$f":"IFERROR(IF(OR(N117=\"\",'Cost scenario - input'!$G102=\"\"),\"\",N117/'Cost scenario - input'!$G102),\"\")","v":""},{"$f":"IFERROR(IF(OR(O117=\"\",'Cost scenario - input'!$G102=\"\"),\"\",O117/'Cost scenario - input'!$G102),\"\")","v":""},{"$f":"IFERROR(IF(OR(P117=\"\",'Cost scenario - input'!$G102=\"\"),\"\",P117/'Cost scenario - input'!$G102),\"\")","v":""},{"$f":"IFERROR(IF(OR(Q117=\"\",'Cost scenario - input'!$G102=\"\"),\"\",Q117/'Cost scenario - input'!$G102),\"\")","v":""},{"$f":"IFERROR(IF(OR(R117=\"\",'Cost scenario - input'!$G102=\"\"),\"\",R117/'Cost scenario - input'!$G102),\"\")","v":""},{"$f":"IFERROR(IF(OR(S117=\"\",'Cost scenario - input'!$G102=\"\"),\"\",S117/'Cost scenario - input'!$G102),\"\")","v":""},{"$f":"IFERROR(IF(OR(T117=\"\",'Cost scenario - input'!$G102=\"\"),\"\",T117/'Cost scenario - input'!$G102),\"\")","v":""},{"$f":"IFERROR(IF(OR(U117=\"\",'Cost scenario - input'!$G102=\"\"),\"\",U117/'Cost scenario - input'!$G102),\"\")","v":""},{"$f":"IFERROR(IF(OR(V117=\"\",'Cost scenario - input'!$G102=\"\"),\"\",V117/'Cost scenario - input'!$G102),\"\")","v":""},{"$f":"IFERROR(IF(OR(W117=\"\",'Cost scenario - input'!$G102=\"\"),\"\",W117/'Cost scenario - input'!$G102),\"\")","v":""}]
[{"$f":"IFERROR('Cost scenario - input'!A103,\"\")","v":""},{"$f":"IFERROR('Cost scenario - input'!B103,\"\")","v":""},{"$f":"IFERROR('Cost scenario - input'!C103,\"\")","v":""},{"$f":"IFERROR(repcalc('Cost scenario - input'!$CY103:$GK103,'Cost scenario - input'!$J103,'Cost scenario - input'!$H103,'Cost scenario - input'!$I103,20,TRUE,TRUE),\"\")","v":""},"","","","","","","","","","","","","","","","","","","",{"$f":"IFERROR(IF(OR(D118=\"\",'Cost scenario - input'!$G103=\"\"),\"\",D118/'Cost scenario - input'!$G103),\"\")","v":""},{"$f":"IFERROR(IF(OR(E118=\"\",'Cost scenario - input'!$G103=\"\"),\"\",E118/'Cost scenario - input'!$G103),\"\")","v":""},{"$f":"IFERROR(IF(OR(F118=\"\",'Cost scenario - input'!$G103=\"\"),\"\",F118/'Cost scenario - input'!$G103),\"\")","v":""},{"$f":"IFERROR(IF(OR(G118=\"\",'Cost scenario - input'!$G103=\"\"),\"\",G118/'Cost scenario - input'!$G103),\"\")","v":""},{"$f":"IFERROR(IF(OR(H118=\"\",'Cost scenario - input'!$G103=\"\"),\"\",H118/'Cost scenario - input'!$G103),\"\")","v":""},{"$f":"IFERROR(IF(OR(I118=\"\",'Cost scenario - input'!$G103=\"\"),\"\",I118/'Cost scenario - input'!$G103),\"\")","v":""},{"$f":"IFERROR(IF(OR(J118=\"\",'Cost scenario - input'!$G103=\"\"),\"\",J118/'Cost scenario - input'!$G103),\"\")","v":""},{"$f":"IFERROR(IF(OR(K118=\"\",'Cost scenario - input'!$G103=\"\"),\"\",K118/'Cost scenario - input'!$G103),\"\")","v":""},{"$f":"IFERROR(IF(OR(L118=\"\",'Cost scenario - input'!$G103=\"\"),\"\",L118/'Cost scenario - input'!$G103),\"\")","v":""},{"$f":"IFERROR(IF(OR(M118=\"\",'Cost scenario - input'!$G103=\"\"),\"\",M118/'Cost scenario - input'!$G103),\"\")","v":""},{"$f":"IFERROR(IF(OR(N118=\"\",'Cost scenario - input'!$G103=\"\"),\"\",N118/'Cost scenario - input'!$G103),\"\")","v":""},{"$f":"IFERROR(IF(OR(O118=\"\",'Cost scenario - input'!$G103=\"\"),\"\",O118/'Cost scenario - input'!$G103),\"\")","v":""},{"$f":"IFERROR(IF(OR(P118=\"\",'Cost scenario - input'!$G103=\"\"),\"\",P118/'Cost scenario - input'!$G103),\"\")","v":""},{"$f":"IFERROR(IF(OR(Q118=\"\",'Cost scenario - input'!$G103=\"\"),\"\",Q118/'Cost scenario - input'!$G103),\"\")","v":""},{"$f":"IFERROR(IF(OR(R118=\"\",'Cost scenario - input'!$G103=\"\"),\"\",R118/'Cost scenario - input'!$G103),\"\")","v":""},{"$f":"IFERROR(IF(OR(S118=\"\",'Cost scenario - input'!$G103=\"\"),\"\",S118/'Cost scenario - input'!$G103),\"\")","v":""},{"$f":"IFERROR(IF(OR(T118=\"\",'Cost scenario - input'!$G103=\"\"),\"\",T118/'Cost scenario - input'!$G103),\"\")","v":""},{"$f":"IFERROR(IF(OR(U118=\"\",'Cost scenario - input'!$G103=\"\"),\"\",U118/'Cost scenario - input'!$G103),\"\")","v":""},{"$f":"IFERROR(IF(OR(V118=\"\",'Cost scenario - input'!$G103=\"\"),\"\",V118/'Cost scenario - input'!$G103),\"\")","v":""},{"$f":"IFERROR(IF(OR(W118=\"\",'Cost scenario - input'!$G103=\"\"),\"\",W118/'Cost scenario - input'!$G103),\"\")","v":""}]
[{"$f":"IFERROR('Cost scenario - input'!A104,\"\")","v":""},{"$f":"IFERROR('Cost scenario - input'!B104,\"\")","v":""},{"$f":"IFERROR('Cost scenario - input'!C104,\"\")","v":""},{"$f":"IFERROR(repcalc('Cost scenario - input'!$CY104:$GK104,'Cost scenario - input'!$J104,'Cost scenario - input'!$H104,'Cost scenario - input'!$I104,20,TRUE,TRUE),\"\")","v":""},"","","","","","","","","","","","","","","","","","","",{"$f":"IFERROR(IF(OR(D119=\"\",'Cost scenario - input'!$G104=\"\"),\"\",D119/'Cost scenario - input'!$G104),\"\")","v":""},{"$f":"IFERROR(IF(OR(E119=\"\",'Cost scenario - input'!$G104=\"\"),\"\",E119/'Cost scenario - input'!$G104),\"\")","v":""},{"$f":"IFERROR(IF(OR(F119=\"\",'Cost scenario - input'!$G104=\"\"),\"\",F119/'Cost scenario - input'!$G104),\"\")","v":""},{"$f":"IFERROR(IF(OR(G119=\"\",'Cost scenario - input'!$G104=\"\"),\"\",G119/'Cost scenario - input'!$G104),\"\")","v":""},{"$f":"IFERROR(IF(OR(H119=\"\",'Cost scenario - input'!$G104=\"\"),\"\",H119/'Cost scenario - input'!$G104),\"\")","v":""},{"$f":"IFERROR(IF(OR(I119=\"\",'Cost scenario - input'!$G104=\"\"),\"\",I119/'Cost scenario - input'!$G104),\"\")","v":""},{"$f":"IFERROR(IF(OR(J119=\"\",'Cost scenario - input'!$G104=\"\"),\"\",J119/'Cost scenario - input'!$G104),\"\")","v":""},{"$f":"IFERROR(IF(OR(K119=\"\",'Cost scenario - input'!$G104=\"\"),\"\",K119/'Cost scenario - input'!$G104),\"\")","v":""},{"$f":"IFERROR(IF(OR(L119=\"\",'Cost scenario - input'!$G104=\"\"),\"\",L119/'Cost scenario - input'!$G104),\"\")","v":""},{"$f":"IFERROR(IF(OR(M119=\"\",'Cost scenario - input'!$G104=\"\"),\"\",M119/'Cost scenario - input'!$G104),\"\")","v":""},{"$f":"IFERROR(IF(OR(N119=\"\",'Cost scenario - input'!$G104=\"\"),\"\",N119/'Cost scenario - input'!$G104),\"\")","v":""},{"$f":"IFERROR(IF(OR(O119=\"\",'Cost scenario - input'!$G104=\"\"),\"\",O119/'Cost scenario - input'!$G104),\"\")","v":""},{"$f":"IFERROR(IF(OR(P119=\"\",'Cost scenario - input'!$G104=\"\"),\"\",P119/'Cost scenario - input'!$G104),\"\")","v":""},{"$f":"IFERROR(IF(OR(Q119=\"\",'Cost scenario - input'!$G104=\"\"),\"\",Q119/'Cost scenario - input'!$G104),\"\")","v":""},{"$f":"IFERROR(IF(OR(R119=\"\",'Cost scenario - input'!$G104=\"\"),\"\",R119/'Cost scenario - input'!$G104),\"\")","v":""},{"$f":"IFERROR(IF(OR(S119=\"\",'Cost scenario - input'!$G104=\"\"),\"\",S119/'Cost scenario - input'!$G104),\"\")","v":""},{"$f":"IFERROR(IF(OR(T119=\"\",'Cost scenario - input'!$G104=\"\"),\"\",T119/'Cost scenario - input'!$G104),\"\")","v":""},{"$f":"IFERROR(IF(OR(U119=\"\",'Cost scenario - input'!$G104=\"\"),\"\",U119/'Cost scenario - input'!$G104),\"\")","v":""},{"$f":"IFERROR(IF(OR(V119=\"\",'Cost scenario - input'!$G104=\"\"),\"\",V119/'Cost scenario - input'!$G104),\"\")","v":""},{"$f":"IFERROR(IF(OR(W119=\"\",'Cost scenario - input'!$G104=\"\"),\"\",W119/'Cost scenario - input'!$G104),\"\")","v":""}]
[{"$f":"IFERROR('Cost scenario - input'!A105,\"\")","v":""},{"$f":"IFERROR('Cost scenario - input'!B105,\"\")","v":""},{"$f":"IFERROR('Cost scenario - input'!C105,\"\")","v":""},{"$f":"IFERROR(repcalc('Cost scenario - input'!$CY105:$GK105,'Cost scenario - input'!$J105,'Cost scenario - input'!$H105,'Cost scenario - input'!$I105,20,TRUE,TRUE),\"\")","v":""},"","","","","","","","","","","","","","","","","","","",{"$f":"IFERROR(IF(OR(D120=\"\",'Cost scenario - input'!$G105=\"\"),\"\",D120/'Cost scenario - input'!$G105),\"\")","v":""},{"$f":"IFERROR(IF(OR(E120=\"\",'Cost scenario - input'!$G105=\"\"),\"\",E120/'Cost scenario - input'!$G105),\"\")","v":""},{"$f":"IFERROR(IF(OR(F120=\"\",'Cost scenario - input'!$G105=\"\"),\"\",F120/'Cost scenario - input'!$G105),\"\")","v":""},{"$f":"IFERROR(IF(OR(G120=\"\",'Cost scenario - input'!$G105=\"\"),\"\",G120/'Cost scenario - input'!$G105),\"\")","v":""},{"$f":"IFERROR(IF(OR(H120=\"\",'Cost scenario - input'!$G105=\"\"),\"\",H120/'Cost scenario - input'!$G105),\"\")","v":""},{"$f":"IFERROR(IF(OR(I120=\"\",'Cost scenario - input'!$G105=\"\"),\"\",I120/'Cost scenario - input'!$G105),\"\")","v":""},{"$f":"IFERROR(IF(OR(J120=\"\",'Cost scenario - input'!$G105=\"\"),\"\",J120/'Cost scenario - input'!$G105),\"\")","v":""},{"$f":"IFERROR(IF(OR(K120=\"\",'Cost scenario - input'!$G105=\"\"),\"\",K120/'Cost scenario - input'!$G105),\"\")","v":""},{"$f":"IFERROR(IF(OR(L120=\"\",'Cost scenario - input'!$G105=\"\"),\"\",L120/'Cost scenario - input'!$G105),\"\")","v":""},{"$f":"IFERROR(IF(OR(M120=\"\",'Cost scenario - input'!$G105=\"\"),\"\",M120/'Cost scenario - input'!$G105),\"\")","v":""},{"$f":"IFERROR(IF(OR(N120=\"\",'Cost scenario - input'!$G105=\"\"),\"\",N120/'Cost scenario - input'!$G105),\"\")","v":""},{"$f":"IFERROR(IF(OR(O120=\"\",'Cost scenario - input'!$G105=\"\"),\"\",O120/'Cost scenario - input'!$G105),\"\")","v":""},{"$f":"IFERROR(IF(OR(P120=\"\",'Cost scenario - input'!$G105=\"\"),\"\",P120/'Cost scenario - input'!$G105),\"\")","v":""},{"$f":"IFERROR(IF(OR(Q120=\"\",'Cost scenario - input'!$G105=\"\"),\"\",Q120/'Cost scenario - input'!$G105),\"\")","v":""},{"$f":"IFERROR(IF(OR(R120=\"\",'Cost scenario - input'!$G105=\"\"),\"\",R120/'Cost scenario - input'!$G105),\"\")","v":""},{"$f":"IFERROR(IF(OR(S120=\"\",'Cost scenario - input'!$G105=\"\"),\"\",S120/'Cost scenario - input'!$G105),\"\")","v":""},{"$f":"IFERROR(IF(OR(T120=\"\",'Cost scenario - input'!$G105=\"\"),\"\",T120/'Cost scenario - input'!$G105),\"\")","v":""},{"$f":"IFERROR(IF(OR(U120=\"\",'Cost scenario - input'!$G105=\"\"),\"\",U120/'Cost scenario - input'!$G105),\"\")","v":""},{"$f":"IFERROR(IF(OR(V120=\"\",'Cost scenario - input'!$G105=\"\"),\"\",V120/'Cost scenario - input'!$G105),\"\")","v":""},{"$f":"IFERROR(IF(OR(W120=\"\",'Cost scenario - input'!$G105=\"\"),\"\",W120/'Cost scenario - input'!$G105),\"\")","v":""}]
[{"$f":"IFERROR('Cost scenario - input'!A106,\"\")","v":""},{"$f":"IFERROR('Cost scenario - input'!B106,\"\")","v":""},{"$f":"IFERROR('Cost scenario - input'!C106,\"\")","v":""},{"$f":"IFERROR(repcalc('Cost scenario - input'!$CY106:$GK106,'Cost scenario - input'!$J106,'Cost scenario - input'!$H106,'Cost scenario - input'!$I106,20,TRUE,TRUE),\"\")","v":""},"","","","","","","","","","","","","","","","","","","",{"$f":"IFERROR(IF(OR(D121=\"\",'Cost scenario - input'!$G106=\"\"),\"\",D121/'Cost scenario - input'!$G106),\"\")","v":""},{"$f":"IFERROR(IF(OR(E121=\"\",'Cost scenario - input'!$G106=\"\"),\"\",E121/'Cost scenario - input'!$G106),\"\")","v":""},{"$f":"IFERROR(IF(OR(F121=\"\",'Cost scenario - input'!$G106=\"\"),\"\",F121/'Cost scenario - input'!$G106),\"\")","v":""},{"$f":"IFERROR(IF(OR(G121=\"\",'Cost scenario - input'!$G106=\"\"),\"\",G121/'Cost scenario - input'!$G106),\"\")","v":""},{"$f":"IFERROR(IF(OR(H121=\"\",'Cost scenario - input'!$G106=\"\"),\"\",H121/'Cost scenario - input'!$G106),\"\")","v":""},{"$f":"IFERROR(IF(OR(I121=\"\",'Cost scenario - input'!$G106=\"\"),\"\",I121/'Cost scenario - input'!$G106),\"\")","v":""},{"$f":"IFERROR(IF(OR(J121=\"\",'Cost scenario - input'!$G106=\"\"),\"\",J121/'Cost scenario - input'!$G106),\"\")","v":""},{"$f":"IFERROR(IF(OR(K121=\"\",'Cost scenario - input'!$G106=\"\"),\"\",K121/'Cost scenario - input'!$G106),\"\")","v":""},{"$f":"IFERROR(IF(OR(L121=\"\",'Cost scenario - input'!$G106=\"\"),\"\",L121/'Cost scenario - input'!$G106),\"\")","v":""},{"$f":"IFERROR(IF(OR(M121=\"\",'Cost scenario - input'!$G106=\"\"),\"\",M121/'Cost scenario - input'!$G106),\"\")","v":""},{"$f":"IFERROR(IF(OR(N121=\"\",'Cost scenario - input'!$G106=\"\"),\"\",N121/'Cost scenario - input'!$G106),\"\")","v":""},{"$f":"IFERROR(IF(OR(O121=\"\",'Cost scenario - input'!$G106=\"\"),\"\",O121/'Cost scenario - input'!$G106),\"\")","v":""},{"$f":"IFERROR(IF(OR(P121=\"\",'Cost scenario - input'!$G106=\"\"),\"\",P121/'Cost scenario - input'!$G106),\"\")","v":""},{"$f":"IFERROR(IF(OR(Q121=\"\",'Cost scenario - input'!$G106=\"\"),\"\",Q121/'Cost scenario - input'!$G106),\"\")","v":""},{"$f":"IFERROR(IF(OR(R121=\"\",'Cost scenario - input'!$G106=\"\"),\"\",R121/'Cost scenario - input'!$G106),\"\")","v":""},{"$f":"IFERROR(IF(OR(S121=\"\",'Cost scenario - input'!$G106=\"\"),\"\",S121/'Cost scenario - input'!$G106),\"\")","v":""},{"$f":"IFERROR(IF(OR(T121=\"\",'Cost scenario - input'!$G106=\"\"),\"\",T121/'Cost scenario - input'!$G106),\"\")","v":""},{"$f":"IFERROR(IF(OR(U121=\"\",'Cost scenario - input'!$G106=\"\"),\"\",U121/'Cost scenario - input'!$G106),\"\")","v":""},{"$f":"IFERROR(IF(OR(V121=\"\",'Cost scenario - input'!$G106=\"\"),\"\",V121/'Cost scenario - input'!$G106),\"\")","v":""},{"$f":"IFERROR(IF(OR(W121=\"\",'Cost scenario - input'!$G106=\"\"),\"\",W121/'Cost scenario - input'!$G106),\"\")","v":""}]
[{"$f":"IFERROR('Cost scenario - input'!A107,\"\")","v":""},{"$f":"IFERROR('Cost scenario - input'!B107,\"\")","v":""},{"$f":"IFERROR('Cost scenario - input'!C107,\"\")","v":""},{"$f":"IFERROR(repcalc('Cost scenario - input'!$CY107:$GK107,'Cost scenario - input'!$J107,'Cost scenario - input'!$H107,'Cost scenario - input'!$I107,20,TRUE,TRUE),\"\")","v":""},"","","","","","","","","","","","","","","","","","","",{"$f":"IFERROR(IF(OR(D122=\"\",'Cost scenario - input'!$G107=\"\"),\"\",D122/'Cost scenario - input'!$G107),\"\")","v":""},{"$f":"IFERROR(IF(OR(E122=\"\",'Cost scenario - input'!$G107=\"\"),\"\",E122/'Cost scenario - input'!$G107),\"\")","v":""},{"$f":"IFERROR(IF(OR(F122=\"\",'Cost scenario - input'!$G107=\"\"),\"\",F122/'Cost scenario - input'!$G107),\"\")","v":""},{"$f":"IFERROR(IF(OR(G122=\"\",'Cost scenario - input'!$G107=\"\"),\"\",G122/'Cost scenario - input'!$G107),\"\")","v":""},{"$f":"IFERROR(IF(OR(H122=\"\",'Cost scenario - input'!$G107=\"\"),\"\",H122/'Cost scenario - input'!$G107),\"\")","v":""},{"$f":"IFERROR(IF(OR(I122=\"\",'Cost scenario - input'!$G107=\"\"),\"\",I122/'Cost scenario - input'!$G107),\"\")","v":""},{"$f":"IFERROR(IF(OR(J122=\"\",'Cost scenario - input'!$G107=\"\"),\"\",J122/'Cost scenario - input'!$G107),\"\")","v":""},{"$f":"IFERROR(IF(OR(K122=\"\",'Cost scenario - input'!$G107=\"\"),\"\",K122/'Cost scenario - input'!$G107),\"\")","v":""},{"$f":"IFERROR(IF(OR(L122=\"\",'Cost scenario - input'!$G107=\"\"),\"\",L122/'Cost scenario - input'!$G107),\"\")","v":""},{"$f":"IFERROR(IF(OR(M122=\"\",'Cost scenario - input'!$G107=\"\"),\"\",M122/'Cost scenario - input'!$G107),\"\")","v":""},{"$f":"IFERROR(IF(OR(N122=\"\",'Cost scenario - input'!$G107=\"\"),\"\",N122/'Cost scenario - input'!$G107),\"\")","v":""},{"$f":"IFERROR(IF(OR(O122=\"\",'Cost scenario - input'!$G107=\"\"),\"\",O122/'Cost scenario - input'!$G107),\"\")","v":""},{"$f":"IFERROR(IF(OR(P122=\"\",'Cost scenario - input'!$G107=\"\"),\"\",P122/'Cost scenario - input'!$G107),\"\")","v":""},{"$f":"IFERROR(IF(OR(Q122=\"\",'Cost scenario - input'!$G107=\"\"),\"\",Q122/'Cost scenario - input'!$G107),\"\")","v":""},{"$f":"IFERROR(IF(OR(R122=\"\",'Cost scenario - input'!$G107=\"\"),\"\",R122/'Cost scenario - input'!$G107),\"\")","v":""},{"$f":"IFERROR(IF(OR(S122=\"\",'Cost scenario - input'!$G107=\"\"),\"\",S122/'Cost scenario - input'!$G107),\"\")","v":""},{"$f":"IFERROR(IF(OR(T122=\"\",'Cost scenario - input'!$G107=\"\"),\"\",T122/'Cost scenario - input'!$G107),\"\")","v":""},{"$f":"IFERROR(IF(OR(U122=\"\",'Cost scenario - input'!$G107=\"\"),\"\",U122/'Cost scenario - input'!$G107),\"\")","v":""},{"$f":"IFERROR(IF(OR(V122=\"\",'Cost scenario - input'!$G107=\"\"),\"\",V122/'Cost scenario - input'!$G107),\"\")","v":""},{"$f":"IFERROR(IF(OR(W122=\"\",'Cost scenario - input'!$G107=\"\"),\"\",W122/'Cost scenario - input'!$G107),\"\")","v":""}]
[{"$f":"IFERROR('Cost scenario - input'!A108,\"\")","v":""},{"$f":"IFERROR('Cost scenario - input'!B108,\"\")","v":""},{"$f":"IFERROR('Cost scenario - input'!C108,\"\")","v":""},{"$f":"IFERROR(repcalc('Cost scenario - input'!$CY108:$GK108,'Cost scenario - input'!$J108,'Cost scenario - input'!$H108,'Cost scenario - input'!$I108,20,TRUE,TRUE),\"\")","v":""},"","","","","","","","","","","","","","","","","","","",{"$f":"IFERROR(IF(OR(D123=\"\",'Cost scenario - input'!$G108=\"\"),\"\",D123/'Cost scenario - input'!$G108),\"\")","v":""},{"$f":"IFERROR(IF(OR(E123=\"\",'Cost scenario - input'!$G108=\"\"),\"\",E123/'Cost scenario - input'!$G108),\"\")","v":""},{"$f":"IFERROR(IF(OR(F123=\"\",'Cost scenario - input'!$G108=\"\"),\"\",F123/'Cost scenario - input'!$G108),\"\")","v":""},{"$f":"IFERROR(IF(OR(G123=\"\",'Cost scenario - input'!$G108=\"\"),\"\",G123/'Cost scenario - input'!$G108),\"\")","v":""},{"$f":"IFERROR(IF(OR(H123=\"\",'Cost scenario - input'!$G108=\"\"),\"\",H123/'Cost scenario - input'!$G108),\"\")","v":""},{"$f":"IFERROR(IF(OR(I123=\"\",'Cost scenario - input'!$G108=\"\"),\"\",I123/'Cost scenario - input'!$G108),\"\")","v":""},{"$f":"IFERROR(IF(OR(J123=\"\",'Cost scenario - input'!$G108=\"\"),\"\",J123/'Cost scenario - input'!$G108),\"\")","v":""},{"$f":"IFERROR(IF(OR(K123=\"\",'Cost scenario - input'!$G108=\"\"),\"\",K123/'Cost scenario - input'!$G108),\"\")","v":""},{"$f":"IFERROR(IF(OR(L123=\"\",'Cost scenario - input'!$G108=\"\"),\"\",L123/'Cost scenario - input'!$G108),\"\")","v":""},{"$f":"IFERROR(IF(OR(M123=\"\",'Cost scenario - input'!$G108=\"\"),\"\",M123/'Cost scenario - input'!$G108),\"\")","v":""},{"$f":"IFERROR(IF(OR(N123=\"\",'Cost scenario - input'!$G108=\"\"),\"\",N123/'Cost scenario - input'!$G108),\"\")","v":""},{"$f":"IFERROR(IF(OR(O123=\"\",'Cost scenario - input'!$G108=\"\"),\"\",O123/'Cost scenario - input'!$G108),\"\")","v":""},{"$f":"IFERROR(IF(OR(P123=\"\",'Cost scenario - input'!$G108=\"\"),\"\",P123/'Cost scenario - input'!$G108),\"\")","v":""},{"$f":"IFERROR(IF(OR(Q123=\"\",'Cost scenario - input'!$G108=\"\"),\"\",Q123/'Cost scenario - input'!$G108),\"\")","v":""},{"$f":"IFERROR(IF(OR(R123=\"\",'Cost scenario - input'!$G108=\"\"),\"\",R123/'Cost scenario - input'!$G108),\"\")","v":""},{"$f":"IFERROR(IF(OR(S123=\"\",'Cost scenario - input'!$G108=\"\"),\"\",S123/'Cost scenario - input'!$G108),\"\")","v":""},{"$f":"IFERROR(IF(OR(T123=\"\",'Cost scenario - input'!$G108=\"\"),\"\",T123/'Cost scenario - input'!$G108),\"\")","v":""},{"$f":"IFERROR(IF(OR(U123=\"\",'Cost scenario - input'!$G108=\"\"),\"\",U123/'Cost scenario - input'!$G108),\"\")","v":""},{"$f":"IFERROR(IF(OR(V123=\"\",'Cost scenario - input'!$G108=\"\"),\"\",V123/'Cost scenario - input'!$G108),\"\")","v":""},{"$f":"IFERROR(IF(OR(W123=\"\",'Cost scenario - input'!$G108=\"\"),\"\",W123/'Cost scenario - input'!$G108),\"\")","v":""}]
[{"$f":"IFERROR('Cost scenario - input'!A109,\"\")","v":""},{"$f":"IFERROR('Cost scenario - input'!B109,\"\")","v":""},{"$f":"IFERROR('Cost scenario - input'!C109,\"\")","v":""},{"$f":"IFERROR(repcalc('Cost scenario - input'!$CY109:$GK109,'Cost scenario - input'!$J109,'Cost scenario - input'!$H109,'Cost scenario - input'!$I109,20,TRUE,TRUE),\"\")","v":""},"","","","","","","","","","","","","","","","","","","",{"$f":"IFERROR(IF(OR(D124=\"\",'Cost scenario - input'!$G109=\"\"),\"\",D124/'Cost scenario - input'!$G109),\"\")","v":""},{"$f":"IFERROR(IF(OR(E124=\"\",'Cost scenario - input'!$G109=\"\"),\"\",E124/'Cost scenario - input'!$G109),\"\")","v":""},{"$f":"IFERROR(IF(OR(F124=\"\",'Cost scenario - input'!$G109=\"\"),\"\",F124/'Cost scenario - input'!$G109),\"\")","v":""},{"$f":"IFERROR(IF(OR(G124=\"\",'Cost scenario - input'!$G109=\"\"),\"\",G124/'Cost scenario - input'!$G109),\"\")","v":""},{"$f":"IFERROR(IF(OR(H124=\"\",'Cost scenario - input'!$G109=\"\"),\"\",H124/'Cost scenario - input'!$G109),\"\")","v":""},{"$f":"IFERROR(IF(OR(I124=\"\",'Cost scenario - input'!$G109=\"\"),\"\",I124/'Cost scenario - input'!$G109),\"\")","v":""},{"$f":"IFERROR(IF(OR(J124=\"\",'Cost scenario - input'!$G109=\"\"),\"\",J124/'Cost scenario - input'!$G109),\"\")","v":""},{"$f":"IFERROR(IF(OR(K124=\"\",'Cost scenario - input'!$G109=\"\"),\"\",K124/'Cost scenario - input'!$G109),\"\")","v":""},{"$f":"IFERROR(IF(OR(L124=\"\",'Cost scenario - input'!$G109=\"\"),\"\",L124/'Cost scenario - input'!$G109),\"\")","v":""},{"$f":"IFERROR(IF(OR(M124=\"\",'Cost scenario - input'!$G109=\"\"),\"\",M124/'Cost scenario - input'!$G109),\"\")","v":""},{"$f":"IFERROR(IF(OR(N124=\"\",'Cost scenario - input'!$G109=\"\"),\"\",N124/'Cost scenario - input'!$G109),\"\")","v":""},{"$f":"IFERROR(IF(OR(O124=\"\",'Cost scenario - input'!$G109=\"\"),\"\",O124/'Cost scenario - input'!$G109),\"\")","v":""},{"$f":"IFERROR(IF(OR(P124=\"\",'Cost scenario - input'!$G109=\"\"),\"\",P124/'Cost scenario - input'!$G109),\"\")","v":""},{"$f":"IFERROR(IF(OR(Q124=\"\",'Cost scenario - input'!$G109=\"\"),\"\",Q124/'Cost scenario - input'!$G109),\"\")","v":""},{"$f":"IFERROR(IF(OR(R124=\"\",'Cost scenario - input'!$G109=\"\"),\"\",R124/'Cost scenario - input'!$G109),\"\")","v":""},{"$f":"IFERROR(IF(OR(S124=\"\",'Cost scenario - input'!$G109=\"\"),\"\",S124/'Cost scenario - input'!$G109),\"\")","v":""},{"$f":"IFERROR(IF(OR(T124=\"\",'Cost scenario - input'!$G109=\"\"),\"\",T124/'Cost scenario - input'!$G109),\"\")","v":""},{"$f":"IFERROR(IF(OR(U124=\"\",'Cost scenario - input'!$G109=\"\"),\"\",U124/'Cost scenario - input'!$G109),\"\")","v":""},{"$f":"IFERROR(IF(OR(V124=\"\",'Cost scenario - input'!$G109=\"\"),\"\",V124/'Cost scenario - input'!$G109),\"\")","v":""},{"$f":"IFERROR(IF(OR(W124=\"\",'Cost scenario - input'!$G109=\"\"),\"\",W124/'Cost scenario - input'!$G109),\"\")","v":""}]
[{"$f":"IFERROR('Cost scenario - input'!A110,\"\")","v":""},{"$f":"IFERROR('Cost scenario - input'!B110,\"\")","v":""},{"$f":"IFERROR('Cost scenario - input'!C110,\"\")","v":""},{"$f":"IFERROR(repcalc('Cost scenario - input'!$CY110:$GK110,'Cost scenario - input'!$J110,'Cost scenario - input'!$H110,'Cost scenario - input'!$I110,20,TRUE,TRUE),\"\")","v":""},"","","","","","","","","","","","","","","","","","","",{"$f":"IFERROR(IF(OR(D125=\"\",'Cost scenario - input'!$G110=\"\"),\"\",D125/'Cost scenario - input'!$G110),\"\")","v":""},{"$f":"IFERROR(IF(OR(E125=\"\",'Cost scenario - input'!$G110=\"\"),\"\",E125/'Cost scenario - input'!$G110),\"\")","v":""},{"$f":"IFERROR(IF(OR(F125=\"\",'Cost scenario - input'!$G110=\"\"),\"\",F125/'Cost scenario - input'!$G110),\"\")","v":""},{"$f":"IFERROR(IF(OR(G125=\"\",'Cost scenario - input'!$G110=\"\"),\"\",G125/'Cost scenario - input'!$G110),\"\")","v":""},{"$f":"IFERROR(IF(OR(H125=\"\",'Cost scenario - input'!$G110=\"\"),\"\",H125/'Cost scenario - input'!$G110),\"\")","v":""},{"$f":"IFERROR(IF(OR(I125=\"\",'Cost scenario - input'!$G110=\"\"),\"\",I125/'Cost scenario - input'!$G110),\"\")","v":""},{"$f":"IFERROR(IF(OR(J125=\"\",'Cost scenario - input'!$G110=\"\"),\"\",J125/'Cost scenario - input'!$G110),\"\")","v":""},{"$f":"IFERROR(IF(OR(K125=\"\",'Cost scenario - input'!$G110=\"\"),\"\",K125/'Cost scenario - input'!$G110),\"\")","v":""},{"$f":"IFERROR(IF(OR(L125=\"\",'Cost scenario - input'!$G110=\"\"),\"\",L125/'Cost scenario - input'!$G110),\"\")","v":""},{"$f":"IFERROR(IF(OR(M125=\"\",'Cost scenario - input'!$G110=\"\"),\"\",M125/'Cost scenario - input'!$G110),\"\")","v":""},{"$f":"IFERROR(IF(OR(N125=\"\",'Cost scenario - input'!$G110=\"\"),\"\",N125/'Cost scenario - input'!$G110),\"\")","v":""},{"$f":"IFERROR(IF(OR(O125=\"\",'Cost scenario - input'!$G110=\"\"),\"\",O125/'Cost scenario - input'!$G110),\"\")","v":""},{"$f":"IFERROR(IF(OR(P125=\"\",'Cost scenario - input'!$G110=\"\"),\"\",P125/'Cost scenario - input'!$G110),\"\")","v":""},{"$f":"IFERROR(IF(OR(Q125=\"\",'Cost scenario - input'!$G110=\"\"),\"\",Q125/'Cost scenario - input'!$G110),\"\")","v":""},{"$f":"IFERROR(IF(OR(R125=\"\",'Cost scenario - input'!$G110=\"\"),\"\",R125/'Cost scenario - input'!$G110),\"\")","v":""},{"$f":"IFERROR(IF(OR(S125=\"\",'Cost scenario - input'!$G110=\"\"),\"\",S125/'Cost scenario - input'!$G110),\"\")","v":""},{"$f":"IFERROR(IF(OR(T125=\"\",'Cost scenario - input'!$G110=\"\"),\"\",T125/'Cost scenario - input'!$G110),\"\")","v":""},{"$f":"IFERROR(IF(OR(U125=\"\",'Cost scenario - input'!$G110=\"\"),\"\",U125/'Cost scenario - input'!$G110),\"\")","v":""},{"$f":"IFERROR(IF(OR(V125=\"\",'Cost scenario - input'!$G110=\"\"),\"\",V125/'Cost scenario - input'!$G110),\"\")","v":""},{"$f":"IFERROR(IF(OR(W125=\"\",'Cost scenario - input'!$G110=\"\"),\"\",W125/'Cost scenario - input'!$G110),\"\")","v":""}]
[{"$f":"IFERROR('Cost scenario - input'!A111,\"\")","v":""},{"$f":"IFERROR('Cost scenario - input'!B111,\"\")","v":""},{"$f":"IFERROR('Cost scenario - input'!C111,\"\")","v":""},{"$f":"IFERROR(repcalc('Cost scenario - input'!$CY111:$GK111,'Cost scenario - input'!$J111,'Cost scenario - input'!$H111,'Cost scenario - input'!$I111,20,TRUE,TRUE),\"\")","v":""},"","","","","","","","","","","","","","","","","","","",{"$f":"IFERROR(IF(OR(D126=\"\",'Cost scenario - input'!$G111=\"\"),\"\",D126/'Cost scenario - input'!$G111),\"\")","v":""},{"$f":"IFERROR(IF(OR(E126=\"\",'Cost scenario - input'!$G111=\"\"),\"\",E126/'Cost scenario - input'!$G111),\"\")","v":""},{"$f":"IFERROR(IF(OR(F126=\"\",'Cost scenario - input'!$G111=\"\"),\"\",F126/'Cost scenario - input'!$G111),\"\")","v":""},{"$f":"IFERROR(IF(OR(G126=\"\",'Cost scenario - input'!$G111=\"\"),\"\",G126/'Cost scenario - input'!$G111),\"\")","v":""},{"$f":"IFERROR(IF(OR(H126=\"\",'Cost scenario - input'!$G111=\"\"),\"\",H126/'Cost scenario - input'!$G111),\"\")","v":""},{"$f":"IFERROR(IF(OR(I126=\"\",'Cost scenario - input'!$G111=\"\"),\"\",I126/'Cost scenario - input'!$G111),\"\")","v":""},{"$f":"IFERROR(IF(OR(J126=\"\",'Cost scenario - input'!$G111=\"\"),\"\",J126/'Cost scenario - input'!$G111),\"\")","v":""},{"$f":"IFERROR(IF(OR(K126=\"\",'Cost scenario - input'!$G111=\"\"),\"\",K126/'Cost scenario - input'!$G111),\"\")","v":""},{"$f":"IFERROR(IF(OR(L126=\"\",'Cost scenario - input'!$G111=\"\"),\"\",L126/'Cost scenario - input'!$G111),\"\")","v":""},{"$f":"IFERROR(IF(OR(M126=\"\",'Cost scenario - input'!$G111=\"\"),\"\",M126/'Cost scenario - input'!$G111),\"\")","v":""},{"$f":"IFERROR(IF(OR(N126=\"\",'Cost scenario - input'!$G111=\"\"),\"\",N126/'Cost scenario - input'!$G111),\"\")","v":""},{"$f":"IFERROR(IF(OR(O126=\"\",'Cost scenario - input'!$G111=\"\"),\"\",O126/'Cost scenario - input'!$G111),\"\")","v":""},{"$f":"IFERROR(IF(OR(P126=\"\",'Cost scenario - input'!$G111=\"\"),\"\",P126/'Cost scenario - input'!$G111),\"\")","v":""},{"$f":"IFERROR(IF(OR(Q126=\"\",'Cost scenario - input'!$G111=\"\"),\"\",Q126/'Cost scenario - input'!$G111),\"\")","v":""},{"$f":"IFERROR(IF(OR(R126=\"\",'Cost scenario - input'!$G111=\"\"),\"\",R126/'Cost scenario - input'!$G111),\"\")","v":""},{"$f":"IFERROR(IF(OR(S126=\"\",'Cost scenario - input'!$G111=\"\"),\"\",S126/'Cost scenario - input'!$G111),\"\")","v":""},{"$f":"IFERROR(IF(OR(T126=\"\",'Cost scenario - input'!$G111=\"\"),\"\",T126/'Cost scenario - input'!$G111),\"\")","v":""},{"$f":"IFERROR(IF(OR(U126=\"\",'Cost scenario - input'!$G111=\"\"),\"\",U126/'Cost scenario - input'!$G111),\"\")","v":""},{"$f":"IFERROR(IF(OR(V126=\"\",'Cost scenario - input'!$G111=\"\"),\"\",V126/'Cost scenario - input'!$G111),\"\")","v":""},{"$f":"IFERROR(IF(OR(W126=\"\",'Cost scenario - input'!$G111=\"\"),\"\",W126/'Cost scenario - input'!$G111),\"\")","v":""}]
[{"$f":"IFERROR('Cost scenario - input'!A112,\"\")","v":""},{"$f":"IFERROR('Cost scenario - input'!B112,\"\")","v":""},{"$f":"IFERROR('Cost scenario - input'!C112,\"\")","v":""},{"$f":"IFERROR(repcalc('Cost scenario - input'!$CY112:$GK112,'Cost scenario - input'!$J112,'Cost scenario - input'!$H112,'Cost scenario - input'!$I112,20,TRUE,TRUE),\"\")","v":""},"","","","","","","","","","","","","","","","","","","",{"$f":"IFERROR(IF(OR(D127=\"\",'Cost scenario - input'!$G112=\"\"),\"\",D127/'Cost scenario - input'!$G112),\"\")","v":""},{"$f":"IFERROR(IF(OR(E127=\"\",'Cost scenario - input'!$G112=\"\"),\"\",E127/'Cost scenario - input'!$G112),\"\")","v":""},{"$f":"IFERROR(IF(OR(F127=\"\",'Cost scenario - input'!$G112=\"\"),\"\",F127/'Cost scenario - input'!$G112),\"\")","v":""},{"$f":"IFERROR(IF(OR(G127=\"\",'Cost scenario - input'!$G112=\"\"),\"\",G127/'Cost scenario - input'!$G112),\"\")","v":""},{"$f":"IFERROR(IF(OR(H127=\"\",'Cost scenario - input'!$G112=\"\"),\"\",H127/'Cost scenario - input'!$G112),\"\")","v":""},{"$f":"IFERROR(IF(OR(I127=\"\",'Cost scenario - input'!$G112=\"\"),\"\",I127/'Cost scenario - input'!$G112),\"\")","v":""},{"$f":"IFERROR(IF(OR(J127=\"\",'Cost scenario - input'!$G112=\"\"),\"\",J127/'Cost scenario - input'!$G112),\"\")","v":""},{"$f":"IFERROR(IF(OR(K127=\"\",'Cost scenario - input'!$G112=\"\"),\"\",K127/'Cost scenario - input'!$G112),\"\")","v":""},{"$f":"IFERROR(IF(OR(L127=\"\",'Cost scenario - input'!$G112=\"\"),\"\",L127/'Cost scenario - input'!$G112),\"\")","v":""},{"$f":"IFERROR(IF(OR(M127=\"\",'Cost scenario - input'!$G112=\"\"),\"\",M127/'Cost scenario - input'!$G112),\"\")","v":""},{"$f":"IFERROR(IF(OR(N127=\"\",'Cost scenario - input'!$G112=\"\"),\"\",N127/'Cost scenario - input'!$G112),\"\")","v":""},{"$f":"IFERROR(IF(OR(O127=\"\",'Cost scenario - input'!$G112=\"\"),\"\",O127/'Cost scenario - input'!$G112),\"\")","v":""},{"$f":"IFERROR(IF(OR(P127=\"\",'Cost scenario - input'!$G112=\"\"),\"\",P127/'Cost scenario - input'!$G112),\"\")","v":""},{"$f":"IFERROR(IF(OR(Q127=\"\",'Cost scenario - input'!$G112=\"\"),\"\",Q127/'Cost scenario - input'!$G112),\"\")","v":""},{"$f":"IFERROR(IF(OR(R127=\"\",'Cost scenario - input'!$G112=\"\"),\"\",R127/'Cost scenario - input'!$G112),\"\")","v":""},{"$f":"IFERROR(IF(OR(S127=\"\",'Cost scenario - input'!$G112=\"\"),\"\",S127/'Cost scenario - input'!$G112),\"\")","v":""},{"$f":"IFERROR(IF(OR(T127=\"\",'Cost scenario - input'!$G112=\"\"),\"\",T127/'Cost scenario - input'!$G112),\"\")","v":""},{"$f":"IFERROR(IF(OR(U127=\"\",'Cost scenario - input'!$G112=\"\"),\"\",U127/'Cost scenario - input'!$G112),\"\")","v":""},{"$f":"IFERROR(IF(OR(V127=\"\",'Cost scenario - input'!$G112=\"\"),\"\",V127/'Cost scenario - input'!$G112),\"\")","v":""},{"$f":"IFERROR(IF(OR(W127=\"\",'Cost scenario - input'!$G112=\"\"),\"\",W127/'Cost scenario - input'!$G112),\"\")","v":""}]
[{"$f":"IFERROR('Cost scenario - input'!A113,\"\")","v":""},{"$f":"IFERROR('Cost scenario - input'!B113,\"\")","v":""},{"$f":"IFERROR('Cost scenario - input'!C113,\"\")","v":""},{"$f":"IFERROR(repcalc('Cost scenario - input'!$CY113:$GK113,'Cost scenario - input'!$J113,'Cost scenario - input'!$H113,'Cost scenario - input'!$I113,20,TRUE,TRUE),\"\")","v":""},"","","","","","","","","","","","","","","","","","","",{"$f":"IFERROR(IF(OR(D128=\"\",'Cost scenario - input'!$G113=\"\"),\"\",D128/'Cost scenario - input'!$G113),\"\")","v":""},{"$f":"IFERROR(IF(OR(E128=\"\",'Cost scenario - input'!$G113=\"\"),\"\",E128/'Cost scenario - input'!$G113),\"\")","v":""},{"$f":"IFERROR(IF(OR(F128=\"\",'Cost scenario - input'!$G113=\"\"),\"\",F128/'Cost scenario - input'!$G113),\"\")","v":""},{"$f":"IFERROR(IF(OR(G128=\"\",'Cost scenario - input'!$G113=\"\"),\"\",G128/'Cost scenario - input'!$G113),\"\")","v":""},{"$f":"IFERROR(IF(OR(H128=\"\",'Cost scenario - input'!$G113=\"\"),\"\",H128/'Cost scenario - input'!$G113),\"\")","v":""},{"$f":"IFERROR(IF(OR(I128=\"\",'Cost scenario - input'!$G113=\"\"),\"\",I128/'Cost scenario - input'!$G113),\"\")","v":""},{"$f":"IFERROR(IF(OR(J128=\"\",'Cost scenario - input'!$G113=\"\"),\"\",J128/'Cost scenario - input'!$G113),\"\")","v":""},{"$f":"IFERROR(IF(OR(K128=\"\",'Cost scenario - input'!$G113=\"\"),\"\",K128/'Cost scenario - input'!$G113),\"\")","v":""},{"$f":"IFERROR(IF(OR(L128=\"\",'Cost scenario - input'!$G113=\"\"),\"\",L128/'Cost scenario - input'!$G113),\"\")","v":""},{"$f":"IFERROR(IF(OR(M128=\"\",'Cost scenario - input'!$G113=\"\"),\"\",M128/'Cost scenario - input'!$G113),\"\")","v":""},{"$f":"IFERROR(IF(OR(N128=\"\",'Cost scenario - input'!$G113=\"\"),\"\",N128/'Cost scenario - input'!$G113),\"\")","v":""},{"$f":"IFERROR(IF(OR(O128=\"\",'Cost scenario - input'!$G113=\"\"),\"\",O128/'Cost scenario - input'!$G113),\"\")","v":""},{"$f":"IFERROR(IF(OR(P128=\"\",'Cost scenario - input'!$G113=\"\"),\"\",P128/'Cost scenario - input'!$G113),\"\")","v":""},{"$f":"IFERROR(IF(OR(Q128=\"\",'Cost scenario - input'!$G113=\"\"),\"\",Q128/'Cost scenario - input'!$G113),\"\")","v":""},{"$f":"IFERROR(IF(OR(R128=\"\",'Cost scenario - input'!$G113=\"\"),\"\",R128/'Cost scenario - input'!$G113),\"\")","v":""},{"$f":"IFERROR(IF(OR(S128=\"\",'Cost scenario - input'!$G113=\"\"),\"\",S128/'Cost scenario - input'!$G113),\"\")","v":""},{"$f":"IFERROR(IF(OR(T128=\"\",'Cost scenario - input'!$G113=\"\"),\"\",T128/'Cost scenario - input'!$G113),\"\")","v":""},{"$f":"IFERROR(IF(OR(U128=\"\",'Cost scenario - input'!$G113=\"\"),\"\",U128/'Cost scenario - input'!$G113),\"\")","v":""},{"$f":"IFERROR(IF(OR(V128=\"\",'Cost scenario - input'!$G113=\"\"),\"\",V128/'Cost scenario - input'!$G113),\"\")","v":""},{"$f":"IFERROR(IF(OR(W128=\"\",'Cost scenario - input'!$G113=\"\"),\"\",W128/'Cost scenario - input'!$G113),\"\")","v":""}]
[{"$f":"IFERROR('Cost scenario - input'!A114,\"\")","v":""},{"$f":"IFERROR('Cost scenario - input'!B114,\"\")","v":""},{"$f":"IFERROR('Cost scenario - input'!C114,\"\")","v":""},{"$f":"IFERROR(repcalc('Cost scenario - input'!$CY114:$GK114,'Cost scenario - input'!$J114,'Cost scenario - input'!$H114,'Cost scenario - input'!$I114,20,TRUE,TRUE),\"\")","v":""},"","","","","","","","","","","","","","","","","","","",{"$f":"IFERROR(IF(OR(D129=\"\",'Cost scenario - input'!$G114=\"\"),\"\",D129/'Cost scenario - input'!$G114),\"\")","v":""},{"$f":"IFERROR(IF(OR(E129=\"\",'Cost scenario - input'!$G114=\"\"),\"\",E129/'Cost scenario - input'!$G114),\"\")","v":""},{"$f":"IFERROR(IF(OR(F129=\"\",'Cost scenario - input'!$G114=\"\"),\"\",F129/'Cost scenario - input'!$G114),\"\")","v":""},{"$f":"IFERROR(IF(OR(G129=\"\",'Cost scenario - input'!$G114=\"\"),\"\",G129/'Cost scenario - input'!$G114),\"\")","v":""},{"$f":"IFERROR(IF(OR(H129=\"\",'Cost scenario - input'!$G114=\"\"),\"\",H129/'Cost scenario - input'!$G114),\"\")","v":""},{"$f":"IFERROR(IF(OR(I129=\"\",'Cost scenario - input'!$G114=\"\"),\"\",I129/'Cost scenario - input'!$G114),\"\")","v":""},{"$f":"IFERROR(IF(OR(J129=\"\",'Cost scenario - input'!$G114=\"\"),\"\",J129/'Cost scenario - input'!$G114),\"\")","v":""},{"$f":"IFERROR(IF(OR(K129=\"\",'Cost scenario - input'!$G114=\"\"),\"\",K129/'Cost scenario - input'!$G114),\"\")","v":""},{"$f":"IFERROR(IF(OR(L129=\"\",'Cost scenario - input'!$G114=\"\"),\"\",L129/'Cost scenario - input'!$G114),\"\")","v":""},{"$f":"IFERROR(IF(OR(M129=\"\",'Cost scenario - input'!$G114=\"\"),\"\",M129/'Cost scenario - input'!$G114),\"\")","v":""},{"$f":"IFERROR(IF(OR(N129=\"\",'Cost scenario - input'!$G114=\"\"),\"\",N129/'Cost scenario - input'!$G114),\"\")","v":""},{"$f":"IFERROR(IF(OR(O129=\"\",'Cost scenario - input'!$G114=\"\"),\"\",O129/'Cost scenario - input'!$G114),\"\")","v":""},{"$f":"IFERROR(IF(OR(P129=\"\",'Cost scenario - input'!$G114=\"\"),\"\",P129/'Cost scenario - input'!$G114),\"\")","v":""},{"$f":"IFERROR(IF(OR(Q129=\"\",'Cost scenario - input'!$G114=\"\"),\"\",Q129/'Cost scenario - input'!$G114),\"\")","v":""},{"$f":"IFERROR(IF(OR(R129=\"\",'Cost scenario - input'!$G114=\"\"),\"\",R129/'Cost scenario - input'!$G114),\"\")","v":""},{"$f":"IFERROR(IF(OR(S129=\"\",'Cost scenario - input'!$G114=\"\"),\"\",S129/'Cost scenario - input'!$G114),\"\")","v":""},{"$f":"IFERROR(IF(OR(T129=\"\",'Cost scenario - input'!$G114=\"\"),\"\",T129/'Cost scenario - input'!$G114),\"\")","v":""},{"$f":"IFERROR(IF(OR(U129=\"\",'Cost scenario - input'!$G114=\"\"),\"\",U129/'Cost scenario - input'!$G114),\"\")","v":""},{"$f":"IFERROR(IF(OR(V129=\"\",'Cost scenario - input'!$G114=\"\"),\"\",V129/'Cost scenario - input'!$G114),\"\")","v":""},{"$f":"IFERROR(IF(OR(W129=\"\",'Cost scenario - input'!$G114=\"\"),\"\",W129/'Cost scenario - input'!$G114),\"\")","v":""}]
[{"$f":"IFERROR('Cost scenario - input'!A115,\"\")","v":""},{"$f":"IFERROR('Cost scenario - input'!B115,\"\")","v":""},{"$f":"IFERROR('Cost scenario - input'!C115,\"\")","v":""},{"$f":"IFERROR(repcalc('Cost scenario - input'!$CY115:$GK115,'Cost scenario - input'!$J115,'Cost scenario - input'!$H115,'Cost scenario - input'!$I115,20,TRUE,TRUE),\"\")","v":""},"","","","","","","","","","","","","","","","","","","",{"$f":"IFERROR(IF(OR(D130=\"\",'Cost scenario - input'!$G115=\"\"),\"\",D130/'Cost scenario - input'!$G115),\"\")","v":""},{"$f":"IFERROR(IF(OR(E130=\"\",'Cost scenario - input'!$G115=\"\"),\"\",E130/'Cost scenario - input'!$G115),\"\")","v":""},{"$f":"IFERROR(IF(OR(F130=\"\",'Cost scenario - input'!$G115=\"\"),\"\",F130/'Cost scenario - input'!$G115),\"\")","v":""},{"$f":"IFERROR(IF(OR(G130=\"\",'Cost scenario - input'!$G115=\"\"),\"\",G130/'Cost scenario - input'!$G115),\"\")","v":""},{"$f":"IFERROR(IF(OR(H130=\"\",'Cost scenario - input'!$G115=\"\"),\"\",H130/'Cost scenario - input'!$G115),\"\")","v":""},{"$f":"IFERROR(IF(OR(I130=\"\",'Cost scenario - input'!$G115=\"\"),\"\",I130/'Cost scenario - input'!$G115),\"\")","v":""},{"$f":"IFERROR(IF(OR(J130=\"\",'Cost scenario - input'!$G115=\"\"),\"\",J130/'Cost scenario - input'!$G115),\"\")","v":""},{"$f":"IFERROR(IF(OR(K130=\"\",'Cost scenario - input'!$G115=\"\"),\"\",K130/'Cost scenario - input'!$G115),\"\")","v":""},{"$f":"IFERROR(IF(OR(L130=\"\",'Cost scenario - input'!$G115=\"\"),\"\",L130/'Cost scenario - input'!$G115),\"\")","v":""},{"$f":"IFERROR(IF(OR(M130=\"\",'Cost scenario - input'!$G115=\"\"),\"\",M130/'Cost scenario - input'!$G115),\"\")","v":""},{"$f":"IFERROR(IF(OR(N130=\"\",'Cost scenario - input'!$G115=\"\"),\"\",N130/'Cost scenario - input'!$G115),\"\")","v":""},{"$f":"IFERROR(IF(OR(O130=\"\",'Cost scenario - input'!$G115=\"\"),\"\",O130/'Cost scenario - input'!$G115),\"\")","v":""},{"$f":"IFERROR(IF(OR(P130=\"\",'Cost scenario - input'!$G115=\"\"),\"\",P130/'Cost scenario - input'!$G115),\"\")","v":""},{"$f":"IFERROR(IF(OR(Q130=\"\",'Cost scenario - input'!$G115=\"\"),\"\",Q130/'Cost scenario - input'!$G115),\"\")","v":""},{"$f":"IFERROR(IF(OR(R130=\"\",'Cost scenario - input'!$G115=\"\"),\"\",R130/'Cost scenario - input'!$G115),\"\")","v":""},{"$f":"IFERROR(IF(OR(S130=\"\",'Cost scenario - input'!$G115=\"\"),\"\",S130/'Cost scenario - input'!$G115),\"\")","v":""},{"$f":"IFERROR(IF(OR(T130=\"\",'Cost scenario - input'!$G115=\"\"),\"\",T130/'Cost scenario - input'!$G115),\"\")","v":""},{"$f":"IFERROR(IF(OR(U130=\"\",'Cost scenario - input'!$G115=\"\"),\"\",U130/'Cost scenario - input'!$G115),\"\")","v":""},{"$f":"IFERROR(IF(OR(V130=\"\",'Cost scenario - input'!$G115=\"\"),\"\",V130/'Cost scenario - input'!$G115),\"\")","v":""},{"$f":"IFERROR(IF(OR(W130=\"\",'Cost scenario - input'!$G115=\"\"),\"\",W130/'Cost scenario - input'!$G115),\"\")","v":""}]
[{"$f":"IFERROR('Cost scenario - input'!A116,\"\")","v":""},{"$f":"IFERROR('Cost scenario - input'!B116,\"\")","v":""},{"$f":"IFERROR('Cost scenario - input'!C116,\"\")","v":""},{"$f":"IFERROR(repcalc('Cost scenario - input'!$CY116:$GK116,'Cost scenario - input'!$J116,'Cost scenario - input'!$H116,'Cost scenario - input'!$I116,20,TRUE,TRUE),\"\")","v":""},"","","","","","","","","","","","","","","","","","","",{"$f":"IFERROR(IF(OR(D131=\"\",'Cost scenario - input'!$G116=\"\"),\"\",D131/'Cost scenario - input'!$G116),\"\")","v":""},{"$f":"IFERROR(IF(OR(E131=\"\",'Cost scenario - input'!$G116=\"\"),\"\",E131/'Cost scenario - input'!$G116),\"\")","v":""},{"$f":"IFERROR(IF(OR(F131=\"\",'Cost scenario - input'!$G116=\"\"),\"\",F131/'Cost scenario - input'!$G116),\"\")","v":""},{"$f":"IFERROR(IF(OR(G131=\"\",'Cost scenario - input'!$G116=\"\"),\"\",G131/'Cost scenario - input'!$G116),\"\")","v":""},{"$f":"IFERROR(IF(OR(H131=\"\",'Cost scenario - input'!$G116=\"\"),\"\",H131/'Cost scenario - input'!$G116),\"\")","v":""},{"$f":"IFERROR(IF(OR(I131=\"\",'Cost scenario - input'!$G116=\"\"),\"\",I131/'Cost scenario - input'!$G116),\"\")","v":""},{"$f":"IFERROR(IF(OR(J131=\"\",'Cost scenario - input'!$G116=\"\"),\"\",J131/'Cost scenario - input'!$G116),\"\")","v":""},{"$f":"IFERROR(IF(OR(K131=\"\",'Cost scenario - input'!$G116=\"\"),\"\",K131/'Cost scenario - input'!$G116),\"\")","v":""},{"$f":"IFERROR(IF(OR(L131=\"\",'Cost scenario - input'!$G116=\"\"),\"\",L131/'Cost scenario - input'!$G116),\"\")","v":""},{"$f":"IFERROR(IF(OR(M131=\"\",'Cost scenario - input'!$G116=\"\"),\"\",M131/'Cost scenario - input'!$G116),\"\")","v":""},{"$f":"IFERROR(IF(OR(N131=\"\",'Cost scenario - input'!$G116=\"\"),\"\",N131/'Cost scenario - input'!$G116),\"\")","v":""},{"$f":"IFERROR(IF(OR(O131=\"\",'Cost scenario - input'!$G116=\"\"),\"\",O131/'Cost scenario - input'!$G116),\"\")","v":""},{"$f":"IFERROR(IF(OR(P131=\"\",'Cost scenario - input'!$G116=\"\"),\"\",P131/'Cost scenario - input'!$G116),\"\")","v":""},{"$f":"IFERROR(IF(OR(Q131=\"\",'Cost scenario - input'!$G116=\"\"),\"\",Q131/'Cost scenario - input'!$G116),\"\")","v":""},{"$f":"IFERROR(IF(OR(R131=\"\",'Cost scenario - input'!$G116=\"\"),\"\",R131/'Cost scenario - input'!$G116),\"\")","v":""},{"$f":"IFERROR(IF(OR(S131=\"\",'Cost scenario - input'!$G116=\"\"),\"\",S131/'Cost scenario - input'!$G116),\"\")","v":""},{"$f":"IFERROR(IF(OR(T131=\"\",'Cost scenario - input'!$G116=\"\"),\"\",T131/'Cost scenario - input'!$G116),\"\")","v":""},{"$f":"IFERROR(IF(OR(U131=\"\",'Cost scenario - input'!$G116=\"\"),\"\",U131/'Cost scenario - input'!$G116),\"\")","v":""},{"$f":"IFERROR(IF(OR(V131=\"\",'Cost scenario - input'!$G116=\"\"),\"\",V131/'Cost scenario - input'!$G116),\"\")","v":""},{"$f":"IFERROR(IF(OR(W131=\"\",'Cost scenario - input'!$G116=\"\"),\"\",W131/'Cost scenario - input'!$G116),\"\")","v":""}]
[{"$f":"IFERROR('Cost scenario - input'!A117,\"\")","v":""},{"$f":"IFERROR('Cost scenario - input'!B117,\"\")","v":""},{"$f":"IFERROR('Cost scenario - input'!C117,\"\")","v":""},{"$f":"IFERROR(repcalc('Cost scenario - input'!$CY117:$GK117,'Cost scenario - input'!$J117,'Cost scenario - input'!$H117,'Cost scenario - input'!$I117,20,TRUE,TRUE),\"\")","v":""},"","","","","","","","","","","","","","","","","","","",{"$f":"IFERROR(IF(OR(D132=\"\",'Cost scenario - input'!$G117=\"\"),\"\",D132/'Cost scenario - input'!$G117),\"\")","v":""},{"$f":"IFERROR(IF(OR(E132=\"\",'Cost scenario - input'!$G117=\"\"),\"\",E132/'Cost scenario - input'!$G117),\"\")","v":""},{"$f":"IFERROR(IF(OR(F132=\"\",'Cost scenario - input'!$G117=\"\"),\"\",F132/'Cost scenario - input'!$G117),\"\")","v":""},{"$f":"IFERROR(IF(OR(G132=\"\",'Cost scenario - input'!$G117=\"\"),\"\",G132/'Cost scenario - input'!$G117),\"\")","v":""},{"$f":"IFERROR(IF(OR(H132=\"\",'Cost scenario - input'!$G117=\"\"),\"\",H132/'Cost scenario - input'!$G117),\"\")","v":""},{"$f":"IFERROR(IF(OR(I132=\"\",'Cost scenario - input'!$G117=\"\"),\"\",I132/'Cost scenario - input'!$G117),\"\")","v":""},{"$f":"IFERROR(IF(OR(J132=\"\",'Cost scenario - input'!$G117=\"\"),\"\",J132/'Cost scenario - input'!$G117),\"\")","v":""},{"$f":"IFERROR(IF(OR(K132=\"\",'Cost scenario - input'!$G117=\"\"),\"\",K132/'Cost scenario - input'!$G117),\"\")","v":""},{"$f":"IFERROR(IF(OR(L132=\"\",'Cost scenario - input'!$G117=\"\"),\"\",L132/'Cost scenario - input'!$G117),\"\")","v":""},{"$f":"IFERROR(IF(OR(M132=\"\",'Cost scenario - input'!$G117=\"\"),\"\",M132/'Cost scenario - input'!$G117),\"\")","v":""},{"$f":"IFERROR(IF(OR(N132=\"\",'Cost scenario - input'!$G117=\"\"),\"\",N132/'Cost scenario - input'!$G117),\"\")","v":""},{"$f":"IFERROR(IF(OR(O132=\"\",'Cost scenario - input'!$G117=\"\"),\"\",O132/'Cost scenario - input'!$G117),\"\")","v":""},{"$f":"IFERROR(IF(OR(P132=\"\",'Cost scenario - input'!$G117=\"\"),\"\",P132/'Cost scenario - input'!$G117),\"\")","v":""},{"$f":"IFERROR(IF(OR(Q132=\"\",'Cost scenario - input'!$G117=\"\"),\"\",Q132/'Cost scenario - input'!$G117),\"\")","v":""},{"$f":"IFERROR(IF(OR(R132=\"\",'Cost scenario - input'!$G117=\"\"),\"\",R132/'Cost scenario - input'!$G117),\"\")","v":""},{"$f":"IFERROR(IF(OR(S132=\"\",'Cost scenario - input'!$G117=\"\"),\"\",S132/'Cost scenario - input'!$G117),\"\")","v":""},{"$f":"IFERROR(IF(OR(T132=\"\",'Cost scenario - input'!$G117=\"\"),\"\",T132/'Cost scenario - input'!$G117),\"\")","v":""},{"$f":"IFERROR(IF(OR(U132=\"\",'Cost scenario - input'!$G117=\"\"),\"\",U132/'Cost scenario - input'!$G117),\"\")","v":""},{"$f":"IFERROR(IF(OR(V132=\"\",'Cost scenario - input'!$G117=\"\"),\"\",V132/'Cost scenario - input'!$G117),\"\")","v":""},{"$f":"IFERROR(IF(OR(W132=\"\",'Cost scenario - input'!$G117=\"\"),\"\",W132/'Cost scenario - input'!$G117),\"\")","v":""}]
[{"$f":"IFERROR('Cost scenario - input'!A118,\"\")","v":""},{"$f":"IFERROR('Cost scenario - input'!B118,\"\")","v":""},{"$f":"IFERROR('Cost scenario - input'!C118,\"\")","v":""},{"$f":"IFERROR(repcalc('Cost scenario - input'!$CY118:$GK118,'Cost scenario - input'!$J118,'Cost scenario - input'!$H118,'Cost scenario - input'!$I118,20,TRUE,TRUE),\"\")","v":""},"","","","","","","","","","","","","","","","","","","",{"$f":"IFERROR(IF(OR(D133=\"\",'Cost scenario - input'!$G118=\"\"),\"\",D133/'Cost scenario - input'!$G118),\"\")","v":""},{"$f":"IFERROR(IF(OR(E133=\"\",'Cost scenario - input'!$G118=\"\"),\"\",E133/'Cost scenario - input'!$G118),\"\")","v":""},{"$f":"IFERROR(IF(OR(F133=\"\",'Cost scenario - input'!$G118=\"\"),\"\",F133/'Cost scenario - input'!$G118),\"\")","v":""},{"$f":"IFERROR(IF(OR(G133=\"\",'Cost scenario - input'!$G118=\"\"),\"\",G133/'Cost scenario - input'!$G118),\"\")","v":""},{"$f":"IFERROR(IF(OR(H133=\"\",'Cost scenario - input'!$G118=\"\"),\"\",H133/'Cost scenario - input'!$G118),\"\")","v":""},{"$f":"IFERROR(IF(OR(I133=\"\",'Cost scenario - input'!$G118=\"\"),\"\",I133/'Cost scenario - input'!$G118),\"\")","v":""},{"$f":"IFERROR(IF(OR(J133=\"\",'Cost scenario - input'!$G118=\"\"),\"\",J133/'Cost scenario - input'!$G118),\"\")","v":""},{"$f":"IFERROR(IF(OR(K133=\"\",'Cost scenario - input'!$G118=\"\"),\"\",K133/'Cost scenario - input'!$G118),\"\")","v":""},{"$f":"IFERROR(IF(OR(L133=\"\",'Cost scenario - input'!$G118=\"\"),\"\",L133/'Cost scenario - input'!$G118),\"\")","v":""},{"$f":"IFERROR(IF(OR(M133=\"\",'Cost scenario - input'!$G118=\"\"),\"\",M133/'Cost scenario - input'!$G118),\"\")","v":""},{"$f":"IFERROR(IF(OR(N133=\"\",'Cost scenario - input'!$G118=\"\"),\"\",N133/'Cost scenario - input'!$G118),\"\")","v":""},{"$f":"IFERROR(IF(OR(O133=\"\",'Cost scenario - input'!$G118=\"\"),\"\",O133/'Cost scenario - input'!$G118),\"\")","v":""},{"$f":"IFERROR(IF(OR(P133=\"\",'Cost scenario - input'!$G118=\"\"),\"\",P133/'Cost scenario - input'!$G118),\"\")","v":""},{"$f":"IFERROR(IF(OR(Q133=\"\",'Cost scenario - input'!$G118=\"\"),\"\",Q133/'Cost scenario - input'!$G118),\"\")","v":""},{"$f":"IFERROR(IF(OR(R133=\"\",'Cost scenario - input'!$G118=\"\"),\"\",R133/'Cost scenario - input'!$G118),\"\")","v":""},{"$f":"IFERROR(IF(OR(S133=\"\",'Cost scenario - input'!$G118=\"\"),\"\",S133/'Cost scenario - input'!$G118),\"\")","v":""},{"$f":"IFERROR(IF(OR(T133=\"\",'Cost scenario - input'!$G118=\"\"),\"\",T133/'Cost scenario - input'!$G118),\"\")","v":""},{"$f":"IFERROR(IF(OR(U133=\"\",'Cost scenario - input'!$G118=\"\"),\"\",U133/'Cost scenario - input'!$G118),\"\")","v":""},{"$f":"IFERROR(IF(OR(V133=\"\",'Cost scenario - input'!$G118=\"\"),\"\",V133/'Cost scenario - input'!$G118),\"\")","v":""},{"$f":"IFERROR(IF(OR(W133=\"\",'Cost scenario - input'!$G118=\"\"),\"\",W133/'Cost scenario - input'!$G118),\"\")","v":""}]
[{"$f":"IFERROR('Cost scenario - input'!A119,\"\")","v":""},{"$f":"IFERROR('Cost scenario - input'!B119,\"\")","v":""},{"$f":"IFERROR('Cost scenario - input'!C119,\"\")","v":""},{"$f":"IFERROR(repcalc('Cost scenario - input'!$CY119:$GK119,'Cost scenario - input'!$J119,'Cost scenario - input'!$H119,'Cost scenario - input'!$I119,20,TRUE,TRUE),\"\")","v":""},"","","","","","","","","","","","","","","","","","","",{"$f":"IFERROR(IF(OR(D134=\"\",'Cost scenario - input'!$G119=\"\"),\"\",D134/'Cost scenario - input'!$G119),\"\")","v":""},{"$f":"IFERROR(IF(OR(E134=\"\",'Cost scenario - input'!$G119=\"\"),\"\",E134/'Cost scenario - input'!$G119),\"\")","v":""},{"$f":"IFERROR(IF(OR(F134=\"\",'Cost scenario - input'!$G119=\"\"),\"\",F134/'Cost scenario - input'!$G119),\"\")","v":""},{"$f":"IFERROR(IF(OR(G134=\"\",'Cost scenario - input'!$G119=\"\"),\"\",G134/'Cost scenario - input'!$G119),\"\")","v":""},{"$f":"IFERROR(IF(OR(H134=\"\",'Cost scenario - input'!$G119=\"\"),\"\",H134/'Cost scenario - input'!$G119),\"\")","v":""},{"$f":"IFERROR(IF(OR(I134=\"\",'Cost scenario - input'!$G119=\"\"),\"\",I134/'Cost scenario - input'!$G119),\"\")","v":""},{"$f":"IFERROR(IF(OR(J134=\"\",'Cost scenario - input'!$G119=\"\"),\"\",J134/'Cost scenario - input'!$G119),\"\")","v":""},{"$f":"IFERROR(IF(OR(K134=\"\",'Cost scenario - input'!$G119=\"\"),\"\",K134/'Cost scenario - input'!$G119),\"\")","v":""},{"$f":"IFERROR(IF(OR(L134=\"\",'Cost scenario - input'!$G119=\"\"),\"\",L134/'Cost scenario - input'!$G119),\"\")","v":""},{"$f":"IFERROR(IF(OR(M134=\"\",'Cost scenario - input'!$G119=\"\"),\"\",M134/'Cost scenario - input'!$G119),\"\")","v":""},{"$f":"IFERROR(IF(OR(N134=\"\",'Cost scenario - input'!$G119=\"\"),\"\",N134/'Cost scenario - input'!$G119),\"\")","v":""},{"$f":"IFERROR(IF(OR(O134=\"\",'Cost scenario - input'!$G119=\"\"),\"\",O134/'Cost scenario - input'!$G119),\"\")","v":""},{"$f":"IFERROR(IF(OR(P134=\"\",'Cost scenario - input'!$G119=\"\"),\"\",P134/'Cost scenario - input'!$G119),\"\")","v":""},{"$f":"IFERROR(IF(OR(Q134=\"\",'Cost scenario - input'!$G119=\"\"),\"\",Q134/'Cost scenario - input'!$G119),\"\")","v":""},{"$f":"IFERROR(IF(OR(R134=\"\",'Cost scenario - input'!$G119=\"\"),\"\",R134/'Cost scenario - input'!$G119),\"\")","v":""},{"$f":"IFERROR(IF(OR(S134=\"\",'Cost scenario - input'!$G119=\"\"),\"\",S134/'Cost scenario - input'!$G119),\"\")","v":""},{"$f":"IFERROR(IF(OR(T134=\"\",'Cost scenario - input'!$G119=\"\"),\"\",T134/'Cost scenario - input'!$G119),\"\")","v":""},{"$f":"IFERROR(IF(OR(U134=\"\",'Cost scenario - input'!$G119=\"\"),\"\",U134/'Cost scenario - input'!$G119),\"\")","v":""},{"$f":"IFERROR(IF(OR(V134=\"\",'Cost scenario - input'!$G119=\"\"),\"\",V134/'Cost scenario - input'!$G119),\"\")","v":""},{"$f":"IFERROR(IF(OR(W134=\"\",'Cost scenario - input'!$G119=\"\"),\"\",W134/'Cost scenario - input'!$G119),\"\")","v":""}]
[{"$f":"IFERROR('Cost scenario - input'!A120,\"\")","v":""},{"$f":"IFERROR('Cost scenario - input'!B120,\"\")","v":""},{"$f":"IFERROR('Cost scenario - input'!C120,\"\")","v":""},{"$f":"IFERROR(repcalc('Cost scenario - input'!$CY120:$GK120,'Cost scenario - input'!$J120,'Cost scenario - input'!$H120,'Cost scenario - input'!$I120,20,TRUE,TRUE),\"\")","v":""},"","","","","","","","","","","","","","","","","","","",{"$f":"IFERROR(IF(OR(D135=\"\",'Cost scenario - input'!$G120=\"\"),\"\",D135/'Cost scenario - input'!$G120),\"\")","v":""},{"$f":"IFERROR(IF(OR(E135=\"\",'Cost scenario - input'!$G120=\"\"),\"\",E135/'Cost scenario - input'!$G120),\"\")","v":""},{"$f":"IFERROR(IF(OR(F135=\"\",'Cost scenario - input'!$G120=\"\"),\"\",F135/'Cost scenario - input'!$G120),\"\")","v":""},{"$f":"IFERROR(IF(OR(G135=\"\",'Cost scenario - input'!$G120=\"\"),\"\",G135/'Cost scenario - input'!$G120),\"\")","v":""},{"$f":"IFERROR(IF(OR(H135=\"\",'Cost scenario - input'!$G120=\"\"),\"\",H135/'Cost scenario - input'!$G120),\"\")","v":""},{"$f":"IFERROR(IF(OR(I135=\"\",'Cost scenario - input'!$G120=\"\"),\"\",I135/'Cost scenario - input'!$G120),\"\")","v":""},{"$f":"IFERROR(IF(OR(J135=\"\",'Cost scenario - input'!$G120=\"\"),\"\",J135/'Cost scenario - input'!$G120),\"\")","v":""},{"$f":"IFERROR(IF(OR(K135=\"\",'Cost scenario - input'!$G120=\"\"),\"\",K135/'Cost scenario - input'!$G120),\"\")","v":""},{"$f":"IFERROR(IF(OR(L135=\"\",'Cost scenario - input'!$G120=\"\"),\"\",L135/'Cost scenario - input'!$G120),\"\")","v":""},{"$f":"IFERROR(IF(OR(M135=\"\",'Cost scenario - input'!$G120=\"\"),\"\",M135/'Cost scenario - input'!$G120),\"\")","v":""},{"$f":"IFERROR(IF(OR(N135=\"\",'Cost scenario - input'!$G120=\"\"),\"\",N135/'Cost scenario - input'!$G120),\"\")","v":""},{"$f":"IFERROR(IF(OR(O135=\"\",'Cost scenario - input'!$G120=\"\"),\"\",O135/'Cost scenario - input'!$G120),\"\")","v":""},{"$f":"IFERROR(IF(OR(P135=\"\",'Cost scenario - input'!$G120=\"\"),\"\",P135/'Cost scenario - input'!$G120),\"\")","v":""},{"$f":"IFERROR(IF(OR(Q135=\"\",'Cost scenario - input'!$G120=\"\"),\"\",Q135/'Cost scenario - input'!$G120),\"\")","v":""},{"$f":"IFERROR(IF(OR(R135=\"\",'Cost scenario - input'!$G120=\"\"),\"\",R135/'Cost scenario - input'!$G120),\"\")","v":""},{"$f":"IFERROR(IF(OR(S135=\"\",'Cost scenario - input'!$G120=\"\"),\"\",S135/'Cost scenario - input'!$G120),\"\")","v":""},{"$f":"IFERROR(IF(OR(T135=\"\",'Cost scenario - input'!$G120=\"\"),\"\",T135/'Cost scenario - input'!$G120),\"\")","v":""},{"$f":"IFERROR(IF(OR(U135=\"\",'Cost scenario - input'!$G120=\"\"),\"\",U135/'Cost scenario - input'!$G120),\"\")","v":""},{"$f":"IFERROR(IF(OR(V135=\"\",'Cost scenario - input'!$G120=\"\"),\"\",V135/'Cost scenario - input'!$G120),\"\")","v":""},{"$f":"IFERROR(IF(OR(W135=\"\",'Cost scenario - input'!$G120=\"\"),\"\",W135/'Cost scenario - input'!$G120),\"\")","v":""}]
[{"$f":"IFERROR('Cost scenario - input'!A121,\"\")","v":""},{"$f":"IFERROR('Cost scenario - input'!B121,\"\")","v":""},{"$f":"IFERROR('Cost scenario - input'!C121,\"\")","v":""},{"$f":"IFERROR(repcalc('Cost scenario - input'!$CY121:$GK121,'Cost scenario - input'!$J121,'Cost scenario - input'!$H121,'Cost scenario - input'!$I121,20,TRUE,TRUE),\"\")","v":""},"","","","","","","","","","","","","","","","","","","",{"$f":"IFERROR(IF(OR(D136=\"\",'Cost scenario - input'!$G121=\"\"),\"\",D136/'Cost scenario - input'!$G121),\"\")","v":""},{"$f":"IFERROR(IF(OR(E136=\"\",'Cost scenario - input'!$G121=\"\"),\"\",E136/'Cost scenario - input'!$G121),\"\")","v":""},{"$f":"IFERROR(IF(OR(F136=\"\",'Cost scenario - input'!$G121=\"\"),\"\",F136/'Cost scenario - input'!$G121),\"\")","v":""},{"$f":"IFERROR(IF(OR(G136=\"\",'Cost scenario - input'!$G121=\"\"),\"\",G136/'Cost scenario - input'!$G121),\"\")","v":""},{"$f":"IFERROR(IF(OR(H136=\"\",'Cost scenario - input'!$G121=\"\"),\"\",H136/'Cost scenario - input'!$G121),\"\")","v":""},{"$f":"IFERROR(IF(OR(I136=\"\",'Cost scenario - input'!$G121=\"\"),\"\",I136/'Cost scenario - input'!$G121),\"\")","v":""},{"$f":"IFERROR(IF(OR(J136=\"\",'Cost scenario - input'!$G121=\"\"),\"\",J136/'Cost scenario - input'!$G121),\"\")","v":""},{"$f":"IFERROR(IF(OR(K136=\"\",'Cost scenario - input'!$G121=\"\"),\"\",K136/'Cost scenario - input'!$G121),\"\")","v":""},{"$f":"IFERROR(IF(OR(L136=\"\",'Cost scenario - input'!$G121=\"\"),\"\",L136/'Cost scenario - input'!$G121),\"\")","v":""},{"$f":"IFERROR(IF(OR(M136=\"\",'Cost scenario - input'!$G121=\"\"),\"\",M136/'Cost scenario - input'!$G121),\"\")","v":""},{"$f":"IFERROR(IF(OR(N136=\"\",'Cost scenario - input'!$G121=\"\"),\"\",N136/'Cost scenario - input'!$G121),\"\")","v":""},{"$f":"IFERROR(IF(OR(O136=\"\",'Cost scenario - input'!$G121=\"\"),\"\",O136/'Cost scenario - input'!$G121),\"\")","v":""},{"$f":"IFERROR(IF(OR(P136=\"\",'Cost scenario - input'!$G121=\"\"),\"\",P136/'Cost scenario - input'!$G121),\"\")","v":""},{"$f":"IFERROR(IF(OR(Q136=\"\",'Cost scenario - input'!$G121=\"\"),\"\",Q136/'Cost scenario - input'!$G121),\"\")","v":""},{"$f":"IFERROR(IF(OR(R136=\"\",'Cost scenario - input'!$G121=\"\"),\"\",R136/'Cost scenario - input'!$G121),\"\")","v":""},{"$f":"IFERROR(IF(OR(S136=\"\",'Cost scenario - input'!$G121=\"\"),\"\",S136/'Cost scenario - input'!$G121),\"\")","v":""},{"$f":"IFERROR(IF(OR(T136=\"\",'Cost scenario - input'!$G121=\"\"),\"\",T136/'Cost scenario - input'!$G121),\"\")","v":""},{"$f":"IFERROR(IF(OR(U136=\"\",'Cost scenario - input'!$G121=\"\"),\"\",U136/'Cost scenario - input'!$G121),\"\")","v":""},{"$f":"IFERROR(IF(OR(V136=\"\",'Cost scenario - input'!$G121=\"\"),\"\",V136/'Cost scenario - input'!$G121),\"\")","v":""},{"$f":"IFERROR(IF(OR(W136=\"\",'Cost scenario - input'!$G121=\"\"),\"\",W136/'Cost scenario - input'!$G121),\"\")","v":""}]
[{"$f":"IFERROR('Cost scenario - input'!A122,\"\")","v":""},{"$f":"IFERROR('Cost scenario - input'!B122,\"\")","v":""},{"$f":"IFERROR('Cost scenario - input'!C122,\"\")","v":""},{"$f":"IFERROR(repcalc('Cost scenario - input'!$CY122:$GK122,'Cost scenario - input'!$J122,'Cost scenario - input'!$H122,'Cost scenario - input'!$I122,20,TRUE,TRUE),\"\")","v":""},"","","","","","","","","","","","","","","","","","","",{"$f":"IFERROR(IF(OR(D137=\"\",'Cost scenario - input'!$G122=\"\"),\"\",D137/'Cost scenario - input'!$G122),\"\")","v":""},{"$f":"IFERROR(IF(OR(E137=\"\",'Cost scenario - input'!$G122=\"\"),\"\",E137/'Cost scenario - input'!$G122),\"\")","v":""},{"$f":"IFERROR(IF(OR(F137=\"\",'Cost scenario - input'!$G122=\"\"),\"\",F137/'Cost scenario - input'!$G122),\"\")","v":""},{"$f":"IFERROR(IF(OR(G137=\"\",'Cost scenario - input'!$G122=\"\"),\"\",G137/'Cost scenario - input'!$G122),\"\")","v":""},{"$f":"IFERROR(IF(OR(H137=\"\",'Cost scenario - input'!$G122=\"\"),\"\",H137/'Cost scenario - input'!$G122),\"\")","v":""},{"$f":"IFERROR(IF(OR(I137=\"\",'Cost scenario - input'!$G122=\"\"),\"\",I137/'Cost scenario - input'!$G122),\"\")","v":""},{"$f":"IFERROR(IF(OR(J137=\"\",'Cost scenario - input'!$G122=\"\"),\"\",J137/'Cost scenario - input'!$G122),\"\")","v":""},{"$f":"IFERROR(IF(OR(K137=\"\",'Cost scenario - input'!$G122=\"\"),\"\",K137/'Cost scenario - input'!$G122),\"\")","v":""},{"$f":"IFERROR(IF(OR(L137=\"\",'Cost scenario - input'!$G122=\"\"),\"\",L137/'Cost scenario - input'!$G122),\"\")","v":""},{"$f":"IFERROR(IF(OR(M137=\"\",'Cost scenario - input'!$G122=\"\"),\"\",M137/'Cost scenario - input'!$G122),\"\")","v":""},{"$f":"IFERROR(IF(OR(N137=\"\",'Cost scenario - input'!$G122=\"\"),\"\",N137/'Cost scenario - input'!$G122),\"\")","v":""},{"$f":"IFERROR(IF(OR(O137=\"\",'Cost scenario - input'!$G122=\"\"),\"\",O137/'Cost scenario - input'!$G122),\"\")","v":""},{"$f":"IFERROR(IF(OR(P137=\"\",'Cost scenario - input'!$G122=\"\"),\"\",P137/'Cost scenario - input'!$G122),\"\")","v":""},{"$f":"IFERROR(IF(OR(Q137=\"\",'Cost scenario - input'!$G122=\"\"),\"\",Q137/'Cost scenario - input'!$G122),\"\")","v":""},{"$f":"IFERROR(IF(OR(R137=\"\",'Cost scenario - input'!$G122=\"\"),\"\",R137/'Cost scenario - input'!$G122),\"\")","v":""},{"$f":"IFERROR(IF(OR(S137=\"\",'Cost scenario - input'!$G122=\"\"),\"\",S137/'Cost scenario - input'!$G122),\"\")","v":""},{"$f":"IFERROR(IF(OR(T137=\"\",'Cost scenario - input'!$G122=\"\"),\"\",T137/'Cost scenario - input'!$G122),\"\")","v":""},{"$f":"IFERROR(IF(OR(U137=\"\",'Cost scenario - input'!$G122=\"\"),\"\",U137/'Cost scenario - input'!$G122),\"\")","v":""},{"$f":"IFERROR(IF(OR(V137=\"\",'Cost scenario - input'!$G122=\"\"),\"\",V137/'Cost scenario - input'!$G122),\"\")","v":""},{"$f":"IFERROR(IF(OR(W137=\"\",'Cost scenario - input'!$G122=\"\"),\"\",W137/'Cost scenario - input'!$G122),\"\")","v":""}]
[{"$f":"IFERROR('Cost scenario - input'!A123,\"\")","v":""},{"$f":"IFERROR('Cost scenario - input'!B123,\"\")","v":""},{"$f":"IFERROR('Cost scenario - input'!C123,\"\")","v":""},{"$f":"IFERROR(repcalc('Cost scenario - input'!$CY123:$GK123,'Cost scenario - input'!$J123,'Cost scenario - input'!$H123,'Cost scenario - input'!$I123,20,TRUE,TRUE),\"\")","v":""},"","","","","","","","","","","","","","","","","","","",{"$f":"IFERROR(IF(OR(D138=\"\",'Cost scenario - input'!$G123=\"\"),\"\",D138/'Cost scenario - input'!$G123),\"\")","v":""},{"$f":"IFERROR(IF(OR(E138=\"\",'Cost scenario - input'!$G123=\"\"),\"\",E138/'Cost scenario - input'!$G123),\"\")","v":""},{"$f":"IFERROR(IF(OR(F138=\"\",'Cost scenario - input'!$G123=\"\"),\"\",F138/'Cost scenario - input'!$G123),\"\")","v":""},{"$f":"IFERROR(IF(OR(G138=\"\",'Cost scenario - input'!$G123=\"\"),\"\",G138/'Cost scenario - input'!$G123),\"\")","v":""},{"$f":"IFERROR(IF(OR(H138=\"\",'Cost scenario - input'!$G123=\"\"),\"\",H138/'Cost scenario - input'!$G123),\"\")","v":""},{"$f":"IFERROR(IF(OR(I138=\"\",'Cost scenario - input'!$G123=\"\"),\"\",I138/'Cost scenario - input'!$G123),\"\")","v":""},{"$f":"IFERROR(IF(OR(J138=\"\",'Cost scenario - input'!$G123=\"\"),\"\",J138/'Cost scenario - input'!$G123),\"\")","v":""},{"$f":"IFERROR(IF(OR(K138=\"\",'Cost scenario - input'!$G123=\"\"),\"\",K138/'Cost scenario - input'!$G123),\"\")","v":""},{"$f":"IFERROR(IF(OR(L138=\"\",'Cost scenario - input'!$G123=\"\"),\"\",L138/'Cost scenario - input'!$G123),\"\")","v":""},{"$f":"IFERROR(IF(OR(M138=\"\",'Cost scenario - input'!$G123=\"\"),\"\",M138/'Cost scenario - input'!$G123),\"\")","v":""},{"$f":"IFERROR(IF(OR(N138=\"\",'Cost scenario - input'!$G123=\"\"),\"\",N138/'Cost scenario - input'!$G123),\"\")","v":""},{"$f":"IFERROR(IF(OR(O138=\"\",'Cost scenario - input'!$G123=\"\"),\"\",O138/'Cost scenario - input'!$G123),\"\")","v":""},{"$f":"IFERROR(IF(OR(P138=\"\",'Cost scenario - input'!$G123=\"\"),\"\",P138/'Cost scenario - input'!$G123),\"\")","v":""},{"$f":"IFERROR(IF(OR(Q138=\"\",'Cost scenario - input'!$G123=\"\"),\"\",Q138/'Cost scenario - input'!$G123),\"\")","v":""},{"$f":"IFERROR(IF(OR(R138=\"\",'Cost scenario - input'!$G123=\"\"),\"\",R138/'Cost scenario - input'!$G123),\"\")","v":""},{"$f":"IFERROR(IF(OR(S138=\"\",'Cost scenario - input'!$G123=\"\"),\"\",S138/'Cost scenario - input'!$G123),\"\")","v":""},{"$f":"IFERROR(IF(OR(T138=\"\",'Cost scenario - input'!$G123=\"\"),\"\",T138/'Cost scenario - input'!$G123),\"\")","v":""},{"$f":"IFERROR(IF(OR(U138=\"\",'Cost scenario - input'!$G123=\"\"),\"\",U138/'Cost scenario - input'!$G123),\"\")","v":""},{"$f":"IFERROR(IF(OR(V138=\"\",'Cost scenario - input'!$G123=\"\"),\"\",V138/'Cost scenario - input'!$G123),\"\")","v":""},{"$f":"IFERROR(IF(OR(W138=\"\",'Cost scenario - input'!$G123=\"\"),\"\",W138/'Cost scenario - input'!$G123),\"\")","v":""}]
[{"$f":"IFERROR('Cost scenario - input'!A124,\"\")","v":""},{"$f":"IFERROR('Cost scenario - input'!B124,\"\")","v":""},{"$f":"IFERROR('Cost scenario - input'!C124,\"\")","v":""},{"$f":"IFERROR(repcalc('Cost scenario - input'!$CY124:$GK124,'Cost scenario - input'!$J124,'Cost scenario - input'!$H124,'Cost scenario - input'!$I124,20,TRUE,TRUE),\"\")","v":""},"","","","","","","","","","","","","","","","","","","",{"$f":"IFERROR(IF(OR(D139=\"\",'Cost scenario - input'!$G124=\"\"),\"\",D139/'Cost scenario - input'!$G124),\"\")","v":""},{"$f":"IFERROR(IF(OR(E139=\"\",'Cost scenario - input'!$G124=\"\"),\"\",E139/'Cost scenario - input'!$G124),\"\")","v":""},{"$f":"IFERROR(IF(OR(F139=\"\",'Cost scenario - input'!$G124=\"\"),\"\",F139/'Cost scenario - input'!$G124),\"\")","v":""},{"$f":"IFERROR(IF(OR(G139=\"\",'Cost scenario - input'!$G124=\"\"),\"\",G139/'Cost scenario - input'!$G124),\"\")","v":""},{"$f":"IFERROR(IF(OR(H139=\"\",'Cost scenario - input'!$G124=\"\"),\"\",H139/'Cost scenario - input'!$G124),\"\")","v":""},{"$f":"IFERROR(IF(OR(I139=\"\",'Cost scenario - input'!$G124=\"\"),\"\",I139/'Cost scenario - input'!$G124),\"\")","v":""},{"$f":"IFERROR(IF(OR(J139=\"\",'Cost scenario - input'!$G124=\"\"),\"\",J139/'Cost scenario - input'!$G124),\"\")","v":""},{"$f":"IFERROR(IF(OR(K139=\"\",'Cost scenario - input'!$G124=\"\"),\"\",K139/'Cost scenario - input'!$G124),\"\")","v":""},{"$f":"IFERROR(IF(OR(L139=\"\",'Cost scenario - input'!$G124=\"\"),\"\",L139/'Cost scenario - input'!$G124),\"\")","v":""},{"$f":"IFERROR(IF(OR(M139=\"\",'Cost scenario - input'!$G124=\"\"),\"\",M139/'Cost scenario - input'!$G124),\"\")","v":""},{"$f":"IFERROR(IF(OR(N139=\"\",'Cost scenario - input'!$G124=\"\"),\"\",N139/'Cost scenario - input'!$G124),\"\")","v":""},{"$f":"IFERROR(IF(OR(O139=\"\",'Cost scenario - input'!$G124=\"\"),\"\",O139/'Cost scenario - input'!$G124),\"\")","v":""},{"$f":"IFERROR(IF(OR(P139=\"\",'Cost scenario - input'!$G124=\"\"),\"\",P139/'Cost scenario - input'!$G124),\"\")","v":""},{"$f":"IFERROR(IF(OR(Q139=\"\",'Cost scenario - input'!$G124=\"\"),\"\",Q139/'Cost scenario - input'!$G124),\"\")","v":""},{"$f":"IFERROR(IF(OR(R139=\"\",'Cost scenario - input'!$G124=\"\"),\"\",R139/'Cost scenario - input'!$G124),\"\")","v":""},{"$f":"IFERROR(IF(OR(S139=\"\",'Cost scenario - input'!$G124=\"\"),\"\",S139/'Cost scenario - input'!$G124),\"\")","v":""},{"$f":"IFERROR(IF(OR(T139=\"\",'Cost scenario - input'!$G124=\"\"),\"\",T139/'Cost scenario - input'!$G124),\"\")","v":""},{"$f":"IFERROR(IF(OR(U139=\"\",'Cost scenario - input'!$G124=\"\"),\"\",U139/'Cost scenario - input'!$G124),\"\")","v":""},{"$f":"IFERROR(IF(OR(V139=\"\",'Cost scenario - input'!$G124=\"\"),\"\",V139/'Cost scenario - input'!$G124),\"\")","v":""},{"$f":"IFERROR(IF(OR(W139=\"\",'Cost scenario - input'!$G124=\"\"),\"\",W139/'Cost scenario - input'!$G124),\"\")","v":""}]
[{"$f":"IFERROR('Cost scenario - input'!A125,\"\")","v":""},{"$f":"IFERROR('Cost scenario - input'!B125,\"\")","v":""},{"$f":"IFERROR('Cost scenario - input'!C125,\"\")","v":""},{"$f":"IFERROR(repcalc('Cost scenario - input'!$CY125:$GK125,'Cost scenario - input'!$J125,'Cost scenario - input'!$H125,'Cost scenario - input'!$I125,20,TRUE,TRUE),\"\")","v":""},"","","","","","","","","","","","","","","","","","","",{"$f":"IFERROR(IF(OR(D140=\"\",'Cost scenario - input'!$G125=\"\"),\"\",D140/'Cost scenario - input'!$G125),\"\")","v":""},{"$f":"IFERROR(IF(OR(E140=\"\",'Cost scenario - input'!$G125=\"\"),\"\",E140/'Cost scenario - input'!$G125),\"\")","v":""},{"$f":"IFERROR(IF(OR(F140=\"\",'Cost scenario - input'!$G125=\"\"),\"\",F140/'Cost scenario - input'!$G125),\"\")","v":""},{"$f":"IFERROR(IF(OR(G140=\"\",'Cost scenario - input'!$G125=\"\"),\"\",G140/'Cost scenario - input'!$G125),\"\")","v":""},{"$f":"IFERROR(IF(OR(H140=\"\",'Cost scenario - input'!$G125=\"\"),\"\",H140/'Cost scenario - input'!$G125),\"\")","v":""},{"$f":"IFERROR(IF(OR(I140=\"\",'Cost scenario - input'!$G125=\"\"),\"\",I140/'Cost scenario - input'!$G125),\"\")","v":""},{"$f":"IFERROR(IF(OR(J140=\"\",'Cost scenario - input'!$G125=\"\"),\"\",J140/'Cost scenario - input'!$G125),\"\")","v":""},{"$f":"IFERROR(IF(OR(K140=\"\",'Cost scenario - input'!$G125=\"\"),\"\",K140/'Cost scenario - input'!$G125),\"\")","v":""},{"$f":"IFERROR(IF(OR(L140=\"\",'Cost scenario - input'!$G125=\"\"),\"\",L140/'Cost scenario - input'!$G125),\"\")","v":""},{"$f":"IFERROR(IF(OR(M140=\"\",'Cost scenario - input'!$G125=\"\"),\"\",M140/'Cost scenario - input'!$G125),\"\")","v":""},{"$f":"IFERROR(IF(OR(N140=\"\",'Cost scenario - input'!$G125=\"\"),\"\",N140/'Cost scenario - input'!$G125),\"\")","v":""},{"$f":"IFERROR(IF(OR(O140=\"\",'Cost scenario - input'!$G125=\"\"),\"\",O140/'Cost scenario - input'!$G125),\"\")","v":""},{"$f":"IFERROR(IF(OR(P140=\"\",'Cost scenario - input'!$G125=\"\"),\"\",P140/'Cost scenario - input'!$G125),\"\")","v":""},{"$f":"IFERROR(IF(OR(Q140=\"\",'Cost scenario - input'!$G125=\"\"),\"\",Q140/'Cost scenario - input'!$G125),\"\")","v":""},{"$f":"IFERROR(IF(OR(R140=\"\",'Cost scenario - input'!$G125=\"\"),\"\",R140/'Cost scenario - input'!$G125),\"\")","v":""},{"$f":"IFERROR(IF(OR(S140=\"\",'Cost scenario - input'!$G125=\"\"),\"\",S140/'Cost scenario - input'!$G125),\"\")","v":""},{"$f":"IFERROR(IF(OR(T140=\"\",'Cost scenario - input'!$G125=\"\"),\"\",T140/'Cost scenario - input'!$G125),\"\")","v":""},{"$f":"IFERROR(IF(OR(U140=\"\",'Cost scenario - input'!$G125=\"\"),\"\",U140/'Cost scenario - input'!$G125),\"\")","v":""},{"$f":"IFERROR(IF(OR(V140=\"\",'Cost scenario - input'!$G125=\"\"),\"\",V140/'Cost scenario - input'!$G125),\"\")","v":""},{"$f":"IFERROR(IF(OR(W140=\"\",'Cost scenario - input'!$G125=\"\"),\"\",W140/'Cost scenario - input'!$G125),\"\")","v":""}]
[{"$f":"IFERROR('Cost scenario - input'!A126,\"\")","v":""},{"$f":"IFERROR('Cost scenario - input'!B126,\"\")","v":""},{"$f":"IFERROR('Cost scenario - input'!C126,\"\")","v":""},{"$f":"IFERROR(repcalc('Cost scenario - input'!$CY126:$GK126,'Cost scenario - input'!$J126,'Cost scenario - input'!$H126,'Cost scenario - input'!$I126,20,TRUE,TRUE),\"\")","v":""},"","","","","","","","","","","","","","","","","","","",{"$f":"IFERROR(IF(OR(D141=\"\",'Cost scenario - input'!$G126=\"\"),\"\",D141/'Cost scenario - input'!$G126),\"\")","v":""},{"$f":"IFERROR(IF(OR(E141=\"\",'Cost scenario - input'!$G126=\"\"),\"\",E141/'Cost scenario - input'!$G126),\"\")","v":""},{"$f":"IFERROR(IF(OR(F141=\"\",'Cost scenario - input'!$G126=\"\"),\"\",F141/'Cost scenario - input'!$G126),\"\")","v":""},{"$f":"IFERROR(IF(OR(G141=\"\",'Cost scenario - input'!$G126=\"\"),\"\",G141/'Cost scenario - input'!$G126),\"\")","v":""},{"$f":"IFERROR(IF(OR(H141=\"\",'Cost scenario - input'!$G126=\"\"),\"\",H141/'Cost scenario - input'!$G126),\"\")","v":""},{"$f":"IFERROR(IF(OR(I141=\"\",'Cost scenario - input'!$G126=\"\"),\"\",I141/'Cost scenario - input'!$G126),\"\")","v":""},{"$f":"IFERROR(IF(OR(J141=\"\",'Cost scenario - input'!$G126=\"\"),\"\",J141/'Cost scenario - input'!$G126),\"\")","v":""},{"$f":"IFERROR(IF(OR(K141=\"\",'Cost scenario - input'!$G126=\"\"),\"\",K141/'Cost scenario - input'!$G126),\"\")","v":""},{"$f":"IFERROR(IF(OR(L141=\"\",'Cost scenario - input'!$G126=\"\"),\"\",L141/'Cost scenario - input'!$G126),\"\")","v":""},{"$f":"IFERROR(IF(OR(M141=\"\",'Cost scenario - input'!$G126=\"\"),\"\",M141/'Cost scenario - input'!$G126),\"\")","v":""},{"$f":"IFERROR(IF(OR(N141=\"\",'Cost scenario - input'!$G126=\"\"),\"\",N141/'Cost scenario - input'!$G126),\"\")","v":""},{"$f":"IFERROR(IF(OR(O141=\"\",'Cost scenario - input'!$G126=\"\"),\"\",O141/'Cost scenario - input'!$G126),\"\")","v":""},{"$f":"IFERROR(IF(OR(P141=\"\",'Cost scenario - input'!$G126=\"\"),\"\",P141/'Cost scenario - input'!$G126),\"\")","v":""},{"$f":"IFERROR(IF(OR(Q141=\"\",'Cost scenario - input'!$G126=\"\"),\"\",Q141/'Cost scenario - input'!$G126),\"\")","v":""},{"$f":"IFERROR(IF(OR(R141=\"\",'Cost scenario - input'!$G126=\"\"),\"\",R141/'Cost scenario - input'!$G126),\"\")","v":""},{"$f":"IFERROR(IF(OR(S141=\"\",'Cost scenario - input'!$G126=\"\"),\"\",S141/'Cost scenario - input'!$G126),\"\")","v":""},{"$f":"IFERROR(IF(OR(T141=\"\",'Cost scenario - input'!$G126=\"\"),\"\",T141/'Cost scenario - input'!$G126),\"\")","v":""},{"$f":"IFERROR(IF(OR(U141=\"\",'Cost scenario - input'!$G126=\"\"),\"\",U141/'Cost scenario - input'!$G126),\"\")","v":""},{"$f":"IFERROR(IF(OR(V141=\"\",'Cost scenario - input'!$G126=\"\"),\"\",V141/'Cost scenario - input'!$G126),\"\")","v":""},{"$f":"IFERROR(IF(OR(W141=\"\",'Cost scenario - input'!$G126=\"\"),\"\",W141/'Cost scenario - input'!$G126),\"\")","v":""}]
[{"$f":"IFERROR('Cost scenario - input'!A127,\"\")","v":""},{"$f":"IFERROR('Cost scenario - input'!B127,\"\")","v":""},{"$f":"IFERROR('Cost scenario - input'!C127,\"\")","v":""},{"$f":"IFERROR(repcalc('Cost scenario - input'!$CY127:$GK127,'Cost scenario - input'!$J127,'Cost scenario - input'!$H127,'Cost scenario - input'!$I127,20,TRUE,TRUE),\"\")","v":""},"","","","","","","","","","","","","","","","","","","",{"$f":"IFERROR(IF(OR(D142=\"\",'Cost scenario - input'!$G127=\"\"),\"\",D142/'Cost scenario - input'!$G127),\"\")","v":""},{"$f":"IFERROR(IF(OR(E142=\"\",'Cost scenario - input'!$G127=\"\"),\"\",E142/'Cost scenario - input'!$G127),\"\")","v":""},{"$f":"IFERROR(IF(OR(F142=\"\",'Cost scenario - input'!$G127=\"\"),\"\",F142/'Cost scenario - input'!$G127),\"\")","v":""},{"$f":"IFERROR(IF(OR(G142=\"\",'Cost scenario - input'!$G127=\"\"),\"\",G142/'Cost scenario - input'!$G127),\"\")","v":""},{"$f":"IFERROR(IF(OR(H142=\"\",'Cost scenario - input'!$G127=\"\"),\"\",H142/'Cost scenario - input'!$G127),\"\")","v":""},{"$f":"IFERROR(IF(OR(I142=\"\",'Cost scenario - input'!$G127=\"\"),\"\",I142/'Cost scenario - input'!$G127),\"\")","v":""},{"$f":"IFERROR(IF(OR(J142=\"\",'Cost scenario - input'!$G127=\"\"),\"\",J142/'Cost scenario - input'!$G127),\"\")","v":""},{"$f":"IFERROR(IF(OR(K142=\"\",'Cost scenario - input'!$G127=\"\"),\"\",K142/'Cost scenario - input'!$G127),\"\")","v":""},{"$f":"IFERROR(IF(OR(L142=\"\",'Cost scenario - input'!$G127=\"\"),\"\",L142/'Cost scenario - input'!$G127),\"\")","v":""},{"$f":"IFERROR(IF(OR(M142=\"\",'Cost scenario - input'!$G127=\"\"),\"\",M142/'Cost scenario - input'!$G127),\"\")","v":""},{"$f":"IFERROR(IF(OR(N142=\"\",'Cost scenario - input'!$G127=\"\"),\"\",N142/'Cost scenario - input'!$G127),\"\")","v":""},{"$f":"IFERROR(IF(OR(O142=\"\",'Cost scenario - input'!$G127=\"\"),\"\",O142/'Cost scenario - input'!$G127),\"\")","v":""},{"$f":"IFERROR(IF(OR(P142=\"\",'Cost scenario - input'!$G127=\"\"),\"\",P142/'Cost scenario - input'!$G127),\"\")","v":""},{"$f":"IFERROR(IF(OR(Q142=\"\",'Cost scenario - input'!$G127=\"\"),\"\",Q142/'Cost scenario - input'!$G127),\"\")","v":""},{"$f":"IFERROR(IF(OR(R142=\"\",'Cost scenario - input'!$G127=\"\"),\"\",R142/'Cost scenario - input'!$G127),\"\")","v":""},{"$f":"IFERROR(IF(OR(S142=\"\",'Cost scenario - input'!$G127=\"\"),\"\",S142/'Cost scenario - input'!$G127),\"\")","v":""},{"$f":"IFERROR(IF(OR(T142=\"\",'Cost scenario - input'!$G127=\"\"),\"\",T142/'Cost scenario - input'!$G127),\"\")","v":""},{"$f":"IFERROR(IF(OR(U142=\"\",'Cost scenario - input'!$G127=\"\"),\"\",U142/'Cost scenario - input'!$G127),\"\")","v":""},{"$f":"IFERROR(IF(OR(V142=\"\",'Cost scenario - input'!$G127=\"\"),\"\",V142/'Cost scenario - input'!$G127),\"\")","v":""},{"$f":"IFERROR(IF(OR(W142=\"\",'Cost scenario - input'!$G127=\"\"),\"\",W142/'Cost scenario - input'!$G127),\"\")","v":""}]
[{"$f":"IFERROR('Cost scenario - input'!A128,\"\")","v":""},{"$f":"IFERROR('Cost scenario - input'!B128,\"\")","v":""},{"$f":"IFERROR('Cost scenario - input'!C128,\"\")","v":""},{"$f":"IFERROR(repcalc('Cost scenario - input'!$CY128:$GK128,'Cost scenario - input'!$J128,'Cost scenario - input'!$H128,'Cost scenario - input'!$I128,20,TRUE,TRUE),\"\")","v":""},"","","","","","","","","","","","","","","","","","","",{"$f":"IFERROR(IF(OR(D143=\"\",'Cost scenario - input'!$G128=\"\"),\"\",D143/'Cost scenario - input'!$G128),\"\")","v":""},{"$f":"IFERROR(IF(OR(E143=\"\",'Cost scenario - input'!$G128=\"\"),\"\",E143/'Cost scenario - input'!$G128),\"\")","v":""},{"$f":"IFERROR(IF(OR(F143=\"\",'Cost scenario - input'!$G128=\"\"),\"\",F143/'Cost scenario - input'!$G128),\"\")","v":""},{"$f":"IFERROR(IF(OR(G143=\"\",'Cost scenario - input'!$G128=\"\"),\"\",G143/'Cost scenario - input'!$G128),\"\")","v":""},{"$f":"IFERROR(IF(OR(H143=\"\",'Cost scenario - input'!$G128=\"\"),\"\",H143/'Cost scenario - input'!$G128),\"\")","v":""},{"$f":"IFERROR(IF(OR(I143=\"\",'Cost scenario - input'!$G128=\"\"),\"\",I143/'Cost scenario - input'!$G128),\"\")","v":""},{"$f":"IFERROR(IF(OR(J143=\"\",'Cost scenario - input'!$G128=\"\"),\"\",J143/'Cost scenario - input'!$G128),\"\")","v":""},{"$f":"IFERROR(IF(OR(K143=\"\",'Cost scenario - input'!$G128=\"\"),\"\",K143/'Cost scenario - input'!$G128),\"\")","v":""},{"$f":"IFERROR(IF(OR(L143=\"\",'Cost scenario - input'!$G128=\"\"),\"\",L143/'Cost scenario - input'!$G128),\"\")","v":""},{"$f":"IFERROR(IF(OR(M143=\"\",'Cost scenario - input'!$G128=\"\"),\"\",M143/'Cost scenario - input'!$G128),\"\")","v":""},{"$f":"IFERROR(IF(OR(N143=\"\",'Cost scenario - input'!$G128=\"\"),\"\",N143/'Cost scenario - input'!$G128),\"\")","v":""},{"$f":"IFERROR(IF(OR(O143=\"\",'Cost scenario - input'!$G128=\"\"),\"\",O143/'Cost scenario - input'!$G128),\"\")","v":""},{"$f":"IFERROR(IF(OR(P143=\"\",'Cost scenario - input'!$G128=\"\"),\"\",P143/'Cost scenario - input'!$G128),\"\")","v":""},{"$f":"IFERROR(IF(OR(Q143=\"\",'Cost scenario - input'!$G128=\"\"),\"\",Q143/'Cost scenario - input'!$G128),\"\")","v":""},{"$f":"IFERROR(IF(OR(R143=\"\",'Cost scenario - input'!$G128=\"\"),\"\",R143/'Cost scenario - input'!$G128),\"\")","v":""},{"$f":"IFERROR(IF(OR(S143=\"\",'Cost scenario - input'!$G128=\"\"),\"\",S143/'Cost scenario - input'!$G128),\"\")","v":""},{"$f":"IFERROR(IF(OR(T143=\"\",'Cost scenario - input'!$G128=\"\"),\"\",T143/'Cost scenario - input'!$G128),\"\")","v":""},{"$f":"IFERROR(IF(OR(U143=\"\",'Cost scenario - input'!$G128=\"\"),\"\",U143/'Cost scenario - input'!$G128),\"\")","v":""},{"$f":"IFERROR(IF(OR(V143=\"\",'Cost scenario - input'!$G128=\"\"),\"\",V143/'Cost scenario - input'!$G128),\"\")","v":""},{"$f":"IFERROR(IF(OR(W143=\"\",'Cost scenario - input'!$G128=\"\"),\"\",W143/'Cost scenario - input'!$G128),\"\")","v":""}]
[{"$f":"IFERROR('Cost scenario - input'!A129,\"\")","v":""},{"$f":"IFERROR('Cost scenario - input'!B129,\"\")","v":""},{"$f":"IFERROR('Cost scenario - input'!C129,\"\")","v":""},{"$f":"IFERROR(repcalc('Cost scenario - input'!$CY129:$GK129,'Cost scenario - input'!$J129,'Cost scenario - input'!$H129,'Cost scenario - input'!$I129,20,TRUE,TRUE),\"\")","v":""},"","","","","","","","","","","","","","","","","","","",{"$f":"IFERROR(IF(OR(D144=\"\",'Cost scenario - input'!$G129=\"\"),\"\",D144/'Cost scenario - input'!$G129),\"\")","v":""},{"$f":"IFERROR(IF(OR(E144=\"\",'Cost scenario - input'!$G129=\"\"),\"\",E144/'Cost scenario - input'!$G129),\"\")","v":""},{"$f":"IFERROR(IF(OR(F144=\"\",'Cost scenario - input'!$G129=\"\"),\"\",F144/'Cost scenario - input'!$G129),\"\")","v":""},{"$f":"IFERROR(IF(OR(G144=\"\",'Cost scenario - input'!$G129=\"\"),\"\",G144/'Cost scenario - input'!$G129),\"\")","v":""},{"$f":"IFERROR(IF(OR(H144=\"\",'Cost scenario - input'!$G129=\"\"),\"\",H144/'Cost scenario - input'!$G129),\"\")","v":""},{"$f":"IFERROR(IF(OR(I144=\"\",'Cost scenario - input'!$G129=\"\"),\"\",I144/'Cost scenario - input'!$G129),\"\")","v":""},{"$f":"IFERROR(IF(OR(J144=\"\",'Cost scenario - input'!$G129=\"\"),\"\",J144/'Cost scenario - input'!$G129),\"\")","v":""},{"$f":"IFERROR(IF(OR(K144=\"\",'Cost scenario - input'!$G129=\"\"),\"\",K144/'Cost scenario - input'!$G129),\"\")","v":""},{"$f":"IFERROR(IF(OR(L144=\"\",'Cost scenario - input'!$G129=\"\"),\"\",L144/'Cost scenario - input'!$G129),\"\")","v":""},{"$f":"IFERROR(IF(OR(M144=\"\",'Cost scenario - input'!$G129=\"\"),\"\",M144/'Cost scenario - input'!$G129),\"\")","v":""},{"$f":"IFERROR(IF(OR(N144=\"\",'Cost scenario - input'!$G129=\"\"),\"\",N144/'Cost scenario - input'!$G129),\"\")","v":""},{"$f":"IFERROR(IF(OR(O144=\"\",'Cost scenario - input'!$G129=\"\"),\"\",O144/'Cost scenario - input'!$G129),\"\")","v":""},{"$f":"IFERROR(IF(OR(P144=\"\",'Cost scenario - input'!$G129=\"\"),\"\",P144/'Cost scenario - input'!$G129),\"\")","v":""},{"$f":"IFERROR(IF(OR(Q144=\"\",'Cost scenario - input'!$G129=\"\"),\"\",Q144/'Cost scenario - input'!$G129),\"\")","v":""},{"$f":"IFERROR(IF(OR(R144=\"\",'Cost scenario - input'!$G129=\"\"),\"\",R144/'Cost scenario - input'!$G129),\"\")","v":""},{"$f":"IFERROR(IF(OR(S144=\"\",'Cost scenario - input'!$G129=\"\"),\"\",S144/'Cost scenario - input'!$G129),\"\")","v":""},{"$f":"IFERROR(IF(OR(T144=\"\",'Cost scenario - input'!$G129=\"\"),\"\",T144/'Cost scenario - input'!$G129),\"\")","v":""},{"$f":"IFERROR(IF(OR(U144=\"\",'Cost scenario - input'!$G129=\"\"),\"\",U144/'Cost scenario - input'!$G129),\"\")","v":""},{"$f":"IFERROR(IF(OR(V144=\"\",'Cost scenario - input'!$G129=\"\"),\"\",V144/'Cost scenario - input'!$G129),\"\")","v":""},{"$f":"IFERROR(IF(OR(W144=\"\",'Cost scenario - input'!$G129=\"\"),\"\",W144/'Cost scenario - input'!$G129),\"\")","v":""}]
[{"$f":"IFERROR('Cost scenario - input'!A130,\"\")","v":""},{"$f":"IFERROR('Cost scenario - input'!B130,\"\")","v":""},{"$f":"IFERROR('Cost scenario - input'!C130,\"\")","v":""},{"$f":"IFERROR(repcalc('Cost scenario - input'!$CY130:$GK130,'Cost scenario - input'!$J130,'Cost scenario - input'!$H130,'Cost scenario - input'!$I130,20,TRUE,TRUE),\"\")","v":""},"","","","","","","","","","","","","","","","","","","",{"$f":"IFERROR(IF(OR(D145=\"\",'Cost scenario - input'!$G130=\"\"),\"\",D145/'Cost scenario - input'!$G130),\"\")","v":""},{"$f":"IFERROR(IF(OR(E145=\"\",'Cost scenario - input'!$G130=\"\"),\"\",E145/'Cost scenario - input'!$G130),\"\")","v":""},{"$f":"IFERROR(IF(OR(F145=\"\",'Cost scenario - input'!$G130=\"\"),\"\",F145/'Cost scenario - input'!$G130),\"\")","v":""},{"$f":"IFERROR(IF(OR(G145=\"\",'Cost scenario - input'!$G130=\"\"),\"\",G145/'Cost scenario - input'!$G130),\"\")","v":""},{"$f":"IFERROR(IF(OR(H145=\"\",'Cost scenario - input'!$G130=\"\"),\"\",H145/'Cost scenario - input'!$G130),\"\")","v":""},{"$f":"IFERROR(IF(OR(I145=\"\",'Cost scenario - input'!$G130=\"\"),\"\",I145/'Cost scenario - input'!$G130),\"\")","v":""},{"$f":"IFERROR(IF(OR(J145=\"\",'Cost scenario - input'!$G130=\"\"),\"\",J145/'Cost scenario - input'!$G130),\"\")","v":""},{"$f":"IFERROR(IF(OR(K145=\"\",'Cost scenario - input'!$G130=\"\"),\"\",K145/'Cost scenario - input'!$G130),\"\")","v":""},{"$f":"IFERROR(IF(OR(L145=\"\",'Cost scenario - input'!$G130=\"\"),\"\",L145/'Cost scenario - input'!$G130),\"\")","v":""},{"$f":"IFERROR(IF(OR(M145=\"\",'Cost scenario - input'!$G130=\"\"),\"\",M145/'Cost scenario - input'!$G130),\"\")","v":""},{"$f":"IFERROR(IF(OR(N145=\"\",'Cost scenario - input'!$G130=\"\"),\"\",N145/'Cost scenario - input'!$G130),\"\")","v":""},{"$f":"IFERROR(IF(OR(O145=\"\",'Cost scenario - input'!$G130=\"\"),\"\",O145/'Cost scenario - input'!$G130),\"\")","v":""},{"$f":"IFERROR(IF(OR(P145=\"\",'Cost scenario - input'!$G130=\"\"),\"\",P145/'Cost scenario - input'!$G130),\"\")","v":""},{"$f":"IFERROR(IF(OR(Q145=\"\",'Cost scenario - input'!$G130=\"\"),\"\",Q145/'Cost scenario - input'!$G130),\"\")","v":""},{"$f":"IFERROR(IF(OR(R145=\"\",'Cost scenario - input'!$G130=\"\"),\"\",R145/'Cost scenario - input'!$G130),\"\")","v":""},{"$f":"IFERROR(IF(OR(S145=\"\",'Cost scenario - input'!$G130=\"\"),\"\",S145/'Cost scenario - input'!$G130),\"\")","v":""},{"$f":"IFERROR(IF(OR(T145=\"\",'Cost scenario - input'!$G130=\"\"),\"\",T145/'Cost scenario - input'!$G130),\"\")","v":""},{"$f":"IFERROR(IF(OR(U145=\"\",'Cost scenario - input'!$G130=\"\"),\"\",U145/'Cost scenario - input'!$G130),\"\")","v":""},{"$f":"IFERROR(IF(OR(V145=\"\",'Cost scenario - input'!$G130=\"\"),\"\",V145/'Cost scenario - input'!$G130),\"\")","v":""},{"$f":"IFERROR(IF(OR(W145=\"\",'Cost scenario - input'!$G130=\"\"),\"\",W145/'Cost scenario - input'!$G130),\"\")","v":""}]
[{"$f":"IFERROR('Cost scenario - input'!A131,\"\")","v":""},{"$f":"IFERROR('Cost scenario - input'!B131,\"\")","v":""},{"$f":"IFERROR('Cost scenario - input'!C131,\"\")","v":""},{"$f":"IFERROR(repcalc('Cost scenario - input'!$CY131:$GK131,'Cost scenario - input'!$J131,'Cost scenario - input'!$H131,'Cost scenario - input'!$I131,20,TRUE,TRUE),\"\")","v":""},"","","","","","","","","","","","","","","","","","","",{"$f":"IFERROR(IF(OR(D146=\"\",'Cost scenario - input'!$G131=\"\"),\"\",D146/'Cost scenario - input'!$G131),\"\")","v":""},{"$f":"IFERROR(IF(OR(E146=\"\",'Cost scenario - input'!$G131=\"\"),\"\",E146/'Cost scenario - input'!$G131),\"\")","v":""},{"$f":"IFERROR(IF(OR(F146=\"\",'Cost scenario - input'!$G131=\"\"),\"\",F146/'Cost scenario - input'!$G131),\"\")","v":""},{"$f":"IFERROR(IF(OR(G146=\"\",'Cost scenario - input'!$G131=\"\"),\"\",G146/'Cost scenario - input'!$G131),\"\")","v":""},{"$f":"IFERROR(IF(OR(H146=\"\",'Cost scenario - input'!$G131=\"\"),\"\",H146/'Cost scenario - input'!$G131),\"\")","v":""},{"$f":"IFERROR(IF(OR(I146=\"\",'Cost scenario - input'!$G131=\"\"),\"\",I146/'Cost scenario - input'!$G131),\"\")","v":""},{"$f":"IFERROR(IF(OR(J146=\"\",'Cost scenario - input'!$G131=\"\"),\"\",J146/'Cost scenario - input'!$G131),\"\")","v":""},{"$f":"IFERROR(IF(OR(K146=\"\",'Cost scenario - input'!$G131=\"\"),\"\",K146/'Cost scenario - input'!$G131),\"\")","v":""},{"$f":"IFERROR(IF(OR(L146=\"\",'Cost scenario - input'!$G131=\"\"),\"\",L146/'Cost scenario - input'!$G131),\"\")","v":""},{"$f":"IFERROR(IF(OR(M146=\"\",'Cost scenario - input'!$G131=\"\"),\"\",M146/'Cost scenario - input'!$G131),\"\")","v":""},{"$f":"IFERROR(IF(OR(N146=\"\",'Cost scenario - input'!$G131=\"\"),\"\",N146/'Cost scenario - input'!$G131),\"\")","v":""},{"$f":"IFERROR(IF(OR(O146=\"\",'Cost scenario - input'!$G131=\"\"),\"\",O146/'Cost scenario - input'!$G131),\"\")","v":""},{"$f":"IFERROR(IF(OR(P146=\"\",'Cost scenario - input'!$G131=\"\"),\"\",P146/'Cost scenario - input'!$G131),\"\")","v":""},{"$f":"IFERROR(IF(OR(Q146=\"\",'Cost scenario - input'!$G131=\"\"),\"\",Q146/'Cost scenario - input'!$G131),\"\")","v":""},{"$f":"IFERROR(IF(OR(R146=\"\",'Cost scenario - input'!$G131=\"\"),\"\",R146/'Cost scenario - input'!$G131),\"\")","v":""},{"$f":"IFERROR(IF(OR(S146=\"\",'Cost scenario - input'!$G131=\"\"),\"\",S146/'Cost scenario - input'!$G131),\"\")","v":""},{"$f":"IFERROR(IF(OR(T146=\"\",'Cost scenario - input'!$G131=\"\"),\"\",T146/'Cost scenario - input'!$G131),\"\")","v":""},{"$f":"IFERROR(IF(OR(U146=\"\",'Cost scenario - input'!$G131=\"\"),\"\",U146/'Cost scenario - input'!$G131),\"\")","v":""},{"$f":"IFERROR(IF(OR(V146=\"\",'Cost scenario - input'!$G131=\"\"),\"\",V146/'Cost scenario - input'!$G131),\"\")","v":""},{"$f":"IFERROR(IF(OR(W146=\"\",'Cost scenario - input'!$G131=\"\"),\"\",W146/'Cost scenario - input'!$G131),\"\")","v":""}]
[{"$f":"IFERROR('Cost scenario - input'!A132,\"\")","v":""},{"$f":"IFERROR('Cost scenario - input'!B132,\"\")","v":""},{"$f":"IFERROR('Cost scenario - input'!C132,\"\")","v":""},{"$f":"IFERROR(repcalc('Cost scenario - input'!$CY132:$GK132,'Cost scenario - input'!$J132,'Cost scenario - input'!$H132,'Cost scenario - input'!$I132,20,TRUE,TRUE),\"\")","v":""},"","","","","","","","","","","","","","","","","","","",{"$f":"IFERROR(IF(OR(D147=\"\",'Cost scenario - input'!$G132=\"\"),\"\",D147/'Cost scenario - input'!$G132),\"\")","v":""},{"$f":"IFERROR(IF(OR(E147=\"\",'Cost scenario - input'!$G132=\"\"),\"\",E147/'Cost scenario - input'!$G132),\"\")","v":""},{"$f":"IFERROR(IF(OR(F147=\"\",'Cost scenario - input'!$G132=\"\"),\"\",F147/'Cost scenario - input'!$G132),\"\")","v":""},{"$f":"IFERROR(IF(OR(G147=\"\",'Cost scenario - input'!$G132=\"\"),\"\",G147/'Cost scenario - input'!$G132),\"\")","v":""},{"$f":"IFERROR(IF(OR(H147=\"\",'Cost scenario - input'!$G132=\"\"),\"\",H147/'Cost scenario - input'!$G132),\"\")","v":""},{"$f":"IFERROR(IF(OR(I147=\"\",'Cost scenario - input'!$G132=\"\"),\"\",I147/'Cost scenario - input'!$G132),\"\")","v":""},{"$f":"IFERROR(IF(OR(J147=\"\",'Cost scenario - input'!$G132=\"\"),\"\",J147/'Cost scenario - input'!$G132),\"\")","v":""},{"$f":"IFERROR(IF(OR(K147=\"\",'Cost scenario - input'!$G132=\"\"),\"\",K147/'Cost scenario - input'!$G132),\"\")","v":""},{"$f":"IFERROR(IF(OR(L147=\"\",'Cost scenario - input'!$G132=\"\"),\"\",L147/'Cost scenario - input'!$G132),\"\")","v":""},{"$f":"IFERROR(IF(OR(M147=\"\",'Cost scenario - input'!$G132=\"\"),\"\",M147/'Cost scenario - input'!$G132),\"\")","v":""},{"$f":"IFERROR(IF(OR(N147=\"\",'Cost scenario - input'!$G132=\"\"),\"\",N147/'Cost scenario - input'!$G132),\"\")","v":""},{"$f":"IFERROR(IF(OR(O147=\"\",'Cost scenario - input'!$G132=\"\"),\"\",O147/'Cost scenario - input'!$G132),\"\")","v":""},{"$f":"IFERROR(IF(OR(P147=\"\",'Cost scenario - input'!$G132=\"\"),\"\",P147/'Cost scenario - input'!$G132),\"\")","v":""},{"$f":"IFERROR(IF(OR(Q147=\"\",'Cost scenario - input'!$G132=\"\"),\"\",Q147/'Cost scenario - input'!$G132),\"\")","v":""},{"$f":"IFERROR(IF(OR(R147=\"\",'Cost scenario - input'!$G132=\"\"),\"\",R147/'Cost scenario - input'!$G132),\"\")","v":""},{"$f":"IFERROR(IF(OR(S147=\"\",'Cost scenario - input'!$G132=\"\"),\"\",S147/'Cost scenario - input'!$G132),\"\")","v":""},{"$f":"IFERROR(IF(OR(T147=\"\",'Cost scenario - input'!$G132=\"\"),\"\",T147/'Cost scenario - input'!$G132),\"\")","v":""},{"$f":"IFERROR(IF(OR(U147=\"\",'Cost scenario - input'!$G132=\"\"),\"\",U147/'Cost scenario - input'!$G132),\"\")","v":""},{"$f":"IFERROR(IF(OR(V147=\"\",'Cost scenario - input'!$G132=\"\"),\"\",V147/'Cost scenario - input'!$G132),\"\")","v":""},{"$f":"IFERROR(IF(OR(W147=\"\",'Cost scenario - input'!$G132=\"\"),\"\",W147/'Cost scenario - input'!$G132),\"\")","v":""}]
[{"$f":"IFERROR('Cost scenario - input'!A133,\"\")","v":""},{"$f":"IFERROR('Cost scenario - input'!B133,\"\")","v":""},{"$f":"IFERROR('Cost scenario - input'!C133,\"\")","v":""},{"$f":"IFERROR(repcalc('Cost scenario - input'!$CY133:$GK133,'Cost scenario - input'!$J133,'Cost scenario - input'!$H133,'Cost scenario - input'!$I133,20,TRUE,TRUE),\"\")","v":""},"","","","","","","","","","","","","","","","","","","",{"$f":"IFERROR(IF(OR(D148=\"\",'Cost scenario - input'!$G133=\"\"),\"\",D148/'Cost scenario - input'!$G133),\"\")","v":""},{"$f":"IFERROR(IF(OR(E148=\"\",'Cost scenario - input'!$G133=\"\"),\"\",E148/'Cost scenario - input'!$G133),\"\")","v":""},{"$f":"IFERROR(IF(OR(F148=\"\",'Cost scenario - input'!$G133=\"\"),\"\",F148/'Cost scenario - input'!$G133),\"\")","v":""},{"$f":"IFERROR(IF(OR(G148=\"\",'Cost scenario - input'!$G133=\"\"),\"\",G148/'Cost scenario - input'!$G133),\"\")","v":""},{"$f":"IFERROR(IF(OR(H148=\"\",'Cost scenario - input'!$G133=\"\"),\"\",H148/'Cost scenario - input'!$G133),\"\")","v":""},{"$f":"IFERROR(IF(OR(I148=\"\",'Cost scenario - input'!$G133=\"\"),\"\",I148/'Cost scenario - input'!$G133),\"\")","v":""},{"$f":"IFERROR(IF(OR(J148=\"\",'Cost scenario - input'!$G133=\"\"),\"\",J148/'Cost scenario - input'!$G133),\"\")","v":""},{"$f":"IFERROR(IF(OR(K148=\"\",'Cost scenario - input'!$G133=\"\"),\"\",K148/'Cost scenario - input'!$G133),\"\")","v":""},{"$f":"IFERROR(IF(OR(L148=\"\",'Cost scenario - input'!$G133=\"\"),\"\",L148/'Cost scenario - input'!$G133),\"\")","v":""},{"$f":"IFERROR(IF(OR(M148=\"\",'Cost scenario - input'!$G133=\"\"),\"\",M148/'Cost scenario - input'!$G133),\"\")","v":""},{"$f":"IFERROR(IF(OR(N148=\"\",'Cost scenario - input'!$G133=\"\"),\"\",N148/'Cost scenario - input'!$G133),\"\")","v":""},{"$f":"IFERROR(IF(OR(O148=\"\",'Cost scenario - input'!$G133=\"\"),\"\",O148/'Cost scenario - input'!$G133),\"\")","v":""},{"$f":"IFERROR(IF(OR(P148=\"\",'Cost scenario - input'!$G133=\"\"),\"\",P148/'Cost scenario - input'!$G133),\"\")","v":""},{"$f":"IFERROR(IF(OR(Q148=\"\",'Cost scenario - input'!$G133=\"\"),\"\",Q148/'Cost scenario - input'!$G133),\"\")","v":""},{"$f":"IFERROR(IF(OR(R148=\"\",'Cost scenario - input'!$G133=\"\"),\"\",R148/'Cost scenario - input'!$G133),\"\")","v":""},{"$f":"IFERROR(IF(OR(S148=\"\",'Cost scenario - input'!$G133=\"\"),\"\",S148/'Cost scenario - input'!$G133),\"\")","v":""},{"$f":"IFERROR(IF(OR(T148=\"\",'Cost scenario - input'!$G133=\"\"),\"\",T148/'Cost scenario - input'!$G133),\"\")","v":""},{"$f":"IFERROR(IF(OR(U148=\"\",'Cost scenario - input'!$G133=\"\"),\"\",U148/'Cost scenario - input'!$G133),\"\")","v":""},{"$f":"IFERROR(IF(OR(V148=\"\",'Cost scenario - input'!$G133=\"\"),\"\",V148/'Cost scenario - input'!$G133),\"\")","v":""},{"$f":"IFERROR(IF(OR(W148=\"\",'Cost scenario - input'!$G133=\"\"),\"\",W148/'Cost scenario - input'!$G133),\"\")","v":""}]
[{"$f":"IFERROR('Cost scenario - input'!A134,\"\")","v":""},{"$f":"IFERROR('Cost scenario - input'!B134,\"\")","v":""},{"$f":"IFERROR('Cost scenario - input'!C134,\"\")","v":""},{"$f":"IFERROR(repcalc('Cost scenario - input'!$CY134:$GK134,'Cost scenario - input'!$J134,'Cost scenario - input'!$H134,'Cost scenario - input'!$I134,20,TRUE,TRUE),\"\")","v":""},"","","","","","","","","","","","","","","","","","","",{"$f":"IFERROR(IF(OR(D149=\"\",'Cost scenario - input'!$G134=\"\"),\"\",D149/'Cost scenario - input'!$G134),\"\")","v":""},{"$f":"IFERROR(IF(OR(E149=\"\",'Cost scenario - input'!$G134=\"\"),\"\",E149/'Cost scenario - input'!$G134),\"\")","v":""},{"$f":"IFERROR(IF(OR(F149=\"\",'Cost scenario - input'!$G134=\"\"),\"\",F149/'Cost scenario - input'!$G134),\"\")","v":""},{"$f":"IFERROR(IF(OR(G149=\"\",'Cost scenario - input'!$G134=\"\"),\"\",G149/'Cost scenario - input'!$G134),\"\")","v":""},{"$f":"IFERROR(IF(OR(H149=\"\",'Cost scenario - input'!$G134=\"\"),\"\",H149/'Cost scenario - input'!$G134),\"\")","v":""},{"$f":"IFERROR(IF(OR(I149=\"\",'Cost scenario - input'!$G134=\"\"),\"\",I149/'Cost scenario - input'!$G134),\"\")","v":""},{"$f":"IFERROR(IF(OR(J149=\"\",'Cost scenario - input'!$G134=\"\"),\"\",J149/'Cost scenario - input'!$G134),\"\")","v":""},{"$f":"IFERROR(IF(OR(K149=\"\",'Cost scenario - input'!$G134=\"\"),\"\",K149/'Cost scenario - input'!$G134),\"\")","v":""},{"$f":"IFERROR(IF(OR(L149=\"\",'Cost scenario - input'!$G134=\"\"),\"\",L149/'Cost scenario - input'!$G134),\"\")","v":""},{"$f":"IFERROR(IF(OR(M149=\"\",'Cost scenario - input'!$G134=\"\"),\"\",M149/'Cost scenario - input'!$G134),\"\")","v":""},{"$f":"IFERROR(IF(OR(N149=\"\",'Cost scenario - input'!$G134=\"\"),\"\",N149/'Cost scenario - input'!$G134),\"\")","v":""},{"$f":"IFERROR(IF(OR(O149=\"\",'Cost scenario - input'!$G134=\"\"),\"\",O149/'Cost scenario - input'!$G134),\"\")","v":""},{"$f":"IFERROR(IF(OR(P149=\"\",'Cost scenario - input'!$G134=\"\"),\"\",P149/'Cost scenario - input'!$G134),\"\")","v":""},{"$f":"IFERROR(IF(OR(Q149=\"\",'Cost scenario - input'!$G134=\"\"),\"\",Q149/'Cost scenario - input'!$G134),\"\")","v":""},{"$f":"IFERROR(IF(OR(R149=\"\",'Cost scenario - input'!$G134=\"\"),\"\",R149/'Cost scenario - input'!$G134),\"\")","v":""},{"$f":"IFERROR(IF(OR(S149=\"\",'Cost scenario - input'!$G134=\"\"),\"\",S149/'Cost scenario - input'!$G134),\"\")","v":""},{"$f":"IFERROR(IF(OR(T149=\"\",'Cost scenario - input'!$G134=\"\"),\"\",T149/'Cost scenario - input'!$G134),\"\")","v":""},{"$f":"IFERROR(IF(OR(U149=\"\",'Cost scenario - input'!$G134=\"\"),\"\",U149/'Cost scenario - input'!$G134),\"\")","v":""},{"$f":"IFERROR(IF(OR(V149=\"\",'Cost scenario - input'!$G134=\"\"),\"\",V149/'Cost scenario - input'!$G134),\"\")","v":""},{"$f":"IFERROR(IF(OR(W149=\"\",'Cost scenario - input'!$G134=\"\"),\"\",W149/'Cost scenario - input'!$G134),\"\")","v":""}]
[{"$f":"IFERROR('Cost scenario - input'!A135,\"\")","v":""},{"$f":"IFERROR('Cost scenario - input'!B135,\"\")","v":""},{"$f":"IFERROR('Cost scenario - input'!C135,\"\")","v":""},{"$f":"IFERROR(repcalc('Cost scenario - input'!$CY135:$GK135,'Cost scenario - input'!$J135,'Cost scenario - input'!$H135,'Cost scenario - input'!$I135,20,TRUE,TRUE),\"\")","v":""},"","","","","","","","","","","","","","","","","","","",{"$f":"IFERROR(IF(OR(D150=\"\",'Cost scenario - input'!$G135=\"\"),\"\",D150/'Cost scenario - input'!$G135),\"\")","v":""},{"$f":"IFERROR(IF(OR(E150=\"\",'Cost scenario - input'!$G135=\"\"),\"\",E150/'Cost scenario - input'!$G135),\"\")","v":""},{"$f":"IFERROR(IF(OR(F150=\"\",'Cost scenario - input'!$G135=\"\"),\"\",F150/'Cost scenario - input'!$G135),\"\")","v":""},{"$f":"IFERROR(IF(OR(G150=\"\",'Cost scenario - input'!$G135=\"\"),\"\",G150/'Cost scenario - input'!$G135),\"\")","v":""},{"$f":"IFERROR(IF(OR(H150=\"\",'Cost scenario - input'!$G135=\"\"),\"\",H150/'Cost scenario - input'!$G135),\"\")","v":""},{"$f":"IFERROR(IF(OR(I150=\"\",'Cost scenario - input'!$G135=\"\"),\"\",I150/'Cost scenario - input'!$G135),\"\")","v":""},{"$f":"IFERROR(IF(OR(J150=\"\",'Cost scenario - input'!$G135=\"\"),\"\",J150/'Cost scenario - input'!$G135),\"\")","v":""},{"$f":"IFERROR(IF(OR(K150=\"\",'Cost scenario - input'!$G135=\"\"),\"\",K150/'Cost scenario - input'!$G135),\"\")","v":""},{"$f":"IFERROR(IF(OR(L150=\"\",'Cost scenario - input'!$G135=\"\"),\"\",L150/'Cost scenario - input'!$G135),\"\")","v":""},{"$f":"IFERROR(IF(OR(M150=\"\",'Cost scenario - input'!$G135=\"\"),\"\",M150/'Cost scenario - input'!$G135),\"\")","v":""},{"$f":"IFERROR(IF(OR(N150=\"\",'Cost scenario - input'!$G135=\"\"),\"\",N150/'Cost scenario - input'!$G135),\"\")","v":""},{"$f":"IFERROR(IF(OR(O150=\"\",'Cost scenario - input'!$G135=\"\"),\"\",O150/'Cost scenario - input'!$G135),\"\")","v":""},{"$f":"IFERROR(IF(OR(P150=\"\",'Cost scenario - input'!$G135=\"\"),\"\",P150/'Cost scenario - input'!$G135),\"\")","v":""},{"$f":"IFERROR(IF(OR(Q150=\"\",'Cost scenario - input'!$G135=\"\"),\"\",Q150/'Cost scenario - input'!$G135),\"\")","v":""},{"$f":"IFERROR(IF(OR(R150=\"\",'Cost scenario - input'!$G135=\"\"),\"\",R150/'Cost scenario - input'!$G135),\"\")","v":""},{"$f":"IFERROR(IF(OR(S150=\"\",'Cost scenario - input'!$G135=\"\"),\"\",S150/'Cost scenario - input'!$G135),\"\")","v":""},{"$f":"IFERROR(IF(OR(T150=\"\",'Cost scenario - input'!$G135=\"\"),\"\",T150/'Cost scenario - input'!$G135),\"\")","v":""},{"$f":"IFERROR(IF(OR(U150=\"\",'Cost scenario - input'!$G135=\"\"),\"\",U150/'Cost scenario - input'!$G135),\"\")","v":""},{"$f":"IFERROR(IF(OR(V150=\"\",'Cost scenario - input'!$G135=\"\"),\"\",V150/'Cost scenario - input'!$G135),\"\")","v":""},{"$f":"IFERROR(IF(OR(W150=\"\",'Cost scenario - input'!$G135=\"\"),\"\",W150/'Cost scenario - input'!$G135),\"\")","v":""}]
[{"$f":"IFERROR('Cost scenario - input'!A136,\"\")","v":""},{"$f":"IFERROR('Cost scenario - input'!B136,\"\")","v":""},{"$f":"IFERROR('Cost scenario - input'!C136,\"\")","v":""},{"$f":"IFERROR(repcalc('Cost scenario - input'!$CY136:$GK136,'Cost scenario - input'!$J136,'Cost scenario - input'!$H136,'Cost scenario - input'!$I136,20,TRUE,TRUE),\"\")","v":""},"","","","","","","","","","","","","","","","","","","",{"$f":"IFERROR(IF(OR(D151=\"\",'Cost scenario - input'!$G136=\"\"),\"\",D151/'Cost scenario - input'!$G136),\"\")","v":""},{"$f":"IFERROR(IF(OR(E151=\"\",'Cost scenario - input'!$G136=\"\"),\"\",E151/'Cost scenario - input'!$G136),\"\")","v":""},{"$f":"IFERROR(IF(OR(F151=\"\",'Cost scenario - input'!$G136=\"\"),\"\",F151/'Cost scenario - input'!$G136),\"\")","v":""},{"$f":"IFERROR(IF(OR(G151=\"\",'Cost scenario - input'!$G136=\"\"),\"\",G151/'Cost scenario - input'!$G136),\"\")","v":""},{"$f":"IFERROR(IF(OR(H151=\"\",'Cost scenario - input'!$G136=\"\"),\"\",H151/'Cost scenario - input'!$G136),\"\")","v":""},{"$f":"IFERROR(IF(OR(I151=\"\",'Cost scenario - input'!$G136=\"\"),\"\",I151/'Cost scenario - input'!$G136),\"\")","v":""},{"$f":"IFERROR(IF(OR(J151=\"\",'Cost scenario - input'!$G136=\"\"),\"\",J151/'Cost scenario - input'!$G136),\"\")","v":""},{"$f":"IFERROR(IF(OR(K151=\"\",'Cost scenario - input'!$G136=\"\"),\"\",K151/'Cost scenario - input'!$G136),\"\")","v":""},{"$f":"IFERROR(IF(OR(L151=\"\",'Cost scenario - input'!$G136=\"\"),\"\",L151/'Cost scenario - input'!$G136),\"\")","v":""},{"$f":"IFERROR(IF(OR(M151=\"\",'Cost scenario - input'!$G136=\"\"),\"\",M151/'Cost scenario - input'!$G136),\"\")","v":""},{"$f":"IFERROR(IF(OR(N151=\"\",'Cost scenario - input'!$G136=\"\"),\"\",N151/'Cost scenario - input'!$G136),\"\")","v":""},{"$f":"IFERROR(IF(OR(O151=\"\",'Cost scenario - input'!$G136=\"\"),\"\",O151/'Cost scenario - input'!$G136),\"\")","v":""},{"$f":"IFERROR(IF(OR(P151=\"\",'Cost scenario - input'!$G136=\"\"),\"\",P151/'Cost scenario - input'!$G136),\"\")","v":""},{"$f":"IFERROR(IF(OR(Q151=\"\",'Cost scenario - input'!$G136=\"\"),\"\",Q151/'Cost scenario - input'!$G136),\"\")","v":""},{"$f":"IFERROR(IF(OR(R151=\"\",'Cost scenario - input'!$G136=\"\"),\"\",R151/'Cost scenario - input'!$G136),\"\")","v":""},{"$f":"IFERROR(IF(OR(S151=\"\",'Cost scenario - input'!$G136=\"\"),\"\",S151/'Cost scenario - input'!$G136),\"\")","v":""},{"$f":"IFERROR(IF(OR(T151=\"\",'Cost scenario - input'!$G136=\"\"),\"\",T151/'Cost scenario - input'!$G136),\"\")","v":""},{"$f":"IFERROR(IF(OR(U151=\"\",'Cost scenario - input'!$G136=\"\"),\"\",U151/'Cost scenario - input'!$G136),\"\")","v":""},{"$f":"IFERROR(IF(OR(V151=\"\",'Cost scenario - input'!$G136=\"\"),\"\",V151/'Cost scenario - input'!$G136),\"\")","v":""},{"$f":"IFERROR(IF(OR(W151=\"\",'Cost scenario - input'!$G136=\"\"),\"\",W151/'Cost scenario - input'!$G136),\"\")","v":""}]
[{"$f":"IFERROR('Cost scenario - input'!A137,\"\")","v":""},{"$f":"IFERROR('Cost scenario - input'!B137,\"\")","v":""},{"$f":"IFERROR('Cost scenario - input'!C137,\"\")","v":""},{"$f":"IFERROR(repcalc('Cost scenario - input'!$CY137:$GK137,'Cost scenario - input'!$J137,'Cost scenario - input'!$H137,'Cost scenario - input'!$I137,20,TRUE,TRUE),\"\")","v":""},"","","","","","","","","","","","","","","","","","","",{"$f":"IFERROR(IF(OR(D152=\"\",'Cost scenario - input'!$G137=\"\"),\"\",D152/'Cost scenario - input'!$G137),\"\")","v":""},{"$f":"IFERROR(IF(OR(E152=\"\",'Cost scenario - input'!$G137=\"\"),\"\",E152/'Cost scenario - input'!$G137),\"\")","v":""},{"$f":"IFERROR(IF(OR(F152=\"\",'Cost scenario - input'!$G137=\"\"),\"\",F152/'Cost scenario - input'!$G137),\"\")","v":""},{"$f":"IFERROR(IF(OR(G152=\"\",'Cost scenario - input'!$G137=\"\"),\"\",G152/'Cost scenario - input'!$G137),\"\")","v":""},{"$f":"IFERROR(IF(OR(H152=\"\",'Cost scenario - input'!$G137=\"\"),\"\",H152/'Cost scenario - input'!$G137),\"\")","v":""},{"$f":"IFERROR(IF(OR(I152=\"\",'Cost scenario - input'!$G137=\"\"),\"\",I152/'Cost scenario - input'!$G137),\"\")","v":""},{"$f":"IFERROR(IF(OR(J152=\"\",'Cost scenario - input'!$G137=\"\"),\"\",J152/'Cost scenario - input'!$G137),\"\")","v":""},{"$f":"IFERROR(IF(OR(K152=\"\",'Cost scenario - input'!$G137=\"\"),\"\",K152/'Cost scenario - input'!$G137),\"\")","v":""},{"$f":"IFERROR(IF(OR(L152=\"\",'Cost scenario - input'!$G137=\"\"),\"\",L152/'Cost scenario - input'!$G137),\"\")","v":""},{"$f":"IFERROR(IF(OR(M152=\"\",'Cost scenario - input'!$G137=\"\"),\"\",M152/'Cost scenario - input'!$G137),\"\")","v":""},{"$f":"IFERROR(IF(OR(N152=\"\",'Cost scenario - input'!$G137=\"\"),\"\",N152/'Cost scenario - input'!$G137),\"\")","v":""},{"$f":"IFERROR(IF(OR(O152=\"\",'Cost scenario - input'!$G137=\"\"),\"\",O152/'Cost scenario - input'!$G137),\"\")","v":""},{"$f":"IFERROR(IF(OR(P152=\"\",'Cost scenario - input'!$G137=\"\"),\"\",P152/'Cost scenario - input'!$G137),\"\")","v":""},{"$f":"IFERROR(IF(OR(Q152=\"\",'Cost scenario - input'!$G137=\"\"),\"\",Q152/'Cost scenario - input'!$G137),\"\")","v":""},{"$f":"IFERROR(IF(OR(R152=\"\",'Cost scenario - input'!$G137=\"\"),\"\",R152/'Cost scenario - input'!$G137),\"\")","v":""},{"$f":"IFERROR(IF(OR(S152=\"\",'Cost scenario - input'!$G137=\"\"),\"\",S152/'Cost scenario - input'!$G137),\"\")","v":""},{"$f":"IFERROR(IF(OR(T152=\"\",'Cost scenario - input'!$G137=\"\"),\"\",T152/'Cost scenario - input'!$G137),\"\")","v":""},{"$f":"IFERROR(IF(OR(U152=\"\",'Cost scenario - input'!$G137=\"\"),\"\",U152/'Cost scenario - input'!$G137),\"\")","v":""},{"$f":"IFERROR(IF(OR(V152=\"\",'Cost scenario - input'!$G137=\"\"),\"\",V152/'Cost scenario - input'!$G137),\"\")","v":""},{"$f":"IFERROR(IF(OR(W152=\"\",'Cost scenario - input'!$G137=\"\"),\"\",W152/'Cost scenario - input'!$G137),\"\")","v":""}]
[{"$f":"IFERROR('Cost scenario - input'!A138,\"\")","v":""},{"$f":"IFERROR('Cost scenario - input'!B138,\"\")","v":""},{"$f":"IFERROR('Cost scenario - input'!C138,\"\")","v":""},{"$f":"IFERROR(repcalc('Cost scenario - input'!$CY138:$GK138,'Cost scenario - input'!$J138,'Cost scenario - input'!$H138,'Cost scenario - input'!$I138,20,TRUE,TRUE),\"\")","v":""},"","","","","","","","","","","","","","","","","","","",{"$f":"IFERROR(IF(OR(D153=\"\",'Cost scenario - input'!$G138=\"\"),\"\",D153/'Cost scenario - input'!$G138),\"\")","v":""},{"$f":"IFERROR(IF(OR(E153=\"\",'Cost scenario - input'!$G138=\"\"),\"\",E153/'Cost scenario - input'!$G138),\"\")","v":""},{"$f":"IFERROR(IF(OR(F153=\"\",'Cost scenario - input'!$G138=\"\"),\"\",F153/'Cost scenario - input'!$G138),\"\")","v":""},{"$f":"IFERROR(IF(OR(G153=\"\",'Cost scenario - input'!$G138=\"\"),\"\",G153/'Cost scenario - input'!$G138),\"\")","v":""},{"$f":"IFERROR(IF(OR(H153=\"\",'Cost scenario - input'!$G138=\"\"),\"\",H153/'Cost scenario - input'!$G138),\"\")","v":""},{"$f":"IFERROR(IF(OR(I153=\"\",'Cost scenario - input'!$G138=\"\"),\"\",I153/'Cost scenario - input'!$G138),\"\")","v":""},{"$f":"IFERROR(IF(OR(J153=\"\",'Cost scenario - input'!$G138=\"\"),\"\",J153/'Cost scenario - input'!$G138),\"\")","v":""},{"$f":"IFERROR(IF(OR(K153=\"\",'Cost scenario - input'!$G138=\"\"),\"\",K153/'Cost scenario - input'!$G138),\"\")","v":""},{"$f":"IFERROR(IF(OR(L153=\"\",'Cost scenario - input'!$G138=\"\"),\"\",L153/'Cost scenario - input'!$G138),\"\")","v":""},{"$f":"IFERROR(IF(OR(M153=\"\",'Cost scenario - input'!$G138=\"\"),\"\",M153/'Cost scenario - input'!$G138),\"\")","v":""},{"$f":"IFERROR(IF(OR(N153=\"\",'Cost scenario - input'!$G138=\"\"),\"\",N153/'Cost scenario - input'!$G138),\"\")","v":""},{"$f":"IFERROR(IF(OR(O153=\"\",'Cost scenario - input'!$G138=\"\"),\"\",O153/'Cost scenario - input'!$G138),\"\")","v":""},{"$f":"IFERROR(IF(OR(P153=\"\",'Cost scenario - input'!$G138=\"\"),\"\",P153/'Cost scenario - input'!$G138),\"\")","v":""},{"$f":"IFERROR(IF(OR(Q153=\"\",'Cost scenario - input'!$G138=\"\"),\"\",Q153/'Cost scenario - input'!$G138),\"\")","v":""},{"$f":"IFERROR(IF(OR(R153=\"\",'Cost scenario - input'!$G138=\"\"),\"\",R153/'Cost scenario - input'!$G138),\"\")","v":""},{"$f":"IFERROR(IF(OR(S153=\"\",'Cost scenario - input'!$G138=\"\"),\"\",S153/'Cost scenario - input'!$G138),\"\")","v":""},{"$f":"IFERROR(IF(OR(T153=\"\",'Cost scenario - input'!$G138=\"\"),\"\",T153/'Cost scenario - input'!$G138),\"\")","v":""},{"$f":"IFERROR(IF(OR(U153=\"\",'Cost scenario - input'!$G138=\"\"),\"\",U153/'Cost scenario - input'!$G138),\"\")","v":""},{"$f":"IFERROR(IF(OR(V153=\"\",'Cost scenario - input'!$G138=\"\"),\"\",V153/'Cost scenario - input'!$G138),\"\")","v":""},{"$f":"IFERROR(IF(OR(W153=\"\",'Cost scenario - input'!$G138=\"\"),\"\",W153/'Cost scenario - input'!$G138),\"\")","v":""}]
[{"$f":"IFERROR('Cost scenario - input'!A139,\"\")","v":""},{"$f":"IFERROR('Cost scenario - input'!B139,\"\")","v":""},{"$f":"IFERROR('Cost scenario - input'!C139,\"\")","v":""},{"$f":"IFERROR(repcalc('Cost scenario - input'!$CY139:$GK139,'Cost scenario - input'!$J139,'Cost scenario - input'!$H139,'Cost scenario - input'!$I139,20,TRUE,TRUE),\"\")","v":""},"","","","","","","","","","","","","","","","","","","",{"$f":"IFERROR(IF(OR(D154=\"\",'Cost scenario - input'!$G139=\"\"),\"\",D154/'Cost scenario - input'!$G139),\"\")","v":""},{"$f":"IFERROR(IF(OR(E154=\"\",'Cost scenario - input'!$G139=\"\"),\"\",E154/'Cost scenario - input'!$G139),\"\")","v":""},{"$f":"IFERROR(IF(OR(F154=\"\",'Cost scenario - input'!$G139=\"\"),\"\",F154/'Cost scenario - input'!$G139),\"\")","v":""},{"$f":"IFERROR(IF(OR(G154=\"\",'Cost scenario - input'!$G139=\"\"),\"\",G154/'Cost scenario - input'!$G139),\"\")","v":""},{"$f":"IFERROR(IF(OR(H154=\"\",'Cost scenario - input'!$G139=\"\"),\"\",H154/'Cost scenario - input'!$G139),\"\")","v":""},{"$f":"IFERROR(IF(OR(I154=\"\",'Cost scenario - input'!$G139=\"\"),\"\",I154/'Cost scenario - input'!$G139),\"\")","v":""},{"$f":"IFERROR(IF(OR(J154=\"\",'Cost scenario - input'!$G139=\"\"),\"\",J154/'Cost scenario - input'!$G139),\"\")","v":""},{"$f":"IFERROR(IF(OR(K154=\"\",'Cost scenario - input'!$G139=\"\"),\"\",K154/'Cost scenario - input'!$G139),\"\")","v":""},{"$f":"IFERROR(IF(OR(L154=\"\",'Cost scenario - input'!$G139=\"\"),\"\",L154/'Cost scenario - input'!$G139),\"\")","v":""},{"$f":"IFERROR(IF(OR(M154=\"\",'Cost scenario - input'!$G139=\"\"),\"\",M154/'Cost scenario - input'!$G139),\"\")","v":""},{"$f":"IFERROR(IF(OR(N154=\"\",'Cost scenario - input'!$G139=\"\"),\"\",N154/'Cost scenario - input'!$G139),\"\")","v":""},{"$f":"IFERROR(IF(OR(O154=\"\",'Cost scenario - input'!$G139=\"\"),\"\",O154/'Cost scenario - input'!$G139),\"\")","v":""},{"$f":"IFERROR(IF(OR(P154=\"\",'Cost scenario - input'!$G139=\"\"),\"\",P154/'Cost scenario - input'!$G139),\"\")","v":""},{"$f":"IFERROR(IF(OR(Q154=\"\",'Cost scenario - input'!$G139=\"\"),\"\",Q154/'Cost scenario - input'!$G139),\"\")","v":""},{"$f":"IFERROR(IF(OR(R154=\"\",'Cost scenario - input'!$G139=\"\"),\"\",R154/'Cost scenario - input'!$G139),\"\")","v":""},{"$f":"IFERROR(IF(OR(S154=\"\",'Cost scenario - input'!$G139=\"\"),\"\",S154/'Cost scenario - input'!$G139),\"\")","v":""},{"$f":"IFERROR(IF(OR(T154=\"\",'Cost scenario - input'!$G139=\"\"),\"\",T154/'Cost scenario - input'!$G139),\"\")","v":""},{"$f":"IFERROR(IF(OR(U154=\"\",'Cost scenario - input'!$G139=\"\"),\"\",U154/'Cost scenario - input'!$G139),\"\")","v":""},{"$f":"IFERROR(IF(OR(V154=\"\",'Cost scenario - input'!$G139=\"\"),\"\",V154/'Cost scenario - input'!$G139),\"\")","v":""},{"$f":"IFERROR(IF(OR(W154=\"\",'Cost scenario - input'!$G139=\"\"),\"\",W154/'Cost scenario - input'!$G139),\"\")","v":""}]
[{"$f":"IFERROR('Cost scenario - input'!A140,\"\")","v":""},{"$f":"IFERROR('Cost scenario - input'!B140,\"\")","v":""},{"$f":"IFERROR('Cost scenario - input'!C140,\"\")","v":""},{"$f":"IFERROR(repcalc('Cost scenario - input'!$CY140:$GK140,'Cost scenario - input'!$J140,'Cost scenario - input'!$H140,'Cost scenario - input'!$I140,20,TRUE,TRUE),\"\")","v":""},"","","","","","","","","","","","","","","","","","","",{"$f":"IFERROR(IF(OR(D155=\"\",'Cost scenario - input'!$G140=\"\"),\"\",D155/'Cost scenario - input'!$G140),\"\")","v":""},{"$f":"IFERROR(IF(OR(E155=\"\",'Cost scenario - input'!$G140=\"\"),\"\",E155/'Cost scenario - input'!$G140),\"\")","v":""},{"$f":"IFERROR(IF(OR(F155=\"\",'Cost scenario - input'!$G140=\"\"),\"\",F155/'Cost scenario - input'!$G140),\"\")","v":""},{"$f":"IFERROR(IF(OR(G155=\"\",'Cost scenario - input'!$G140=\"\"),\"\",G155/'Cost scenario - input'!$G140),\"\")","v":""},{"$f":"IFERROR(IF(OR(H155=\"\",'Cost scenario - input'!$G140=\"\"),\"\",H155/'Cost scenario - input'!$G140),\"\")","v":""},{"$f":"IFERROR(IF(OR(I155=\"\",'Cost scenario - input'!$G140=\"\"),\"\",I155/'Cost scenario - input'!$G140),\"\")","v":""},{"$f":"IFERROR(IF(OR(J155=\"\",'Cost scenario - input'!$G140=\"\"),\"\",J155/'Cost scenario - input'!$G140),\"\")","v":""},{"$f":"IFERROR(IF(OR(K155=\"\",'Cost scenario - input'!$G140=\"\"),\"\",K155/'Cost scenario - input'!$G140),\"\")","v":""},{"$f":"IFERROR(IF(OR(L155=\"\",'Cost scenario - input'!$G140=\"\"),\"\",L155/'Cost scenario - input'!$G140),\"\")","v":""},{"$f":"IFERROR(IF(OR(M155=\"\",'Cost scenario - input'!$G140=\"\"),\"\",M155/'Cost scenario - input'!$G140),\"\")","v":""},{"$f":"IFERROR(IF(OR(N155=\"\",'Cost scenario - input'!$G140=\"\"),\"\",N155/'Cost scenario - input'!$G140),\"\")","v":""},{"$f":"IFERROR(IF(OR(O155=\"\",'Cost scenario - input'!$G140=\"\"),\"\",O155/'Cost scenario - input'!$G140),\"\")","v":""},{"$f":"IFERROR(IF(OR(P155=\"\",'Cost scenario - input'!$G140=\"\"),\"\",P155/'Cost scenario - input'!$G140),\"\")","v":""},{"$f":"IFERROR(IF(OR(Q155=\"\",'Cost scenario - input'!$G140=\"\"),\"\",Q155/'Cost scenario - input'!$G140),\"\")","v":""},{"$f":"IFERROR(IF(OR(R155=\"\",'Cost scenario - input'!$G140=\"\"),\"\",R155/'Cost scenario - input'!$G140),\"\")","v":""},{"$f":"IFERROR(IF(OR(S155=\"\",'Cost scenario - input'!$G140=\"\"),\"\",S155/'Cost scenario - input'!$G140),\"\")","v":""},{"$f":"IFERROR(IF(OR(T155=\"\",'Cost scenario - input'!$G140=\"\"),\"\",T155/'Cost scenario - input'!$G140),\"\")","v":""},{"$f":"IFERROR(IF(OR(U155=\"\",'Cost scenario - input'!$G140=\"\"),\"\",U155/'Cost scenario - input'!$G140),\"\")","v":""},{"$f":"IFERROR(IF(OR(V155=\"\",'Cost scenario - input'!$G140=\"\"),\"\",V155/'Cost scenario - input'!$G140),\"\")","v":""},{"$f":"IFERROR(IF(OR(W155=\"\",'Cost scenario - input'!$G140=\"\"),\"\",W155/'Cost scenario - input'!$G140),\"\")","v":""}]
[{"$f":"IFERROR('Cost scenario - input'!A141,\"\")","v":""},{"$f":"IFERROR('Cost scenario - input'!B141,\"\")","v":""},{"$f":"IFERROR('Cost scenario - input'!C141,\"\")","v":""},{"$f":"IFERROR(repcalc('Cost scenario - input'!$CY141:$GK141,'Cost scenario - input'!$J141,'Cost scenario - input'!$H141,'Cost scenario - input'!$I141,20,TRUE,TRUE),\"\")","v":""},"","","","","","","","","","","","","","","","","","","",{"$f":"IFERROR(IF(OR(D156=\"\",'Cost scenario - input'!$G141=\"\"),\"\",D156/'Cost scenario - input'!$G141),\"\")","v":""},{"$f":"IFERROR(IF(OR(E156=\"\",'Cost scenario - input'!$G141=\"\"),\"\",E156/'Cost scenario - input'!$G141),\"\")","v":""},{"$f":"IFERROR(IF(OR(F156=\"\",'Cost scenario - input'!$G141=\"\"),\"\",F156/'Cost scenario - input'!$G141),\"\")","v":""},{"$f":"IFERROR(IF(OR(G156=\"\",'Cost scenario - input'!$G141=\"\"),\"\",G156/'Cost scenario - input'!$G141),\"\")","v":""},{"$f":"IFERROR(IF(OR(H156=\"\",'Cost scenario - input'!$G141=\"\"),\"\",H156/'Cost scenario - input'!$G141),\"\")","v":""},{"$f":"IFERROR(IF(OR(I156=\"\",'Cost scenario - input'!$G141=\"\"),\"\",I156/'Cost scenario - input'!$G141),\"\")","v":""},{"$f":"IFERROR(IF(OR(J156=\"\",'Cost scenario - input'!$G141=\"\"),\"\",J156/'Cost scenario - input'!$G141),\"\")","v":""},{"$f":"IFERROR(IF(OR(K156=\"\",'Cost scenario - input'!$G141=\"\"),\"\",K156/'Cost scenario - input'!$G141),\"\")","v":""},{"$f":"IFERROR(IF(OR(L156=\"\",'Cost scenario - input'!$G141=\"\"),\"\",L156/'Cost scenario - input'!$G141),\"\")","v":""},{"$f":"IFERROR(IF(OR(M156=\"\",'Cost scenario - input'!$G141=\"\"),\"\",M156/'Cost scenario - input'!$G141),\"\")","v":""},{"$f":"IFERROR(IF(OR(N156=\"\",'Cost scenario - input'!$G141=\"\"),\"\",N156/'Cost scenario - input'!$G141),\"\")","v":""},{"$f":"IFERROR(IF(OR(O156=\"\",'Cost scenario - input'!$G141=\"\"),\"\",O156/'Cost scenario - input'!$G141),\"\")","v":""},{"$f":"IFERROR(IF(OR(P156=\"\",'Cost scenario - input'!$G141=\"\"),\"\",P156/'Cost scenario - input'!$G141),\"\")","v":""},{"$f":"IFERROR(IF(OR(Q156=\"\",'Cost scenario - input'!$G141=\"\"),\"\",Q156/'Cost scenario - input'!$G141),\"\")","v":""},{"$f":"IFERROR(IF(OR(R156=\"\",'Cost scenario - input'!$G141=\"\"),\"\",R156/'Cost scenario - input'!$G141),\"\")","v":""},{"$f":"IFERROR(IF(OR(S156=\"\",'Cost scenario - input'!$G141=\"\"),\"\",S156/'Cost scenario - input'!$G141),\"\")","v":""},{"$f":"IFERROR(IF(OR(T156=\"\",'Cost scenario - input'!$G141=\"\"),\"\",T156/'Cost scenario - input'!$G141),\"\")","v":""},{"$f":"IFERROR(IF(OR(U156=\"\",'Cost scenario - input'!$G141=\"\"),\"\",U156/'Cost scenario - input'!$G141),\"\")","v":""},{"$f":"IFERROR(IF(OR(V156=\"\",'Cost scenario - input'!$G141=\"\"),\"\",V156/'Cost scenario - input'!$G141),\"\")","v":""},{"$f":"IFERROR(IF(OR(W156=\"\",'Cost scenario - input'!$G141=\"\"),\"\",W156/'Cost scenario - input'!$G141),\"\")","v":""}]
[{"$f":"IFERROR('Cost scenario - input'!A142,\"\")","v":""},{"$f":"IFERROR('Cost scenario - input'!B142,\"\")","v":""},{"$f":"IFERROR('Cost scenario - input'!C142,\"\")","v":""},{"$f":"IFERROR(repcalc('Cost scenario - input'!$CY142:$GK142,'Cost scenario - input'!$J142,'Cost scenario - input'!$H142,'Cost scenario - input'!$I142,20,TRUE,TRUE),\"\")","v":""},"","","","","","","","","","","","","","","","","","","",{"$f":"IFERROR(IF(OR(D157=\"\",'Cost scenario - input'!$G142=\"\"),\"\",D157/'Cost scenario - input'!$G142),\"\")","v":""},{"$f":"IFERROR(IF(OR(E157=\"\",'Cost scenario - input'!$G142=\"\"),\"\",E157/'Cost scenario - input'!$G142),\"\")","v":""},{"$f":"IFERROR(IF(OR(F157=\"\",'Cost scenario - input'!$G142=\"\"),\"\",F157/'Cost scenario - input'!$G142),\"\")","v":""},{"$f":"IFERROR(IF(OR(G157=\"\",'Cost scenario - input'!$G142=\"\"),\"\",G157/'Cost scenario - input'!$G142),\"\")","v":""},{"$f":"IFERROR(IF(OR(H157=\"\",'Cost scenario - input'!$G142=\"\"),\"\",H157/'Cost scenario - input'!$G142),\"\")","v":""},{"$f":"IFERROR(IF(OR(I157=\"\",'Cost scenario - input'!$G142=\"\"),\"\",I157/'Cost scenario - input'!$G142),\"\")","v":""},{"$f":"IFERROR(IF(OR(J157=\"\",'Cost scenario - input'!$G142=\"\"),\"\",J157/'Cost scenario - input'!$G142),\"\")","v":""},{"$f":"IFERROR(IF(OR(K157=\"\",'Cost scenario - input'!$G142=\"\"),\"\",K157/'Cost scenario - input'!$G142),\"\")","v":""},{"$f":"IFERROR(IF(OR(L157=\"\",'Cost scenario - input'!$G142=\"\"),\"\",L157/'Cost scenario - input'!$G142),\"\")","v":""},{"$f":"IFERROR(IF(OR(M157=\"\",'Cost scenario - input'!$G142=\"\"),\"\",M157/'Cost scenario - input'!$G142),\"\")","v":""},{"$f":"IFERROR(IF(OR(N157=\"\",'Cost scenario - input'!$G142=\"\"),\"\",N157/'Cost scenario - input'!$G142),\"\")","v":""},{"$f":"IFERROR(IF(OR(O157=\"\",'Cost scenario - input'!$G142=\"\"),\"\",O157/'Cost scenario - input'!$G142),\"\")","v":""},{"$f":"IFERROR(IF(OR(P157=\"\",'Cost scenario - input'!$G142=\"\"),\"\",P157/'Cost scenario - input'!$G142),\"\")","v":""},{"$f":"IFERROR(IF(OR(Q157=\"\",'Cost scenario - input'!$G142=\"\"),\"\",Q157/'Cost scenario - input'!$G142),\"\")","v":""},{"$f":"IFERROR(IF(OR(R157=\"\",'Cost scenario - input'!$G142=\"\"),\"\",R157/'Cost scenario - input'!$G142),\"\")","v":""},{"$f":"IFERROR(IF(OR(S157=\"\",'Cost scenario - input'!$G142=\"\"),\"\",S157/'Cost scenario - input'!$G142),\"\")","v":""},{"$f":"IFERROR(IF(OR(T157=\"\",'Cost scenario - input'!$G142=\"\"),\"\",T157/'Cost scenario - input'!$G142),\"\")","v":""},{"$f":"IFERROR(IF(OR(U157=\"\",'Cost scenario - input'!$G142=\"\"),\"\",U157/'Cost scenario - input'!$G142),\"\")","v":""},{"$f":"IFERROR(IF(OR(V157=\"\",'Cost scenario - input'!$G142=\"\"),\"\",V157/'Cost scenario - input'!$G142),\"\")","v":""},{"$f":"IFERROR(IF(OR(W157=\"\",'Cost scenario - input'!$G142=\"\"),\"\",W157/'Cost scenario - input'!$G142),\"\")","v":""}]
[{"$f":"IFERROR('Cost scenario - input'!A143,\"\")","v":""},{"$f":"IFERROR('Cost scenario - input'!B143,\"\")","v":""},{"$f":"IFERROR('Cost scenario - input'!C143,\"\")","v":""},{"$f":"IFERROR(repcalc('Cost scenario - input'!$CY143:$GK143,'Cost scenario - input'!$J143,'Cost scenario - input'!$H143,'Cost scenario - input'!$I143,20,TRUE,TRUE),\"\")","v":""},"","","","","","","","","","","","","","","","","","","",{"$f":"IFERROR(IF(OR(D158=\"\",'Cost scenario - input'!$G143=\"\"),\"\",D158/'Cost scenario - input'!$G143),\"\")","v":""},{"$f":"IFERROR(IF(OR(E158=\"\",'Cost scenario - input'!$G143=\"\"),\"\",E158/'Cost scenario - input'!$G143),\"\")","v":""},{"$f":"IFERROR(IF(OR(F158=\"\",'Cost scenario - input'!$G143=\"\"),\"\",F158/'Cost scenario - input'!$G143),\"\")","v":""},{"$f":"IFERROR(IF(OR(G158=\"\",'Cost scenario - input'!$G143=\"\"),\"\",G158/'Cost scenario - input'!$G143),\"\")","v":""},{"$f":"IFERROR(IF(OR(H158=\"\",'Cost scenario - input'!$G143=\"\"),\"\",H158/'Cost scenario - input'!$G143),\"\")","v":""},{"$f":"IFERROR(IF(OR(I158=\"\",'Cost scenario - input'!$G143=\"\"),\"\",I158/'Cost scenario - input'!$G143),\"\")","v":""},{"$f":"IFERROR(IF(OR(J158=\"\",'Cost scenario - input'!$G143=\"\"),\"\",J158/'Cost scenario - input'!$G143),\"\")","v":""},{"$f":"IFERROR(IF(OR(K158=\"\",'Cost scenario - input'!$G143=\"\"),\"\",K158/'Cost scenario - input'!$G143),\"\")","v":""},{"$f":"IFERROR(IF(OR(L158=\"\",'Cost scenario - input'!$G143=\"\"),\"\",L158/'Cost scenario - input'!$G143),\"\")","v":""},{"$f":"IFERROR(IF(OR(M158=\"\",'Cost scenario - input'!$G143=\"\"),\"\",M158/'Cost scenario - input'!$G143),\"\")","v":""},{"$f":"IFERROR(IF(OR(N158=\"\",'Cost scenario - input'!$G143=\"\"),\"\",N158/'Cost scenario - input'!$G143),\"\")","v":""},{"$f":"IFERROR(IF(OR(O158=\"\",'Cost scenario - input'!$G143=\"\"),\"\",O158/'Cost scenario - input'!$G143),\"\")","v":""},{"$f":"IFERROR(IF(OR(P158=\"\",'Cost scenario - input'!$G143=\"\"),\"\",P158/'Cost scenario - input'!$G143),\"\")","v":""},{"$f":"IFERROR(IF(OR(Q158=\"\",'Cost scenario - input'!$G143=\"\"),\"\",Q158/'Cost scenario - input'!$G143),\"\")","v":""},{"$f":"IFERROR(IF(OR(R158=\"\",'Cost scenario - input'!$G143=\"\"),\"\",R158/'Cost scenario - input'!$G143),\"\")","v":""},{"$f":"IFERROR(IF(OR(S158=\"\",'Cost scenario - input'!$G143=\"\"),\"\",S158/'Cost scenario - input'!$G143),\"\")","v":""},{"$f":"IFERROR(IF(OR(T158=\"\",'Cost scenario - input'!$G143=\"\"),\"\",T158/'Cost scenario - input'!$G143),\"\")","v":""},{"$f":"IFERROR(IF(OR(U158=\"\",'Cost scenario - input'!$G143=\"\"),\"\",U158/'Cost scenario - input'!$G143),\"\")","v":""},{"$f":"IFERROR(IF(OR(V158=\"\",'Cost scenario - input'!$G143=\"\"),\"\",V158/'Cost scenario - input'!$G143),\"\")","v":""},{"$f":"IFERROR(IF(OR(W158=\"\",'Cost scenario - input'!$G143=\"\"),\"\",W158/'Cost scenario - input'!$G143),\"\")","v":""}]
[{"$f":"IFERROR('Cost scenario - input'!A144,\"\")","v":""},{"$f":"IFERROR('Cost scenario - input'!B144,\"\")","v":""},{"$f":"IFERROR('Cost scenario - input'!C144,\"\")","v":""},{"$f":"IFERROR(repcalc('Cost scenario - input'!$CY144:$GK144,'Cost scenario - input'!$J144,'Cost scenario - input'!$H144,'Cost scenario - input'!$I144,20,TRUE,TRUE),\"\")","v":""},"","","","","","","","","","","","","","","","","","","",{"$f":"IFERROR(IF(OR(D159=\"\",'Cost scenario - input'!$G144=\"\"),\"\",D159/'Cost scenario - input'!$G144),\"\")","v":""},{"$f":"IFERROR(IF(OR(E159=\"\",'Cost scenario - input'!$G144=\"\"),\"\",E159/'Cost scenario - input'!$G144),\"\")","v":""},{"$f":"IFERROR(IF(OR(F159=\"\",'Cost scenario - input'!$G144=\"\"),\"\",F159/'Cost scenario - input'!$G144),\"\")","v":""},{"$f":"IFERROR(IF(OR(G159=\"\",'Cost scenario - input'!$G144=\"\"),\"\",G159/'Cost scenario - input'!$G144),\"\")","v":""},{"$f":"IFERROR(IF(OR(H159=\"\",'Cost scenario - input'!$G144=\"\"),\"\",H159/'Cost scenario - input'!$G144),\"\")","v":""},{"$f":"IFERROR(IF(OR(I159=\"\",'Cost scenario - input'!$G144=\"\"),\"\",I159/'Cost scenario - input'!$G144),\"\")","v":""},{"$f":"IFERROR(IF(OR(J159=\"\",'Cost scenario - input'!$G144=\"\"),\"\",J159/'Cost scenario - input'!$G144),\"\")","v":""},{"$f":"IFERROR(IF(OR(K159=\"\",'Cost scenario - input'!$G144=\"\"),\"\",K159/'Cost scenario - input'!$G144),\"\")","v":""},{"$f":"IFERROR(IF(OR(L159=\"\",'Cost scenario - input'!$G144=\"\"),\"\",L159/'Cost scenario - input'!$G144),\"\")","v":""},{"$f":"IFERROR(IF(OR(M159=\"\",'Cost scenario - input'!$G144=\"\"),\"\",M159/'Cost scenario - input'!$G144),\"\")","v":""},{"$f":"IFERROR(IF(OR(N159=\"\",'Cost scenario - input'!$G144=\"\"),\"\",N159/'Cost scenario - input'!$G144),\"\")","v":""},{"$f":"IFERROR(IF(OR(O159=\"\",'Cost scenario - input'!$G144=\"\"),\"\",O159/'Cost scenario - input'!$G144),\"\")","v":""},{"$f":"IFERROR(IF(OR(P159=\"\",'Cost scenario - input'!$G144=\"\"),\"\",P159/'Cost scenario - input'!$G144),\"\")","v":""},{"$f":"IFERROR(IF(OR(Q159=\"\",'Cost scenario - input'!$G144=\"\"),\"\",Q159/'Cost scenario - input'!$G144),\"\")","v":""},{"$f":"IFERROR(IF(OR(R159=\"\",'Cost scenario - input'!$G144=\"\"),\"\",R159/'Cost scenario - input'!$G144),\"\")","v":""},{"$f":"IFERROR(IF(OR(S159=\"\",'Cost scenario - input'!$G144=\"\"),\"\",S159/'Cost scenario - input'!$G144),\"\")","v":""},{"$f":"IFERROR(IF(OR(T159=\"\",'Cost scenario - input'!$G144=\"\"),\"\",T159/'Cost scenario - input'!$G144),\"\")","v":""},{"$f":"IFERROR(IF(OR(U159=\"\",'Cost scenario - input'!$G144=\"\"),\"\",U159/'Cost scenario - input'!$G144),\"\")","v":""},{"$f":"IFERROR(IF(OR(V159=\"\",'Cost scenario - input'!$G144=\"\"),\"\",V159/'Cost scenario - input'!$G144),\"\")","v":""},{"$f":"IFERROR(IF(OR(W159=\"\",'Cost scenario - input'!$G144=\"\"),\"\",W159/'Cost scenario - input'!$G144),\"\")","v":""}]
[{"$f":"IFERROR('Cost scenario - input'!A145,\"\")","v":""},{"$f":"IFERROR('Cost scenario - input'!B145,\"\")","v":""},{"$f":"IFERROR('Cost scenario - input'!C145,\"\")","v":""},{"$f":"IFERROR(repcalc('Cost scenario - input'!$CY145:$GK145,'Cost scenario - input'!$J145,'Cost scenario - input'!$H145,'Cost scenario - input'!$I145,20,TRUE,TRUE),\"\")","v":""},"","","","","","","","","","","","","","","","","","","",{"$f":"IFERROR(IF(OR(D160=\"\",'Cost scenario - input'!$G145=\"\"),\"\",D160/'Cost scenario - input'!$G145),\"\")","v":""},{"$f":"IFERROR(IF(OR(E160=\"\",'Cost scenario - input'!$G145=\"\"),\"\",E160/'Cost scenario - input'!$G145),\"\")","v":""},{"$f":"IFERROR(IF(OR(F160=\"\",'Cost scenario - input'!$G145=\"\"),\"\",F160/'Cost scenario - input'!$G145),\"\")","v":""},{"$f":"IFERROR(IF(OR(G160=\"\",'Cost scenario - input'!$G145=\"\"),\"\",G160/'Cost scenario - input'!$G145),\"\")","v":""},{"$f":"IFERROR(IF(OR(H160=\"\",'Cost scenario - input'!$G145=\"\"),\"\",H160/'Cost scenario - input'!$G145),\"\")","v":""},{"$f":"IFERROR(IF(OR(I160=\"\",'Cost scenario - input'!$G145=\"\"),\"\",I160/'Cost scenario - input'!$G145),\"\")","v":""},{"$f":"IFERROR(IF(OR(J160=\"\",'Cost scenario - input'!$G145=\"\"),\"\",J160/'Cost scenario - input'!$G145),\"\")","v":""},{"$f":"IFERROR(IF(OR(K160=\"\",'Cost scenario - input'!$G145=\"\"),\"\",K160/'Cost scenario - input'!$G145),\"\")","v":""},{"$f":"IFERROR(IF(OR(L160=\"\",'Cost scenario - input'!$G145=\"\"),\"\",L160/'Cost scenario - input'!$G145),\"\")","v":""},{"$f":"IFERROR(IF(OR(M160=\"\",'Cost scenario - input'!$G145=\"\"),\"\",M160/'Cost scenario - input'!$G145),\"\")","v":""},{"$f":"IFERROR(IF(OR(N160=\"\",'Cost scenario - input'!$G145=\"\"),\"\",N160/'Cost scenario - input'!$G145),\"\")","v":""},{"$f":"IFERROR(IF(OR(O160=\"\",'Cost scenario - input'!$G145=\"\"),\"\",O160/'Cost scenario - input'!$G145),\"\")","v":""},{"$f":"IFERROR(IF(OR(P160=\"\",'Cost scenario - input'!$G145=\"\"),\"\",P160/'Cost scenario - input'!$G145),\"\")","v":""},{"$f":"IFERROR(IF(OR(Q160=\"\",'Cost scenario - input'!$G145=\"\"),\"\",Q160/'Cost scenario - input'!$G145),\"\")","v":""},{"$f":"IFERROR(IF(OR(R160=\"\",'Cost scenario - input'!$G145=\"\"),\"\",R160/'Cost scenario - input'!$G145),\"\")","v":""},{"$f":"IFERROR(IF(OR(S160=\"\",'Cost scenario - input'!$G145=\"\"),\"\",S160/'Cost scenario - input'!$G145),\"\")","v":""},{"$f":"IFERROR(IF(OR(T160=\"\",'Cost scenario - input'!$G145=\"\"),\"\",T160/'Cost scenario - input'!$G145),\"\")","v":""},{"$f":"IFERROR(IF(OR(U160=\"\",'Cost scenario - input'!$G145=\"\"),\"\",U160/'Cost scenario - input'!$G145),\"\")","v":""},{"$f":"IFERROR(IF(OR(V160=\"\",'Cost scenario - input'!$G145=\"\"),\"\",V160/'Cost scenario - input'!$G145),\"\")","v":""},{"$f":"IFERROR(IF(OR(W160=\"\",'Cost scenario - input'!$G145=\"\"),\"\",W160/'Cost scenario - input'!$G145),\"\")","v":""}]
[{"$f":"IFERROR('Cost scenario - input'!A146,\"\")","v":""},{"$f":"IFERROR('Cost scenario - input'!B146,\"\")","v":""},{"$f":"IFERROR('Cost scenario - input'!C146,\"\")","v":""},{"$f":"IFERROR(repcalc('Cost scenario - input'!$CY146:$GK146,'Cost scenario - input'!$J146,'Cost scenario - input'!$H146,'Cost scenario - input'!$I146,20,TRUE,TRUE),\"\")","v":""},"","","","","","","","","","","","","","","","","","","",{"$f":"IFERROR(IF(OR(D161=\"\",'Cost scenario - input'!$G146=\"\"),\"\",D161/'Cost scenario - input'!$G146),\"\")","v":""},{"$f":"IFERROR(IF(OR(E161=\"\",'Cost scenario - input'!$G146=\"\"),\"\",E161/'Cost scenario - input'!$G146),\"\")","v":""},{"$f":"IFERROR(IF(OR(F161=\"\",'Cost scenario - input'!$G146=\"\"),\"\",F161/'Cost scenario - input'!$G146),\"\")","v":""},{"$f":"IFERROR(IF(OR(G161=\"\",'Cost scenario - input'!$G146=\"\"),\"\",G161/'Cost scenario - input'!$G146),\"\")","v":""},{"$f":"IFERROR(IF(OR(H161=\"\",'Cost scenario - input'!$G146=\"\"),\"\",H161/'Cost scenario - input'!$G146),\"\")","v":""},{"$f":"IFERROR(IF(OR(I161=\"\",'Cost scenario - input'!$G146=\"\"),\"\",I161/'Cost scenario - input'!$G146),\"\")","v":""},{"$f":"IFERROR(IF(OR(J161=\"\",'Cost scenario - input'!$G146=\"\"),\"\",J161/'Cost scenario - input'!$G146),\"\")","v":""},{"$f":"IFERROR(IF(OR(K161=\"\",'Cost scenario - input'!$G146=\"\"),\"\",K161/'Cost scenario - input'!$G146),\"\")","v":""},{"$f":"IFERROR(IF(OR(L161=\"\",'Cost scenario - input'!$G146=\"\"),\"\",L161/'Cost scenario - input'!$G146),\"\")","v":""},{"$f":"IFERROR(IF(OR(M161=\"\",'Cost scenario - input'!$G146=\"\"),\"\",M161/'Cost scenario - input'!$G146),\"\")","v":""},{"$f":"IFERROR(IF(OR(N161=\"\",'Cost scenario - input'!$G146=\"\"),\"\",N161/'Cost scenario - input'!$G146),\"\")","v":""},{"$f":"IFERROR(IF(OR(O161=\"\",'Cost scenario - input'!$G146=\"\"),\"\",O161/'Cost scenario - input'!$G146),\"\")","v":""},{"$f":"IFERROR(IF(OR(P161=\"\",'Cost scenario - input'!$G146=\"\"),\"\",P161/'Cost scenario - input'!$G146),\"\")","v":""},{"$f":"IFERROR(IF(OR(Q161=\"\",'Cost scenario - input'!$G146=\"\"),\"\",Q161/'Cost scenario - input'!$G146),\"\")","v":""},{"$f":"IFERROR(IF(OR(R161=\"\",'Cost scenario - input'!$G146=\"\"),\"\",R161/'Cost scenario - input'!$G146),\"\")","v":""},{"$f":"IFERROR(IF(OR(S161=\"\",'Cost scenario - input'!$G146=\"\"),\"\",S161/'Cost scenario - input'!$G146),\"\")","v":""},{"$f":"IFERROR(IF(OR(T161=\"\",'Cost scenario - input'!$G146=\"\"),\"\",T161/'Cost scenario - input'!$G146),\"\")","v":""},{"$f":"IFERROR(IF(OR(U161=\"\",'Cost scenario - input'!$G146=\"\"),\"\",U161/'Cost scenario - input'!$G146),\"\")","v":""},{"$f":"IFERROR(IF(OR(V161=\"\",'Cost scenario - input'!$G146=\"\"),\"\",V161/'Cost scenario - input'!$G146),\"\")","v":""},{"$f":"IFERROR(IF(OR(W161=\"\",'Cost scenario - input'!$G146=\"\"),\"\",W161/'Cost scenario - input'!$G146),\"\")","v":""}]
[{"$f":"IFERROR('Cost scenario - input'!A147,\"\")","v":""},{"$f":"IFERROR('Cost scenario - input'!B147,\"\")","v":""},{"$f":"IFERROR('Cost scenario - input'!C147,\"\")","v":""},{"$f":"IFERROR(repcalc('Cost scenario - input'!$CY147:$GK147,'Cost scenario - input'!$J147,'Cost scenario - input'!$H147,'Cost scenario - input'!$I147,20,TRUE,TRUE),\"\")","v":""},"","","","","","","","","","","","","","","","","","","",{"$f":"IFERROR(IF(OR(D162=\"\",'Cost scenario - input'!$G147=\"\"),\"\",D162/'Cost scenario - input'!$G147),\"\")","v":""},{"$f":"IFERROR(IF(OR(E162=\"\",'Cost scenario - input'!$G147=\"\"),\"\",E162/'Cost scenario - input'!$G147),\"\")","v":""},{"$f":"IFERROR(IF(OR(F162=\"\",'Cost scenario - input'!$G147=\"\"),\"\",F162/'Cost scenario - input'!$G147),\"\")","v":""},{"$f":"IFERROR(IF(OR(G162=\"\",'Cost scenario - input'!$G147=\"\"),\"\",G162/'Cost scenario - input'!$G147),\"\")","v":""},{"$f":"IFERROR(IF(OR(H162=\"\",'Cost scenario - input'!$G147=\"\"),\"\",H162/'Cost scenario - input'!$G147),\"\")","v":""},{"$f":"IFERROR(IF(OR(I162=\"\",'Cost scenario - input'!$G147=\"\"),\"\",I162/'Cost scenario - input'!$G147),\"\")","v":""},{"$f":"IFERROR(IF(OR(J162=\"\",'Cost scenario - input'!$G147=\"\"),\"\",J162/'Cost scenario - input'!$G147),\"\")","v":""},{"$f":"IFERROR(IF(OR(K162=\"\",'Cost scenario - input'!$G147=\"\"),\"\",K162/'Cost scenario - input'!$G147),\"\")","v":""},{"$f":"IFERROR(IF(OR(L162=\"\",'Cost scenario - input'!$G147=\"\"),\"\",L162/'Cost scenario - input'!$G147),\"\")","v":""},{"$f":"IFERROR(IF(OR(M162=\"\",'Cost scenario - input'!$G147=\"\"),\"\",M162/'Cost scenario - input'!$G147),\"\")","v":""},{"$f":"IFERROR(IF(OR(N162=\"\",'Cost scenario - input'!$G147=\"\"),\"\",N162/'Cost scenario - input'!$G147),\"\")","v":""},{"$f":"IFERROR(IF(OR(O162=\"\",'Cost scenario - input'!$G147=\"\"),\"\",O162/'Cost scenario - input'!$G147),\"\")","v":""},{"$f":"IFERROR(IF(OR(P162=\"\",'Cost scenario - input'!$G147=\"\"),\"\",P162/'Cost scenario - input'!$G147),\"\")","v":""},{"$f":"IFERROR(IF(OR(Q162=\"\",'Cost scenario - input'!$G147=\"\"),\"\",Q162/'Cost scenario - input'!$G147),\"\")","v":""},{"$f":"IFERROR(IF(OR(R162=\"\",'Cost scenario - input'!$G147=\"\"),\"\",R162/'Cost scenario - input'!$G147),\"\")","v":""},{"$f":"IFERROR(IF(OR(S162=\"\",'Cost scenario - input'!$G147=\"\"),\"\",S162/'Cost scenario - input'!$G147),\"\")","v":""},{"$f":"IFERROR(IF(OR(T162=\"\",'Cost scenario - input'!$G147=\"\"),\"\",T162/'Cost scenario - input'!$G147),\"\")","v":""},{"$f":"IFERROR(IF(OR(U162=\"\",'Cost scenario - input'!$G147=\"\"),\"\",U162/'Cost scenario - input'!$G147),\"\")","v":""},{"$f":"IFERROR(IF(OR(V162=\"\",'Cost scenario - input'!$G147=\"\"),\"\",V162/'Cost scenario - input'!$G147),\"\")","v":""},{"$f":"IFERROR(IF(OR(W162=\"\",'Cost scenario - input'!$G147=\"\"),\"\",W162/'Cost scenario - input'!$G147),\"\")","v":""}]
[{"$f":"IFERROR('Cost scenario - input'!A148,\"\")","v":""},{"$f":"IFERROR('Cost scenario - input'!B148,\"\")","v":""},{"$f":"IFERROR('Cost scenario - input'!C148,\"\")","v":""},{"$f":"IFERROR(repcalc('Cost scenario - input'!$CY148:$GK148,'Cost scenario - input'!$J148,'Cost scenario - input'!$H148,'Cost scenario - input'!$I148,20,TRUE,TRUE),\"\")","v":""},"","","","","","","","","","","","","","","","","","","",{"$f":"IFERROR(IF(OR(D163=\"\",'Cost scenario - input'!$G148=\"\"),\"\",D163/'Cost scenario - input'!$G148),\"\")","v":""},{"$f":"IFERROR(IF(OR(E163=\"\",'Cost scenario - input'!$G148=\"\"),\"\",E163/'Cost scenario - input'!$G148),\"\")","v":""},{"$f":"IFERROR(IF(OR(F163=\"\",'Cost scenario - input'!$G148=\"\"),\"\",F163/'Cost scenario - input'!$G148),\"\")","v":""},{"$f":"IFERROR(IF(OR(G163=\"\",'Cost scenario - input'!$G148=\"\"),\"\",G163/'Cost scenario - input'!$G148),\"\")","v":""},{"$f":"IFERROR(IF(OR(H163=\"\",'Cost scenario - input'!$G148=\"\"),\"\",H163/'Cost scenario - input'!$G148),\"\")","v":""},{"$f":"IFERROR(IF(OR(I163=\"\",'Cost scenario - input'!$G148=\"\"),\"\",I163/'Cost scenario - input'!$G148),\"\")","v":""},{"$f":"IFERROR(IF(OR(J163=\"\",'Cost scenario - input'!$G148=\"\"),\"\",J163/'Cost scenario - input'!$G148),\"\")","v":""},{"$f":"IFERROR(IF(OR(K163=\"\",'Cost scenario - input'!$G148=\"\"),\"\",K163/'Cost scenario - input'!$G148),\"\")","v":""},{"$f":"IFERROR(IF(OR(L163=\"\",'Cost scenario - input'!$G148=\"\"),\"\",L163/'Cost scenario - input'!$G148),\"\")","v":""},{"$f":"IFERROR(IF(OR(M163=\"\",'Cost scenario - input'!$G148=\"\"),\"\",M163/'Cost scenario - input'!$G148),\"\")","v":""},{"$f":"IFERROR(IF(OR(N163=\"\",'Cost scenario - input'!$G148=\"\"),\"\",N163/'Cost scenario - input'!$G148),\"\")","v":""},{"$f":"IFERROR(IF(OR(O163=\"\",'Cost scenario - input'!$G148=\"\"),\"\",O163/'Cost scenario - input'!$G148),\"\")","v":""},{"$f":"IFERROR(IF(OR(P163=\"\",'Cost scenario - input'!$G148=\"\"),\"\",P163/'Cost scenario - input'!$G148),\"\")","v":""},{"$f":"IFERROR(IF(OR(Q163=\"\",'Cost scenario - input'!$G148=\"\"),\"\",Q163/'Cost scenario - input'!$G148),\"\")","v":""},{"$f":"IFERROR(IF(OR(R163=\"\",'Cost scenario - input'!$G148=\"\"),\"\",R163/'Cost scenario - input'!$G148),\"\")","v":""},{"$f":"IFERROR(IF(OR(S163=\"\",'Cost scenario - input'!$G148=\"\"),\"\",S163/'Cost scenario - input'!$G148),\"\")","v":""},{"$f":"IFERROR(IF(OR(T163=\"\",'Cost scenario - input'!$G148=\"\"),\"\",T163/'Cost scenario - input'!$G148),\"\")","v":""},{"$f":"IFERROR(IF(OR(U163=\"\",'Cost scenario - input'!$G148=\"\"),\"\",U163/'Cost scenario - input'!$G148),\"\")","v":""},{"$f":"IFERROR(IF(OR(V163=\"\",'Cost scenario - input'!$G148=\"\"),\"\",V163/'Cost scenario - input'!$G148),\"\")","v":""},{"$f":"IFERROR(IF(OR(W163=\"\",'Cost scenario - input'!$G148=\"\"),\"\",W163/'Cost scenario - input'!$G148),\"\")","v":""}]
[{"$f":"IFERROR('Cost scenario - input'!A149,\"\")","v":""},{"$f":"IFERROR('Cost scenario - input'!B149,\"\")","v":""},{"$f":"IFERROR('Cost scenario - input'!C149,\"\")","v":""},{"$f":"IFERROR(repcalc('Cost scenario - input'!$CY149:$GK149,'Cost scenario - input'!$J149,'Cost scenario - input'!$H149,'Cost scenario - input'!$I149,20,TRUE,TRUE),\"\")","v":""},"","","","","","","","","","","","","","","","","","","",{"$f":"IFERROR(IF(OR(D164=\"\",'Cost scenario - input'!$G149=\"\"),\"\",D164/'Cost scenario - input'!$G149),\"\")","v":""},{"$f":"IFERROR(IF(OR(E164=\"\",'Cost scenario - input'!$G149=\"\"),\"\",E164/'Cost scenario - input'!$G149),\"\")","v":""},{"$f":"IFERROR(IF(OR(F164=\"\",'Cost scenario - input'!$G149=\"\"),\"\",F164/'Cost scenario - input'!$G149),\"\")","v":""},{"$f":"IFERROR(IF(OR(G164=\"\",'Cost scenario - input'!$G149=\"\"),\"\",G164/'Cost scenario - input'!$G149),\"\")","v":""},{"$f":"IFERROR(IF(OR(H164=\"\",'Cost scenario - input'!$G149=\"\"),\"\",H164/'Cost scenario - input'!$G149),\"\")","v":""},{"$f":"IFERROR(IF(OR(I164=\"\",'Cost scenario - input'!$G149=\"\"),\"\",I164/'Cost scenario - input'!$G149),\"\")","v":""},{"$f":"IFERROR(IF(OR(J164=\"\",'Cost scenario - input'!$G149=\"\"),\"\",J164/'Cost scenario - input'!$G149),\"\")","v":""},{"$f":"IFERROR(IF(OR(K164=\"\",'Cost scenario - input'!$G149=\"\"),\"\",K164/'Cost scenario - input'!$G149),\"\")","v":""},{"$f":"IFERROR(IF(OR(L164=\"\",'Cost scenario - input'!$G149=\"\"),\"\",L164/'Cost scenario - input'!$G149),\"\")","v":""},{"$f":"IFERROR(IF(OR(M164=\"\",'Cost scenario - input'!$G149=\"\"),\"\",M164/'Cost scenario - input'!$G149),\"\")","v":""},{"$f":"IFERROR(IF(OR(N164=\"\",'Cost scenario - input'!$G149=\"\"),\"\",N164/'Cost scenario - input'!$G149),\"\")","v":""},{"$f":"IFERROR(IF(OR(O164=\"\",'Cost scenario - input'!$G149=\"\"),\"\",O164/'Cost scenario - input'!$G149),\"\")","v":""},{"$f":"IFERROR(IF(OR(P164=\"\",'Cost scenario - input'!$G149=\"\"),\"\",P164/'Cost scenario - input'!$G149),\"\")","v":""},{"$f":"IFERROR(IF(OR(Q164=\"\",'Cost scenario - input'!$G149=\"\"),\"\",Q164/'Cost scenario - input'!$G149),\"\")","v":""},{"$f":"IFERROR(IF(OR(R164=\"\",'Cost scenario - input'!$G149=\"\"),\"\",R164/'Cost scenario - input'!$G149),\"\")","v":""},{"$f":"IFERROR(IF(OR(S164=\"\",'Cost scenario - input'!$G149=\"\"),\"\",S164/'Cost scenario - input'!$G149),\"\")","v":""},{"$f":"IFERROR(IF(OR(T164=\"\",'Cost scenario - input'!$G149=\"\"),\"\",T164/'Cost scenario - input'!$G149),\"\")","v":""},{"$f":"IFERROR(IF(OR(U164=\"\",'Cost scenario - input'!$G149=\"\"),\"\",U164/'Cost scenario - input'!$G149),\"\")","v":""},{"$f":"IFERROR(IF(OR(V164=\"\",'Cost scenario - input'!$G149=\"\"),\"\",V164/'Cost scenario - input'!$G149),\"\")","v":""},{"$f":"IFERROR(IF(OR(W164=\"\",'Cost scenario - input'!$G149=\"\"),\"\",W164/'Cost scenario - input'!$G149),\"\")","v":""}]
[{"$f":"IFERROR('Cost scenario - input'!A150,\"\")","v":""},{"$f":"IFERROR('Cost scenario - input'!B150,\"\")","v":""},{"$f":"IFERROR('Cost scenario - input'!C150,\"\")","v":""},{"$f":"IFERROR(repcalc('Cost scenario - input'!$CY150:$GK150,'Cost scenario - input'!$J150,'Cost scenario - input'!$H150,'Cost scenario - input'!$I150,20,TRUE,TRUE),\"\")","v":""},"","","","","","","","","","","","","","","","","","","",{"$f":"IFERROR(IF(OR(D165=\"\",'Cost scenario - input'!$G150=\"\"),\"\",D165/'Cost scenario - input'!$G150),\"\")","v":""},{"$f":"IFERROR(IF(OR(E165=\"\",'Cost scenario - input'!$G150=\"\"),\"\",E165/'Cost scenario - input'!$G150),\"\")","v":""},{"$f":"IFERROR(IF(OR(F165=\"\",'Cost scenario - input'!$G150=\"\"),\"\",F165/'Cost scenario - input'!$G150),\"\")","v":""},{"$f":"IFERROR(IF(OR(G165=\"\",'Cost scenario - input'!$G150=\"\"),\"\",G165/'Cost scenario - input'!$G150),\"\")","v":""},{"$f":"IFERROR(IF(OR(H165=\"\",'Cost scenario - input'!$G150=\"\"),\"\",H165/'Cost scenario - input'!$G150),\"\")","v":""},{"$f":"IFERROR(IF(OR(I165=\"\",'Cost scenario - input'!$G150=\"\"),\"\",I165/'Cost scenario - input'!$G150),\"\")","v":""},{"$f":"IFERROR(IF(OR(J165=\"\",'Cost scenario - input'!$G150=\"\"),\"\",J165/'Cost scenario - input'!$G150),\"\")","v":""},{"$f":"IFERROR(IF(OR(K165=\"\",'Cost scenario - input'!$G150=\"\"),\"\",K165/'Cost scenario - input'!$G150),\"\")","v":""},{"$f":"IFERROR(IF(OR(L165=\"\",'Cost scenario - input'!$G150=\"\"),\"\",L165/'Cost scenario - input'!$G150),\"\")","v":""},{"$f":"IFERROR(IF(OR(M165=\"\",'Cost scenario - input'!$G150=\"\"),\"\",M165/'Cost scenario - input'!$G150),\"\")","v":""},{"$f":"IFERROR(IF(OR(N165=\"\",'Cost scenario - input'!$G150=\"\"),\"\",N165/'Cost scenario - input'!$G150),\"\")","v":""},{"$f":"IFERROR(IF(OR(O165=\"\",'Cost scenario - input'!$G150=\"\"),\"\",O165/'Cost scenario - input'!$G150),\"\")","v":""},{"$f":"IFERROR(IF(OR(P165=\"\",'Cost scenario - input'!$G150=\"\"),\"\",P165/'Cost scenario - input'!$G150),\"\")","v":""},{"$f":"IFERROR(IF(OR(Q165=\"\",'Cost scenario - input'!$G150=\"\"),\"\",Q165/'Cost scenario - input'!$G150),\"\")","v":""},{"$f":"IFERROR(IF(OR(R165=\"\",'Cost scenario - input'!$G150=\"\"),\"\",R165/'Cost scenario - input'!$G150),\"\")","v":""},{"$f":"IFERROR(IF(OR(S165=\"\",'Cost scenario - input'!$G150=\"\"),\"\",S165/'Cost scenario - input'!$G150),\"\")","v":""},{"$f":"IFERROR(IF(OR(T165=\"\",'Cost scenario - input'!$G150=\"\"),\"\",T165/'Cost scenario - input'!$G150),\"\")","v":""},{"$f":"IFERROR(IF(OR(U165=\"\",'Cost scenario - input'!$G150=\"\"),\"\",U165/'Cost scenario - input'!$G150),\"\")","v":""},{"$f":"IFERROR(IF(OR(V165=\"\",'Cost scenario - input'!$G150=\"\"),\"\",V165/'Cost scenario - input'!$G150),\"\")","v":""},{"$f":"IFERROR(IF(OR(W165=\"\",'Cost scenario - input'!$G150=\"\"),\"\",W165/'Cost scenario - input'!$G150),\"\")","v":""}]
[{"$f":"IFERROR('Cost scenario - input'!A151,\"\")","v":""},{"$f":"IFERROR('Cost scenario - input'!B151,\"\")","v":""},{"$f":"IFERROR('Cost scenario - input'!C151,\"\")","v":""},{"$f":"IFERROR(repcalc('Cost scenario - input'!$CY151:$GK151,'Cost scenario - input'!$J151,'Cost scenario - input'!$H151,'Cost scenario - input'!$I151,20,TRUE,TRUE),\"\")","v":""},"","","","","","","","","","","","","","","","","","","",{"$f":"IFERROR(IF(OR(D166=\"\",'Cost scenario - input'!$G151=\"\"),\"\",D166/'Cost scenario - input'!$G151),\"\")","v":""},{"$f":"IFERROR(IF(OR(E166=\"\",'Cost scenario - input'!$G151=\"\"),\"\",E166/'Cost scenario - input'!$G151),\"\")","v":""},{"$f":"IFERROR(IF(OR(F166=\"\",'Cost scenario - input'!$G151=\"\"),\"\",F166/'Cost scenario - input'!$G151),\"\")","v":""},{"$f":"IFERROR(IF(OR(G166=\"\",'Cost scenario - input'!$G151=\"\"),\"\",G166/'Cost scenario - input'!$G151),\"\")","v":""},{"$f":"IFERROR(IF(OR(H166=\"\",'Cost scenario - input'!$G151=\"\"),\"\",H166/'Cost scenario - input'!$G151),\"\")","v":""},{"$f":"IFERROR(IF(OR(I166=\"\",'Cost scenario - input'!$G151=\"\"),\"\",I166/'Cost scenario - input'!$G151),\"\")","v":""},{"$f":"IFERROR(IF(OR(J166=\"\",'Cost scenario - input'!$G151=\"\"),\"\",J166/'Cost scenario - input'!$G151),\"\")","v":""},{"$f":"IFERROR(IF(OR(K166=\"\",'Cost scenario - input'!$G151=\"\"),\"\",K166/'Cost scenario - input'!$G151),\"\")","v":""},{"$f":"IFERROR(IF(OR(L166=\"\",'Cost scenario - input'!$G151=\"\"),\"\",L166/'Cost scenario - input'!$G151),\"\")","v":""},{"$f":"IFERROR(IF(OR(M166=\"\",'Cost scenario - input'!$G151=\"\"),\"\",M166/'Cost scenario - input'!$G151),\"\")","v":""},{"$f":"IFERROR(IF(OR(N166=\"\",'Cost scenario - input'!$G151=\"\"),\"\",N166/'Cost scenario - input'!$G151),\"\")","v":""},{"$f":"IFERROR(IF(OR(O166=\"\",'Cost scenario - input'!$G151=\"\"),\"\",O166/'Cost scenario - input'!$G151),\"\")","v":""},{"$f":"IFERROR(IF(OR(P166=\"\",'Cost scenario - input'!$G151=\"\"),\"\",P166/'Cost scenario - input'!$G151),\"\")","v":""},{"$f":"IFERROR(IF(OR(Q166=\"\",'Cost scenario - input'!$G151=\"\"),\"\",Q166/'Cost scenario - input'!$G151),\"\")","v":""},{"$f":"IFERROR(IF(OR(R166=\"\",'Cost scenario - input'!$G151=\"\"),\"\",R166/'Cost scenario - input'!$G151),\"\")","v":""},{"$f":"IFERROR(IF(OR(S166=\"\",'Cost scenario - input'!$G151=\"\"),\"\",S166/'Cost scenario - input'!$G151),\"\")","v":""},{"$f":"IFERROR(IF(OR(T166=\"\",'Cost scenario - input'!$G151=\"\"),\"\",T166/'Cost scenario - input'!$G151),\"\")","v":""},{"$f":"IFERROR(IF(OR(U166=\"\",'Cost scenario - input'!$G151=\"\"),\"\",U166/'Cost scenario - input'!$G151),\"\")","v":""},{"$f":"IFERROR(IF(OR(V166=\"\",'Cost scenario - input'!$G151=\"\"),\"\",V166/'Cost scenario - input'!$G151),\"\")","v":""},{"$f":"IFERROR(IF(OR(W166=\"\",'Cost scenario - input'!$G151=\"\"),\"\",W166/'Cost scenario - input'!$G151),\"\")","v":""}]
[{"$f":"IFERROR('Cost scenario - input'!A152,\"\")","v":""},{"$f":"IFERROR('Cost scenario - input'!B152,\"\")","v":""},{"$f":"IFERROR('Cost scenario - input'!C152,\"\")","v":""},{"$f":"IFERROR(repcalc('Cost scenario - input'!$CY152:$GK152,'Cost scenario - input'!$J152,'Cost scenario - input'!$H152,'Cost scenario - input'!$I152,20,TRUE,TRUE),\"\")","v":""},"","","","","","","","","","","","","","","","","","","",{"$f":"IFERROR(IF(OR(D167=\"\",'Cost scenario - input'!$G152=\"\"),\"\",D167/'Cost scenario - input'!$G152),\"\")","v":""},{"$f":"IFERROR(IF(OR(E167=\"\",'Cost scenario - input'!$G152=\"\"),\"\",E167/'Cost scenario - input'!$G152),\"\")","v":""},{"$f":"IFERROR(IF(OR(F167=\"\",'Cost scenario - input'!$G152=\"\"),\"\",F167/'Cost scenario - input'!$G152),\"\")","v":""},{"$f":"IFERROR(IF(OR(G167=\"\",'Cost scenario - input'!$G152=\"\"),\"\",G167/'Cost scenario - input'!$G152),\"\")","v":""},{"$f":"IFERROR(IF(OR(H167=\"\",'Cost scenario - input'!$G152=\"\"),\"\",H167/'Cost scenario - input'!$G152),\"\")","v":""},{"$f":"IFERROR(IF(OR(I167=\"\",'Cost scenario - input'!$G152=\"\"),\"\",I167/'Cost scenario - input'!$G152),\"\")","v":""},{"$f":"IFERROR(IF(OR(J167=\"\",'Cost scenario - input'!$G152=\"\"),\"\",J167/'Cost scenario - input'!$G152),\"\")","v":""},{"$f":"IFERROR(IF(OR(K167=\"\",'Cost scenario - input'!$G152=\"\"),\"\",K167/'Cost scenario - input'!$G152),\"\")","v":""},{"$f":"IFERROR(IF(OR(L167=\"\",'Cost scenario - input'!$G152=\"\"),\"\",L167/'Cost scenario - input'!$G152),\"\")","v":""},{"$f":"IFERROR(IF(OR(M167=\"\",'Cost scenario - input'!$G152=\"\"),\"\",M167/'Cost scenario - input'!$G152),\"\")","v":""},{"$f":"IFERROR(IF(OR(N167=\"\",'Cost scenario - input'!$G152=\"\"),\"\",N167/'Cost scenario - input'!$G152),\"\")","v":""},{"$f":"IFERROR(IF(OR(O167=\"\",'Cost scenario - input'!$G152=\"\"),\"\",O167/'Cost scenario - input'!$G152),\"\")","v":""},{"$f":"IFERROR(IF(OR(P167=\"\",'Cost scenario - input'!$G152=\"\"),\"\",P167/'Cost scenario - input'!$G152),\"\")","v":""},{"$f":"IFERROR(IF(OR(Q167=\"\",'Cost scenario - input'!$G152=\"\"),\"\",Q167/'Cost scenario - input'!$G152),\"\")","v":""},{"$f":"IFERROR(IF(OR(R167=\"\",'Cost scenario - input'!$G152=\"\"),\"\",R167/'Cost scenario - input'!$G152),\"\")","v":""},{"$f":"IFERROR(IF(OR(S167=\"\",'Cost scenario - input'!$G152=\"\"),\"\",S167/'Cost scenario - input'!$G152),\"\")","v":""},{"$f":"IFERROR(IF(OR(T167=\"\",'Cost scenario - input'!$G152=\"\"),\"\",T167/'Cost scenario - input'!$G152),\"\")","v":""},{"$f":"IFERROR(IF(OR(U167=\"\",'Cost scenario - input'!$G152=\"\"),\"\",U167/'Cost scenario - input'!$G152),\"\")","v":""},{"$f":"IFERROR(IF(OR(V167=\"\",'Cost scenario - input'!$G152=\"\"),\"\",V167/'Cost scenario - input'!$G152),\"\")","v":""},{"$f":"IFERROR(IF(OR(W167=\"\",'Cost scenario - input'!$G152=\"\"),\"\",W167/'Cost scenario - input'!$G152),\"\")","v":""}]
[{"$f":"IFERROR('Cost scenario - input'!A153,\"\")","v":""},{"$f":"IFERROR('Cost scenario - input'!B153,\"\")","v":""},{"$f":"IFERROR('Cost scenario - input'!C153,\"\")","v":""},{"$f":"IFERROR(repcalc('Cost scenario - input'!$CY153:$GK153,'Cost scenario - input'!$J153,'Cost scenario - input'!$H153,'Cost scenario - input'!$I153,20,TRUE,TRUE),\"\")","v":""},"","","","","","","","","","","","","","","","","","","",{"$f":"IFERROR(IF(OR(D168=\"\",'Cost scenario - input'!$G153=\"\"),\"\",D168/'Cost scenario - input'!$G153),\"\")","v":""},{"$f":"IFERROR(IF(OR(E168=\"\",'Cost scenario - input'!$G153=\"\"),\"\",E168/'Cost scenario - input'!$G153),\"\")","v":""},{"$f":"IFERROR(IF(OR(F168=\"\",'Cost scenario - input'!$G153=\"\"),\"\",F168/'Cost scenario - input'!$G153),\"\")","v":""},{"$f":"IFERROR(IF(OR(G168=\"\",'Cost scenario - input'!$G153=\"\"),\"\",G168/'Cost scenario - input'!$G153),\"\")","v":""},{"$f":"IFERROR(IF(OR(H168=\"\",'Cost scenario - input'!$G153=\"\"),\"\",H168/'Cost scenario - input'!$G153),\"\")","v":""},{"$f":"IFERROR(IF(OR(I168=\"\",'Cost scenario - input'!$G153=\"\"),\"\",I168/'Cost scenario - input'!$G153),\"\")","v":""},{"$f":"IFERROR(IF(OR(J168=\"\",'Cost scenario - input'!$G153=\"\"),\"\",J168/'Cost scenario - input'!$G153),\"\")","v":""},{"$f":"IFERROR(IF(OR(K168=\"\",'Cost scenario - input'!$G153=\"\"),\"\",K168/'Cost scenario - input'!$G153),\"\")","v":""},{"$f":"IFERROR(IF(OR(L168=\"\",'Cost scenario - input'!$G153=\"\"),\"\",L168/'Cost scenario - input'!$G153),\"\")","v":""},{"$f":"IFERROR(IF(OR(M168=\"\",'Cost scenario - input'!$G153=\"\"),\"\",M168/'Cost scenario - input'!$G153),\"\")","v":""},{"$f":"IFERROR(IF(OR(N168=\"\",'Cost scenario - input'!$G153=\"\"),\"\",N168/'Cost scenario - input'!$G153),\"\")","v":""},{"$f":"IFERROR(IF(OR(O168=\"\",'Cost scenario - input'!$G153=\"\"),\"\",O168/'Cost scenario - input'!$G153),\"\")","v":""},{"$f":"IFERROR(IF(OR(P168=\"\",'Cost scenario - input'!$G153=\"\"),\"\",P168/'Cost scenario - input'!$G153),\"\")","v":""},{"$f":"IFERROR(IF(OR(Q168=\"\",'Cost scenario - input'!$G153=\"\"),\"\",Q168/'Cost scenario - input'!$G153),\"\")","v":""},{"$f":"IFERROR(IF(OR(R168=\"\",'Cost scenario - input'!$G153=\"\"),\"\",R168/'Cost scenario - input'!$G153),\"\")","v":""},{"$f":"IFERROR(IF(OR(S168=\"\",'Cost scenario - input'!$G153=\"\"),\"\",S168/'Cost scenario - input'!$G153),\"\")","v":""},{"$f":"IFERROR(IF(OR(T168=\"\",'Cost scenario - input'!$G153=\"\"),\"\",T168/'Cost scenario - input'!$G153),\"\")","v":""},{"$f":"IFERROR(IF(OR(U168=\"\",'Cost scenario - input'!$G153=\"\"),\"\",U168/'Cost scenario - input'!$G153),\"\")","v":""},{"$f":"IFERROR(IF(OR(V168=\"\",'Cost scenario - input'!$G153=\"\"),\"\",V168/'Cost scenario - input'!$G153),\"\")","v":""},{"$f":"IFERROR(IF(OR(W168=\"\",'Cost scenario - input'!$G153=\"\"),\"\",W168/'Cost scenario - input'!$G153),\"\")","v":""}]
[{"$f":"IFERROR('Cost scenario - input'!A154,\"\")","v":""},{"$f":"IFERROR('Cost scenario - input'!B154,\"\")","v":""},{"$f":"IFERROR('Cost scenario - input'!C154,\"\")","v":""},{"$f":"IFERROR(repcalc('Cost scenario - input'!$CY154:$GK154,'Cost scenario - input'!$J154,'Cost scenario - input'!$H154,'Cost scenario - input'!$I154,20,TRUE,TRUE),\"\")","v":""},"","","","","","","","","","","","","","","","","","","",{"$f":"IFERROR(IF(OR(D169=\"\",'Cost scenario - input'!$G154=\"\"),\"\",D169/'Cost scenario - input'!$G154),\"\")","v":""},{"$f":"IFERROR(IF(OR(E169=\"\",'Cost scenario - input'!$G154=\"\"),\"\",E169/'Cost scenario - input'!$G154),\"\")","v":""},{"$f":"IFERROR(IF(OR(F169=\"\",'Cost scenario - input'!$G154=\"\"),\"\",F169/'Cost scenario - input'!$G154),\"\")","v":""},{"$f":"IFERROR(IF(OR(G169=\"\",'Cost scenario - input'!$G154=\"\"),\"\",G169/'Cost scenario - input'!$G154),\"\")","v":""},{"$f":"IFERROR(IF(OR(H169=\"\",'Cost scenario - input'!$G154=\"\"),\"\",H169/'Cost scenario - input'!$G154),\"\")","v":""},{"$f":"IFERROR(IF(OR(I169=\"\",'Cost scenario - input'!$G154=\"\"),\"\",I169/'Cost scenario - input'!$G154),\"\")","v":""},{"$f":"IFERROR(IF(OR(J169=\"\",'Cost scenario - input'!$G154=\"\"),\"\",J169/'Cost scenario - input'!$G154),\"\")","v":""},{"$f":"IFERROR(IF(OR(K169=\"\",'Cost scenario - input'!$G154=\"\"),\"\",K169/'Cost scenario - input'!$G154),\"\")","v":""},{"$f":"IFERROR(IF(OR(L169=\"\",'Cost scenario - input'!$G154=\"\"),\"\",L169/'Cost scenario - input'!$G154),\"\")","v":""},{"$f":"IFERROR(IF(OR(M169=\"\",'Cost scenario - input'!$G154=\"\"),\"\",M169/'Cost scenario - input'!$G154),\"\")","v":""},{"$f":"IFERROR(IF(OR(N169=\"\",'Cost scenario - input'!$G154=\"\"),\"\",N169/'Cost scenario - input'!$G154),\"\")","v":""},{"$f":"IFERROR(IF(OR(O169=\"\",'Cost scenario - input'!$G154=\"\"),\"\",O169/'Cost scenario - input'!$G154),\"\")","v":""},{"$f":"IFERROR(IF(OR(P169=\"\",'Cost scenario - input'!$G154=\"\"),\"\",P169/'Cost scenario - input'!$G154),\"\")","v":""},{"$f":"IFERROR(IF(OR(Q169=\"\",'Cost scenario - input'!$G154=\"\"),\"\",Q169/'Cost scenario - input'!$G154),\"\")","v":""},{"$f":"IFERROR(IF(OR(R169=\"\",'Cost scenario - input'!$G154=\"\"),\"\",R169/'Cost scenario - input'!$G154),\"\")","v":""},{"$f":"IFERROR(IF(OR(S169=\"\",'Cost scenario - input'!$G154=\"\"),\"\",S169/'Cost scenario - input'!$G154),\"\")","v":""},{"$f":"IFERROR(IF(OR(T169=\"\",'Cost scenario - input'!$G154=\"\"),\"\",T169/'Cost scenario - input'!$G154),\"\")","v":""},{"$f":"IFERROR(IF(OR(U169=\"\",'Cost scenario - input'!$G154=\"\"),\"\",U169/'Cost scenario - input'!$G154),\"\")","v":""},{"$f":"IFERROR(IF(OR(V169=\"\",'Cost scenario - input'!$G154=\"\"),\"\",V169/'Cost scenario - input'!$G154),\"\")","v":""},{"$f":"IFERROR(IF(OR(W169=\"\",'Cost scenario - input'!$G154=\"\"),\"\",W169/'Cost scenario - input'!$G154),\"\")","v":""}]
[{"$f":"IFERROR('Cost scenario - input'!A155,\"\")","v":""},{"$f":"IFERROR('Cost scenario - input'!B155,\"\")","v":""},{"$f":"IFERROR('Cost scenario - input'!C155,\"\")","v":""},{"$f":"IFERROR(repcalc('Cost scenario - input'!$CY155:$GK155,'Cost scenario - input'!$J155,'Cost scenario - input'!$H155,'Cost scenario - input'!$I155,20,TRUE,TRUE),\"\")","v":""},"","","","","","","","","","","","","","","","","","","",{"$f":"IFERROR(IF(OR(D170=\"\",'Cost scenario - input'!$G155=\"\"),\"\",D170/'Cost scenario - input'!$G155),\"\")","v":""},{"$f":"IFERROR(IF(OR(E170=\"\",'Cost scenario - input'!$G155=\"\"),\"\",E170/'Cost scenario - input'!$G155),\"\")","v":""},{"$f":"IFERROR(IF(OR(F170=\"\",'Cost scenario - input'!$G155=\"\"),\"\",F170/'Cost scenario - input'!$G155),\"\")","v":""},{"$f":"IFERROR(IF(OR(G170=\"\",'Cost scenario - input'!$G155=\"\"),\"\",G170/'Cost scenario - input'!$G155),\"\")","v":""},{"$f":"IFERROR(IF(OR(H170=\"\",'Cost scenario - input'!$G155=\"\"),\"\",H170/'Cost scenario - input'!$G155),\"\")","v":""},{"$f":"IFERROR(IF(OR(I170=\"\",'Cost scenario - input'!$G155=\"\"),\"\",I170/'Cost scenario - input'!$G155),\"\")","v":""},{"$f":"IFERROR(IF(OR(J170=\"\",'Cost scenario - input'!$G155=\"\"),\"\",J170/'Cost scenario - input'!$G155),\"\")","v":""},{"$f":"IFERROR(IF(OR(K170=\"\",'Cost scenario - input'!$G155=\"\"),\"\",K170/'Cost scenario - input'!$G155),\"\")","v":""},{"$f":"IFERROR(IF(OR(L170=\"\",'Cost scenario - input'!$G155=\"\"),\"\",L170/'Cost scenario - input'!$G155),\"\")","v":""},{"$f":"IFERROR(IF(OR(M170=\"\",'Cost scenario - input'!$G155=\"\"),\"\",M170/'Cost scenario - input'!$G155),\"\")","v":""},{"$f":"IFERROR(IF(OR(N170=\"\",'Cost scenario - input'!$G155=\"\"),\"\",N170/'Cost scenario - input'!$G155),\"\")","v":""},{"$f":"IFERROR(IF(OR(O170=\"\",'Cost scenario - input'!$G155=\"\"),\"\",O170/'Cost scenario - input'!$G155),\"\")","v":""},{"$f":"IFERROR(IF(OR(P170=\"\",'Cost scenario - input'!$G155=\"\"),\"\",P170/'Cost scenario - input'!$G155),\"\")","v":""},{"$f":"IFERROR(IF(OR(Q170=\"\",'Cost scenario - input'!$G155=\"\"),\"\",Q170/'Cost scenario - input'!$G155),\"\")","v":""},{"$f":"IFERROR(IF(OR(R170=\"\",'Cost scenario - input'!$G155=\"\"),\"\",R170/'Cost scenario - input'!$G155),\"\")","v":""},{"$f":"IFERROR(IF(OR(S170=\"\",'Cost scenario - input'!$G155=\"\"),\"\",S170/'Cost scenario - input'!$G155),\"\")","v":""},{"$f":"IFERROR(IF(OR(T170=\"\",'Cost scenario - input'!$G155=\"\"),\"\",T170/'Cost scenario - input'!$G155),\"\")","v":""},{"$f":"IFERROR(IF(OR(U170=\"\",'Cost scenario - input'!$G155=\"\"),\"\",U170/'Cost scenario - input'!$G155),\"\")","v":""},{"$f":"IFERROR(IF(OR(V170=\"\",'Cost scenario - input'!$G155=\"\"),\"\",V170/'Cost scenario - input'!$G155),\"\")","v":""},{"$f":"IFERROR(IF(OR(W170=\"\",'Cost scenario - input'!$G155=\"\"),\"\",W170/'Cost scenario - input'!$G155),\"\")","v":""}]
[{"$f":"IFERROR('Cost scenario - input'!A156,\"\")","v":""},{"$f":"IFERROR('Cost scenario - input'!B156,\"\")","v":""},{"$f":"IFERROR('Cost scenario - input'!C156,\"\")","v":""},{"$f":"IFERROR(repcalc('Cost scenario - input'!$CY156:$GK156,'Cost scenario - input'!$J156,'Cost scenario - input'!$H156,'Cost scenario - input'!$I156,20,TRUE,TRUE),\"\")","v":""},"","","","","","","","","","","","","","","","","","","",{"$f":"IFERROR(IF(OR(D171=\"\",'Cost scenario - input'!$G156=\"\"),\"\",D171/'Cost scenario - input'!$G156),\"\")","v":""},{"$f":"IFERROR(IF(OR(E171=\"\",'Cost scenario - input'!$G156=\"\"),\"\",E171/'Cost scenario - input'!$G156),\"\")","v":""},{"$f":"IFERROR(IF(OR(F171=\"\",'Cost scenario - input'!$G156=\"\"),\"\",F171/'Cost scenario - input'!$G156),\"\")","v":""},{"$f":"IFERROR(IF(OR(G171=\"\",'Cost scenario - input'!$G156=\"\"),\"\",G171/'Cost scenario - input'!$G156),\"\")","v":""},{"$f":"IFERROR(IF(OR(H171=\"\",'Cost scenario - input'!$G156=\"\"),\"\",H171/'Cost scenario - input'!$G156),\"\")","v":""},{"$f":"IFERROR(IF(OR(I171=\"\",'Cost scenario - input'!$G156=\"\"),\"\",I171/'Cost scenario - input'!$G156),\"\")","v":""},{"$f":"IFERROR(IF(OR(J171=\"\",'Cost scenario - input'!$G156=\"\"),\"\",J171/'Cost scenario - input'!$G156),\"\")","v":""},{"$f":"IFERROR(IF(OR(K171=\"\",'Cost scenario - input'!$G156=\"\"),\"\",K171/'Cost scenario - input'!$G156),\"\")","v":""},{"$f":"IFERROR(IF(OR(L171=\"\",'Cost scenario - input'!$G156=\"\"),\"\",L171/'Cost scenario - input'!$G156),\"\")","v":""},{"$f":"IFERROR(IF(OR(M171=\"\",'Cost scenario - input'!$G156=\"\"),\"\",M171/'Cost scenario - input'!$G156),\"\")","v":""},{"$f":"IFERROR(IF(OR(N171=\"\",'Cost scenario - input'!$G156=\"\"),\"\",N171/'Cost scenario - input'!$G156),\"\")","v":""},{"$f":"IFERROR(IF(OR(O171=\"\",'Cost scenario - input'!$G156=\"\"),\"\",O171/'Cost scenario - input'!$G156),\"\")","v":""},{"$f":"IFERROR(IF(OR(P171=\"\",'Cost scenario - input'!$G156=\"\"),\"\",P171/'Cost scenario - input'!$G156),\"\")","v":""},{"$f":"IFERROR(IF(OR(Q171=\"\",'Cost scenario - input'!$G156=\"\"),\"\",Q171/'Cost scenario - input'!$G156),\"\")","v":""},{"$f":"IFERROR(IF(OR(R171=\"\",'Cost scenario - input'!$G156=\"\"),\"\",R171/'Cost scenario - input'!$G156),\"\")","v":""},{"$f":"IFERROR(IF(OR(S171=\"\",'Cost scenario - input'!$G156=\"\"),\"\",S171/'Cost scenario - input'!$G156),\"\")","v":""},{"$f":"IFERROR(IF(OR(T171=\"\",'Cost scenario - input'!$G156=\"\"),\"\",T171/'Cost scenario - input'!$G156),\"\")","v":""},{"$f":"IFERROR(IF(OR(U171=\"\",'Cost scenario - input'!$G156=\"\"),\"\",U171/'Cost scenario - input'!$G156),\"\")","v":""},{"$f":"IFERROR(IF(OR(V171=\"\",'Cost scenario - input'!$G156=\"\"),\"\",V171/'Cost scenario - input'!$G156),\"\")","v":""},{"$f":"IFERROR(IF(OR(W171=\"\",'Cost scenario - input'!$G156=\"\"),\"\",W171/'Cost scenario - input'!$G156),\"\")","v":""}]
[{"$f":"IFERROR('Cost scenario - input'!A157,\"\")","v":""},{"$f":"IFERROR('Cost scenario - input'!B157,\"\")","v":""},{"$f":"IFERROR('Cost scenario - input'!C157,\"\")","v":""},{"$f":"IFERROR(repcalc('Cost scenario - input'!$CY157:$GK157,'Cost scenario - input'!$J157,'Cost scenario - input'!$H157,'Cost scenario - input'!$I157,20,TRUE,TRUE),\"\")","v":""},"","","","","","","","","","","","","","","","","","","",{"$f":"IFERROR(IF(OR(D172=\"\",'Cost scenario - input'!$G157=\"\"),\"\",D172/'Cost scenario - input'!$G157),\"\")","v":""},{"$f":"IFERROR(IF(OR(E172=\"\",'Cost scenario - input'!$G157=\"\"),\"\",E172/'Cost scenario - input'!$G157),\"\")","v":""},{"$f":"IFERROR(IF(OR(F172=\"\",'Cost scenario - input'!$G157=\"\"),\"\",F172/'Cost scenario - input'!$G157),\"\")","v":""},{"$f":"IFERROR(IF(OR(G172=\"\",'Cost scenario - input'!$G157=\"\"),\"\",G172/'Cost scenario - input'!$G157),\"\")","v":""},{"$f":"IFERROR(IF(OR(H172=\"\",'Cost scenario - input'!$G157=\"\"),\"\",H172/'Cost scenario - input'!$G157),\"\")","v":""},{"$f":"IFERROR(IF(OR(I172=\"\",'Cost scenario - input'!$G157=\"\"),\"\",I172/'Cost scenario - input'!$G157),\"\")","v":""},{"$f":"IFERROR(IF(OR(J172=\"\",'Cost scenario - input'!$G157=\"\"),\"\",J172/'Cost scenario - input'!$G157),\"\")","v":""},{"$f":"IFERROR(IF(OR(K172=\"\",'Cost scenario - input'!$G157=\"\"),\"\",K172/'Cost scenario - input'!$G157),\"\")","v":""},{"$f":"IFERROR(IF(OR(L172=\"\",'Cost scenario - input'!$G157=\"\"),\"\",L172/'Cost scenario - input'!$G157),\"\")","v":""},{"$f":"IFERROR(IF(OR(M172=\"\",'Cost scenario - input'!$G157=\"\"),\"\",M172/'Cost scenario - input'!$G157),\"\")","v":""},{"$f":"IFERROR(IF(OR(N172=\"\",'Cost scenario - input'!$G157=\"\"),\"\",N172/'Cost scenario - input'!$G157),\"\")","v":""},{"$f":"IFERROR(IF(OR(O172=\"\",'Cost scenario - input'!$G157=\"\"),\"\",O172/'Cost scenario - input'!$G157),\"\")","v":""},{"$f":"IFERROR(IF(OR(P172=\"\",'Cost scenario - input'!$G157=\"\"),\"\",P172/'Cost scenario - input'!$G157),\"\")","v":""},{"$f":"IFERROR(IF(OR(Q172=\"\",'Cost scenario - input'!$G157=\"\"),\"\",Q172/'Cost scenario - input'!$G157),\"\")","v":""},{"$f":"IFERROR(IF(OR(R172=\"\",'Cost scenario - input'!$G157=\"\"),\"\",R172/'Cost scenario - input'!$G157),\"\")","v":""},{"$f":"IFERROR(IF(OR(S172=\"\",'Cost scenario - input'!$G157=\"\"),\"\",S172/'Cost scenario - input'!$G157),\"\")","v":""},{"$f":"IFERROR(IF(OR(T172=\"\",'Cost scenario - input'!$G157=\"\"),\"\",T172/'Cost scenario - input'!$G157),\"\")","v":""},{"$f":"IFERROR(IF(OR(U172=\"\",'Cost scenario - input'!$G157=\"\"),\"\",U172/'Cost scenario - input'!$G157),\"\")","v":""},{"$f":"IFERROR(IF(OR(V172=\"\",'Cost scenario - input'!$G157=\"\"),\"\",V172/'Cost scenario - input'!$G157),\"\")","v":""},{"$f":"IFERROR(IF(OR(W172=\"\",'Cost scenario - input'!$G157=\"\"),\"\",W172/'Cost scenario - input'!$G157),\"\")","v":""}]
[{"$f":"IFERROR('Cost scenario - input'!A158,\"\")","v":""},{"$f":"IFERROR('Cost scenario - input'!B158,\"\")","v":""},{"$f":"IFERROR('Cost scenario - input'!C158,\"\")","v":""},{"$f":"IFERROR(repcalc('Cost scenario - input'!$CY158:$GK158,'Cost scenario - input'!$J158,'Cost scenario - input'!$H158,'Cost scenario - input'!$I158,20,TRUE,TRUE),\"\")","v":""},"","","","","","","","","","","","","","","","","","","",{"$f":"IFERROR(IF(OR(D173=\"\",'Cost scenario - input'!$G158=\"\"),\"\",D173/'Cost scenario - input'!$G158),\"\")","v":""},{"$f":"IFERROR(IF(OR(E173=\"\",'Cost scenario - input'!$G158=\"\"),\"\",E173/'Cost scenario - input'!$G158),\"\")","v":""},{"$f":"IFERROR(IF(OR(F173=\"\",'Cost scenario - input'!$G158=\"\"),\"\",F173/'Cost scenario - input'!$G158),\"\")","v":""},{"$f":"IFERROR(IF(OR(G173=\"\",'Cost scenario - input'!$G158=\"\"),\"\",G173/'Cost scenario - input'!$G158),\"\")","v":""},{"$f":"IFERROR(IF(OR(H173=\"\",'Cost scenario - input'!$G158=\"\"),\"\",H173/'Cost scenario - input'!$G158),\"\")","v":""},{"$f":"IFERROR(IF(OR(I173=\"\",'Cost scenario - input'!$G158=\"\"),\"\",I173/'Cost scenario - input'!$G158),\"\")","v":""},{"$f":"IFERROR(IF(OR(J173=\"\",'Cost scenario - input'!$G158=\"\"),\"\",J173/'Cost scenario - input'!$G158),\"\")","v":""},{"$f":"IFERROR(IF(OR(K173=\"\",'Cost scenario - input'!$G158=\"\"),\"\",K173/'Cost scenario - input'!$G158),\"\")","v":""},{"$f":"IFERROR(IF(OR(L173=\"\",'Cost scenario - input'!$G158=\"\"),\"\",L173/'Cost scenario - input'!$G158),\"\")","v":""},{"$f":"IFERROR(IF(OR(M173=\"\",'Cost scenario - input'!$G158=\"\"),\"\",M173/'Cost scenario - input'!$G158),\"\")","v":""},{"$f":"IFERROR(IF(OR(N173=\"\",'Cost scenario - input'!$G158=\"\"),\"\",N173/'Cost scenario - input'!$G158),\"\")","v":""},{"$f":"IFERROR(IF(OR(O173=\"\",'Cost scenario - input'!$G158=\"\"),\"\",O173/'Cost scenario - input'!$G158),\"\")","v":""},{"$f":"IFERROR(IF(OR(P173=\"\",'Cost scenario - input'!$G158=\"\"),\"\",P173/'Cost scenario - input'!$G158),\"\")","v":""},{"$f":"IFERROR(IF(OR(Q173=\"\",'Cost scenario - input'!$G158=\"\"),\"\",Q173/'Cost scenario - input'!$G158),\"\")","v":""},{"$f":"IFERROR(IF(OR(R173=\"\",'Cost scenario - input'!$G158=\"\"),\"\",R173/'Cost scenario - input'!$G158),\"\")","v":""},{"$f":"IFERROR(IF(OR(S173=\"\",'Cost scenario - input'!$G158=\"\"),\"\",S173/'Cost scenario - input'!$G158),\"\")","v":""},{"$f":"IFERROR(IF(OR(T173=\"\",'Cost scenario - input'!$G158=\"\"),\"\",T173/'Cost scenario - input'!$G158),\"\")","v":""},{"$f":"IFERROR(IF(OR(U173=\"\",'Cost scenario - input'!$G158=\"\"),\"\",U173/'Cost scenario - input'!$G158),\"\")","v":""},{"$f":"IFERROR(IF(OR(V173=\"\",'Cost scenario - input'!$G158=\"\"),\"\",V173/'Cost scenario - input'!$G158),\"\")","v":""},{"$f":"IFERROR(IF(OR(W173=\"\",'Cost scenario - input'!$G158=\"\"),\"\",W173/'Cost scenario - input'!$G158),\"\")","v":""}]
[{"$f":"IFERROR('Cost scenario - input'!A159,\"\")","v":""},{"$f":"IFERROR('Cost scenario - input'!B159,\"\")","v":""},{"$f":"IFERROR('Cost scenario - input'!C159,\"\")","v":""},{"$f":"IFERROR(repcalc('Cost scenario - input'!$CY159:$GK159,'Cost scenario - input'!$J159,'Cost scenario - input'!$H159,'Cost scenario - input'!$I159,20,TRUE,TRUE),\"\")","v":""},"","","","","","","","","","","","","","","","","","","",{"$f":"IFERROR(IF(OR(D174=\"\",'Cost scenario - input'!$G159=\"\"),\"\",D174/'Cost scenario - input'!$G159),\"\")","v":""},{"$f":"IFERROR(IF(OR(E174=\"\",'Cost scenario - input'!$G159=\"\"),\"\",E174/'Cost scenario - input'!$G159),\"\")","v":""},{"$f":"IFERROR(IF(OR(F174=\"\",'Cost scenario - input'!$G159=\"\"),\"\",F174/'Cost scenario - input'!$G159),\"\")","v":""},{"$f":"IFERROR(IF(OR(G174=\"\",'Cost scenario - input'!$G159=\"\"),\"\",G174/'Cost scenario - input'!$G159),\"\")","v":""},{"$f":"IFERROR(IF(OR(H174=\"\",'Cost scenario - input'!$G159=\"\"),\"\",H174/'Cost scenario - input'!$G159),\"\")","v":""},{"$f":"IFERROR(IF(OR(I174=\"\",'Cost scenario - input'!$G159=\"\"),\"\",I174/'Cost scenario - input'!$G159),\"\")","v":""},{"$f":"IFERROR(IF(OR(J174=\"\",'Cost scenario - input'!$G159=\"\"),\"\",J174/'Cost scenario - input'!$G159),\"\")","v":""},{"$f":"IFERROR(IF(OR(K174=\"\",'Cost scenario - input'!$G159=\"\"),\"\",K174/'Cost scenario - input'!$G159),\"\")","v":""},{"$f":"IFERROR(IF(OR(L174=\"\",'Cost scenario - input'!$G159=\"\"),\"\",L174/'Cost scenario - input'!$G159),\"\")","v":""},{"$f":"IFERROR(IF(OR(M174=\"\",'Cost scenario - input'!$G159=\"\"),\"\",M174/'Cost scenario - input'!$G159),\"\")","v":""},{"$f":"IFERROR(IF(OR(N174=\"\",'Cost scenario - input'!$G159=\"\"),\"\",N174/'Cost scenario - input'!$G159),\"\")","v":""},{"$f":"IFERROR(IF(OR(O174=\"\",'Cost scenario - input'!$G159=\"\"),\"\",O174/'Cost scenario - input'!$G159),\"\")","v":""},{"$f":"IFERROR(IF(OR(P174=\"\",'Cost scenario - input'!$G159=\"\"),\"\",P174/'Cost scenario - input'!$G159),\"\")","v":""},{"$f":"IFERROR(IF(OR(Q174=\"\",'Cost scenario - input'!$G159=\"\"),\"\",Q174/'Cost scenario - input'!$G159),\"\")","v":""},{"$f":"IFERROR(IF(OR(R174=\"\",'Cost scenario - input'!$G159=\"\"),\"\",R174/'Cost scenario - input'!$G159),\"\")","v":""},{"$f":"IFERROR(IF(OR(S174=\"\",'Cost scenario - input'!$G159=\"\"),\"\",S174/'Cost scenario - input'!$G159),\"\")","v":""},{"$f":"IFERROR(IF(OR(T174=\"\",'Cost scenario - input'!$G159=\"\"),\"\",T174/'Cost scenario - input'!$G159),\"\")","v":""},{"$f":"IFERROR(IF(OR(U174=\"\",'Cost scenario - input'!$G159=\"\"),\"\",U174/'Cost scenario - input'!$G159),\"\")","v":""},{"$f":"IFERROR(IF(OR(V174=\"\",'Cost scenario - input'!$G159=\"\"),\"\",V174/'Cost scenario - input'!$G159),\"\")","v":""},{"$f":"IFERROR(IF(OR(W174=\"\",'Cost scenario - input'!$G159=\"\"),\"\",W174/'Cost scenario - input'!$G159),\"\")","v":""}]
[{"$f":"IFERROR('Cost scenario - input'!A160,\"\")","v":""},{"$f":"IFERROR('Cost scenario - input'!B160,\"\")","v":""},{"$f":"IFERROR('Cost scenario - input'!C160,\"\")","v":""},{"$f":"IFERROR(repcalc('Cost scenario - input'!$CY160:$GK160,'Cost scenario - input'!$J160,'Cost scenario - input'!$H160,'Cost scenario - input'!$I160,20,TRUE,TRUE),\"\")","v":""},"","","","","","","","","","","","","","","","","","","",{"$f":"IFERROR(IF(OR(D175=\"\",'Cost scenario - input'!$G160=\"\"),\"\",D175/'Cost scenario - input'!$G160),\"\")","v":""},{"$f":"IFERROR(IF(OR(E175=\"\",'Cost scenario - input'!$G160=\"\"),\"\",E175/'Cost scenario - input'!$G160),\"\")","v":""},{"$f":"IFERROR(IF(OR(F175=\"\",'Cost scenario - input'!$G160=\"\"),\"\",F175/'Cost scenario - input'!$G160),\"\")","v":""},{"$f":"IFERROR(IF(OR(G175=\"\",'Cost scenario - input'!$G160=\"\"),\"\",G175/'Cost scenario - input'!$G160),\"\")","v":""},{"$f":"IFERROR(IF(OR(H175=\"\",'Cost scenario - input'!$G160=\"\"),\"\",H175/'Cost scenario - input'!$G160),\"\")","v":""},{"$f":"IFERROR(IF(OR(I175=\"\",'Cost scenario - input'!$G160=\"\"),\"\",I175/'Cost scenario - input'!$G160),\"\")","v":""},{"$f":"IFERROR(IF(OR(J175=\"\",'Cost scenario - input'!$G160=\"\"),\"\",J175/'Cost scenario - input'!$G160),\"\")","v":""},{"$f":"IFERROR(IF(OR(K175=\"\",'Cost scenario - input'!$G160=\"\"),\"\",K175/'Cost scenario - input'!$G160),\"\")","v":""},{"$f":"IFERROR(IF(OR(L175=\"\",'Cost scenario - input'!$G160=\"\"),\"\",L175/'Cost scenario - input'!$G160),\"\")","v":""},{"$f":"IFERROR(IF(OR(M175=\"\",'Cost scenario - input'!$G160=\"\"),\"\",M175/'Cost scenario - input'!$G160),\"\")","v":""},{"$f":"IFERROR(IF(OR(N175=\"\",'Cost scenario - input'!$G160=\"\"),\"\",N175/'Cost scenario - input'!$G160),\"\")","v":""},{"$f":"IFERROR(IF(OR(O175=\"\",'Cost scenario - input'!$G160=\"\"),\"\",O175/'Cost scenario - input'!$G160),\"\")","v":""},{"$f":"IFERROR(IF(OR(P175=\"\",'Cost scenario - input'!$G160=\"\"),\"\",P175/'Cost scenario - input'!$G160),\"\")","v":""},{"$f":"IFERROR(IF(OR(Q175=\"\",'Cost scenario - input'!$G160=\"\"),\"\",Q175/'Cost scenario - input'!$G160),\"\")","v":""},{"$f":"IFERROR(IF(OR(R175=\"\",'Cost scenario - input'!$G160=\"\"),\"\",R175/'Cost scenario - input'!$G160),\"\")","v":""},{"$f":"IFERROR(IF(OR(S175=\"\",'Cost scenario - input'!$G160=\"\"),\"\",S175/'Cost scenario - input'!$G160),\"\")","v":""},{"$f":"IFERROR(IF(OR(T175=\"\",'Cost scenario - input'!$G160=\"\"),\"\",T175/'Cost scenario - input'!$G160),\"\")","v":""},{"$f":"IFERROR(IF(OR(U175=\"\",'Cost scenario - input'!$G160=\"\"),\"\",U175/'Cost scenario - input'!$G160),\"\")","v":""},{"$f":"IFERROR(IF(OR(V175=\"\",'Cost scenario - input'!$G160=\"\"),\"\",V175/'Cost scenario - input'!$G160),\"\")","v":""},{"$f":"IFERROR(IF(OR(W175=\"\",'Cost scenario - input'!$G160=\"\"),\"\",W175/'Cost scenario - input'!$G160),\"\")","v":""}]

{"sheet":"Lives scenario - input","index":4,"n_rows":190,"n_cols":192,"rows_kept":190,"cut":false,"hidden":false,"merged":[[1,3,1,4],[2,5,3,5],[2,6,3,7],[2,8,3,8],[2,3,3,3],[2,4,3,4]]}
[null,"Unit cost - historical"]
[null,"Replacement lives - comparative",null,"Asset lives"]
[null,null,null,"Historical","NEM median","Unit cost","Replacement \nlife",null,"Method","Volume",null,null,null,null,null,null,null,null,null,null,null,null,null,null,null,null,null,null,null,null,null,null,null,null,null,null,null,null,null,null,null,null,null,null,null,null,null,null,null,null,null,null,null,null,null,null,null,null,null,null,null,null,null,null,null,null,null,null,null,null,null,null,null,null,null,null,null,null,null,null,null,null,null,null,null,null,null,null,null,null,null,null,null,null,null,null,null,null,null,null,null,"Replacement Cost (NOT depreciated)"]
[null,null,null,null,null,null,null,null,null,"Installation date",null,null,null,null,null,null,null,null,null,null,null,null,null,null,null,null,null,null,null,null,null,null,null,null,null,null,null,null,null,null,null,null,null,null,null,null,null,null,null,null,null,null,null,null,null,null,null,null,null,null,null,null,null,null,null,null,null,null,null,null,null,null,null,null,null,null,null,null,null,null,null,null,null,null,null,null,null,null,null,null,null,null,null,null,null,null,null,null,null,null,null,"Installation date"]
["ID","Asset group","Asset category",null,null,"$ ('000)","μ","σ","#",2019,2018,2017,2016,2015,2014,2013,2012,2011,2010,2009,2008,2007,2006,2005,2004,2003,2002,2001,2000,1999,1998,1997,1996,1995,1994,1993,1992,1991,1990,1989,1988,1987,1986,1985,1984,1983,1982,1981,1980,1979,1978,1977,1976,1975,1974,1973,1972,1971,1970,1969,1968,1967,1966,1965,1964,1963,1962,1961,1960,1959,1958,1957,1956,1955,1954,1953,1952,1951,1950,1949,1948,1947,1946,1945,1944,1943,1942,1941,1940,1939,1938,1937,1936,1935,1934,1933,1932,1931,1930,1929,null,2019,2018,2017,2016,2015,2014,2013,2012,2011,2010,2009,2008,2007,2006,2005,2004,2003,2002,2001,2000,1999,1998,1997,1996,1995,1994,1993,1992,1991,1990,1989,1988,1987,1986,1985,1984,1983,1982,1981,1980,1979,1978,1977,1976,1975,1974,1973,1972,1971,1970,1969,1968,1967,1966,1965,1964,1963,1962,1961,1960,1959,1958,1957,1956,1955,1954,1953,1952,1951,1950,1949,1948,1947,1946,1945,1944,1943,1942,1941,1940,1939,1938,1937,1936,1935,1934,1933,1932,1931,1930,1929]
[1,"OVERHEAD CONDUCTORS","˂ = 1 kv",73.36785069618206,72.67207791323176,283.61406329279561,73.36785069618206,8.5655035284670831,2,17.702689999999997,18.48236,13.37276,19.029859999999999,21.382090000000002,27.005610000000001,38.707226999999996,37.28763,35.284382000000001,30.668676999999999,39.310144000000001,28.873533999999999,26.730554999999999,21.910481999999998,19.102374999999999,29.537651999999998,20.114369,21.084419,39.605641000000006,21.394096000000001,36.868538000000001,33.696016999999998,32.816095000000004,24.534625999999999,15.234165000000001,17.776460999999998,17.873431,53.321916999999999,32.720505000000003,73.137790999999993,65.073250000000002,76.962717999999995,62.566357000000004,107.562355,95.371972,57.305833,60.6554,43.652462,41.554130000000001,46.856095000000003,44.510120000000001,79.420428999999999,47.112336999999997,49.589040000000004,39.199656000000004,70.036342000000005,54.678069000000001,77.940843999999998,68.737081000000003,17.473617999999998,46.092343,61.353639000000001,44.463397999999998,42.436964000000003,58.238144999999996,24.275917,11.084513000000001,19.912188999999998,23.922408000000001,15.903030000000001,11.868613999999999,9.8195769999999989,3.9259490000000001,1.6355789999999999,5.3430209999999994,5.6680000000000003E-3,0,0.19349,3.0449999999999998E-2,0,0,0,7.6560000000000003E-2,0,0,0,0,0,0,0,0,0,0,0,0,0,0,0,0,0,0,null,5020.7318421127393,5241.8572188402341,3792.7028010393651,5397.1359184930388,6064.2614265922521,7659.1707838005541,10977.913928266606,10575.296254858344,10007.146949795178,8698.0680997843046,11148.90966846491,8188.9402993626854,7581.1613176215542,6214.1208287236586,5417.7021922927161,8377.2935038485703,5704.7179226606459,5979.8377447578223,11232.716773325743,6067.6664970361453,10456.43586984484,9556.6642981531168,9307.1060443523947,6958.3649712290689,4320.623436522892,5041.6543351759119,5069.1563908934149,15122.845542931194,9279.9953760422359,20742.906085769257,18455.688844167911,21827.70917403758,17744.698734197646,30506.196558892148,27048.83250316673,16252.740147508375,17202.724454649833,12380.452120554355,11785.335655897057,13289.047492983245,12623.695990849928,22524.750577146981,13361.721327789515,14064.149129188974,11117.573717839816,19863.291532783882,15507.469322093846,22105.119463309908,19494.802841296019,4955.7638014061322,13072.436684915245,17400.754854589333,12610.444974584761,12035.71979385009,16517.156942085006,6884.9914605286531,3143.7237715518158,5647.3768313441078,6784.7313366280805,4510.3229569672276,3366.1058421937596,2784.9701327864796,1113.4543481702876,463.87320602636731,1515.355896068736,1.6075245107435656,0,54.87648510652302,8.6360482272656256,0,0,0,21.713492685696433,0,0,0,0,0,0,0,0,0,0,0,0,0,0,0,0,0,0]
[1,"OVERHEAD CONDUCTORS","˃ 11 kv & < = 22 kv ; multiple-phase",66.107399635014147,73.980137793099516,66.261223854863431,73.980137793099516,8.6011707222388925,2,5.6311499999999999,2.68669,11.546049999999999,9.9442500000000003,9.508280000000001,8.2909299999999995,17.336201000000003,9.3928899999999995,16.823108000000001,5.6836319999999994,16.38804,9.6601700000000008,7.5880799999999997,6.2698939999999999,3.7902800000000001,4.7412799999999997,11.634729999999999,5.8322099999999999,4.5407999999999999,23.461364,2.1048,12.949731999999999,18.533989000000002,1.3655599999999999,8.2577499999999997,5.5879700000000003,1.9056849999999999,14.353442999999999,9.1089069999999985,44.509402999999999,42.665427999999999,35.605078999999996,54.144152999999996,47.913213999999996,32.380664000000003,36.853150999999997,48.676154000000004,55.289716999999996,32.03586,52.989345999999998,32.885839999999995,52.795915000000001,51.203108999999998,50.130978000000006,34.588836999999998,25.832234,7.1393300000000002,15.112718999999998,9.4451540000000005,4.4079600000000001,34.656928999999998,13.25605,21.690416000000003,10.41751,16.316638999999999,0.36819999999999997,5.5348699999999997,4.1057799999999993,9.1955599999999986,8.9149999999999991,16.47419,2.8792199999999997,6.9465200000000005,1.0980799999999999,1.28111,2.51505,0,0,0.84989000000000003,0,0,0,0,0,0,0,0,0,3.2292399999999999,0,0,0.12040000000000001,0,0,0,0,0,0,0,0,0,null,373.12689071031423,178.02336751862302,765.05540368944582,658.91817531872573,630.03026955472092,549.36716869500287,1148.7178952539075,622.38438693410819,1114.7197251225439,376.60441226066513,1085.8915869824561,640.0946868460361,502.79546750861209,415.45084988026508,251.14859155261178,314.16301543858685,770.93144902089512,386.44937237857306,300.87896528016387,1554.578691944434,139.46662396971655,858.06509091248824,1228.0847940525766,90.483676847247295,547.16862128749847,370.26573106426122,126.2730203818554,951.07669971102246,603.56732580013238,2949.24751582933,2827.0634755715582,2359.2361099890968,3587.6578423649753,3174.7881984599762,2145.5824258731177,2441.9348881680839,3225.3415365878063,3663.5643150090477,2122.7352908430653,3511.1389172288118,2179.0560058952215,3498.3219424373419,3392.7806675139723,3321.7399553212344,2291.8986713363829,1711.6754397452141,473.06074330374213,1001.3872567146477,625.84746353765877,292.07682430328384,2296.410530591108,878.36209648126237,1437.2335100811117,690.27696212027831,1081.160469337995,24.397382623360713,366.74726007756794,272.05400767882111,609.30905963082785,590.7188106661074,1091.5999914175527,190.78064094739986,460.28491673228598,72.760124690548437,84.887916492704093,166.65029105617427,0,0,56.314751542009887,0,0,0,0,0,0,0,0,0,213.97339452107917,0,0,7.9778513521255574,0,0,0,0,0,0,0,0,0]
[1,"OVERHEAD CONDUCTORS","˃ 11 kv & < = 22 kv ; single-phase",66.107399635014147,81.694015816994181,66.261223854863431,81.694015816994181,9.0384741973960505,2,0.26362999999999998,1.8699999999999998E-2,3.7431100000000002,3.4504999999999999,2.1535000000000002,0,5.1878100000000007,12.82043,22.658249999999999,13.360569999999999,1.02182,0.27655000000000002,1.2007399999999999,2.8031999999999999,6.1039999999999997E-2,0.80974999999999997,0.24841999999999997,1.4541900000000001,0.91982000000000008,0,0.24446999999999999,0,8.4229999999999999E-2,0,0,0.50739999999999996,0,0.99541000000000002,0.30939,1.006,1.7411400000000001,3.0373099999999997,2.33548,1.20756,10.446569999999999,12.0726,24.438279999999999,11.745209999999998,6.57768,5.9860299999999995,3.5355599999999998,5.72973,15.03782,10.906409999999999,4.8366099999999994,5.81494,5.4918500000000003,7.8987700000000007,3.79488,0.49682999999999999,0.54603999999999997,2.0717399999999997,7.9469500000000002,0.29055000000000003,1.9127700000000001,0.73041,3.4319799999999998,4.33406,0,0.44768999999999998,2.7646100000000002,0.86129999999999995,0,0,0,0,0,0,0,0,0,0,0,0,0,0,0,0,0,0,0,0,0,0,0,0,0,0,0,0,0,null,17.468446444857644,1.239084886085946,248.02304962337786,228.63435291120626,142.69354557144842,0,343.75063972649912,849.49738214560682,1501.3633754094592,885.28771959857261,67.707043759376546,18.324541457062484,79.562501931488711,185.74346270995315,4.0445851041008636,53.655026016475659,16.460613230025171,96.356409117503858,60.948398926180488,0,16.198881395798463,0,5.5811828852951466,0,0,33.620944983957699,0,65.957084837369607,20.500560048456197,66.658791197992613,115.37006730265692,201.25587782661523,154.75176308855646,80.014403478178878,692.20251328550069,799.94525111022426,1619.3103417078319,778.25198903238038,435.84512692565806,396.64167383192813,234.27053261230094,379.65892215792667,996.42435730914235,722.67207446292105,320.47969790867097,385.30504104259956,363.89670222733173,523.3821671480797,251.45339318234414,32.920563847811799,36.181278673709627,137.27602790907474,526.57463291340696,19.25219859103057,126.74248115286713,48.3978605158308,227.4071950454142,287.18011986040938,0,29.664487307583808,183.18644208139401,57.070792106193871,0,0,0,0,0,0,0,0,0,0,0,0,0,0,0,0,0,0,0,0,0,0,0,0,0,0,0,0,0]
[1,"OVERHEAD CONDUCTORS","> 1 kv & < = 11 kv",66.107399635014147,81.140834933847245,66.261223854863431,81.140834933847245,9.0078207649712514,2,1.9844000000000002,0.51112000000000002,1.3440699999999999,0.71269000000000005,1.52803,0.38261000000000001,3.0202800000000001,0.61460999999999999,0.71348,1.5720499999999999,5.0076299999999998,1.1480899999999998,1.09605,2.2650300000000003,0.22141999999999998,0.45873000000000003,0.70316000000000001,0.31713999999999998,0.11953,1.41801,1.1471179999999999,2.2168699999999997,1.7945229999999999,0,0.60142999999999991,1.40452,1.1746300000000001,2.4201199999999998,1.72309,9.2180900000000001,2.6464499999999997,12.049149,8.3402819999999984,12.481,12.981200000000001,1.9185260000000002,0.78862999999999994,5.6697499999999996,12.414882,4.8471899999999994,11.001340000000001,14.922254000000001,6.95817,16.035685000000001,8.4188150000000004,4.461551,3.258162,4.4512510000000001,3.0830900000000003,1.43584,6.1802099999999998,12.690200000000001,3.0491250000000001,14.997717,12.77252,7.3470200000000006,5.3215200000000005,0.60582000000000003,4.2056319999999996,0.78010999999999997,1.17424,0,0,6.7080000000000001E-2,0.38579000000000002,0,0,0,0,0,0,0,0,0,0,0,0,0.24636000000000002,0,0,0,0,0,0,0,0,0,0,0,0,0,null,131.488772617591,33.867436736697798,89.059723146606288,47.223711629122619,101.24913788694697,25.352206859109298,200.12744918436692,40.724810793437612,47.27605799596796,104.16595696103805,331.81169241232976,76.073848495530143,72.625614406123063,150.08365986798134,14.671560185943859,30.396011218941503,46.59224216578577,21.014084533331388,7.9202040873718254,93.959078038434896,76.009442585943219,146.89251932713108,118.90729021570108,0,39.851487863030506,93.065214128632789,77.832421376638237,160.36011307563209,114.17405221207663,610.80192500427802,175.35701587070332,798.39135914960389,552.63729261468802,827.00633493255043,860.15019910475326,127.12388075737573,52.255588968660945,375.68457395111193,822.62527533371463,321.18074165705542,728.96225244346329,988.76681271313134,461.05685999019505,1062.5441134510756,557.8409853076821,295.62782955088977,215.88980163740953,294.94533894518469,204.28931665469091,95.140515659767104,409.5082782800655,840.86818296298793,202.03875418646047,993.76708344889084,846.32280691072026,486.82253688615879,352.61042796813285,40.142374635753363,278.67032340317695,51.691043341417512,77.806579499334831,0,0,4.444802896184239,25.562917550967764,0,0,0,0,0,0,0,0,0,0,0,0,16.324115108884158,0,0,0,0,0,0,0,0,0,0,0,0,0]
[1,"OVERHEAD CONDUCTORS","> 22 kv & < = 66 kv",66.107399635014147,90.482322508096885,66.261223854863431,90.482322508096885,9.5122196414978184,2,2.1515599999999999,1.7095899999999999,14.211040000000001,0.8528,6.2591599999999996,2.82056,0.62130999999999992,4.9574829999999999,1.1436600000000001,0,1.11565,0.25818000000000002,1.2607699999999999,10.460520000000001,23.50375,0,0.18095,4.7083999999999993,3.3149600000000001,17.718509999999998,0,6.0015700000000001,0.57991999999999999,0,0,0.24221999999999999,2.3780300000000003,6.1893900000000004,0,1.11619,0,0,0,3.7816000000000001,0,14.978959999999999,2.80158,34.08699,1.6926300000000001,9.9954000000000001,15.129610000000001,0,4.1534300000000002,3.6043499999999997,12.36741,2.6895199999999999,13.10768,0.44086999999999998,0,0,20.906130000000001,0,8.0166000000000004,39.931350000000002,0,24.360959999999999,0,0,0,0,0,0,0,0,0,0,0,0,0,0,0,0,0,0,0,0,0,0,0,0,0,0,0,0,0,0,0,0,0,0,0,null,142.56499879716995,113.27952569003597,941.64090265041841,56.507571703427537,414.73960190340699,186.89375755607361,41.168760993265195,328.48889081967991,75.780311273853115,0,73.924334393678393,17.10732277484864,83.540163199496163,693.12685735827608,1557.3872401787464,0,11.989968456537538,311.98434639823893,219.65330662991809,1174.0501574846362,0,397.67137325063271,38.426208937912399,0,0,16.049793642125021,157.5711781635809,410.11655631505317,0,73.960115454560011,0,0,0,250.57344412955155,0,992.52422167304508,185.6361195273083,2258.6456749284912,112.1557353334575,662.30743691890189,1002.5064750467805,0,275.21135499550542,238.82864220127698,819.47972251487647,178.21088678213229,868.53091869791626,29.212585760893639,0,0,1385.2657598688761,0,531.18972715489815,2645.9001211769009,0,1614.1870238793738,0,0,0,0,0,0,0,0,0,0,0,0,0,0,0,0,0,0,0,0,0,0,0,0,0,0,0,0,0,0,0,0,0,0,0]
[2,"POLES","˂ = 1 kv ; concrete",69.432445616379013,61.217208351220648,14.749256544601892,69.432445616379013,8.3326133725487956,2,37,18,6,15,5,8,8,20,9,15,9,13,20,16,14,10,25,21,21,49,134,340,409,269,204,509,733,516,674,885,317,743,548,576,550,468,406,193,215,656,35,583,182,125,23,15,107,84,17,7,8,13,13,9,3,5,3,6,4,1,0,3,0,2,2,1,2,0,0,3,0,0,0,0,0,0,0,0,0,2,0,0,0,1,0,0,0,1,0,0,0,null,545.72249215027,265.48661780283408,88.495539267611349,221.23884816902836,73.746282723009458,117.99405235681513,117.99405235681513,294.98513089203783,132.74330890141704,221.23884816902836,132.74330890141704,191.7403350798246,294.98513089203783,235.98810471363026,206.48959162442648,147.49256544601892,368.7314136150473,309.73438743663974,309.73438743663974,722.71357068549264,1976.4003769766534,5014.7472251646432,6032.4459267421735,3967.5500104979087,3008.8483350987858,7507.3715812023629,10811.205047193187,7610.6163770145758,9940.9989110616752,13053.092041972674,4675.5143246387997,10958.697612639206,8082.5925864418368,8495.5717696906904,8112.0910995310405,6902.6520628736853,5988.1981571083679,2846.606513108165,3171.0901570894066,9675.5122932588401,516.22397906106619,8598.8165655029024,2684.3646911175442,1843.6570680752363,339.23290052584349,221.23884816902836,1578.1704502724024,1238.9375497465589,250.73736125823217,103.24479581221324,117.99405235681513,191.7403350798246,191.7403350798246,132.74330890141704,44.247769633805675,73.746282723009458,44.247769633805675,88.495539267611349,58.997026178407566,14.749256544601892,0,44.247769633805675,0,29.498513089203783,29.498513089203783,14.749256544601892,29.498513089203783,0,0,44.247769633805675,0,0,0,0,0,0,0,0,0,29.498513089203783,0,0,0,14.749256544601892,0,0,0,14.749256544601892,0,0,0]
[2,"POLES","˂ = 1 kv ; steel",69.432445616379013,66.271484508302052,14.749256544601892,69.432445616379013,8.3326133725487956,2,0,4,3,8,0,13,8,13,0,5,10,9,5,9,7,0,7,15,22,35,13,28,16,4,15,20,16,17,15,13,20,29,14,13,13,20,4,6,7,11,5,6,3,8,8,5,3,3,2,8,10,3,5,6,10,3,1,7,1,0,0,0,0,3,0,0,0,0,0,0,0,0,0,0,0,0,0,0,0,0,0,0,1,0,0,0,0,0,0,0,0,null,0,58.997026178407566,44.247769633805675,117.99405235681513,0,191.7403350798246,117.99405235681513,191.7403350798246,0,73.746282723009458,147.49256544601892,132.74330890141704,73.746282723009458,132.74330890141704,103.24479581221324,0,103.24479581221324,221.23884816902836,324.48364398124158,516.22397906106619,191.7403350798246,412.97918324885296,235.98810471363026,58.997026178407566,221.23884816902836,294.98513089203783,235.98810471363026,250.73736125823217,221.23884816902836,191.7403350798246,294.98513089203783,427.72843979345487,206.48959162442648,191.7403350798246,191.7403350798246,294.98513089203783,58.997026178407566,88.495539267611349,103.24479581221324,162.24182199062079,73.746282723009458,88.495539267611349,44.247769633805675,117.99405235681513,117.99405235681513,73.746282723009458,44.247769633805675,44.247769633805675,29.498513089203783,117.99405235681513,147.49256544601892,44.247769633805675,73.746282723009458,88.495539267611349,147.49256544601892,44.247769633805675,14.749256544601892,103.24479581221324,14.749256544601892,0,0,0,0,44.247769633805675,0,0,0,0,0,0,0,0,0,0,0,0,0,0,0,0,0,0,14.749256544601892,0,0,0,0,0,0,0,0]
[2,"POLES","˂ = 1 kv ; wood",65.560121795959049,70.808604055078234,3.5318181720334834,70.808604055078234,8.4147848490070274,2,221,247,166,165,147,202,291,306,139,156,168,190,120,134,116,122,179,161,282,195,163,67,118,117,64,85,108,217,152,344,340,537,381,815,634,530,666,454,414,543,619,665,471,931,771,864,814,1295,1228,596,883,1076,1087,697,955,802,626,665,725,473,358,296,238,106,144,68,127,21,34,94,11,16,39,10,8,7,23,52,57,131,66,68,39,39,19,20,13,9,2,2,5,null,780.5318160193998,872.35908849227042,586.28181655755827,582.7499983855248,519.17727128892204,713.42727075076368,1027.7590880617436,1080.7363606422459,490.92272591265419,550.96363483722337,593.34545290162521,671.04545268636184,423.81818064401801,473.26363505248679,409.69090795588409,430.88181698808495,632.19545279399347,568.62272569739082,995.97272451344236,688.70454354652929,575.68636204145776,236.6318175262434,416.75454429995102,413.22272612791755,226.03636301014294,300.20454462284607,381.43636257961623,766.40454333126593,536.8363621490895,1214.9454511795184,1200.8181784913843,1896.5863583819805,1345.6227235447573,2878.4318102072889,2239.1727210692284,1871.8636311777461,2352.1909025742998,1603.4454501032014,1462.172723221862,1917.7772674141816,2186.195448488726,2348.6590844022662,1663.4863590277707,3288.122718163173,2723.0318106378159,3051.4909006369298,2874.8999920352553,4573.7045327833612,4337.0727152571171,2104.9636305319559,3118.5954459055656,3800.2363531080282,3839.0863530003962,2461.6772659073381,3372.8863542919767,2832.5181739708537,2210.9181756929606,2348.6590844022662,2560.5681747242757,1670.5499953718377,1264.3909055879869,1045.418178921911,840.57272494396909,374.37272623554924,508.58181677282158,240.16363569827686,448.5409078482524,74.168181612703151,120.08181784913843,331.99090817114745,38.849999892368317,56.509090752535734,137.74090870930584,35.318181720334834,28.254545376267867,24.722727204234385,81.231817956770115,183.65454494574112,201.31363580590855,462.66818053638633,233.0999993542099,240.16363569827686,137.74090870930584,137.74090870930584,67.104545268636187,70.636363440669669,45.913636236435281,31.786363548301349,7.0636363440669667,7.0636363440669667,17.659090860167417]
[2,"POLES","˃ 11 kv & < = 22 kv ; concrete",64.908665909847429,59.373878556320328,19.314653137652215,64.908665909847429,8.0565914573005024,2,46,55,45,38,66,76,59,51,71,54,52,49,60,54,41,47,44,56,58,75,105,273,188,133,98,242,277,227,123,190,102,276,157,165,259,290,142,63,240,271,12,222,65,36,2,3,10,7,10,1,1,1,4,3,5,2,2,0,2,3,1,0,0,0,1,1,0,0,0,0,0,0,0,0,0,0,0,1,0,0,0,0,0,0,0,1,0,0,0,0,0,null,888.47404433200188,1062.3059225708719,869.15939119434961,733.95681923078416,1274.7671070850461,1467.9136384615683,1139.5645351214807,985.04731002026301,1371.3403727733073,1042.9912694332197,1004.3619631579152,946.41800374495847,1158.8791882591329,1042.9912694332197,791.90077864374075,907.78869746965415,849.84473805669745,1081.620575708524,1120.2498819838283,1448.5989853239162,2028.0385794534825,5272.9003065790548,3631.1547898786166,2568.8488673077445,1892.8360074899169,4674.1460593118363,5350.1589191296634,4384.4262622470524,2375.7023359312225,3669.7840961539209,1970.094620040526,5330.8442659920111,3032.4005426113977,3186.9177677126154,5002.4951626519232,5601.2494099191426,2742.6807455466146,1216.8231476720896,4635.5167530365316,5234.27100030375,231.77583765182658,4287.8529965587913,1255.4524539473939,695.32751295547973,38.62930627530443,57.943959412956644,193.14653137652215,135.2025719635655,193.14653137652215,19.314653137652215,19.314653137652215,19.314653137652215,77.258612550608859,57.943959412956644,96.573265688261074,38.62930627530443,38.62930627530443,0,38.62930627530443,57.943959412956644,19.314653137652215,0,0,0,19.314653137652215,19.314653137652215,0,0,0,0,0,0,0,0,0,0,0,19.314653137652215,0,0,0,0,0,0,0,19.314653137652215,0,0,0,0,0]
[2,"POLES","˃ 11 kv & < = 22 kv ; steel",64.908665909847429,47.795479044562015,19.314653137652215,64.908665909847429,8.0565914573005024,2,1,0,3,0,0,0,0,0,0,0,0,0,0,0,4,0,2,0,0,0,1,0,1,2,0,0,0,0,0,2,0,0,0,1,0,1,0,0,0,0,0,0,0,0,0,0,0,0,0,0,0,0,1,0,0,0,0,0,0,0,2,0,0,0,0,0,0,0,0,0,0,0,0,0,0,0,0,0,0,0,0,0,0,0,0,0,0,0,0,0,0,null,19.314653137652215,0,57.943959412956644,0,0,0,0,0,0,0,0,0,0,0,77.258612550608859,0,38.62930627530443,0,0,0,19.314653137652215,0,19.314653137652215,38.62930627530443,0,0,0,0,0,38.62930627530443,0,0,0,19.314653137652215,0,19.314653137652215,0,0,0,0,0,0,0,0,0,0,0,0,0,0,0,0,19.314653137652215,0,0,0,0,0,0,0,38.62930627530443,0,0,0,0,0,0,0,0,0,0,0,0,0,0,0,0,0,0,0,0,0,0,0,0,0,0,0,0,0,0]
[2,"POLES","˃ 11 kv & < = 22 kv ; wood",62.836203352236055,66.062540658615333,4.4424295966098422,66.062540658615333,8.1278866046848446,2,133,190,198,244,285,330,388,365,267,302,282,225,192,163,167,149,278,181,241,209,144,135,128,153,63,121,197,223,285,764,605,553,427,773,496,446,519,363,407,327,384,441,487,539,447,545,516,505,572,334,473,521,532,392,664,308,222,199,265,196,144,82,52,26,26,58,17,32,18,11,17,2,0,2,4,5,6,32,50,28,28,37,2,22,8,0,1,0,0,0,0,null,590.84313634910905,844.06162335586998,879.60106012874871,1083.9528215728014,1266.092435033805,1466.0017668812479,1723.6626834846188,1621.4868027625923,1186.1287022948279,1341.6137381761723,1252.7651462439756,999.5466592372145,852.94648254908975,724.11602424740431,741.88574263384362,661.92200989486651,1234.995427857536,804.07975698638143,1070.625532782972,928.46778569145704,639.70986191181726,599.7279955423287,568.6309883660598,679.69172828130581,279.87306458642007,537.53398118979089,875.15863053213889,990.66180004399484,1266.092435033805,3394.0162118099192,2687.6699059489547,2456.6635669252428,1896.9174377524025,3433.9980781794079,2203.4450799184815,1981.3236000879897,2305.6209606405082,1612.6019435693727,1808.0688458202058,1452.6744780914185,1705.8929650981795,1959.1114521049403,2163.4632135489933,2394.4695525727047,1985.7660296845995,2421.1241301523642,2292.2936718506785,2243.4269462879702,2541.0697292608297,1483.7714852676872,2101.2691991964552,2314.5058198337279,2363.3725453964362,1741.4324018710581,2949.7732521489352,1368.2683157558313,986.2193704473849,884.04348972535854,1177.2438431016083,870.71620093552906,639.70986191181726,364.27922692200707,231.0063390237118,115.5031695118559,115.5031695118559,257.66091660337082,75.521303142367316,142.15774709151495,79.963732738977157,48.866725562708261,75.521303142367316,8.8848591932196843,0,8.8848591932196843,17.769718386439369,22.21214798304921,26.654577579659055,142.15774709151495,222.12147983049212,124.38802870507558,124.38802870507558,164.36989507456417,8.8848591932196843,97.733451125416522,35.539436772878737,0,4.4424295966098422,0,0,0,0]
[2,"POLES","> 1 kv & < = 11 kv ; concrete",71.056789127956776,54.095294404026149,18.13628059866469,71.056789127956776,8.4295189143839497,2,28,19,15,20,22,24,20,22,16,26,25,20,11,18,10,9,8,7,11,19,17,54,31,38,65,39,36,52,38,44,18,124,60,58,66,125,64,24,84,125,8,114,53,9,2,0,4,0,0,0,0,0,0,1,1,0,1,0,1,0,0,0,1,0,0,0,0,0,0,0,0,0,0,0,0,0,0,0,1,0,0,0,0,0,0,0,0,0,0,0,0,null,507.81585676261136,344.58933137462913,272.04420897997034,362.72561197329378,398.9981731706232,435.27073436795257,362.72561197329378,398.9981731706232,290.18048957863505,471.54329556528194,453.40701496661728,362.72561197329378,199.4990865853116,326.45305077596441,181.36280598664689,163.22652538798221,145.09024478931752,126.95396419065284,199.4990865853116,344.58933137462913,308.31677017729976,979.3591523278933,562.22469855860538,689.17866274925825,1178.8582389132048,707.31494334792296,652.90610155192883,943.08659113056387,689.17866274925825,797.99634634124641,326.45305077596441,2248.8987942344215,1088.1768359198813,1051.9042747225521,1196.9945195118696,2267.0350748330861,1160.7219583145402,435.27073436795257,1523.447570287834,2267.0350748330861,145.09024478931752,2067.5359882477746,961.22287172922859,163.22652538798221,36.272561197329381,0,72.545122394658762,0,0,0,0,0,0,18.13628059866469,18.13628059866469,0,18.13628059866469,0,18.13628059866469,0,0,0,18.13628059866469,0,0,0,0,0,0,0,0,0,0,0,0,0,0,0,18.13628059866469,0,0,0,0,0,0,0,0,0,0,0,0]
[2,"POLES","> 1 kv & < = 11 kv ; steel",71.056789127956776,61.769553775200471,18.13628059866469,71.056789127956776,8.4295189143839497,2,0,0,0,0,0,0,0,0,0,0,0,0,0,0,0,0,0,0,0,0,0,0,0,0,0,0,0,0,0,0,0,0,0,0,0,0,0,0,0,0,0,0,0,0,0,0,0,0,0,0,0,1,0,0,0,0,0,0,0,0,0,0,0,0,0,0,0,0,0,0,0,0,0,0,0,0,0,0,0,0,0,0,0,0,0,0,0,0,0,0,0,null,0,0,0,0,0,0,0,0,0,0,0,0,0,0,0,0,0,0,0,0,0,0,0,0,0,0,0,0,0,0,0,0,0,0,0,0,0,0,0,0,0,0,0,0,0,0,0,0,0,0,0,18.13628059866469,0,0,0,0,0,0,0,0,0,0,0,0,0,0,0,0,0,0,0,0,0,0,0,0,0,0,0,0,0,0,0,0,0,0,0,0,0,0,0]
[2,"POLES","> 1 kv & < = 11 kv ; wood",70.138825927894544,69.633534463591729,4.7522000948946044,70.138825927894544,8.3748925920213768,2,56,46,51,96,66,43,55,75,53,35,69,51,36,17,14,18,32,24,41,33,16,27,24,40,18,27,36,57,84,144,110,190,112,216,120,63,40,97,150,82,71,65,96,104,91,93,83,72,83,46,71,166,153,101,169,152,92,108,128,90,104,49,51,16,33,28,29,6,15,16,12,0,14,2,1,0,8,51,16,20,7,6,9,13,4,8,5,3,1,0,1,null,266.12320531409785,218.6012043651518,242.36220483962484,456.21120910988202,313.64520626304386,204.344604080468,261.37100521920325,356.41500711709534,251.86660502941402,166.32700332131117,327.90180654772769,242.36220483962484,171.07920341620576,80.787401613208274,66.530801328524461,85.539601708102879,152.07040303662734,114.05280227747051,194.84020389067877,156.82260313152193,76.03520151831367,128.30940256215433,114.05280227747051,190.08800379578418,85.539601708102879,128.30940256215433,171.07920341620576,270.87540540899244,399.18480797114677,684.31681366482303,522.74201043840651,902.91801802997486,532.24641062819569,1026.4752204972347,570.26401138735253,299.38860597836009,190.08800379578418,460.96340920477661,712.83001423419068,389.68040778135753,337.40620673751692,308.89300616814927,456.21120910988202,494.22880986903886,432.45020863540901,441.95460882519819,394.43260787625218,342.15840683241152,394.43260787625218,218.6012043651518,337.40620673751692,788.86521575250435,727.08661451887451,479.97220958435503,803.12181603718818,722.33441442397987,437.2024087303036,513.23761024861733,608.28161214650936,427.69800854051437,494.22880986903886,232.8578046498356,242.36220483962484,76.03520151831367,156.82260313152193,133.06160265704892,137.81380275194351,28.513200569367626,71.283001423419066,76.03520151831367,57.026401138735253,0,66.530801328524461,9.5044001897892088,4.7522000948946044,0,38.017600759156835,242.36220483962484,76.03520151831367,95.044001897892088,33.265400664262231,28.513200569367626,42.769800854051439,61.778601233629857,19.008800379578418,38.017600759156835,23.761000474473022,14.256600284683813,4.7522000948946044,0,4.7522000948946044]
[2,"POLES","> 22 kv & < = 66 kv ; concrete",65.128683613340911,56.52271194379005,18.951573331460036,65.128683613340911,8.0702344212136055,2,31,12,3,1,1,3,3,7,7,0,10,7,2,2,24,2,6,8,7,6,10,37,32,19,57,28,9,6,2,4,3,9,7,3,18,12,15,3,16,5,1,8,30,1,0,1,7,14,0,0,0,0,0,0,1,1,1,0,0,0,0,0,0,0,0,0,0,0,0,0,0,0,0,0,0,0,0,0,0,0,0,1,0,0,0,0,0,0,0,0,0,null,587.4987732752611,227.41887997752042,56.854719994380105,18.951573331460036,18.951573331460036,56.854719994380105,56.854719994380105,132.66101332022026,132.66101332022026,0,189.51573331460037,132.66101332022026,37.903146662920072,37.903146662920072,454.83775995504084,37.903146662920072,113.70943998876021,151.61258665168029,132.66101332022026,113.70943998876021,189.51573331460037,701.20821326402131,606.45034660672115,360.07989329774068,1080.239679893222,530.64405328088105,170.56415998314031,113.70943998876021,37.903146662920072,75.806293325840144,56.854719994380105,170.56415998314031,132.66101332022026,56.854719994380105,341.12831996628063,227.41887997752042,284.27359997190052,56.854719994380105,303.22517330336058,94.757866657300184,18.951573331460036,151.61258665168029,568.54719994380105,18.951573331460036,0,18.951573331460036,132.66101332022026,265.32202664044053,0,0,0,0,0,0,18.951573331460036,18.951573331460036,18.951573331460036,0,0,0,0,0,0,0,0,0,0,0,0,0,0,0,0,0,0,0,0,0,0,0,0,18.951573331460036,0,0,0,0,0,0,0,0,0]
[2,"POLES","> 22 kv & < = 66 kv ; steel",65.128683613340911,61.162024947307401,18.951573331460036,65.128683613340911,8.0702344212136055,2,0,0,0,0,0,0,2,0,0,0,0,0,0,0,0,0,0,0,2,0,0,0,1,0,0,0,0,0,0,0,0,1,1,2,0,0,0,1,0,0,0,0,0,0,0,2,0,0,0,0,1,0,0,0,0,0,0,0,0,0,0,0,0,0,0,0,0,0,0,0,0,0,0,0,0,0,0,0,0,0,0,0,0,0,0,0,0,0,0,0,0,null,0,0,0,0,0,0,37.903146662920072,0,0,0,0,0,0,0,0,0,0,0,37.903146662920072,0,0,0,18.951573331460036,0,0,0,0,0,0,0,0,18.951573331460036,18.951573331460036,37.903146662920072,0,0,0,18.951573331460036,0,0,0,0,0,0,0,37.903146662920072,0,0,0,0,18.951573331460036,0,0,0,0,0,0,0,0,0,0,0,0,0,0,0,0,0,0,0,0,0,0,0,0,0,0,0,0,0,0,0,0,0,0,0,0,0,0,0,0]
[2,"POLES","> 22 kv & < = 66 kv ; wood",62.230770492520648,64.593201424488484,4.415387775119326,64.593201424488484,8.0369895747405629,2,36,80,194,53,98,55,37,72,27,18,69,23,29,39,291,25,23,184,95,24,20,30,15,18,13,28,45,12,33,71,52,70,52,266,137,125,71,51,82,17,26,23,152,109,170,51,45,29,29,47,55,33,47,154,189,182,48,14,13,17,18,12,9,2,7,2,1,15,5,6,1,0,1,1,1,6,0,7,0,5,7,18,0,0,0,0,0,0,0,0,0,null,158.95395990429574,353.23102200954611,856.58522837314922,234.01555208132427,432.70800196169392,242.84632763156293,163.36934767941506,317.90791980859149,119.21546992822181,79.476979952147872,304.66175648323349,101.5539188277445,128.04624547846046,172.20012322965371,1284.8778425597238,110.38469437798315,101.5539188277445,812.43135062195597,419.46183863633598,105.96930660286382,88.307755502386527,132.46163325357978,66.230816626789888,79.476979952147872,57.40004107655124,123.63085770334112,198.69244988036968,52.984653301431912,145.70779657893775,313.49253203347217,229.60016430620496,309.0771442583528,229.60016430620496,1174.4931481817407,604.90812519134761,551.92347188991573,313.49253203347217,225.18477653108562,362.06179755978474,75.061592177028544,114.80008215310248,101.5539188277445,671.1389418181376,481.27726748800654,750.61592177028547,225.18477653108562,198.69244988036968,128.04624547846046,128.04624547846046,207.52322543060833,242.84632763156293,145.70779657893775,207.52322543060833,679.96971736837622,834.5082894975526,803.60057507171734,211.93861320572765,61.815428851670561,57.40004107655124,75.061592177028544,79.476979952147872,52.984653301431912,39.738489976073936,8.830775550238652,30.90771442583528,8.830775550238652,4.415387775119326,66.230816626789888,22.076938875596632,26.492326650715956,4.415387775119326,0,4.415387775119326,4.415387775119326,4.415387775119326,26.492326650715956,0,30.90771442583528,0,22.076938875596632,30.90771442583528,79.476979952147872,0,0,0,0,0,0,0,0,0]
[2,"POLES","staking of a wooden pole",33.634558370605838,29.664100122473336,16.254638055578649,33.634558370605838,5.7995308750454839,2,969,1416,418,294,1868,1261,876,309,522,296,512,322,148,268,628,675,310,173,134,123,143,217,400,343,352,89,23,104,124,83,1,1,3,21,1,0,0,0,1,0,0,0,0,1,0,0,0,0,1,7,1,0,1,0,0,0,0,0,0,0,0,0,0,0,0,0,0,0,0,0,0,0,0,0,0,0,0,0,0,1,0,0,0,0,0,0,0,0,0,0,0,null,15750.744275855712,23016.567486699369,6794.438707231875,4778.863588340123,30363.663887820916,20497.098588084678,14239.062936686896,5022.6831591738028,8484.9210650120549,4811.3728644512803,8322.3746844562684,5233.9934538963253,2405.6864322256401,4356.242998895078,10207.912698903392,10971.880687515588,5038.9377972293814,2812.0523836151065,2178.121499447539,1999.3204808361738,2324.4132419477469,3527.2564580605667,6501.8552222314593,5575.340853063477,5721.6325955636848,1446.6627869464999,373.85667527830896,1690.4823577801794,2015.5751188917525,1349.1349586130279,16.254638055578649,16.254638055578649,48.763914166735944,341.34739916715165,16.254638055578649,0,0,0,16.254638055578649,0,0,0,0,16.254638055578649,0,0,0,0,16.254638055578649,113.78246638905054,16.254638055578649,0,16.254638055578649,0,0,0,0,0,0,0,0,0,0,0,0,0,0,0,0,0,0,0,0,0,0,0,0,0,0,16.254638055578649,0,0,0,0,0,0,0,0,0,0,0]
[3,"SERVICE LINES","˂ = 11 kv ; commercial and industrial ; simple type",56.118708311210142,56.118708311210142,0.86710854907705359,56.118708311210142,7.4912421073684534,2,1342,1820,2070,2117,1918,1838,1402,1488,1365,1500,1134,1190,1512,1381,1704,1687,1856,2107,1769,1593,1574,1569,1006,797,1033,866,931,822,789,794,673,517,401,398,415,260,251,282,237,290,258,167,224,195,279,364,270,333,344,303,263,244,277,288,310,246,229,240,217,202,12,14,5,3,2,0,2,3,12,2,1,2,1,0,0,0,2,1,4,0,1,1,1,4,0,1,0,0,0,0,1,null,1163.6596728614059,1578.1375593202376,1794.9146965895009,1835.6687983961224,1663.1141971297889,1593.7455132036246,1215.6861858060292,1290.2575210266557,1183.6031694901781,1300.6628236155805,983.30109465337875,1031.8591734016939,1311.068126204505,1197.476906275411,1477.5529676272993,1462.8121222929894,1609.3534670870115,1826.9977129053518,1533.9150233173077,1381.3039186797464,1364.8288562472824,1360.4933135018971,872.31120037151595,691.08551361441175,895.72313119659634,750.91600350072838,807.27805919073694,712.76322734133805,684.14864522179528,688.48418796718056,583.56405352885702,448.29511987283672,347.71052817989852,345.10920253266733,359.85004786697726,225.44822276003393,217.64424581834047,244.52461083972912,205.50472613126169,251.46147923234554,223.71400566187984,144.80712769586796,194.23231499325999,169.08616707002545,241.92328519249796,315.62751186404751,234.11930825080447,288.74714684265882,298.28534088250643,262.73389037034724,228.04954840726509,211.57448597480106,240.18906809434384,249.72726213419145,268.80365021388661,213.30870307295518,198.56785773864527,208.10605177849285,188.16255514972062,175.15592691356483,10.405302588924643,12.139519687078749,4.3355427453852684,2.6013256472311608,1.7342170981541072,0,1.7342170981541072,2.6013256472311608,10.405302588924643,1.7342170981541072,0.86710854907705359,1.7342170981541072,0.86710854907705359,0,0,0,1.7342170981541072,0.86710854907705359,3.4684341963082144,0,0.86710854907705359,0.86710854907705359,0.86710854907705359,3.4684341963082144,0,0.86710854907705359,0,0,0,0,0.86710854907705359]
[3,"SERVICE LINES","˂ = 11 kv ; residential ; simple type",57.368172986661349,59.588154241786384,0.90134065617206915,59.588154241786384,7.7193363861012294,2,7227,4745,8809,7814,10679,9197,9138,7458,6434,5544,6099,4188,5062,4846,6310,5747,5593,4505,4449,3702,3099,2710,2058,1455,2037,1868,2282,1824,2133,1904,1675,2124,1573,2167,1906,1532,1600,1559,1301,1604,1584,1403,1353,1228,2184,3183,3244,3840,3843,3117,3565,3640,3876,3243,3806,3313,2887,2986,3014,2502,38,45,26,5,11,8,12,3,7,12,1,1,5,1,0,1,2,2,6,15,4,9,13,9,1,3,2,0,0,0,5,null,6513.9889221555441,4276.8614135364678,7939.9098402197569,7043.0758873285486,9625.4168672615269,8289.6300148145201,8236.450916100368,6722.1986137312915,5799.2257818110929,4997.0325978179517,5497.27666199345,3774.8146680486257,4562.5864015430143,4367.8968198098473,5687.4595404457559,5180.0047510208815,5041.1982899703826,4060.5396560551717,4010.0645793095355,3336.7631091490002,2793.2546934772422,2442.6331782263073,1854.9590704021184,1311.4506547303606,1836.0309166225049,1683.7043457294251,2056.8593773846619,1644.0453568578541,1922.5596196150234,1716.1526093516197,1509.7455990882158,1914.447553709475,1417.8088521586649,1953.2052019248738,1717.9552906639638,1380.8538852556098,1442.1450498753106,1405.1900829722558,1172.6441936798619,1445.7504124999989,1427.7235993765576,1264.5809406094131,1219.5139078008096,1106.846325779301,1968.527993079799,2868.9673085956961,2923.9490886221924,3461.1481197007456,3463.852141669262,2809.4788252883395,3213.2794392534265,3280.8799884663317,3493.5963833229403,2923.0477479660203,3430.5025373908952,2986.1415938980649,2602.1704743687637,2691.4031993297986,2716.6407377026162,2255.1543217425169,34.25094493453863,40.560329527743114,23.434857060473799,4.5067032808603456,9.91474721789276,7.2107252493765532,10.816087874064831,2.7040219685162077,6.3093845932044843,10.816087874064831,0.90134065617206915,0.90134065617206915,4.5067032808603456,0.90134065617206915,0,0.90134065617206915,1.8026813123441383,1.8026813123441383,5.4080439370324154,13.520109842581038,3.6053626246882766,8.1120659055486222,11.7174285302369,8.1120659055486222,0.90134065617206915,2.7040219685162077,1.8026813123441383,0,0,0,4.5067032808603456]
[4,"SWITCHGEAR","˂ = 11 kv ; circuit breaker",53.777435381284207,57.04917100876996,79.028576136292443,57.04917100876996,7.553090162891607,2,5,27,5,3,3,21,2,8,44,2,4,7,28,23,4,5,6,8,4,5,7,9,6,6,4,22,2,2,1,2,46,0,2,3,0,0,0,0,2,19,0,1,0,2,2,1,2,0,2,8,0,0,23,1,1,0,1,0,1,3,0,0,0,0,0,0,0,0,0,0,0,0,0,0,0,0,0,0,0,0,0,0,0,0,0,0,0,0,0,0,0,null,395.1428806814622,2133.7715556798958,395.1428806814622,237.08572840887734,237.08572840887734,1659.6000988621413,158.05715227258489,632.22860909033955,3477.2573499968676,158.05715227258489,316.11430454516977,553.20003295404706,2212.8001318161882,1817.6572511347263,316.11430454516977,395.1428806814622,474.17145681775469,632.22860909033955,316.11430454516977,395.1428806814622,553.20003295404706,711.25718522663203,474.17145681775469,474.17145681775469,316.11430454516977,1738.6286749984338,158.05715227258489,158.05715227258489,79.028576136292443,158.05715227258489,3635.3145022694525,0,158.05715227258489,237.08572840887734,0,0,0,0,158.05715227258489,1501.5429465895563,0,79.028576136292443,0,158.05715227258489,158.05715227258489,79.028576136292443,158.05715227258489,0,158.05715227258489,632.22860909033955,0,0,1817.6572511347263,79.028576136292443,79.028576136292443,0,79.028576136292443,0,79.028576136292443,237.08572840887734,0,0,0,0,0,0,0,0,0,0,0,0,0,0,0,0,0,0,0,0,0,0,0,0,0,0,0,0,0,0,0]
[4,"SWITCHGEAR","˂ = 11 kv ; fuse",59.120860267510118,48.067773765718812,4.8700784213067863,59.120860267510118,7.6890090562770261,2,590,593,611,563,553,533,684,618,641,537,563,527,463,423,355,266,313,290,279,283,413,286,280,174,139,179,187,175,173,226,251,245,223,221,220,145,162,132,106,144,95,122,107,88,90,71,82,76,70,26,68,66,45,46,45,13,9,9,18,12,18,2,2,2,5,0,0,0,1,0,0,0,4,0,0,0,0,0,0,0,0,0,0,0,0,0,0,0,0,0,0,null,2873.3462685710037,2887.9565038349242,2975.6179154184465,2741.8541511957205,2693.1533669826526,2595.7517985565169,3331.1336401738417,3009.7084643675939,3121.7202680576502,2615.2321122417443,2741.8541511957205,2566.5313280286764,2254.8463090650421,2060.0431722127705,1728.8778395639092,1295.4408600676052,1524.3345458690242,1412.3227421789679,1358.7518795445933,1378.2321932298205,2011.3423879997026,1392.842428493741,1363.6219579659,847.39364530738078,676.94090056164328,871.74403741391473,910.70466478436902,852.26372372868764,842.52356688607404,1100.6377232153336,1222.3896837480033,1193.1692132201626,1086.0274879514134,1076.2873311087997,1071.4172526874929,706.16137108948396,788.9527042516994,642.85035161249584,516.22831265851937,701.29129266817722,462.65745002414468,594.14956739942795,521.09839107982611,428.56690107499719,438.30705791761079,345.77556791278181,399.3464305471565,370.12596001931576,340.90548949147501,126.62203895397644,331.16533264886147,321.42517580624792,219.1535289588054,224.02360738011217,219.1535289588054,63.311019476988221,43.830705791761076,43.830705791761076,87.661411583522153,58.440941055681435,87.661411583522153,9.7401568426135725,9.7401568426135725,9.7401568426135725,24.350392106533931,0,0,0,4.8700784213067863,0,0,0,19.480313685227145,0,0,0,0,0,0,0,0,0,0,0,0,0,0,0,0,0,0]
[4,"SWITCHGEAR","˂ = 11 kv ; switch",63.648183587051193,63.648183587051193,3.5181494148123189,63.648183587051193,7.9779811723926244,2,460,577,531,556,532,489,859,755,811,611,718,565,607,525,488,458,481,403,449,316,432,327,292,231,238,307,222,347,259,382,431,378,370,576,376,201,209,179,142,185,147,228,176,175,132,159,149,176,141,52,106,111,82,71,96,25,19,17,38,23,25,14,6,6,10,3,3,1,5,0,2,0,4,0,1,0,0,5,0,0,0,1,1,1,1,0,0,1,0,0,1,null,1618.3487308136666,2029.9722123467079,1868.1373392653413,1956.0910746356494,1871.6554886801537,1720.3750638432239,3022.0903473237818,2656.2028081833009,2853.2191754127907,2149.5892924503269,2526.0312798352452,1987.7544193689603,2135.5166947910775,1847.0284427764675,1716.8569144284115,1611.312431984042,1692.2298685247254,1417.8142141693645,1579.6490872507311,1111.7352150806928,1519.8405471989217,1150.4348586436283,1027.299629125197,812.69251482164566,837.31956072533194,1080.0718703473819,781.02917008833481,1220.7978469398747,911.20069843639055,1343.9330764583058,1516.3223977841094,1329.8604787990566,1301.7152834805579,2026.4540629318958,1322.824179969432,707.14803237727608,735.2932276957747,629.74874525140513,499.57721690334927,650.85764174027895,517.16796397741086,802.13806657720875,619.1942970069681,615.67614759215576,464.39572275522607,559.38575695515874,524.20426280703555,619.1942970069681,496.05906748853698,182.94376957024059,372.92383797010581,390.5145850441674,288.48825201461017,249.78860845167463,337.74234382198262,87.953735370307967,66.844838881434057,59.808540051809423,133.68967776286811,80.91743654068334,87.953735370307967,49.254091807372461,21.108896488873913,21.108896488873913,35.181494148123193,10.554448244436957,10.554448244436957,3.5181494148123189,17.590747074061596,0,7.0362988296246378,0,14.072597659249276,0,3.5181494148123189,0,0,17.590747074061596,0,0,0,3.5181494148123189,3.5181494148123189,3.5181494148123189,3.5181494148123189,0,0,3.5181494148123189,0,0,3.5181494148123189]
[4,"SWITCHGEAR","> 11 kv & < = 22 kv ; circuit breaker",53.777435381284207,53.173598671948682,79.028576136292443,53.777435381284207,7.3333099880807033,2,7,23,13,36,35,18,6,20,14,5,35,32,18,14,7,10,12,5,10,10,22,13,9,4,9,5,8,7,2,10,0,2,1,9,24,16,9,4,7,11,1,2,4,17,2,0,17,0,1,10,3,9,20,18,6,2,9,3,1,0,1,0,0,0,0,0,0,0,0,0,2,0,0,0,0,0,0,0,0,0,0,0,0,0,0,0,0,0,0,0,0,null,553.20003295404706,1817.6572511347263,1027.3714897718019,2845.0287409065281,2766.0001647702356,1422.5143704532641,474.17145681775469,1580.5715227258488,1106.4000659080941,395.1428806814622,2766.0001647702356,2528.9144363613582,1422.5143704532641,1106.4000659080941,553.20003295404706,790.2857613629244,948.34291363550938,395.1428806814622,790.2857613629244,790.2857613629244,1738.6286749984338,1027.3714897718019,711.25718522663203,316.11430454516977,711.25718522663203,395.1428806814622,632.22860909033955,553.20003295404706,158.05715227258489,790.2857613629244,0,158.05715227258489,79.028576136292443,711.25718522663203,1896.6858272710188,1264.4572181806791,711.25718522663203,316.11430454516977,553.20003295404706,869.31433749921689,79.028576136292443,158.05715227258489,316.11430454516977,1343.4857943169716,158.05715227258489,0,1343.4857943169716,0,79.028576136292443,790.2857613629244,237.08572840887734,711.25718522663203,1580.5715227258488,1422.5143704532641,474.17145681775469,158.05715227258489,711.25718522663203,237.08572840887734,79.028576136292443,0,79.028576136292443,0,0,0,0,0,0,0,0,0,158.05715227258489,0,0,0,0,0,0,0,0,0,0,0,0,0,0,0,0,0,0,0,0]
[4,"SWITCHGEAR","> 11 kv & < = 22 kv ; switch",57.085519416536798,53.841963028112808,13.35656148294875,57.085519416536798,7.5554959742254377,2,403,487,493,565,546,452,566,543,596,422,474,415,427,438,296,228,333,253,278,265,356,276,261,186,129,155,177,174,174,232,247,193,192,212,176,175,152,95,118,140,102,124,82,119,78,65,74,68,67,38,55,60,137,128,56,15,57,18,38,9,23,7,2,4,4,3,2,2,2,0,4,0,0,0,0,0,0,0,2,0,1,1,0,2,0,0,1,0,0,0,0,null,5382.6942776283468,6504.6454421960416,6584.7848110937339,7546.4572378660441,7292.6825696900178,6037.1657902928355,7559.8137993489927,7252.6128852411712,7960.5106438374551,5636.4689458043731,6331.0101429177075,5542.9730154237313,5703.2517532191168,5850.1739295315529,3953.5421989528299,3045.2960181123153,4447.7349738219336,3379.210055186034,3713.1240922597526,3539.488792981419,4754.9358879297552,3686.410969293855,3486.0625470496238,2484.3204358284675,1722.9964313003888,2070.2670298570565,2364.111382481929,2324.0416980330824,2324.0416980330824,3098.72226404411,3299.0706862883412,2577.8163662091088,2564.4598047261602,2831.5910343851351,2350.75482099898,2337.3982595160314,2030.1973454082101,1268.8733408801313,1576.0742549879526,1869.9186076128251,1362.3692712607726,1656.2136238856451,1095.2380416017975,1589.4308164709014,1041.8117956700025,868.17649639166882,988.38554973820749,908.24618084051508,894.88961935756629,507.54933635205253,734.61088156218125,801.39368897692498,1829.8489231639787,1709.6398698174401,747.96744304513004,200.34842224423124,761.32400452807883,240.4181066930775,507.54933635205253,120.20905334653875,307.20091410782123,93.495930380641255,26.713122965897501,53.426245931795002,53.426245931795002,40.069684448846253,26.713122965897501,26.713122965897501,26.713122965897501,0,53.426245931795002,0,0,0,0,0,0,0,26.713122965897501,0,13.35656148294875,13.35656148294875,0,26.713122965897501,0,0,13.35656148294875,0,0,0,0]
[4,"SWITCHGEAR","> 33 kv & < = 66 kv ; circuit breaker",61.367627608036138,53.731730643926376,24.46978286207705,61.367627608036138,7.8337492689028627,2,8,1,3,1,2,3,0,4,0,0,0,5,2,1,2,0,0,5,9,1,2,0,0,1,0,0,0,0,0,2,0,1,0,1,1,1,1,1,2,1,2,1,0,1,4,0,3,1,2,0,3,3,6,5,0,2,0,0,0,0,0,0,0,0,0,0,0,0,0,0,0,0,0,0,0,0,0,0,0,0,0,0,0,0,0,0,0,0,0,0,0,null,195.7582628966164,24.46978286207705,73.409348586231147,24.46978286207705,48.9395657241541,73.409348586231147,0,97.8791314483082,0,0,0,122.34891431038525,48.9395657241541,24.46978286207705,48.9395657241541,0,0,122.34891431038525,220.22804575869344,24.46978286207705,48.9395657241541,0,0,24.46978286207705,0,0,0,0,0,48.9395657241541,0,24.46978286207705,0,24.46978286207705,24.46978286207705,24.46978286207705,24.46978286207705,24.46978286207705,48.9395657241541,24.46978286207705,48.9395657241541,24.46978286207705,0,24.46978286207705,97.8791314483082,0,73.409348586231147,24.46978286207705,48.9395657241541,0,73.409348586231147,73.409348586231147,146.81869717246229,122.34891431038525,0,48.9395657241541,0,0,0,0,0,0,0,0,0,0,0,0,0,0,0,0,0,0,0,0,0,0,0,0,0,0,0,0,0,0,0,0,0,0,0]
[4,"SWITCHGEAR","> 33 kv & < = 66 kv ; switch",57.085519416536798,59.876129986256885,13.35656148294875,59.876129986256885,7.7379667863242272,2,19,6,0,7,37,7,22,0,15,0,0,3,23,16,3,2,0,32,36,3,9,7,0,7,0,0,2,0,0,28,0,8,0,6,15,7,0,0,3,0,0,4,0,10,1,0,17,7,14,14,2,2,27,31,19,2,0,0,0,0,0,2,0,0,0,0,0,0,0,0,10,0,0,0,0,0,0,0,0,0,0,0,0,0,0,0,0,0,0,0,0,null,253.77466817602627,80.139368897692506,0,93.495930380641255,494.19277486910374,93.495930380641255,293.8443526248725,0,200.34842224423124,0,0,40.069684448846253,307.20091410782123,213.70498372718001,40.069684448846253,26.713122965897501,0,427.40996745436001,480.83621338615501,40.069684448846253,120.20905334653875,93.495930380641255,0,93.495930380641255,0,0,26.713122965897501,0,0,373.98372152256502,0,106.85249186359,0,80.139368897692506,200.34842224423124,93.495930380641255,0,0,40.069684448846253,0,0,53.426245931795002,0,133.56561482948752,13.35656148294875,0,227.06154521012877,93.495930380641255,186.99186076128251,186.99186076128251,26.713122965897501,26.713122965897501,360.62716003961629,414.05340597141128,253.77466817602627,26.713122965897501,0,0,0,0,0,26.713122965897501,0,0,0,0,0,0,0,0,133.56561482948752,0,0,0,0,0,0,0,0,0,0,0,0,0,0,0,0,0,0,0,0]
["","TRANSFORMERS","ground outdoor / indoor chamber mounted ; ˂ 22 kv ; < = 60 kva ; multiple phase",62.967727751313767,"",28.491243962366724,"","",2,0,0,0,0,0,0,0,0,0,0,0,0,0,0,0,0,0,0,0,0,0,0,0,0,0,0,0,0,0,0,0,0,0,0,0,1,0,0,0,0,0,0,0,0,0,0,0,0,0,0,0,0,0,0,0,0,0,0,0,0,0,0,0,0,0,0,0,0,0,0,0,0,0,0,0,0,0,0,0,0,0,0,0,0,0,0,0,0,0,0,0,null,0,0,0,0,0,0,0,0,0,0,0,0,0,0,0,0,0,0,0,0,0,0,0,0,0,0,0,0,0,0,0,0,0,0,0,28.491243962366724,0,0,0,0,0,0,0,0,0,0,0,0,0,0,0,0,0,0,0,0,0,0,0,0,0,0,0,0,0,0,0,0,0,0,0,0,0,0,0,0,0,0,0,0,0,0,0,0,0,0,0,0,0,0,0]
[5,"TRANSFORMERS","ground outdoor / indoor chamber mounted ; ˂ 22 kv ; > 60 kva and < = 600 kva ; multiple phase",62.967727751313767,66.545404372036302,28.491243962366724,66.545404372036302,8.157536660784082,2,3,5,2,5,4,0,2,1,1,1,1,0,1,0,0,1,0,4,3,2,2,2,1,0,1,0,2,1,1,3,0,2,1,6,1,0,3,3,0,0,3,1,2,1,2,2,6,5,1,6,0,2,1,4,1,0,0,0,1,2,0,1,0,0,0,0,0,0,0,0,0,0,0,0,0,0,0,0,0,0,0,0,0,0,0,0,0,0,0,0,0,null,85.473731887100172,142.45621981183362,56.982487924733448,142.45621981183362,113.9649758494669,0,56.982487924733448,28.491243962366724,28.491243962366724,28.491243962366724,28.491243962366724,0,28.491243962366724,0,0,28.491243962366724,0,113.9649758494669,85.473731887100172,56.982487924733448,56.982487924733448,56.982487924733448,28.491243962366724,0,28.491243962366724,0,56.982487924733448,28.491243962366724,28.491243962366724,85.473731887100172,0,56.982487924733448,28.491243962366724,170.94746377420034,28.491243962366724,0,85.473731887100172,85.473731887100172,0,0,85.473731887100172,28.491243962366724,56.982487924733448,28.491243962366724,56.982487924733448,56.982487924733448,170.94746377420034,142.45621981183362,28.491243962366724,170.94746377420034,0,56.982487924733448,28.491243962366724,113.9649758494669,28.491243962366724,0,0,0,28.491243962366724,56.982487924733448,0,28.491243962366724,0,0,0,0,0,0,0,0,0,0,0,0,0,0,0,0,0,0,0,0,0,0,0,0,0,0,0,0,0]
[5,"TRANSFORMERS","ground outdoor / indoor chamber mounted ; ˂ 22 kv ; > 600 kva ; multiple phase",65.922958926575234,58.681078980594798,23.383979078209336,65.922958926575234,8.1192954698406705,2,4,0,1,4,3,2,2,5,3,2,3,3,3,2,3,0,0,2,2,0,4,2,5,0,1,1,5,2,2,2,0,3,1,0,1,0,0,3,0,1,5,1,2,2,0,1,1,1,0,7,0,0,0,2,1,0,1,1,0,0,0,0,0,2,0,0,0,0,0,0,0,0,0,0,0,0,0,0,0,0,0,0,0,0,0,0,0,0,0,0,0,null,93.535916312837344,0,23.383979078209336,93.535916312837344,70.151937234628008,46.767958156418672,46.767958156418672,116.91989539104668,70.151937234628008,46.767958156418672,70.151937234628008,70.151937234628008,70.151937234628008,46.767958156418672,70.151937234628008,0,0,46.767958156418672,46.767958156418672,0,93.535916312837344,46.767958156418672,116.91989539104668,0,23.383979078209336,23.383979078209336,116.91989539104668,46.767958156418672,46.767958156418672,46.767958156418672,0,70.151937234628008,23.383979078209336,0,23.383979078209336,0,0,70.151937234628008,0,23.383979078209336,116.91989539104668,23.383979078209336,46.767958156418672,46.767958156418672,0,23.383979078209336,23.383979078209336,23.383979078209336,0,163.68785354746535,0,0,0,46.767958156418672,23.383979078209336,0,23.383979078209336,23.383979078209336,0,0,0,0,0,46.767958156418672,0,0,0,0,0,0,0,0,0,0,0,0,0,0,0,0,0,0,0,0,0,0,0,0,0,0,0]
[5,"TRANSFORMERS","ground outdoor / indoor chamber mounted ; > = 22 kv & < = 33 kv ; < = 15 mva",63.467828545607446,63.467828545607446,683.68721698034074,63.467828545607446,7.9666698529314894,2,11,7,15,27,8,6,10,13,19,6,14,13,17,10,7,6,15,6,23,11,6,13,8,15,11,11,10,15,7,18,15,21,12,13,10,14,10,8,10,20,10,9,5,13,9,2,5,3,0,14,4,5,5,7,4,0,0,1,1,0,2,0,0,0,3,0,0,0,0,0,0,0,0,0,0,0,0,0,0,0,0,0,0,0,0,0,0,0,0,0,1,null,7520.5593867837479,4785.8105188623849,10255.308254705111,18459.554858469201,5469.4977358427259,4102.123301882044,6836.8721698034078,8887.9338207444289,12990.057122626475,4102.123301882044,9571.6210377247698,8887.9338207444289,11622.682688665793,6836.8721698034078,4785.8105188623849,4102.123301882044,10255.308254705111,4102.123301882044,15724.805990547837,7520.5593867837479,4102.123301882044,8887.9338207444289,5469.4977358427259,10255.308254705111,7520.5593867837479,7520.5593867837479,6836.8721698034078,10255.308254705111,4785.8105188623849,12306.369905646134,10255.308254705111,14357.431556587155,8204.2466037640879,8887.9338207444289,6836.8721698034078,9571.6210377247698,6836.8721698034078,5469.4977358427259,6836.8721698034078,13673.744339606816,6836.8721698034078,6153.1849528230669,3418.4360849017039,8887.9338207444289,6153.1849528230669,1367.3744339606815,3418.4360849017039,2051.061650941022,0,9571.6210377247698,2734.7488679213629,3418.4360849017039,3418.4360849017039,4785.8105188623849,2734.7488679213629,0,0,683.68721698034074,683.68721698034074,0,1367.3744339606815,0,0,0,2051.061650941022,0,0,0,0,0,0,0,0,0,0,0,0,0,0,0,0,0,0,0,0,0,0,0,0,0,683.68721698034074]
[5,"TRANSFORMERS","ground outdoor / indoor chamber mounted ; > = 22 kv & < = 33 kv ; > 15 mva and < = 40 mva",63.467828545607446,50.025997098163948,683.68721698034074,63.467828545607446,7.9666698529314894,2,0,0,3,0,0,0,0,0,0,0,0,0,0,1,0,0,0,0,0,0,0,0,0,0,0,0,0,0,0,0,0,0,0,0,0,0,0,0,0,0,0,0,0,0,0,0,0,0,0,0,0,0,0,0,0,0,0,0,0,0,0,0,0,0,0,0,0,0,0,0,0,0,0,0,0,0,0,0,0,0,0,0,0,0,0,0,0,0,0,0,0,null,0,0,2051.061650941022,0,0,0,0,0,0,0,0,0,0,683.68721698034074,0,0,0,0,0,0,0,0,0,0,0,0,0,0,0,0,0,0,0,0,0,0,0,0,0,0,0,0,0,0,0,0,0,0,0,0,0,0,0,0,0,0,0,0,0,0,0,0,0,0,0,0,0,0,0,0,0,0,0,0,0,0,0,0,0,0,0,0,0,0,0,0,0,0,0,0,0]
[5,"TRANSFORMERS","ground outdoor / indoor chamber mounted ; > 33 kv & < = 66 kv ; < = 15 mva",63.467828545607446,65.067227117613939,683.68721698034074,65.067227117613939,8.0664259196755754,2,0,0,0,0,0,0,0,0,0,0,0,0,0,0,0,0,0,0,0,0,0,0,0,0,0,0,0,0,0,0,0,0,0,0,0,0,0,0,0,0,0,0,0,0,0,0,0,0,0,0,0,0,0,0,0,1,0,0,0,0,1,1,0,0,0,0,0,0,0,0,0,0,0,0,0,0,0,0,0,0,0,0,0,0,0,0,0,0,0,0,0,null,0,0,0,0,0,0,0,0,0,0,0,0,0,0,0,0,0,0,0,0,0,0,0,0,0,0,0,0,0,0,0,0,0,0,0,0,0,0,0,0,0,0,0,0,0,0,0,0,0,0,0,0,0,0,0,683.68721698034074,0,0,0,0,683.68721698034074,683.68721698034074,0,0,0,0,0,0,0,0,0,0,0,0,0,0,0,0,0,0,0,0,0,0,0,0,0,0,0,0,0]
[5,"TRANSFORMERS","ground outdoor / indoor chamber mounted ; > 33 kv & < = 66 kv ; > 15 mva and < = 40 mva",59.241356905032497,56.71959963979068,4206.7681665066366,59.241356905032497,7.6968407093451336,2,0,1,0,0,4,3,0,2,1,2,0,3,1,1,0,0,0,2,1,0,0,0,0,0,0,0,0,0,0,1,0,1,0,0,3,0,0,0,0,0,0,0,0,2,0,0,4,1,1,2,0,2,4,7,2,0,0,1,0,0,0,0,0,0,0,0,0,0,0,0,0,0,0,0,0,0,0,0,0,0,0,0,0,0,0,0,0,0,0,0,0,null,0,4206.7681665066366,0,0,16827.072666026546,12620.304499519909,0,8413.5363330132732,4206.7681665066366,8413.5363330132732,0,12620.304499519909,4206.7681665066366,4206.7681665066366,0,0,0,8413.5363330132732,4206.7681665066366,0,0,0,0,0,0,0,0,0,0,4206.7681665066366,0,4206.7681665066366,0,0,12620.304499519909,0,0,0,0,0,0,0,0,8413.5363330132732,0,0,16827.072666026546,4206.7681665066366,4206.7681665066366,8413.5363330132732,0,8413.5363330132732,16827.072666026546,29447.377165546455,8413.5363330132732,0,0,4206.7681665066366,0,0,0,0,0,0,0,0,0,0,0,0,0,0,0,0,0,0,0,0,0,0,0,0,0,0,0,0,0,0,0,0,0]
["","TRANSFORMERS","ground outdoor / indoor chamber mounted ; > 33 kv & < = 66 kv ; > 40 mva",59.241356905032497,"",4206.7681665066366,"","",2,0,0,0,0,0,0,0,0,0,0,0,0,0,0,0,0,0,0,0,0,0,0,0,0,0,0,0,0,0,0,0,0,0,0,0,2,0,0,0,0,0,0,0,0,0,0,0,0,0,0,0,0,0,0,0,0,0,0,0,0,0,0,0,0,0,0,0,0,0,0,0,0,0,0,0,0,0,0,0,0,0,0,0,0,0,0,0,0,0,0,0,null,0,0,0,0,0,0,0,0,0,0,0,0,0,0,0,0,0,0,0,0,0,0,0,0,0,0,0,0,0,0,0,0,0,0,0,8413.5363330132732,0,0,0,0,0,0,0,0,0,0,0,0,0,0,0,0,0,0,0,0,0,0,0,0,0,0,0,0,0,0,0,0,0,0,0,0,0,0,0,0,0,0,0,0,0,0,0,0,0,0,0,0,0,0,0]
[5,"TRANSFORMERS","kiosk mounted ; < = 22 kv ; < = 60 kva ; single phase",27.481368624294038,36.523992402274374,12.231134571652003,36.523992402274374,6.043508285944049,2,0,1,0,0,0,0,0,0,0,0,0,0,0,0,0,0,2,0,0,0,0,0,1,4,0,0,0,0,0,0,0,0,0,0,0,0,0,0,0,0,0,0,0,0,0,0,0,0,0,0,0,0,0,0,0,0,0,0,0,0,0,0,0,0,0,0,0,0,0,0,0,0,0,0,0,0,0,0,0,0,0,0,0,0,0,0,0,0,0,0,0,null,0,12.231134571652003,0,0,0,0,0,0,0,0,0,0,0,0,0,0,24.462269143304006,0,0,0,0,0,12.231134571652003,48.924538286608012,0,0,0,0,0,0,0,0,0,0,0,0,0,0,0,0,0,0,0,0,0,0,0,0,0,0,0,0,0,0,0,0,0,0,0,0,0,0,0,0,0,0,0,0,0,0,0,0,0,0,0,0,0,0,0,0,0,0,0,0,0,0,0,0,0,0,0]
[5,"TRANSFORMERS","kiosk mounted ; < = 22 kv ; > 60 kva and < = 600 kva ; multiple phase",38.928612179275966,51.555454284724931,23.717714373816154,51.555454284724931,7.1802126907721142,2,52,63,65,86,53,50,47,45,52,36,32,35,34,33,32,30,43,34,32,30,50,28,24,23,21,18,19,11,20,18,15,10,12,6,8,5,3,2,6,3,0,0,0,0,2,0,1,0,0,5,0,0,1,2,0,0,0,0,0,0,0,0,0,0,0,0,0,0,0,0,0,0,0,0,0,0,0,0,0,0,0,0,0,0,0,0,0,0,0,0,0,null,1233.32114743844,1494.2160055504178,1541.6514342980499,2039.7234361481892,1257.0388618122561,1185.8857186908076,1114.7325755693591,1067.297146821727,1233.32114743844,853.83771745738159,758.96685996211693,830.12000308356539,806.4022887097492,782.68457433593312,758.96685996211693,711.53143121448466,1019.8617180740946,806.4022887097492,758.96685996211693,711.53143121448466,1185.8857186908076,664.09600246685227,569.22514497158772,545.50743059777153,498.07200185013926,426.91885872869079,450.63657310250693,260.89485811197767,474.35428747632307,426.91885872869079,355.76571560724233,237.17714373816153,284.61257248579386,142.30628624289693,189.74171499052923,118.58857186908077,71.153143121448466,47.435428747632308,142.30628624289693,71.153143121448466,0,0,0,0,47.435428747632308,0,23.717714373816154,0,0,118.58857186908077,0,0,23.717714373816154,47.435428747632308,0,0,0,0,0,0,0,0,0,0,0,0,0,0,0,0,0,0,0,0,0,0,0,0,0,0,0,0,0,0,0,0,0,0,0,0,0]
[5,"TRANSFORMERS","kiosk mounted ; < = 22 kv ; > 600 kva ; multiple phase",46.457247836110575,46.457247836110575,21.422212593585424,46.457247836110575,6.8159553868926235,2,25,16,24,18,21,20,36,30,24,23,25,28,30,24,16,11,15,16,11,12,13,7,10,8,3,1,5,2,1,3,3,1,0,1,0,0,1,2,0,3,0,0,0,0,0,0,0,0,0,2,0,0,0,0,0,0,0,0,0,0,0,0,0,0,0,0,0,0,0,0,0,0,0,0,0,0,0,0,0,0,0,0,0,0,0,0,0,0,0,0,0,null,535.55531483963557,342.75540149736679,514.13310224605016,385.59982668453762,449.86646446529392,428.4442518717085,771.19965336907524,642.66637780756275,514.13310224605016,492.71088965246474,535.55531483963557,599.82195262039193,642.66637780756275,514.13310224605016,342.75540149736679,235.64433852943966,321.33318890378138,342.75540149736679,235.64433852943966,257.06655112302508,278.48876371661049,149.95548815509798,214.22212593585425,171.3777007486834,64.26663778075627,21.422212593585424,107.11106296792713,42.844425187170849,21.422212593585424,64.26663778075627,64.26663778075627,21.422212593585424,0,21.422212593585424,0,0,21.422212593585424,42.844425187170849,0,64.26663778075627,0,0,0,0,0,0,0,0,0,42.844425187170849,0,0,0,0,0,0,0,0,0,0,0,0,0,0,0,0,0,0,0,0,0,0,0,0,0,0,0,0,0,0,0,0,0,0,0,0,0,0,0,0,0]
[5,"TRANSFORMERS","pole mounted ; < = 22 kv ; < = 60 kva ; multiple phase",47.983359259412346,57.378578874311842,21.665718248022937,57.378578874311842,7.5748649409947797,2,2,5,4,2,6,1,5,3,3,2,3,1,2,2,3,4,3,2,6,9,4,9,6,8,3,4,6,3,2,9,6,3,8,3,8,4,8,4,3,6,3,1,0,1,2,0,1,0,2,10,0,0,0,1,1,0,0,2,0,0,1,1,0,0,0,0,0,0,0,0,0,0,0,0,0,0,0,0,0,0,0,0,0,0,0,0,0,0,0,0,0,null,43.331436496045875,108.32859124011469,86.662872992091749,43.331436496045875,129.99430948813762,21.665718248022937,108.32859124011469,64.997154744068808,64.997154744068808,43.331436496045875,64.997154744068808,21.665718248022937,43.331436496045875,43.331436496045875,64.997154744068808,86.662872992091749,64.997154744068808,43.331436496045875,129.99430948813762,194.99146423220643,86.662872992091749,194.99146423220643,129.99430948813762,173.3257459841835,64.997154744068808,86.662872992091749,129.99430948813762,64.997154744068808,43.331436496045875,194.99146423220643,129.99430948813762,64.997154744068808,173.3257459841835,64.997154744068808,173.3257459841835,86.662872992091749,173.3257459841835,86.662872992091749,64.997154744068808,129.99430948813762,64.997154744068808,21.665718248022937,0,21.665718248022937,43.331436496045875,0,21.665718248022937,0,43.331436496045875,216.65718248022938,0,0,0,21.665718248022937,21.665718248022937,0,0,43.331436496045875,0,0,21.665718248022937,21.665718248022937,0,0,0,0,0,0,0,0,0,0,0,0,0,0,0,0,0,0,0,0,0,0,0,0,0,0,0,0,0]
[5,"TRANSFORMERS","pole mounted ; < = 22 kv ; < = 60 kva ; single phase",54.654233644474601,55.251752298459252,5.9058358440206229,55.251752298459252,7.4331522450747132,2,11,12,17,10,17,13,25,12,22,19,16,5,13,9,14,5,15,11,15,8,14,6,25,8,8,16,22,22,25,24,32,24,37,33,55,48,47,26,22,22,25,19,20,12,5,8,8,9,7,17,2,1,4,2,3,0,4,2,0,1,1,0,0,0,0,0,0,0,0,0,0,0,0,0,0,0,0,0,0,0,0,0,0,0,0,0,0,0,0,0,0,null,64.964194284226849,70.870030128247478,100.3992093483506,59.058358440206227,100.3992093483506,76.775865972268093,147.64589610051559,70.870030128247478,129.9283885684537,112.21088103639184,94.493373504329966,29.529179220103114,76.775865972268093,53.152522596185605,82.681701816288722,29.529179220103114,88.587537660309337,64.964194284226849,88.587537660309337,47.246686752164983,82.681701816288722,35.435015064123739,147.64589610051559,47.246686752164983,47.246686752164983,94.493373504329966,129.9283885684537,129.9283885684537,147.64589610051559,141.74006025649496,188.98674700865993,141.74006025649496,218.51592622876305,194.89258285268056,324.82097142113423,283.48012051298991,277.57428466896926,153.55173194453619,129.9283885684537,129.9283885684537,147.64589610051559,112.21088103639184,118.11671688041245,70.870030128247478,29.529179220103114,47.246686752164983,47.246686752164983,53.152522596185605,41.340850908144361,100.3992093483506,11.811671688041246,5.9058358440206229,23.623343376082492,11.811671688041246,17.71750753206187,0,23.623343376082492,11.811671688041246,0,5.9058358440206229,5.9058358440206229,0,0,0,0,0,0,0,0,0,0,0,0,0,0,0,0,0,0,0,0,0,0,0,0,0,0,0,0,0,0]
[5,"TRANSFORMERS","pole mounted ; < = 22 kv ; > 60 kva and < = 600 kva ; multiple phase",55.507652194273149,54.872455898030239,20.35034150569059,55.507652194273149,7.4503457768262775,2,92,95,79,79,92,121,108,90,117,129,130,99,84,90,94,75,60,62,62,41,59,54,41,31,21,26,22,42,25,52,55,56,53,55,46,32,34,31,16,21,17,44,22,24,23,23,25,21,17,53,12,23,17,12,13,2,4,5,7,0,4,4,0,2,1,0,0,0,1,0,0,0,0,0,0,0,0,0,0,0,0,0,0,1,0,0,0,0,0,0,0,null,1872.2314185235343,1933.282443040606,1607.6769789495565,1607.6769789495565,1872.2314185235343,2462.3913221885614,2197.8368826145838,1831.5307355121531,2380.989956165799,2625.1940542340863,2645.5443957397765,2014.6838090633685,1709.4286864780095,1831.5307355121531,1912.9321015349155,1526.2756129267943,1221.0204903414353,1261.7211733528165,1261.7211733528165,834.36400173331424,1200.6701488357448,1098.9184413072919,834.36400173331424,630.86058667640827,427.35717161950237,529.10887914795535,447.70751312519297,854.71434323900473,508.75853764226474,1058.2177582959107,1119.2687828129824,1139.6191243186731,1078.5680998016012,1119.2687828129824,936.11570926176717,651.21092818209888,691.9116111934801,630.86058667640827,325.60546409104944,427.35717161950237,345.95580559674005,895.41502625038595,447.70751312519297,488.40819613657413,468.05785463088358,468.05785463088358,508.75853764226474,427.35717161950237,345.95580559674005,1078.5680998016012,244.20409806828707,468.05785463088358,345.95580559674005,244.20409806828707,264.55443957397767,40.70068301138118,81.40136602276236,101.75170752845295,142.45239053983414,0,81.40136602276236,81.40136602276236,0,40.70068301138118,20.35034150569059,0,0,0,20.35034150569059,0,0,0,0,0,0,0,0,0,0,0,0,0,0,20.35034150569059,0,0,0,0,0,0,0]
[5,"TRANSFORMERS","pole mounted ; < = 22 kv ; > 60 kva and < = 600 kva ; single phase",46.467442884159823,46.467442884159823,15.461877607158026,46.467442884159823,6.8167032269389445,2,2,0,0,1,1,1,5,3,1,2,0,2,2,2,2,2,1,2,1,1,2,0,0,1,0,0,0,1,0,0,0,0,0,0,0,0,0,0,0,0,0,0,0,0,0,0,0,0,0,1,0,0,0,0,0,0,0,0,0,0,0,0,0,0,0,0,0,0,0,0,0,0,0,0,0,0,0,0,0,0,0,0,0,0,0,0,0,0,0,0,0,null,30.923755214316053,0,0,15.461877607158026,15.461877607158026,15.461877607158026,77.309388035790136,46.385632821474076,15.461877607158026,30.923755214316053,0,30.923755214316053,30.923755214316053,30.923755214316053,30.923755214316053,30.923755214316053,15.461877607158026,30.923755214316053,15.461877607158026,15.461877607158026,30.923755214316053,0,0,15.461877607158026,0,0,0,15.461877607158026,0,0,0,0,0,0,0,0,0,0,0,0,0,0,0,0,0,0,0,0,0,15.461877607158026,0,0,0,0,0,0,0,0,0,0,0,0,0,0,0,0,0,0,0,0,0,0,0,0,0,0,0,0,0,0,0,0,0,0,0,0,0,0,0,0,0]
[5,"TRANSFORMERS","pole mounted ; < = 22 kv ; > 600 kva ; multiple phase",55.507652194273149,49.838621071303649,20.35034150569059,55.507652194273149,7.4503457768262775,2,0,0,0,0,1,0,0,0,0,0,0,0,0,0,0,0,0,0,0,0,0,0,0,0,0,0,0,0,0,0,0,0,0,0,0,0,0,0,0,0,0,0,0,0,0,0,0,0,0,0,0,0,0,1,0,0,0,0,0,0,0,0,0,0,0,0,0,0,0,0,0,0,0,0,0,0,0,0,0,0,0,0,0,0,0,0,0,0,0,0,0,null,0,0,0,0,20.35034150569059,0,0,0,0,0,0,0,0,0,0,0,0,0,0,0,0,0,0,0,0,0,0,0,0,0,0,0,0,0,0,0,0,0,0,0,0,0,0,0,0,0,0,0,0,0,0,0,0,20.35034150569059,0,0,0,0,0,0,0,0,0,0,0,0,0,0,0,0,0,0,0,0,0,0,0,0,0,0,0,0,0,0,0,0,0,0,0,0,0]
[6,"UNDERGROUND CABLES","˂ = 1 kv",76.594102353261249,64.695969603604198,2741.0196632972311,76.594102353261249,8.7518056624482501,2,38.690640000000002,52.36795,63.513500000000001,59.976545999999999,38.030833000000001,37.942276,28.165172999999999,30.472189999999998,40.514351000000005,32.069898999999999,27.064857,24.488385999999998,36.203972999999998,33.197928999999995,37.722935,40.801919000000005,51.048027000000005,52.036489000000003,35.005749000000002,54.939672999999999,70.289013000000011,45.226485999999994,30.920175999999998,27.172755000000002,38.726262000000006,32.671219000000001,35.853940000000001,26.540222,39.12388,26.094493999999997,17.448537000000002,18.710747999999999,9.2730049999999995,9.1835640000000005,8.8300220000000014,7.1299979999999996,3.6343429999999999,5.8634709999999997,3.3765700000000001,8.7686770000000003,5.0938239999999997,1.5073179999999999,4.454453,5.9363710000000003,6.4325450000000002,8.9110700000000005,0.91683300000000001,1.5623710000000002,0.34660000000000002,1.0886130000000001,4.0370670000000004,3.5810000000000002E-2,0.350466,1.8083999999999999E-2,0.16844999999999999,0.177255,7.5670000000000001E-2,3.3097000000000001E-2,7.7549999999999994E-2,9.4719999999999999E-2,0.11007500000000001,0.59200900000000001,3.9240000000000004E-2,0.30960799999999999,0.14783000000000002,0,0,0,0.1192,8.4239999999999995E-2,0.15202399999999999,0.84533199999999997,0.14656,8.1759999999999999E-2,4.6999999999999999E-4,0,8.9760000000000006E-2,0,0,0,0,0,2.801E-2,0,0,0,0,8.6849999999999997E-2,0,0,0.25783299999999998,null,106051.80502555439,143541.58067656623,174091.75238482869,164396.89192265089,104243.26106457323,104000.52458625061,77201.293013168266,83524.871973729241,111050.63273672585,87904.223758956214,74185.305221327711,67123.147548412628,99235.801882482032,90996.176169745377,103399.30659228333,111838.86227926091,139923.64577952799,142633.03955795008,95951.446337447385,150590.72398811998,192663.56674675472,123966.68742783692,84752.810408611127,74481.055760958159,106149.44562800037,89552.453702890096,98276.354546679126,72747.270370273764,107239.32438448127,71525.521157791605,47826.783012769287,51286.52818299934,25417.48904285354,25172.329503148576,24203.263929347147,19543.46471726993,9961.8056261666479,16071.889306173078,9255.2447644995318,24035.116078102175,13962.271745375354,4131.588276841856,12209.743262233342,16271.709639627448,17631.732330044288,24425.418091018058,2513.0572809597902,4282.4896323653584,950.03741529882029,2983.9096387209888,11065.680029048364,98.155914142673851,960.63419731712736,49.568599591067127,461.72476228241857,485.8594404177507,207.41295792170149,90.719527796148455,212.56607488870026,259.62938250751375,301.71773943744273,1622.7083098489304,107.55761158778336,848.64161591412915,405.20493682522971,0,0,0,326.72954386502994,230.90349643615875,416.70077329309822,2317.0716340143749,401.72384185284216,224.10576767118161,1.2882792417496987,0,246.03392497755948,0,0,0,0,0,76.775960768955443,0,0,0,0,238.05755775736452,0,0,706.72532284691488]
[6,"UNDERGROUND CABLES","> 1 kv & < = 11 kv",83.705978397145415,72.625308147732596,5165.5849844429322,83.705978397145415,9.1490971356273949,2,0.80771000000000004,11.622260000000001,4.2408999999999999,4.1335119999999996,3.2168600000000001,2.421408,4.0264220000000002,1.7279599999999999,2.7083349999999999,2.7941120000000002,5.4489040000000006,2.7978459999999998,2.3417370000000002,3.8604450000000003,1.4490699999999999,1.9457119999999999,0.90166800000000003,2.6572179999999999,2.1799949999999999,1.73986,0.66666600000000009,1.1215979999999999,0.148504,2.2361370000000003,0.31498000000000004,1.16204,0.62169000000000008,0.55635299999999999,1.0682499999999999,0.21437999999999999,0.89354,0.48921699999999996,1.193E-2,0.305788,0.34538200000000002,0.30154000000000003,0.61158500000000005,0.25547900000000001,0.30537999999999998,0.29173300000000002,0.24534,0.56836600000000004,0.26987,1.018556,1.61551,0.56629999999999991,0.39244999999999997,1.1567049999999999,0.13100000000000001,0.99050099999999996,1.5358669999999999,0.37283499999999997,0.47825299999999998,0.17150200000000002,1.9364250000000001,0.58887699999999998,1.053609,3.3405000000000004E-2,0.25857999999999998,6.9830000000000003E-2,5.774E-2,0.37346200000000002,0,0.32946399999999998,0.68176999999999999,0.32135000000000002,0.36096,0,0,0.23236000000000001,0.51981600000000006,1.5930850000000001,0,4.3840000000000004E-2,0,0,0.249525,0,0,0,0,0,0,0,0,0,0,0,0,0,0,null,4172.2946477844007,60035.771741291719,21906.72936052403,21352.007520214673,16616.963713055091,12507.988806009991,20798.825024230682,8925.9242297180081,13990.134608841248,14433.222992051811,28146.776684071036,14452.511286383718,12096.44148471444,19941.456725267799,7485.2942334067193,10050.740691250427,4657.6426817526899,13726.085401191478,11260.949438160669,8987.3946910328796,3443.7198792386321,5793.7097873812236,767.11003252971318,11550.955710357266,1627.0559583998349,6002.6163753220644,3211.3925289783269,2873.8887028497784,5518.1361596311617,1107.3981089648757,4615.6568069991372,2527.0919893342179,61.625428864404178,1579.5739012228353,1784.100073096869,1557.6304962089218,3159.194292710531,1319.6984862404959,1577.4663425491826,1506.97160426649,1267.3246200832291,2935.9428752678918,1394.0364197516142,5261.4375794142552,8345.0541982174018,2925.2707766900321,2027.2338271446285,5975.0579794300611,676.69163296202419,5116.5170926757082,7933.6515133014127,1925.9108776747805,2470.4565155647856,885.90815600193184,10002.767903499906,3041.8941888838003,5442.5068298739334,172.55636640531617,1335.7169652772534,360.71279946364996,298.26087700173491,1929.1496994600263,0,1701.8742913145061,3521.7408748436578,1659.9607347507365,1864.5695559845208,0,0,1200.2753269851598,2685.1537242731874,8229.21595494127,0,226.45924571797818,0,0,1288.9425932431227,0,0,0,0,0,0,0,0,0,0,0,0,0,0]
[6,"UNDERGROUND CABLES","> 11 kv & < = 22 kv",86.912058499701772,61.113668176043589,2039.0063585193111,86.912058499701772,9.3226637019524503,2,17.863790000000002,27.013249999999999,27.842700000000001,29.918410000000002,24.259833,25.523852999999999,24.551850999999999,23.176593,24.802071999999999,17.117086999999998,17.898555999999999,21.643833999999998,27.717601999999999,15.540848,20.294491000000001,14.524156999999999,23.739241000000003,22.459083,25.520645000000002,26.055296999999999,34.995494000000001,28.663245,18.043769000000001,16.214331999999999,12.156235000000001,12.824206,12.559747999999999,12.377743000000001,14.145828,9.0281409999999997,7.2450600000000005,10.051515999999999,3.5878480000000001,4.0469039999999996,1.661189,2.642185,3.162147,2.7872759999999999,2.6938260000000001,5.0454999999999997,1.917638,0.35602,2.2493960000000004,2.4990030000000001,1.0271320000000002,2.8649650000000002,2.1049060000000002,0.382272,0.90761500000000006,1.2483,5.0376880000000002,0.52217100000000005,3.188666,3.3261399999999997,0.17053000000000001,0.80241300000000004,0,2.97,1.82728,0.43752099999999999,2.5780000000000001E-2,8.1709999999999991E-2,0,0,0,0,0,0,0,0,0.17984,0,9.3900000000000008E-3,0,0,0,0,0,0,0,0,0,6.5959200000000004,0.53789999999999993,0,0,0,0,0,0,0.65445000000000009,null,36424.381397253688,55080.18851427178,56771.442338345623,61003.828226787744,49465.953743616614,52043.29856091219,50061.380302418707,47257.220495814159,50571.582512453766,34901.849232328233,36495.269492313964,44131.915148736451,56516.366720907572,31687.887888782119,41380.596191912933,29614.84847513276,48404.463345422337,45794.213043512966,52036.757428514065,53126.916256109129,71356.034785524404,58444.538810796854,36791.359722653637,33061.126047143138,24786.640460654999,26148.637576961501,25609.406033400199,25238.296681117896,28843.433238520509,18408.43690460889,14772.72340785392,20495.105036758592,7315.644885400794,8251.6629883172336,3387.1749337023361,5387.4320153843464,6447.6378395727643,5683.2734869482711,5492.7283427446419,10287.806581909183,3910.0760753382547,725.92704376004519,4586.5327468279047,5095.4830069588343,2094.3286790386574,5841.6818519352782,4291.9167180854492,779.45503868389414,1850.6327560875047,2545.2916373396561,10271.877864236432,1064.7099892343872,6501.7102491943378,6782.020609325421,347.71175431829818,1636.1252091585561,0,6055.8488848023544,3725.8355387951669,892.10810098572745,52.565583922627845,166.60720955461289,0,0,0,0,0,0,0,0,366.6949035161129,0,19.146269706496334,0,0,0,0,0,0,0,0,0,13449.122820284696,1096.7815202475374,0,0,0,0,0,0,1334.4277113329633]
[6,"UNDERGROUND CABLES","> 33 kv & < = 66 kv",86.912058499701772,45.561907860841956,2039.0063585193111,86.912058499701772,9.3226637019524503,2,4.0064400000000004,2.0991399999999998,2.7414899999999998,3.2500000000000001E-2,0,0,0,0.24790000000000001,0.51487000000000005,0.32332,0,0,0,0,1.7310699999999999,0,2.2613699999999999,3.1649999999999998E-2,0,0,0,0,0,0.61150000000000004,0,0,0,0,0,0,0,0,0,0.12079999999999999,0,0,0,0,0,0,0,0,0,0.97029999999999994,0,0.20674000000000001,1.4172499999999999,0,0,0,2.13931,0.59475,0.35738999999999999,0,0,0,0,0,0,0,0,0,0,0,0,0,0,0,0,0,0,0,0,0,0,0,0,0,0,0,0,0,0,0,0,0,0,0,0,0,0,null,8169.1566350261101,4280.1598074222265,5589.9155418171058,66.267706651877617,0,0,0,505.46967627693726,1049.8232038108379,659.25153583646363,0,0,0,0,3529.6627370420238,0,4610.9478089648146,64.534551247136193,0,0,0,0,0,1246.8523882345589,0,0,0,0,0,0,0,0,0,246.31196810913275,0,0,0,0,0,0,0,0,0,1978.4478696712874,0,421.54417456028239,2889.7817616114935,0,0,0,4362.0666928439477,1212.6990317293603,728.72048247121654,0,0,0,0,0,0,0,0,0,0,0,0,0,0,0,0,0,0,0,0,0,0,0,0,0,0,0,0,0,0,0,0,0,0,0,0,0,0]
["","","","","","","","","","","","","","","","","","","","","","","","","","","","","","","","","","","","","","","","","","","","","","","","","","","","","","","","","","","","","","","","","","","","","","","","","","","","","","","","","","","","","","","","","","","","","","","","","","","","",null,"","","","","","","","","","","","","","","","","","","","","","","","","","","","","","","","","","","","","","","","","","","","","","","","","","","","","","","","","","","","","","","","","","","","","","","","","","","","","","","","","","","","","","","","","","",""]
["","","","","","","","","","","","","","","","","","","","","","","","","","","","","","","","","","","","","","","","","","","","","","","","","","","","","","","","","","","","","","","","","","","","","","","","","","","","","","","","","","","","","","","","","","","","","","","","","","","","",null,"","","","","","","","","","","","","","","","","","","","","","","","","","","","","","","","","","","","","","","","","","","","","","","","","","","","","","","","","","","","","","","","","","","","","","","","","","","","","","","","","","","","","","","","","","",""]
["","","","","","","","","","","","","","","","","","","","","","","","","","","","","","","","","","","","","","","","","","","","","","","","","","","","","","","","","","","","","","","","","","","","","","","","","","","","","","","","","","","","","","","","","","","","","","","","","","","","",null,"","","","","","","","","","","","","","","","","","","","","","","","","","","","","","","","","","","","","","","","","","","","","","","","","","","","","","","","","","","","","","","","","","","","","","","","","","","","","","","","","","","","","","","","","","",""]
["","","","","","","","","","","","","","","","","","","","","","","","","","","","","","","","","","","","","","","","","","","","","","","","","","","","","","","","","","","","","","","","","","","","","","","","","","","","","","","","","","","","","","","","","","","","","","","","","","","","",null,"","","","","","","","","","","","","","","","","","","","","","","","","","","","","","","","","","","","","","","","","","","","","","","","","","","","","","","","","","","","","","","","","","","","","","","","","","","","","","","","","","","","","","","","","","",""]
["","","","","","","","","","","","","","","","","","","","","","","","","","","","","","","","","","","","","","","","","","","","","","","","","","","","","","","","","","","","","","","","","","","","","","","","","","","","","","","","","","","","","","","","","","","","","","","","","","","","",null,"","","","","","","","","","","","","","","","","","","","","","","","","","","","","","","","","","","","","","","","","","","","","","","","","","","","","","","","","","","","","","","","","","","","","","","","","","","","","","","","","","","","","","","","","","",""]
["","","","","","","","","","","","","","","","","","","","","","","","","","","","","","","","","","","","","","","","","","","","","","","","","","","","","","","","","","","","","","","","","","","","","","","","","","","","","","","","","","","","","","","","","","","","","","","","","","","","",null,"","","","","","","","","","","","","","","","","","","","","","","","","","","","","","","","","","","","","","","","","","","","","","","","","","","","","","","","","","","","","","","","","","","","","","","","","","","","","","","","","","","","","","","","","","",""]
["","","","","","","","","","","","","","","","","","","","","","","","","","","","","","","","","","","","","","","","","","","","","","","","","","","","","","","","","","","","","","","","","","","","","","","","","","","","","","","","","","","","","","","","","","","","","","","","","","","","",null,"","","","","","","","","","","","","","","","","","","","","","","","","","","","","","","","","","","","","","","","","","","","","","","","","","","","","","","","","","","","","","","","","","","","","","","","","","","","","","","","","","","","","","","","","","",""]
["","","","","","","","","","","","","","","","","","","","","","","","","","","","","","","","","","","","","","","","","","","","","","","","","","","","","","","","","","","","","","","","","","","","","","","","","","","","","","","","","","","","","","","","","","","","","","","","","","","","",null,"","","","","","","","","","","","","","","","","","","","","","","","","","","","","","","","","","","","","","","","","","","","","","","","","","","","","","","","","","","","","","","","","","","","","","","","","","","","","","","","","","","","","","","","","","",""]
["","","","","","","","","","","","","","","","","","","","","","","","","","","","","","","","","","","","","","","","","","","","","","","","","","","","","","","","","","","","","","","","","","","","","","","","","","","","","","","","","","","","","","","","","","","","","","","","","","","","",null,"","","","","","","","","","","","","","","","","","","","","","","","","","","","","","","","","","","","","","","","","","","","","","","","","","","","","","","","","","","","","","","","","","","","","","","","","","","","","","","","","","","","","","","","","","",""]
["","","","","","","","","","","","","","","","","","","","","","","","","","","","","","","","","","","","","","","","","","","","","","","","","","","","","","","","","","","","","","","","","","","","","","","","","","","","","","","","","","","","","","","","","","","","","","","","","","","","",null,"","","","","","","","","","","","","","","","","","","","","","","","","","","","","","","","","","","","","","","","","","","","","","","","","","","","","","","","","","","","","","","","","","","","","","","","","","","","","","","","","","","","","","","","","","",""]
["","","","","","","","","","","","","","","","","","","","","","","","","","","","","","","","","","","","","","","","","","","","","","","","","","","","","","","","","","","","","","","","","","","","","","","","","","","","","","","","","","","","","","","","","","","","","","","","","","","","",null,"","","","","","","","","","","","","","","","","","","","","","","","","","","","","","","","","","","","","","","","","","","","","","","","","","","","","","","","","","","","","","","","","","","","","","","","","","","","","","","","","","","","","","","","","","",""]
["","","","","","","","","","","","","","","","","","","","","","","","","","","","","","","","","","","","","","","","","","","","","","","","","","","","","","","","","","","","","","","","","","","","","","","","","","","","","","","","","","","","","","","","","","","","","","","","","","","","",null,"","","","","","","","","","","","","","","","","","","","","","","","","","","","","","","","","","","","","","","","","","","","","","","","","","","","","","","","","","","","","","","","","","","","","","","","","","","","","","","","","","","","","","","","","","",""]
["","","","","","","","","","","","","","","","","","","","","","","","","","","","","","","","","","","","","","","","","","","","","","","","","","","","","","","","","","","","","","","","","","","","","","","","","","","","","","","","","","","","","","","","","","","","","","","","","","","","",null,"","","","","","","","","","","","","","","","","","","","","","","","","","","","","","","","","","","","","","","","","","","","","","","","","","","","","","","","","","","","","","","","","","","","","","","","","","","","","","","","","","","","","","","","","","",""]
["","","","","","","","","","","","","","","","","","","","","","","","","","","","","","","","","","","","","","","","","","","","","","","","","","","","","","","","","","","","","","","","","","","","","","","","","","","","","","","","","","","","","","","","","","","","","","","","","","","","",null,"","","","","","","","","","","","","","","","","","","","","","","","","","","","","","","","","","","","","","","","","","","","","","","","","","","","","","","","","","","","","","","","","","","","","","","","","","","","","","","","","","","","","","","","","","",""]
["","","","","","","","","","","","","","","","","","","","","","","","","","","","","","","","","","","","","","","","","","","","","","","","","","","","","","","","","","","","","","","","","","","","","","","","","","","","","","","","","","","","","","","","","","","","","","","","","","","","",null,"","","","","","","","","","","","","","","","","","","","","","","","","","","","","","","","","","","","","","","","","","","","","","","","","","","","","","","","","","","","","","","","","","","","","","","","","","","","","","","","","","","","","","","","","","",""]
["","","","","","","","","","","","","","","","","","","","","","","","","","","","","","","","","","","","","","","","","","","","","","","","","","","","","","","","","","","","","","","","","","","","","","","","","","","","","","","","","","","","","","","","","","","","","","","","","","","","",null,"","","","","","","","","","","","","","","","","","","","","","","","","","","","","","","","","","","","","","","","","","","","","","","","","","","","","","","","","","","","","","","","","","","","","","","","","","","","","","","","","","","","","","","","","","",""]
["","","","","","","","","","","","","","","","","","","","","","","","","","","","","","","","","","","","","","","","","","","","","","","","","","","","","","","","","","","","","","","","","","","","","","","","","","","","","","","","","","","","","","","","","","","","","","","","","","","","",null,"","","","","","","","","","","","","","","","","","","","","","","","","","","","","","","","","","","","","","","","","","","","","","","","","","","","","","","","","","","","","","","","","","","","","","","","","","","","","","","","","","","","","","","","","","",""]
["","","","","","","","","","","","","","","","","","","","","","","","","","","","","","","","","","","","","","","","","","","","","","","","","","","","","","","","","","","","","","","","","","","","","","","","","","","","","","","","","","","","","","","","","","","","","","","","","","","","",null,"","","","","","","","","","","","","","","","","","","","","","","","","","","","","","","","","","","","","","","","","","","","","","","","","","","","","","","","","","","","","","","","","","","","","","","","","","","","","","","","","","","","","","","","","","",""]
["","","","","","","","","","","","","","","","","","","","","","","","","","","","","","","","","","","","","","","","","","","","","","","","","","","","","","","","","","","","","","","","","","","","","","","","","","","","","","","","","","","","","","","","","","","","","","","","","","","","",null,"","","","","","","","","","","","","","","","","","","","","","","","","","","","","","","","","","","","","","","","","","","","","","","","","","","","","","","","","","","","","","","","","","","","","","","","","","","","","","","","","","","","","","","","","","",""]
["","","","","","","","","","","","","","","","","","","","","","","","","","","","","","","","","","","","","","","","","","","","","","","","","","","","","","","","","","","","","","","","","","","","","","","","","","","","","","","","","","","","","","","","","","","","","","","","","","","","",null,"","","","","","","","","","","","","","","","","","","","","","","","","","","","","","","","","","","","","","","","","","","","","","","","","","","","","","","","","","","","","","","","","","","","","","","","","","","","","","","","","","","","","","","","","","",""]
["","","","","","","","","","","","","","","","","","","","","","","","","","","","","","","","","","","","","","","","","","","","","","","","","","","","","","","","","","","","","","","","","","","","","","","","","","","","","","","","","","","","","","","","","","","","","","","","","","","","",null,"","","","","","","","","","","","","","","","","","","","","","","","","","","","","","","","","","","","","","","","","","","","","","","","","","","","","","","","","","","","","","","","","","","","","","","","","","","","","","","","","","","","","","","","","","",""]
["","","","","","","","","","","","","","","","","","","","","","","","","","","","","","","","","","","","","","","","","","","","","","","","","","","","","","","","","","","","","","","","","","","","","","","","","","","","","","","","","","","","","","","","","","","","","","","","","","","","",null,"","","","","","","","","","","","","","","","","","","","","","","","","","","","","","","","","","","","","","","","","","","","","","","","","","","","","","","","","","","","","","","","","","","","","","","","","","","","","","","","","","","","","","","","","","",""]
["","","","","","","","","","","","","","","","","","","","","","","","","","","","","","","","","","","","","","","","","","","","","","","","","","","","","","","","","","","","","","","","","","","","","","","","","","","","","","","","","","","","","","","","","","","","","","","","","","","","",null,"","","","","","","","","","","","","","","","","","","","","","","","","","","","","","","","","","","","","","","","","","","","","","","","","","","","","","","","","","","","","","","","","","","","","","","","","","","","","","","","","","","","","","","","","","",""]
["","","","","","","","","","","","","","","","","","","","","","","","","","","","","","","","","","","","","","","","","","","","","","","","","","","","","","","","","","","","","","","","","","","","","","","","","","","","","","","","","","","","","","","","","","","","","","","","","","","","",null,"","","","","","","","","","","","","","","","","","","","","","","","","","","","","","","","","","","","","","","","","","","","","","","","","","","","","","","","","","","","","","","","","","","","","","","","","","","","","","","","","","","","","","","","","","",""]
["","","","","","","","","","","","","","","","","","","","","","","","","","","","","","","","","","","","","","","","","","","","","","","","","","","","","","","","","","","","","","","","","","","","","","","","","","","","","","","","","","","","","","","","","","","","","","","","","","","","",null,"","","","","","","","","","","","","","","","","","","","","","","","","","","","","","","","","","","","","","","","","","","","","","","","","","","","","","","","","","","","","","","","","","","","","","","","","","","","","","","","","","","","","","","","","","",""]
["","","","","","","","","","","","","","","","","","","","","","","","","","","","","","","","","","","","","","","","","","","","","","","","","","","","","","","","","","","","","","","","","","","","","","","","","","","","","","","","","","","","","","","","","","","","","","","","","","","","",null,"","","","","","","","","","","","","","","","","","","","","","","","","","","","","","","","","","","","","","","","","","","","","","","","","","","","","","","","","","","","","","","","","","","","","","","","","","","","","","","","","","","","","","","","","","",""]
["","","","","","","","","","","","","","","","","","","","","","","","","","","","","","","","","","","","","","","","","","","","","","","","","","","","","","","","","","","","","","","","","","","","","","","","","","","","","","","","","","","","","","","","","","","","","","","","","","","","",null,"","","","","","","","","","","","","","","","","","","","","","","","","","","","","","","","","","","","","","","","","","","","","","","","","","","","","","","","","","","","","","","","","","","","","","","","","","","","","","","","","","","","","","","","","","",""]
["","","","","","","","","","","","","","","","","","","","","","","","","","","","","","","","","","","","","","","","","","","","","","","","","","","","","","","","","","","","","","","","","","","","","","","","","","","","","","","","","","","","","","","","","","","","","","","","","","","","",null,"","","","","","","","","","","","","","","","","","","","","","","","","","","","","","","","","","","","","","","","","","","","","","","","","","","","","","","","","","","","","","","","","","","","","","","","","","","","","","","","","","","","","","","","","","",""]
["","","","","","","","","","","","","","","","","","","","","","","","","","","","","","","","","","","","","","","","","","","","","","","","","","","","","","","","","","","","","","","","","","","","","","","","","","","","","","","","","","","","","","","","","","","","","","","","","","","","",null,"","","","","","","","","","","","","","","","","","","","","","","","","","","","","","","","","","","","","","","","","","","","","","","","","","","","","","","","","","","","","","","","","","","","","","","","","","","","","","","","","","","","","","","","","","",""]
["","","","","","","","","","","","","","","","","","","","","","","","","","","","","","","","","","","","","","","","","","","","","","","","","","","","","","","","","","","","","","","","","","","","","","","","","","","","","","","","","","","","","","","","","","","","","","","","","","","","",null,"","","","","","","","","","","","","","","","","","","","","","","","","","","","","","","","","","","","","","","","","","","","","","","","","","","","","","","","","","","","","","","","","","","","","","","","","","","","","","","","","","","","","","","","","","",""]
["","","","","","","","","","","","","","","","","","","","","","","","","","","","","","","","","","","","","","","","","","","","","","","","","","","","","","","","","","","","","","","","","","","","","","","","","","","","","","","","","","","","","","","","","","","","","","","","","","","","",null,"","","","","","","","","","","","","","","","","","","","","","","","","","","","","","","","","","","","","","","","","","","","","","","","","","","","","","","","","","","","","","","","","","","","","","","","","","","","","","","","","","","","","","","","","","",""]
["","","","","","","","","","","","","","","","","","","","","","","","","","","","","","","","","","","","","","","","","","","","","","","","","","","","","","","","","","","","","","","","","","","","","","","","","","","","","","","","","","","","","","","","","","","","","","","","","","","","",null,"","","","","","","","","","","","","","","","","","","","","","","","","","","","","","","","","","","","","","","","","","","","","","","","","","","","","","","","","","","","","","","","","","","","","","","","","","","","","","","","","","","","","","","","","","",""]
["","","","","","","","","","","","","","","","","","","","","","","","","","","","","","","","","","","","","","","","","","","","","","","","","","","","","","","","","","","","","","","","","","","","","","","","","","","","","","","","","","","","","","","","","","","","","","","","","","","","",null,"","","","","","","","","","","","","","","","","","","","","","","","","","","","","","","","","","","","","","","","","","","","","","","","","","","","","","","","","","","","","","","","","","","","","","","","","","","","","","","","","","","","","","","","","","",""]
["","","","","","","","","","","","","","","","","","","","","","","","","","","","","","","","","","","","","","","","","","","","","","","","","","","","","","","","","","","","","","","","","","","","","","","","","","","","","","","","","","","","","","","","","","","","","","","","","","","","",null,"","","","","","","","","","","","","","","","","","","","","","","","","","","","","","","","","","","","","","","","","","","","","","","","","","","","","","","","","","","","","","","","","","","","","","","","","","","","","","","","","","","","","","","","","","",""]
["","","","","","","","","","","","","","","","","","","","","","","","","","","","","","","","","","","","","","","","","","","","","","","","","","","","","","","","","","","","","","","","","","","","","","","","","","","","","","","","","","","","","","","","","","","","","","","","","","","","",null,"","","","","","","","","","","","","","","","","","","","","","","","","","","","","","","","","","","","","","","","","","","","","","","","","","","","","","","","","","","","","","","","","","","","","","","","","","","","","","","","","","","","","","","","","","",""]
["","","","","","","","","","","","","","","","","","","","","","","","","","","","","","","","","","","","","","","","","","","","","","","","","","","","","","","","","","","","","","","","","","","","","","","","","","","","","","","","","","","","","","","","","","","","","","","","","","","","",null,"","","","","","","","","","","","","","","","","","","","","","","","","","","","","","","","","","","","","","","","","","","","","","","","","","","","","","","","","","","","","","","","","","","","","","","","","","","","","","","","","","","","","","","","","","",""]
["","","","","","","","","","","","","","","","","","","","","","","","","","","","","","","","","","","","","","","","","","","","","","","","","","","","","","","","","","","","","","","","","","","","","","","","","","","","","","","","","","","","","","","","","","","","","","","","","","","","",null,"","","","","","","","","","","","","","","","","","","","","","","","","","","","","","","","","","","","","","","","","","","","","","","","","","","","","","","","","","","","","","","","","","","","","","","","","","","","","","","","","","","","","","","","","","",""]
["","","","","","","","","","","","","","","","","","","","","","","","","","","","","","","","","","","","","","","","","","","","","","","","","","","","","","","","","","","","","","","","","","","","","","","","","","","","","","","","","","","","","","","","","","","","","","","","","","","","",null,"","","","","","","","","","","","","","","","","","","","","","","","","","","","","","","","","","","","","","","","","","","","","","","","","","","","","","","","","","","","","","","","","","","","","","","","","","","","","","","","","","","","","","","","","","",""]
["","","","","","","","","","","","","","","","","","","","","","","","","","","","","","","","","","","","","","","","","","","","","","","","","","","","","","","","","","","","","","","","","","","","","","","","","","","","","","","","","","","","","","","","","","","","","","","","","","","","",null,"","","","","","","","","","","","","","","","","","","","","","","","","","","","","","","","","","","","","","","","","","","","","","","","","","","","","","","","","","","","","","","","","","","","","","","","","","","","","","","","","","","","","","","","","","",""]
["","","","","","","","","","","","","","","","","","","","","","","","","","","","","","","","","","","","","","","","","","","","","","","","","","","","","","","","","","","","","","","","","","","","","","","","","","","","","","","","","","","","","","","","","","","","","","","","","","","","",null,"","","","","","","","","","","","","","","","","","","","","","","","","","","","","","","","","","","","","","","","","","","","","","","","","","","","","","","","","","","","","","","","","","","","","","","","","","","","","","","","","","","","","","","","","","",""]
["","","","","","","","","","","","","","","","","","","","","","","","","","","","","","","","","","","","","","","","","","","","","","","","","","","","","","","","","","","","","","","","","","","","","","","","","","","","","","","","","","","","","","","","","","","","","","","","","","","","",null,"","","","","","","","","","","","","","","","","","","","","","","","","","","","","","","","","","","","","","","","","","","","","","","","","","","","","","","","","","","","","","","","","","","","","","","","","","","","","","","","","","","","","","","","","","",""]
["","","","","","","","","","","","","","","","","","","","","","","","","","","","","","","","","","","","","","","","","","","","","","","","","","","","","","","","","","","","","","","","","","","","","","","","","","","","","","","","","","","","","","","","","","","","","","","","","","","","",null,"","","","","","","","","","","","","","","","","","","","","","","","","","","","","","","","","","","","","","","","","","","","","","","","","","","","","","","","","","","","","","","","","","","","","","","","","","","","","","","","","","","","","","","","","","",""]
["","","","","","","","","","","","","","","","","","","","","","","","","","","","","","","","","","","","","","","","","","","","","","","","","","","","","","","","","","","","","","","","","","","","","","","","","","","","","","","","","","","","","","","","","","","","","","","","","","","","",null,"","","","","","","","","","","","","","","","","","","","","","","","","","","","","","","","","","","","","","","","","","","","","","","","","","","","","","","","","","","","","","","","","","","","","","","","","","","","","","","","","","","","","","","","","","",""]
["","","","","","","","","","","","","","","","","","","","","","","","","","","","","","","","","","","","","","","","","","","","","","","","","","","","","","","","","","","","","","","","","","","","","","","","","","","","","","","","","","","","","","","","","","","","","","","","","","","","",null,"","","","","","","","","","","","","","","","","","","","","","","","","","","","","","","","","","","","","","","","","","","","","","","","","","","","","","","","","","","","","","","","","","","","","","","","","","","","","","","","","","","","","","","","","","",""]
["","","","","","","","","","","","","","","","","","","","","","","","","","","","","","","","","","","","","","","","","","","","","","","","","","","","","","","","","","","","","","","","","","","","","","","","","","","","","","","","","","","","","","","","","","","","","","","","","","","","",null,"","","","","","","","","","","","","","","","","","","","","","","","","","","","","","","","","","","","","","","","","","","","","","","","","","","","","","","","","","","","","","","","","","","","","","","","","","","","","","","","","","","","","","","","","","",""]
["","","","","","","","","","","","","","","","","","","","","","","","","","","","","","","","","","","","","","","","","","","","","","","","","","","","","","","","","","","","","","","","","","","","","","","","","","","","","","","","","","","","","","","","","","","","","","","","","","","","",null,"","","","","","","","","","","","","","","","","","","","","","","","","","","","","","","","","","","","","","","","","","","","","","","","","","","","","","","","","","","","","","","","","","","","","","","","","","","","","","","","","","","","","","","","","","",""]
["","","","","","","","","","","","","","","","","","","","","","","","","","","","","","","","","","","","","","","","","","","","","","","","","","","","","","","","","","","","","","","","","","","","","","","","","","","","","","","","","","","","","","","","","","","","","","","","","","","","",null,"","","","","","","","","","","","","","","","","","","","","","","","","","","","","","","","","","","","","","","","","","","","","","","","","","","","","","","","","","","","","","","","","","","","","","","","","","","","","","","","","","","","","","","","","","",""]
["","","","","","","","","","","","","","","","","","","","","","","","","","","","","","","","","","","","","","","","","","","","","","","","","","","","","","","","","","","","","","","","","","","","","","","","","","","","","","","","","","","","","","","","","","","","","","","","","","","","",null,"","","","","","","","","","","","","","","","","","","","","","","","","","","","","","","","","","","","","","","","","","","","","","","","","","","","","","","","","","","","","","","","","","","","","","","","","","","","","","","","","","","","","","","","","","",""]
["","","","","","","","","","","","","","","","","","","","","","","","","","","","","","","","","","","","","","","","","","","","","","","","","","","","","","","","","","","","","","","","","","","","","","","","","","","","","","","","","","","","","","","","","","","","","","","","","","","","",null,"","","","","","","","","","","","","","","","","","","","","","","","","","","","","","","","","","","","","","","","","","","","","","","","","","","","","","","","","","","","","","","","","","","","","","","","","","","","","","","","","","","","","","","","","","",""]
["","","","","","","","","","","","","","","","","","","","","","","","","","","","","","","","","","","","","","","","","","","","","","","","","","","","","","","","","","","","","","","","","","","","","","","","","","","","","","","","","","","","","","","","","","","","","","","","","","","","",null,"","","","","","","","","","","","","","","","","","","","","","","","","","","","","","","","","","","","","","","","","","","","","","","","","","","","","","","","","","","","","","","","","","","","","","","","","","","","","","","","","","","","","","","","","","",""]
["","","","","","","","","","","","","","","","","","","","","","","","","","","","","","","","","","","","","","","","","","","","","","","","","","","","","","","","","","","","","","","","","","","","","","","","","","","","","","","","","","","","","","","","","","","","","","","","","","","","",null,"","","","","","","","","","","","","","","","","","","","","","","","","","","","","","","","","","","","","","","","","","","","","","","","","","","","","","","","","","","","","","","","","","","","","","","","","","","","","","","","","","","","","","","","","","",""]
["","","","","","","","","","","","","","","","","","","","","","","","","","","","","","","","","","","","","","","","","","","","","","","","","","","","","","","","","","","","","","","","","","","","","","","","","","","","","","","","","","","","","","","","","","","","","","","","","","","","",null,"","","","","","","","","","","","","","","","","","","","","","","","","","","","","","","","","","","","","","","","","","","","","","","","","","","","","","","","","","","","","","","","","","","","","","","","","","","","","","","","","","","","","","","","","","",""]
["","","","","","","","","","","","","","","","","","","","","","","","","","","","","","","","","","","","","","","","","","","","","","","","","","","","","","","","","","","","","","","","","","","","","","","","","","","","","","","","","","","","","","","","","","","","","","","","","","","","",null,"","","","","","","","","","","","","","","","","","","","","","","","","","","","","","","","","","","","","","","","","","","","","","","","","","","","","","","","","","","","","","","","","","","","","","","","","","","","","","","","","","","","","","","","","","",""]
["","","","","","","","","","","","","","","","","","","","","","","","","","","","","","","","","","","","","","","","","","","","","","","","","","","","","","","","","","","","","","","","","","","","","","","","","","","","","","","","","","","","","","","","","","","","","","","","","","","","",null,"","","","","","","","","","","","","","","","","","","","","","","","","","","","","","","","","","","","","","","","","","","","","","","","","","","","","","","","","","","","","","","","","","","","","","","","","","","","","","","","","","","","","","","","","","",""]
["","","","","","","","","","","","","","","","","","","","","","","","","","","","","","","","","","","","","","","","","","","","","","","","","","","","","","","","","","","","","","","","","","","","","","","","","","","","","","","","","","","","","","","","","","","","","","","","","","","","",null,"","","","","","","","","","","","","","","","","","","","","","","","","","","","","","","","","","","","","","","","","","","","","","","","","","","","","","","","","","","","","","","","","","","","","","","","","","","","","","","","","","","","","","","","","","",""]
["","","","","","","","","","","","","","","","","","","","","","","","","","","","","","","","","","","","","","","","","","","","","","","","","","","","","","","","","","","","","","","","","","","","","","","","","","","","","","","","","","","","","","","","","","","","","","","","","","","","",null,"","","","","","","","","","","","","","","","","","","","","","","","","","","","","","","","","","","","","","","","","","","","","","","","","","","","","","","","","","","","","","","","","","","","","","","","","","","","","","","","","","","","","","","","","","",""]
["","","","","","","","","","","","","","","","","","","","","","","","","","","","","","","","","","","","","","","","","","","","","","","","","","","","","","","","","","","","","","","","","","","","","","","","","","","","","","","","","","","","","","","","","","","","","","","","","","","","",null,"","","","","","","","","","","","","","","","","","","","","","","","","","","","","","","","","","","","","","","","","","","","","","","","","","","","","","","","","","","","","","","","","","","","","","","","","","","","","","","","","","","","","","","","","","",""]
["","","","","","","","","","","","","","","","","","","","","","","","","","","","","","","","","","","","","","","","","","","","","","","","","","","","","","","","","","","","","","","","","","","","","","","","","","","","","","","","","","","","","","","","","","","","","","","","","","","","",null,"","","","","","","","","","","","","","","","","","","","","","","","","","","","","","","","","","","","","","","","","","","","","","","","","","","","","","","","","","","","","","","","","","","","","","","","","","","","","","","","","","","","","","","","","","",""]
["","","","","","","","","","","","","","","","","","","","","","","","","","","","","","","","","","","","","","","","","","","","","","","","","","","","","","","","","","","","","","","","","","","","","","","","","","","","","","","","","","","","","","","","","","","","","","","","","","","","",null,"","","","","","","","","","","","","","","","","","","","","","","","","","","","","","","","","","","","","","","","","","","","","","","","","","","","","","","","","","","","","","","","","","","","","","","","","","","","","","","","","","","","","","","","","","",""]
["","","","","","","","","","","","","","","","","","","","","","","","","","","","","","","","","","","","","","","","","","","","","","","","","","","","","","","","","","","","","","","","","","","","","","","","","","","","","","","","","","","","","","","","","","","","","","","","","","","","",null,"","","","","","","","","","","","","","","","","","","","","","","","","","","","","","","","","","","","","","","","","","","","","","","","","","","","","","","","","","","","","","","","","","","","","","","","","","","","","","","","","","","","","","","","","","",""]
["","","","","","","","","","","","","","","","","","","","","","","","","","","","","","","","","","","","","","","","","","","","","","","","","","","","","","","","","","","","","","","","","","","","","","","","","","","","","","","","","","","","","","","","","","","","","","","","","","","","",null,"","","","","","","","","","","","","","","","","","","","","","","","","","","","","","","","","","","","","","","","","","","","","","","","","","","","","","","","","","","","","","","","","","","","","","","","","","","","","","","","","","","","","","","","","","",""]
["","","","","","","","","","","","","","","","","","","","","","","","","","","","","","","","","","","","","","","","","","","","","","","","","","","","","","","","","","","","","","","","","","","","","","","","","","","","","","","","","","","","","","","","","","","","","","","","","","","","",null,"","","","","","","","","","","","","","","","","","","","","","","","","","","","","","","","","","","","","","","","","","","","","","","","","","","","","","","","","","","","","","","","","","","","","","","","","","","","","","","","","","","","","","","","","","",""]
["","","","","","","","","","","","","","","","","","","","","","","","","","","","","","","","","","","","","","","","","","","","","","","","","","","","","","","","","","","","","","","","","","","","","","","","","","","","","","","","","","","","","","","","","","","","","","","","","","","","",null,"","","","","","","","","","","","","","","","","","","","","","","","","","","","","","","","","","","","","","","","","","","","","","","","","","","","","","","","","","","","","","","","","","","","","","","","","","","","","","","","","","","","","","","","","","",""]
["","","","","","","","","","","","","","","","","","","","","","","","","","","","","","","","","","","","","","","","","","","","","","","","","","","","","","","","","","","","","","","","","","","","","","","","","","","","","","","","","","","","","","","","","","","","","","","","","","","","",null,"","","","","","","","","","","","","","","","","","","","","","","","","","","","","","","","","","","","","","","","","","","","","","","","","","","","","","","","","","","","","","","","","","","","","","","","","","","","","","","","","","","","","","","","","","",""]
["","","","","","","","","","","","","","","","","","","","","","","","","","","","","","","","","","","","","","","","","","","","","","","","","","","","","","","","","","","","","","","","","","","","","","","","","","","","","","","","","","","","","","","","","","","","","","","","","","","","",null,"","","","","","","","","","","","","","","","","","","","","","","","","","","","","","","","","","","","","","","","","","","","","","","","","","","","","","","","","","","","","","","","","","","","","","","","","","","","","","","","","","","","","","","","","","",""]
["","","","","","","","","","","","","","","","","","","","","","","","","","","","","","","","","","","","","","","","","","","","","","","","","","","","","","","","","","","","","","","","","","","","","","","","","","","","","","","","","","","","","","","","","","","","","","","","","","","","",null,"","","","","","","","","","","","","","","","","","","","","","","","","","","","","","","","","","","","","","","","","","","","","","","","","","","","","","","","","","","","","","","","","","","","","","","","","","","","","","","","","","","","","","","","","","",""]
["","","","","","","","","","","","","","","","","","","","","","","","","","","","","","","","","","","","","","","","","","","","","","","","","","","","","","","","","","","","","","","","","","","","","","","","","","","","","","","","","","","","","","","","","","","","","","","","","","","","",null,"","","","","","","","","","","","","","","","","","","","","","","","","","","","","","","","","","","","","","","","","","","","","","","","","","","","","","","","","","","","","","","","","","","","","","","","","","","","","","","","","","","","","","","","","","",""]
["","","","","","","","","","","","","","","","","","","","","","","","","","","","","","","","","","","","","","","","","","","","","","","","","","","","","","","","","","","","","","","","","","","","","","","","","","","","","","","","","","","","","","","","","","","","","","","","","","","","",null,"","","","","","","","","","","","","","","","","","","","","","","","","","","","","","","","","","","","","","","","","","","","","","","","","","","","","","","","","","","","","","","","","","","","","","","","","","","","","","","","","","","","","","","","","","",""]
["","","","","","","","","","","","","","","","","","","","","","","","","","","","","","","","","","","","","","","","","","","","","","","","","","","","","","","","","","","","","","","","","","","","","","","","","","","","","","","","","","","","","","","","","","","","","","","","","","","","",null,"","","","","","","","","","","","","","","","","","","","","","","","","","","","","","","","","","","","","","","","","","","","","","","","","","","","","","","","","","","","","","","","","","","","","","","","","","","","","","","","","","","","","","","","","","",""]
["","","","","","","","","","","","","","","","","","","","","","","","","","","","","","","","","","","","","","","","","","","","","","","","","","","","","","","","","","","","","","","","","","","","","","","","","","","","","","","","","","","","","","","","","","","","","","","","","","","","",null,"","","","","","","","","","","","","","","","","","","","","","","","","","","","","","","","","","","","","","","","","","","","","","","","","","","","","","","","","","","","","","","","","","","","","","","","","","","","","","","","","","","","","","","","","","",""]
["","","","","","","","","","","","","","","","","","","","","","","","","","","","","","","","","","","","","","","","","","","","","","","","","","","","","","","","","","","","","","","","","","","","","","","","","","","","","","","","","","","","","","","","","","","","","","","","","","","","",null,"","","","","","","","","","","","","","","","","","","","","","","","","","","","","","","","","","","","","","","","","","","","","","","","","","","","","","","","","","","","","","","","","","","","","","","","","","","","","","","","","","","","","","","","","","",""]
["","","","","","","","","","","","","","","","","","","","","","","","","","","","","","","","","","","","","","","","","","","","","","","","","","","","","","","","","","","","","","","","","","","","","","","","","","","","","","","","","","","","","","","","","","","","","","","","","","","","",null,"","","","","","","","","","","","","","","","","","","","","","","","","","","","","","","","","","","","","","","","","","","","","","","","","","","","","","","","","","","","","","","","","","","","","","","","","","","","","","","","","","","","","","","","","","",""]
["","","","","","","","","","","","","","","","","","","","","","","","","","","","","","","","","","","","","","","","","","","","","","","","","","","","","","","","","","","","","","","","","","","","","","","","","","","","","","","","","","","","","","","","","","","","","","","","","","","","",null,"","","","","","","","","","","","","","","","","","","","","","","","","","","","","","","","","","","","","","","","","","","","","","","","","","","","","","","","","","","","","","","","","","","","","","","","","","","","","","","","","","","","","","","","","","",""]
["","","","","","","","","","","","","","","","","","","","","","","","","","","","","","","","","","","","","","","","","","","","","","","","","","","","","","","","","","","","","","","","","","","","","","","","","","","","","","","","","","","","","","","","","","","","","","","","","","","","",null,"","","","","","","","","","","","","","","","","","","","","","","","","","","","","","","","","","","","","","","","","","","","","","","","","","","","","","","","","","","","","","","","","","","","","","","","","","","","","","","","","","","","","","","","","","",""]
["","","","","","","","","","","","","","","","","","","","","","","","","","","","","","","","","","","","","","","","","","","","","","","","","","","","","","","","","","","","","","","","","","","","","","","","","","","","","","","","","","","","","","","","","","","","","","","","","","","","",null,"","","","","","","","","","","","","","","","","","","","","","","","","","","","","","","","","","","","","","","","","","","","","","","","","","","","","","","","","","","","","","","","","","","","","","","","","","","","","","","","","","","","","","","","","","",""]
["","","","","","","","","","","","","","","","","","","","","","","","","","","","","","","","","","","","","","","","","","","","","","","","","","","","","","","","","","","","","","","","","","","","","","","","","","","","","","","","","","","","","","","","","","","","","","","","","","","","",null,"","","","","","","","","","","","","","","","","","","","","","","","","","","","","","","","","","","","","","","","","","","","","","","","","","","","","","","","","","","","","","","","","","","","","","","","","","","","","","","","","","","","","","","","","","",""]
["","","","","","","","","","","","","","","","","","","","","","","","","","","","","","","","","","","","","","","","","","","","","","","","","","","","","","","","","","","","","","","","","","","","","","","","","","","","","","","","","","","","","","","","","","","","","","","","","","","","",null,"","","","","","","","","","","","","","","","","","","","","","","","","","","","","","","","","","","","","","","","","","","","","","","","","","","","","","","","","","","","","","","","","","","","","","","","","","","","","","","","","","","","","","","","","","",""]
["","","","","","","","","","","","","","","","","","","","","","","","","","","","","","","","","","","","","","","","","","","","","","","","","","","","","","","","","","","","","","","","","","","","","","","","","","","","","","","","","","","","","","","","","","","","","","","","","","","","",null,"","","","","","","","","","","","","","","","","","","","","","","","","","","","","","","","","","","","","","","","","","","","","","","","","","","","","","","","","","","","","","","","","","","","","","","","","","","","","","","","","","","","","","","","","","",""]
["","","","","","","","","","","","","","","","","","","","","","","","","","","","","","","","","","","","","","","","","","","","","","","","","","","","","","","","","","","","","","","","","","","","","","","","","","","","","","","","","","","","","","","","","","","","","","","","","","","","",null,"","","","","","","","","","","","","","","","","","","","","","","","","","","","","","","","","","","","","","","","","","","","","","","","","","","","","","","","","","","","","","","","","","","","","","","","","","","","","","","","","","","","","","","","","","",""]
["","","","","","","","","","","","","","","","","","","","","","","","","","","","","","","","","","","","","","","","","","","","","","","","","","","","","","","","","","","","","","","","","","","","","","","","","","","","","","","","","","","","","","","","","","","","","","","","","","","","",null,"","","","","","","","","","","","","","","","","","","","","","","","","","","","","","","","","","","","","","","","","","","","","","","","","","","","","","","","","","","","","","","","","","","","","","","","","","","","","","","","","","","","","","","","","","",""]
["","","","","","","","","","","","","","","","","","","","","","","","","","","","","","","","","","","","","","","","","","","","","","","","","","","","","","","","","","","","","","","","","","","","","","","","","","","","","","","","","","","","","","","","","","","","","","","","","","","","",null,"","","","","","","","","","","","","","","","","","","","","","","","","","","","","","","","","","","","","","","","","","","","","","","","","","","","","","","","","","","","","","","","","","","","","","","","","","","","","","","","","","","","","","","","","","",""]
["","","","","","","","","","","","","","","","","","","","","","","","","","","","","","","","","","","","","","","","","","","","","","","","","","","","","","","","","","","","","","","","","","","","","","","","","","","","","","","","","","","","","","","","","","","","","","","","","","","","",null,"","","","","","","","","","","","","","","","","","","","","","","","","","","","","","","","","","","","","","","","","","","","","","","","","","","","","","","","","","","","","","","","","","","","","","","","","","","","","","","","","","","","","","","","","","",""]
["","","","","","","","","","","","","","","","","","","","","","","","","","","","","","","","","","","","","","","","","","","","","","","","","","","","","","","","","","","","","","","","","","","","","","","","","","","","","","","","","","","","","","","","","","","","","","","","","","","","",null,"","","","","","","","","","","","","","","","","","","","","","","","","","","","","","","","","","","","","","","","","","","","","","","","","","","","","","","","","","","","","","","","","","","","","","","","","","","","","","","","","","","","","","","","","","",""]
["","","","","","","","","","","","","","","","","","","","","","","","","","","","","","","","","","","","","","","","","","","","","","","","","","","","","","","","","","","","","","","","","","","","","","","","","","","","","","","","","","","","","","","","","","","","","","","","","","","","",null,"","","","","","","","","","","","","","","","","","","","","","","","","","","","","","","","","","","","","","","","","","","","","","","","","","","","","","","","","","","","","","","","","","","","","","","","","","","","","","","","","","","","","","","","","","",""]
["","","","","","","","","","","","","","","","","","","","","","","","","","","","","","","","","","","","","","","","","","","","","","","","","","","","","","","","","","","","","","","","","","","","","","","","","","","","","","","","","","","","","","","","","","","","","","","","","","","","",null,"","","","","","","","","","","","","","","","","","","","","","","","","","","","","","","","","","","","","","","","","","","","","","","","","","","","","","","","","","","","","","","","","","","","","","","","","","","","","","","","","","","","","","","","","","",""]
["","","","","","","","","","","","","","","","","","","","","","","","","","","","","","","","","","","","","","","","","","","","","","","","","","","","","","","","","","","","","","","","","","","","","","","","","","","","","","","","","","","","","","","","","","","","","","","","","","","","",null,"","","","","","","","","","","","","","","","","","","","","","","","","","","","","","","","","","","","","","","","","","","","","","","","","","","","","","","","","","","","","","","","","","","","","","","","","","","","","","","","","","","","","","","","","","",""]
["","","","","","","","","","","","","","","","","","","","","","","","","","","","","","","","","","","","","","","","","","","","","","","","","","","","","","","","","","","","","","","","","","","","","","","","","","","","","","","","","","","","","","","","","","","","","","","","","","","","",null,"","","","","","","","","","","","","","","","","","","","","","","","","","","","","","","","","","","","","","","","","","","","","","","","","","","","","","","","","","","","","","","","","","","","","","","","","","","","","","","","","","","","","","","","","","",""]
["","","","","","","","","","","","","","","","","","","","","","","","","","","","","","","","","","","","","","","","","","","","","","","","","","","","","","","","","","","","","","","","","","","","","","","","","","","","","","","","","","","","","","","","","","","","","","","","","","","","",null,"","","","","","","","","","","","","","","","","","","","","","","","","","","","","","","","","","","","","","","","","","","","","","","","","","","","","","","","","","","","","","","","","","","","","","","","","","","","","","","","","","","","","","","","","","",""]
["","","","","","","","","","","","","","","","","","","","","","","","","","","","","","","","","","","","","","","","","","","","","","","","","","","","","","","","","","","","","","","","","","","","","","","","","","","","","","","","","","","","","","","","","","","","","","","","","","","","",null,"","","","","","","","","","","","","","","","","","","","","","","","","","","","","","","","","","","","","","","","","","","","","","","","","","","","","","","","","","","","","","","","","","","","","","","","","","","","","","","","","","","","","","","","","","",""]
["","","","","","","","","","","","","","","","","","","","","","","","","","","","","","","","","","","","","","","","","","","","","","","","","","","","","","","","","","","","","","","","","","","","","","","","","","","","","","","","","","","","","","","","","","","","","","","","","","","","",null,"","","","","","","","","","","","","","","","","","","","","","","","","","","","","","","","","","","","","","","","","","","","","","","","","","","","","","","","","","","","","","","","","","","","","","","","","","","","","","","","","","","","","","","","","","",""]
["","","","","","","","","","","","","","","","","","","","","","","","","","","","","","","","","","","","","","","","","","","","","","","","","","","","","","","","","","","","","","","","","","","","","","","","","","","","","","","","","","","","","","","","","","","","","","","","","","","","",null,"","","","","","","","","","","","","","","","","","","","","","","","","","","","","","","","","","","","","","","","","","","","","","","","","","","","","","","","","","","","","","","","","","","","","","","","","","","","","","","","","","","","","","","","","","",""]
["","","","","","","","","","","","","","","","","","","","","","","","","","","","","","","","","","","","","","","","","","","","","","","","","","","","","","","","","","","","","","","","","","","","","","","","","","","","","","","","","","","","","","","","","","","","","","","","","","","","",null,"","","","","","","","","","","","","","","","","","","","","","","","","","","","","","","","","","","","","","","","","","","","","","","","","","","","","","","","","","","","","","","","","","","","","","","","","","","","","","","","","","","","","","","","","","",""]
["","","","","","","","","","","","","","","","","","","","","","","","","","","","","","","","","","","","","","","","","","","","","","","","","","","","","","","","","","","","","","","","","","","","","","","","","","","","","","","","","","","","","","","","","","","","","","","","","","","","",null,"","","","","","","","","","","","","","","","","","","","","","","","","","","","","","","","","","","","","","","","","","","","","","","","","","","","","","","","","","","","","","","","","","","","","","","","","","","","","","","","","","","","","","","","","","",""]
["","","","","","","","","","","","","","","","","","","","","","","","","","","","","","","","","","","","","","","","","","","","","","","","","","","","","","","","","","","","","","","","","","","","","","","","","","","","","","","","","","","","","","","","","","","","","","","","","","","","",null,"","","","","","","","","","","","","","","","","","","","","","","","","","","","","","","","","","","","","","","","","","","","","","","","","","","","","","","","","","","","","","","","","","","","","","","","","","","","","","","","","","","","","","","","","","",""]
["","","","","","","","","","","","","","","","","","","","","","","","","","","","","","","","","","","","","","","","","","","","","","","","","","","","","","","","","","","","","","","","","","","","","","","","","","","","","","","","","","","","","","","","","","","","","","","","","","","","",null,"","","","","","","","","","","","","","","","","","","","","","","","","","","","","","","","","","","","","","","","","","","","","","","","","","","","","","","","","","","","","","","","","","","","","","","","","","","","","","","","","","","","","","","","","","",""]
["","","","","","","","","","","","","","","","","","","","","","","","","","","","","","","","","","","","","","","","","","","","","","","","","","","","","","","","","","","","","","","","","","","","","","","","","","","","","","","","","","","","","","","","","","","","","","","","","","","","",null,"","","","","","","","","","","","","","","","","","","","","","","","","","","","","","","","","","","","","","","","","","","","","","","","","","","","","","","","","","","","","","","","","","","","","","","","","","","","","","","","","","","","","","","","","","",""]
["","","","","","","","","","","","","","","","","","","","","","","","","","","","","","","","","","","","","","","","","","","","","","","","","","","","","","","","","","","","","","","","","","","","","","","","","","","","","","","","","","","","","","","","","","","","","","","","","","","","",null,"","","","","","","","","","","","","","","","","","","","","","","","","","","","","","","","","","","","","","","","","","","","","","","","","","","","","","","","","","","","","","","","","","","","","","","","","","","","","","","","","","","","","","","","","","",""]
["","","","","","","","","","","","","","","","","","","","","","","","","","","","","","","","","","","","","","","","","","","","","","","","","","","","","","","","","","","","","","","","","","","","","","","","","","","","","","","","","","","","","","","","","","","","","","","","","","","","",null,"","","","","","","","","","","","","","","","","","","","","","","","","","","","","","","","","","","","","","","","","","","","","","","","","","","","","","","","","","","","","","","","","","","","","","","","","","","","","","","","","","","","","","","","","","",""]
["","","","","","","","","","","","","","","","","","","","","","","","","","","","","","","","","","","","","","","","","","","","","","","","","","","","","","","","","","","","","","","","","","","","","","","","","","","","","","","","","","","","","","","","","","","","","","","","","","","","",null,"","","","","","","","","","","","","","","","","","","","","","","","","","","","","","","","","","","","","","","","","","","","","","","","","","","","","","","","","","","","","","","","","","","","","","","","","","","","","","","","","","","","","","","","","","",""]
["","","","","","","","","","","","","","","","","","","","","","","","","","","","","","","","","","","","","","","","","","","","","","","","","","","","","","","","","","","","","","","","","","","","","","","","","","","","","","","","","","","","","","","","","","","","","","","","","","","","",null,"","","","","","","","","","","","","","","","","","","","","","","","","","","","","","","","","","","","","","","","","","","","","","","","","","","","","","","","","","","","","","","","","","","","","","","","","","","","","","","","","","","","","","","","","","",""]
["","","","","","","","","","","","","","","","","","","","","","","","","","","","","","","","","","","","","","","","","","","","","","","","","","","","","","","","","","","","","","","","","","","","","","","","","","","","","","","","","","","","","","","","","","","","","","","","","","","","",null,"","","","","","","","","","","","","","","","","","","","","","","","","","","","","","","","","","","","","","","","","","","","","","","","","","","","","","","","","","","","","","","","","","","","","","","","","","","","","","","","","","","","","","","","","","",""]
["","","","","","","","","","","","","","","","","","","","","","","","","","","","","","","","","","","","","","","","","","","","","","","","","","","","","","","","","","","","","","","","","","","","","","","","","","","","","","","","","","","","","","","","","","","","","","","","","","","","",null,"","","","","","","","","","","","","","","","","","","","","","","","","","","","","","","","","","","","","","","","","","","","","","","","","","","","","","","","","","","","","","","","","","","","","","","","","","","","","","","","","","","","","","","","","","",""]
["","","","","","","","","","","","","","","","","","","","","","","","","","","","","","","","","","","","","","","","","","","","","","","","","","","","","","","","","","","","","","","","","","","","","","","","","","","","","","","","","","","","","","","","","","","","","","","","","","","","",null,"","","","","","","","","","","","","","","","","","","","","","","","","","","","","","","","","","","","","","","","","","","","","","","","","","","","","","","","","","","","","","","","","","","","","","","","","","","","","","","","","","","","","","","","","","",""]
["","","","","","","","","","","","","","","","","","","","","","","","","","","","","","","","","","","","","","","","","","","","","","","","","","","","","","","","","","","","","","","","","","","","","","","","","","","","","","","","","","","","","","","","","","","","","","","","","","","","",null,"","","","","","","","","","","","","","","","","","","","","","","","","","","","","","","","","","","","","","","","","","","","","","","","","","","","","","","","","","","","","","","","","","","","","","","","","","","","","","","","","","","","","","","","","","",""]
["","","","","","","","","","","","","","","","","","","","","","","","","","","","","","","","","","","","","","","","","","","","","","","","","","","","","","","","","","","","","","","","","","","","","","","","","","","","","","","","","","","","","","","","","","","","","","","","","","","","",null,"","","","","","","","","","","","","","","","","","","","","","","","","","","","","","","","","","","","","","","","","","","","","","","","","","","","","","","","","","","","","","","","","","","","","","","","","","","","","","","","","","","","","","","","","","",""]
["","","","","","","","","","","","","","","","","","","","","","","","","","","","","","","","","","","","","","","","","","","","","","","","","","","","","","","","","","","","","","","","","","","","","","","","","","","","","","","","","","","","","","","","","","","","","","","","","","","","",null,"","","","","","","","","","","","","","","","","","","","","","","","","","","","","","","","","","","","","","","","","","","","","","","","","","","","","","","","","","","","","","","","","","","","","","","","","","","","","","","","","","","","","","","","","","",""]
["","","","","","","","","","","","","","","","","","","","","","","","","","","","","","","","","","","","","","","","","","","","","","","","","","","","","","","","","","","","","","","","","","","","","","","","","","","","","","","","","","","","","","","","","","","","","","","","","","","","",null,"","","","","","","","","","","","","","","","","","","","","","","","","","","","","","","","","","","","","","","","","","","","","","","","","","","","","","","","","","","","","","","","","","","","","","","","","","","","","","","","","","","","","","","","","","",""]
["","","","","","","","","","","","","","","","","","","","","","","","","","","","","","","","","","","","","","","","","","","","","","","","","","","","","","","","","","","","","","","","","","","","","","","","","","","","","","","","","","","","","","","","","","","","","","","","","","","","",null,"","","","","","","","","","","","","","","","","","","","","","","","","","","","","","","","","","","","","","","","","","","","","","","","","","","","","","","","","","","","","","","","","","","","","","","","","","","","","","","","","","","","","","","","","","",""]
["","","","","","","","","","","","","","","","","","","","","","","","","","","","","","","","","","","","","","","","","","","","","","","","","","","","","","","","","","","","","","","","","","","","","","","","","","","","","","","","","","","","","","","","","","","","","","","","","","","","",null,"","","","","","","","","","","","","","","","","","","","","","","","","","","","","","","","","","","","","","","","","","","","","","","","","","","","","","","","","","","","","","","","","","","","","","","","","","","","","","","","","","","","","","","","","","",""]
["","","","","","","","","","","","","","","","","","","","","","","","","","","","","","","","","","","","","","","","","","","","","","","","","","","","","","","","","","","","","","","","","","","","","","","","","","","","","","","","","","","","","","","","","","","","","","","","","","","","",null,"","","","","","","","","","","","","","","","","","","","","","","","","","","","","","","","","","","","","","","","","","","","","","","","","","","","","","","","","","","","","","","","","","","","","","","","","","","","","","","","","","","","","","","","","","",""]
["","","","","","","","","","","","","","","","","","","","","","","","","","","","","","","","","","","","","","","","","","","","","","","","","","","","","","","","","","","","","","","","","","","","","","","","","","","","","","","","","","","","","","","","","","","","","","","","","","","","",null,"","","","","","","","","","","","","","","","","","","","","","","","","","","","","","","","","","","","","","","","","","","","","","","","","","","","","","","","","","","","","","","","","","","","","","","","","","","","","","","","","","","","","","","","","","",""]
["","","","","","","","","","","","","","","","","","","","","","","","","","","","","","","","","","","","","","","","","","","","","","","","","","","","","","","","","","","","","","","","","","","","","","","","","","","","","","","","","","","","","","","","","","","","","","","","","","","","",null,"","","","","","","","","","","","","","","","","","","","","","","","","","","","","","","","","","","","","","","","","","","","","","","","","","","","","","","","","","","","","","","","","","","","","","","","","","","","","","","","","","","","","","","","","","",""]
["","","","","","","","","","","","","","","","","","","","","","","","","","","","","","","","","","","","","","","","","","","","","","","","","","","","","","","","","","","","","","","","","","","","","","","","","","","","","","","","","","","","","","","","","","","","","","","","","","","","",null,"","","","","","","","","","","","","","","","","","","","","","","","","","","","","","","","","","","","","","","","","","","","","","","","","","","","","","","","","","","","","","","","","","","","","","","","","","","","","","","","","","","","","","","","","","",""]
["","","","","","","","","","","","","","","","","","","","","","","","","","","","","","","","","","","","","","","","","","","","","","","","","","","","","","","","","","","","","","","","","","","","","","","","","","","","","","","","","","","","","","","","","","","","","","","","","","","","",null,"","","","","","","","","","","","","","","","","","","","","","","","","","","","","","","","","","","","","","","","","","","","","","","","","","","","","","","","","","","","","","","","","","","","","","","","","","","","","","","","","","","","","","","","","","",""]
["","","","","","","","","","","","","","","","","","","","","","","","","","","","","","","","","","","","","","","","","","","","","","","","","","","","","","","","","","","","","","","","","","","","","","","","","","","","","","","","","","","","","","","","","","","","","","","","","","","","",null,"","","","","","","","","","","","","","","","","","","","","","","","","","","","","","","","","","","","","","","","","","","","","","","","","","","","","","","","","","","","","","","","","","","","","","","","","","","","","","","","","","","","","","","","","","",""]
["","","","","","","","","","","","","","","","","","","","","","","","","","","","","","","","","","","","","","","","","","","","","","","","","","","","","","","","","","","","","","","","","","","","","","","","","","","","","","","","","","","","","","","","","","","","","","","","","","","","",null,"","","","","","","","","","","","","","","","","","","","","","","","","","","","","","","","","","","","","","","","","","","","","","","","","","","","","","","","","","","","","","","","","","","","","","","","","","","","","","","","","","","","","","","","","","",""]
["","","","","","","","","","","","","","","","","","","","","","","","","","","","","","","","","","","","","","","","","","","","","","","","","","","","","","","","","","","","","","","","","","","","","","","","","","","","","","","","","","","","","","","","","","","","","","","","","","","","",null,"","","","","","","","","","","","","","","","","","","","","","","","","","","","","","","","","","","","","","","","","","","","","","","","","","","","","","","","","","","","","","","","","","","","","","","","","","","","","","","","","","","","","","","","","","",""]
["","","","","","","","","","","","","","","","","","","","","","","","","","","","","","","","","","","","","","","","","","","","","","","","","","","","","","","","","","","","","","","","","","","","","","","","","","","","","","","","","","","","","","","","","","","","","","","","","","","","",null,"","","","","","","","","","","","","","","","","","","","","","","","","","","","","","","","","","","","","","","","","","","","","","","","","","","","","","","","","","","","","","","","","","","","","","","","","","","","","","","","","","","","","","","","","","",""]
["","","","","","","","","","","","","","","","","","","","","","","","","","","","","","","","","","","","","","","","","","","","","","","","","","","","","","","","","","","","","","","","","","","","","","","","","","","","","","","","","","","","","","","","","","","","","","","","","","","","",null,"","","","","","","","","","","","","","","","","","","","","","","","","","","","","","","","","","","","","","","","","","","","","","","","","","","","","","","","","","","","","","","","","","","","","","","","","","","","","","","","","","","","","","","","","","",""]
["","","","","","","","","","","","","","","","","","","","","","","","","","","","","","","","","","","","","","","","","","","","","","","","","","","","","","","","","","","","","","","","","","","","","","","","","","","","","","","","","","","","","","","","","","","","","","","","","","","","",null,"","","","","","","","","","","","","","","","","","","","","","","","","","","","","","","","","","","","","","","","","","","","","","","","","","","","","","","","","","","","","","","","","","","","","","","","","","","","","","","","","","","","","","","","","","",""]
["","","","","","","","","","","","","","","","","","","","","","","","","","","","","","","","","","","","","","","","","","","","","","","","","","","","","","","","","","","","","","","","","","","","","","","","","","","","","","","","","","","","","","","","","","","","","","","","","","","","",null,"","","","","","","","","","","","","","","","","","","","","","","","","","","","","","","","","","","","","","","","","","","","","","","","","","","","","","","","","","","","","","","","","","","","","","","","","","","","","","","","","","","","","","","","","","",""]
["","","","","","","","","","","","","","","","","","","","","","","","","","","","","","","","","","","","","","","","","","","","","","","","","","","","","","","","","","","","","","","","","","","","","","","","","","","","","","","","","","","","","","","","","","","","","","","","","","","","",null,"","","","","","","","","","","","","","","","","","","","","","","","","","","","","","","","","","","","","","","","","","","","","","","","","","","","","","","","","","","","","","","","","","","","","","","","","","","","","","","","","","","","","","","","","","",""]
["","","","","","","","","","","","","","","","","","","","","","","","","","","","","","","","","","","","","","","","","","","","","","","","","","","","","","","","","","","","","","","","","","","","","","","","","","","","","","","","","","","","","","","","","","","","","","","","","","","","",null,"","","","","","","","","","","","","","","","","","","","","","","","","","","","","","","","","","","","","","","","","","","","","","","","","","","","","","","","","","","","","","","","","","","","","","","","","","","","","","","","","","","","","","","","","","",""]
["","","","","","","","","","","","","","","","","","","","","","","","","","","","","","","","","","","","","","","","","","","","","","","","","","","","","","","","","","","","","","","","","","","","","","","","","","","","","","","","","","","","","","","","","","","","","","","","","","","","",null,"","","","","","","","","","","","","","","","","","","","","","","","","","","","","","","","","","","","","","","","","","","","","","","","","","","","","","","","","","","","","","","","","","","","","","","","","","","","","","","","","","","","","","","","","","",""]
["","","","","","","","","","","","","","","","","","","","","","","","","","","","","","","","","","","","","","","","","","","","","","","","","","","","","","","","","","","","","","","","","","","","","","","","","","","","","","","","","","","","","","","","","","","","","","","","","","","","",null,"","","","","","","","","","","","","","","","","","","","","","","","","","","","","","","","","","","","","","","","","","","","","","","","","","","","","","","","","","","","","","","","","","","","","","","","","","","","","","","","","","","","","","","","","","",""]
["","","","","","","","","","","","","","","","","","","","","","","","","","","","","","","","","","","","","","","","","","","","","","","","","","","","","","","","","","","","","","","","","","","","","","","","","","","","","","","","","","","","","","","","","","","","","","","","","","","","",null,"","","","","","","","","","","","","","","","","","","","","","","","","","","","","","","","","","","","","","","","","","","","","","","","","","","","","","","","","","","","","","","","","","","","","","","","","","","","","","","","","","","","","","","","","","",""]
["","","","","","","","","","","","","","","","","","","","","","","","","","","","","","","","","","","","","","","","","","","","","","","","","","","","","","","","","","","","","","","","","","","","","","","","","","","","","","","","","","","","","","","","","","","","","","","","","","","","",null,"","","","","","","","","","","","","","","","","","","","","","","","","","","","","","","","","","","","","","","","","","","","","","","","","","","","","","","","","","","","","","","","","","","","","","","","","","","","","","","","","","","","","","","","","","",""]
["","","","","","","","","","","","","","","","","","","","","","","","","","","","","","","","","","","","","","","","","","","","","","","","","","","","","","","","","","","","","","","","","","","","","","","","","","","","","","","","","","","","","","","","","","","","","","","","","","","","",null,"","","","","","","","","","","","","","","","","","","","","","","","","","","","","","","","","","","","","","","","","","","","","","","","","","","","","","","","","","","","","","","","","","","","","","","","","","","","","","","","","","","","","","","","","","",""]
["","","","","","","","","","","","","","","","","","","","","","","","","","","","","","","","","","","","","","","","","","","","","","","","","","","","","","","","","","","","","","","","","","","","","","","","","","","","","","","","","","","","","","","","","","","","","","","","","","","","",null,"","","","","","","","","","","","","","","","","","","","","","","","","","","","","","","","","","","","","","","","","","","","","","","","","","","","","","","","","","","","","","","","","","","","","","","","","","","","","","","","","","","","","","","","","","",""]
["","","","","","","","","","","","","","","","","","","","","","","","","","","","","","","","","","","","","","","","","","","","","","","","","","","","","","","","","","","","","","","","","","","","","","","","","","","","","","","","","","","","","","","","","","","","","","","","","","","","",null,"","","","","","","","","","","","","","","","","","","","","","","","","","","","","","","","","","","","","","","","","","","","","","","","","","","","","","","","","","","","","","","","","","","","","","","","","","","","","","","","","","","","","","","","","","",""]
["","","","","","","","","","","","","","","","","","","","","","","","","","","","","","","","","","","","","","","","","","","","","","","","","","","","","","","","","","","","","","","","","","","","","","","","","","","","","","","","","","","","","","","","","","","","","","","","","","","","",null,"","","","","","","","","","","","","","","","","","","","","","","","","","","","","","","","","","","","","","","","","","","","","","","","","","","","","","","","","","","","","","","","","","","","","","","","","","","","","","","","","","","","","","","","","","",""]
["","","","","","","","","","","","","","","","","","","","","","","","","","","","","","","","","","","","","","","","","","","","","","","","","","","","","","","","","","","","","","","","","","","","","","","","","","","","","","","","","","","","","","","","","","","","","","","","","","","","",null,"","","","","","","","","","","","","","","","","","","","","","","","","","","","","","","","","","","","","","","","","","","","","","","","","","","","","","","","","","","","","","","","","","","","","","","","","","","","","","","","","","","","","","","","","","",""]
["","","","","","","","","","","","","","","","","","","","","","","","","","","","","","","","","","","","","","","","","","","","","","","","","","","","","","","","","","","","","","","","","","","","","","","","","","","","","","","","","","","","","","","","","","","","","","","","","","","","",null,"","","","","","","","","","","","","","","","","","","","","","","","","","","","","","","","","","","","","","","","","","","","","","","","","","","","","","","","","","","","","","","","","","","","","","","","","","","","","","","","","","","","","","","","","","",""]
["","","","","","","","","","","","","","","","","","","","","","","","","","","","","","","","","","","","","","","","","","","","","","","","","","","","","","","","","","","","","","","","","","","","","","","","","","","","","","","","","","","","","","","","","","","","","","","","","","","","",null,"","","","","","","","","","","","","","","","","","","","","","","","","","","","","","","","","","","","","","","","","","","","","","","","","","","","","","","","","","","","","","","","","","","","","","","","","","","","","","","","","","","","","","","","","","",""]
["","","","","","","","","","","","","","","","","","","","","","","","","","","","","","","","","","","","","","","","","","","","","","","","","","","","","","","","","","","","","","","","","","","","","","","","","","","","","","","","","","","","","","","","","","","","","","","","","","","","",null,"","","","","","","","","","","","","","","","","","","","","","","","","","","","","","","","","","","","","","","","","","","","","","","","","","","","","","","","","","","","","","","","","","","","","","","","","","","","","","","","","","","","","","","","","","",""]
["","","","","","","","","","","","","","","","","","","","","","","","","","","","","","","","","","","","","","","","","","","","","","","","","","","","","","","","","","","","","","","","","","","","","","","","","","","","","","","","","","","","","","","","","","","","","","","","","","","","",null,"","","","","","","","","","","","","","","","","","","","","","","","","","","","","","","","","","","","","","","","","","","","","","","","","","","","","","","","","","","","","","","","","","","","","","","","","","","","","","","","","","","","","","","","","","",""]
["","","","","","","","","","","","","","","","","","","","","","","","","","","","","","","","","","","","","","","","","","","","","","","","","","","","","","","","","","","","","","","","","","","","","","","","","","","","","","","","","","","","","","","","","","","","","","","","","","","","",null,"","","","","","","","","","","","","","","","","","","","","","","","","","","","","","","","","","","","","","","","","","","","","","","","","","","","","","","","","","","","","","","","","","","","","","","","","","","","","","","","","","","","","","","","","","",""]
["","","","","","","","","","","","","","","","","","","","","","","","","","","","","","","","","","","","","","","","","","","","","","","","","","","","","","","","","","","","","","","","","","","","","","","","","","","","","","","","","","","","","","","","","","","","","","","","","","","","",null,"","","","","","","","","","","","","","","","","","","","","","","","","","","","","","","","","","","","","","","","","","","","","","","","","","","","","","","","","","","","","","","","","","","","","","","","","","","","","","","","","","","","","","","","","","",""]

{"sheet":"Lives scenario - output","index":5,"n_rows":175,"n_cols":43,"rows_kept":175,"cut":false,"hidden":false,"merged":[]}
[null,null,null,"Replacement expenditure forecast ($,000)",null,null,null,null,null,null,null,null,null,null,null,null,null,null,null,null,null,null,null,"Replacement quantity forecast (#)"]
[null,null,null,1,2,3,4,5,6,7,8,9,10,11,12,13,14,15,16,17,18,19,20,1,2,3,4,5,6,7,8,9,10,11,12,13,14,15,16,17,18,19,20]
[]
[]
["ID","Asset group",null,2020,2021,2022,2023,2024,2025,2026,2027,2028,2029,2030,2031,2032,2033,2034,2035,2036,2037,2038,2039,2020,2021,2022,2023,2024,2025,2026,2027,2028,2029,2030,2031,2032,2033,2034,2035,2036,2037,2038,2039]
[{"$f":"IFERROR(IF('Historical scenario - output'!A6=\"\",\"\",'Historical scenario - output'!A6),\"\")","v":1},{"$f":"IFERROR(IF('Historical scenario - output'!B6=\"\",\"\",'Historical scenario - output'!B6),\"\")","v":"OVERHEAD CONDUCTORS"},null,{"$f":"IFERROR(IF($A6=\"\",\"\",SUMIFS(D$21:D$175,$A$21:$A$175,$A6)),\"\")","v":869.221960468926},{"$f":"IFERROR(IF($A6=\"\",\"\",SUMIFS(E$21:E$175,$A$21:$A$175,$A6)),\"\")","v":1062.6296159923238},1289.8621894153919,1554.1336347753263,1858.3583525439783,2205.0167445040015,2596.0218019922463,3032.593756677325,3515.1501903519497,4043.2189077533785,4615.3802637806211,5229.2444730215657,5881.467722659615,6567.8087122919533,7283.2246589711467,8022.0029878136575,8777.9220815274093,{"$f":"IFERROR(IF($A6=\"\",\"\",SUMIFS(U$21:U$175,$A$21:$A$175,$A6)),\"\")","v":9544.4318296955553},10314.842568263764,11082.509600900154,{"$f":"IFERROR(IF($A6=\"\",\"\",SUMIFS(X$21:X$175,$A$21:$A$175,$A6)),\"\")","v":4.4257146182661478},{"$f":"IFERROR(IF($A6=\"\",\"\",SUMIFS(Y$21:Y$175,$A$21:$A$175,$A6)),\"\")","v":5.3015505193487362},6.3297216861836629,7.5258496172681371,8.9045315669489913,10.478830697028496,12.259786435723454,14.255968116537002,16.473093229130185,18.91372848285145,21.577087488767205,24.458933400546563,27.551588575094218,30.844046543831038,34.322174719123993,37.968989763077587,41.764981946504975,{"$f":"IFERROR(IF($A6=\"\",\"\",SUMIFS(AO$21:AO$175,$A$21:$A$175,$A6)),\"\")","v":45.688460694441559},49.715891423006525,53.822194237445039]
[{"$f":"IFERROR(IF('Historical scenario - output'!A7=\"\",\"\",'Historical scenario - output'!A7),\"\")","v":2},{"$f":"IFERROR(IF('Historical scenario - output'!B7=\"\",\"\",'Historical scenario - output'!B7),\"\")","v":"POLES"},null,{"$f":"IFERROR(IF($A7=\"\",\"\",SUMIFS(D$21:D$175,$A$21:$A$175,$A7)),\"\")","v":3255.2378055879499},3488.4664710342986,3800.3792646011907,4176.3171425085657,4610.4188160987787,5093.6699918525519,5618.372472219573,6177.3146091089384,6764.3335390516395,7374.8173495296705,8006.0594020179087,8657.4069621837807,9330.1860873512524,10027.42039590389,10753.380462805706,11512.997679343243,12311.156331081138,13151.854895939798,14037.221132514638,14966.390664042796,609.56445533936949,636.37420189151851,673.70560001935905,720.40532930571715,775.69167443798437,838.44061923385073,907.48574102698683,981.59478676990307,1059.5335555605586,1140.1267822075381,1222.309624592566,1305.1651988809494,1387.9460802232979,1470.0799425612804,1551.1607922393916,1630.9272226311673,1709.2280775345448,1785.9747468185892,1861.0791878972684,1934.3785967723124]
[{"$f":"IFERROR(IF('Historical scenario - output'!A8=\"\",\"\",'Historical scenario - output'!A8),\"\")","v":3},{"$f":"IFERROR(IF('Historical scenario - output'!B8=\"\",\"\",'Historical scenario - output'!B8),\"\")","v":"SERVICE LINES"},null,2489.1479786926907,2650.7573196289804,2796.963700449232,2923.3753655035785,3026.6349626344527,3104.4956639226539,3155.8552416970947,3180.7425771230864,3180.2557326962838,3156.4549559960401,3112.2174623907918,3051.0633822053046,2976.9638026798948,2894.1424376530931,2806.8822270293676,2719.3472317581145,2635.4286705502727,2558.6219513117067,2491.9391880447347,2437.8590800737074,2774.1296076925905,2953.7108435422715,3116.1451835494759,3256.5520992972315,3371.2065391715082,3457.6219730861953,3514.5869148004031,3542.1487755531748,3541.5440798004997,3515.0787794903699,3465.9662650979135,3398.1334848382585,3316.0072943429986,3224.2938254990736,3127.7634063895948,3031.0525261652574,2938.4926541423506,2853.9735119218271,2780.8457763458473,2721.8652895691898]
[{"$f":"IFERROR(IF('Historical scenario - output'!A9=\"\",\"\",'Historical scenario - output'!A9),\"\")","v":4},{"$f":"IFERROR(IF('Historical scenario - output'!B9=\"\",\"\",'Historical scenario - output'!B9),\"\")","v":"SWITCHGEAR"},null,2412.6185814696805,2496.6596525219124,2580.2770466677357,2661.3684826894992,2738.9890245218976,2813.1872844681193,2884.8138171134565,2955.3112852073109,3026.4985333158506,3100.3617911711758,3178.8656978340164,3263.7948282807079,3356.6332822192644,3458.4861695861596,3570.0430509057851,3691.5800641943033,3822.9949635503217,3963.8677980728949,4113.5394697772781,4271.2007520217239,159.61965758203772,169.41462816280028,180.18035983575305,191.74281878406515,203.98413797848707,216.83457317914718,230.26464692425088,244.27727695556305,258.89981224867279,274.17603152656352,290.15826771997718,306.89989268718983,324.44842738280681,342.83954044591223,362.09217437537484,382.20500459747723,403.15440060132755,424.89402191442474,447.35614120284168,470.45473451100531]
[{"$f":"IFERROR(IF('Historical scenario - output'!A10=\"\",\"\",'Historical scenario - output'!A10),\"\")","v":5},{"$f":"IFERROR(IF('Historical scenario - output'!B10=\"\",\"\",'Historical scenario - output'!B10),\"\")","v":"TRANSFORMERS"},null,6225.8474615388986,6748.2076064446119,7283.8015368340439,7808.6690692309057,8303.0223105015029,8751.2958001870575,9142.2385372060144,9468.9632605214938,9728.8791080376632,9923.4552568585132,10057.790946497988,10139.99686794624,10180.42012340264,10190.766501425534,10183.187448692472,10169.403849542712,10159.934722205257,10163.487385915389,10186.548469976053,10233.194687170555,32.048672672793373,34.265369133299181,36.668706470377181,39.221042400793301,41.900666512329806,44.697752007804489,47.610932087141101,50.644274791685071,53.804501612503103,57.098383844084893,60.530339576996042,64.100329107816648,67.802196388335219,71.622621651535042,75.540832407748724,79.52916795513525,83.554512357483588,87.580512818278265,91.570398330486199,95.490123139541737]
[{"$f":"IFERROR(IF('Historical scenario - output'!A11=\"\",\"\",'Historical scenario - output'!A11),\"\")","v":6},{"$f":"IFERROR(IF('Historical scenario - output'!B11=\"\",\"\",'Historical scenario - output'!B11),\"\")","v":"UNDERGROUND CABLES"},null,1880.8409713413025,1964.9172561911394,2049.7804289221035,2135.2577754507438,2221.5984545848169,2309.5925098723119,2400.6722413663124,2496.9891742665172,2601.4611585793737,2717.7856690113804,2850.4170968184708,3004.5077143962535,3185.8140480319616,3400.5726142949552,3655.3513367653923,3956.8853883318848,4311.9085566706208,4726.993285136592,5208.4140058883559,5762.048919567279,0.74792006251615106,0.77201821572258833,0.7943950434544802,0.81501456223529756,0.83406174819997614,0.85198480078845928,0.86952730961083979,0.8877480993893605,0.90802728982813374,0.93205791538982796,0.9618232583528733,0.99956082901313359,1.0477146683508334,1.1088783514462908,1.1857317376056673,1.2809751406829883,1.3972651574323038,1.5371568448520629,1.7030572049130395,1.8971949213154269]
[{"$f":"IFERROR(IF('Historical scenario - output'!A12=\"\",\"\",'Historical scenario - output'!A12),\"\")","v":""},{"$f":"IFERROR(IF('Historical scenario - output'!B12=\"\",\"\",'Historical scenario - output'!B12),\"\")","v":""},null,"","","","","","","","","","","","","","","","","","","","","","","","","","","","","","","","","","","","","","","",""]
[{"$f":"IFERROR(IF('Historical scenario - output'!A13=\"\",\"\",'Historical scenario - output'!A13),\"\")","v":""},{"$f":"IFERROR(IF('Historical scenario - output'!B13=\"\",\"\",'Historical scenario - output'!B13),\"\")","v":""},null,"","","","","","","","","","","","","","","","","","","","","","","","","","","","","","","","","","","","","","","",""]
[{"$f":"IFERROR(IF('Historical scenario - output'!A14=\"\",\"\",'Historical scenario - output'!A14),\"\")","v":""},{"$f":"IFERROR(IF('Historical scenario - output'!B14=\"\",\"\",'Historical scenario - output'!B14),\"\")","v":""},null,"","","","","","","","","","","","","","","","","","","","","","","","","","","","","","","","","","","","","","","",""]
[{"$f":"IFERROR(IF('Historical scenario - output'!A15=\"\",\"\",'Historical scenario - output'!A15),\"\")","v":""},{"$f":"IFERROR(IF('Historical scenario - output'!B15=\"\",\"\",'Historical scenario - output'!B15),\"\")","v":""},null,"","","","","","","","","","","","","","","","","","","","","","","","","","","","","","","","","","","","","","","",""]
[{"$f":"IFERROR(IF('Historical scenario - output'!A16=\"\",\"\",'Historical scenario - output'!A16),\"\")","v":""},{"$f":"IFERROR(IF('Historical scenario - output'!B16=\"\",\"\",'Historical scenario - output'!B16),\"\")","v":""},null,"","","","","","","","","","","","","","","","","","","","","","","","","","","","","","","","","","","","","","","",""]
[{"$f":"IFERROR(IF('Historical scenario - output'!A17=\"\",\"\",'Historical scenario - output'!A17),\"\")","v":""},{"$f":"IFERROR(IF('Historical scenario - output'!B17=\"\",\"\",'Historical scenario - output'!B17),\"\")","v":""},null,"","","","","","","","","","","","","","","","","","","","","","","","","","","","","","","","","","","","","","","",""]
[null,null,"Total",{"$f":"IFERROR(SUM(D$6:D$17),\"\")","v":17132.914759099447},{"$f":"IFERROR(SUM(E$6:E$17),\"\")","v":18411.637921813268},19801.064166889697,21259.121470158618,22759.021920885425,24277.257994806696,25797.974111594696,27311.91466290467,28816.578262032759,30316.093930320159,31820.730869339794,33346.014228033855,34911.485066344627,36539.196831155583,38252.069185169872,40072.21720098392,42019.345325585018,44109.257146071934,46352.504834464831,48753.203703776213]
[]
["ID","Asset group","Asset category"]
[{"$f":"IFERROR('Lives scenario - input'!A6,\"\")","v":1},{"$f":"IFERROR('Lives scenario - input'!B6,\"\")","v":"OVERHEAD CONDUCTORS"},{"$f":"IFERROR('Lives scenario - input'!C6,\"\")","v":"˂ = 1 kv"},{"$f":"IFERROR(repcalc('Lives scenario - input'!$CX6:$GJ6,'Lives scenario - input'!$I6,'Lives scenario - input'!$G6,'Lives scenario - input'!$H6,20,TRUE,TRUE),\"\")","v":751.555958024848},928.19908041440272,1135.807726111512,1377.224985454166,1654.9916321504327,1971.2147739784366,2327.4361047267671,2724.5069345388192,3162.4778055994311,3640.5106501932532,4156.8210287329821,4708.6569397677331,5292.3190097278903,5903.224588036408,6536.0154935552064,7184.706043058115,7842.8647616403041,8503.8200971332662,9160.8778354852329,9807.5360486564496,{"$f":"IFERROR(IF(OR(D21=\"\",'Lives scenario - input'!$F6=\"\"),\"\",D21/'Lives scenario - input'!$F6),\"\")","v":2.6499248637362585},{"$f":"IFERROR(IF(OR(E21=\"\",'Lives scenario - input'!$F6=\"\"),\"\",E21/'Lives scenario - input'!$F6),\"\")","v":3.2727540716348567},{"$f":"IFERROR(IF(OR(F21=\"\",'Lives scenario - input'!$F6=\"\"),\"\",F21/'Lives scenario - input'!$F6),\"\")","v":4.0047651830964899},{"$f":"IFERROR(IF(OR(G21=\"\",'Lives scenario - input'!$F6=\"\"),\"\",G21/'Lives scenario - input'!$F6),\"\")","v":4.8559827022130264},{"$f":"IFERROR(IF(OR(H21=\"\",'Lives scenario - input'!$F6=\"\"),\"\",H21/'Lives scenario - input'!$F6),\"\")","v":5.8353651893554499},{"$f":"IFERROR(IF(OR(I21=\"\",'Lives scenario - input'!$F6=\"\"),\"\",I21/'Lives scenario - input'!$F6),\"\")","v":6.9503421342805805},{"$f":"IFERROR(IF(OR(J21=\"\",'Lives scenario - input'!$F6=\"\"),\"\",J21/'Lives scenario - input'!$F6),\"\")","v":8.2063494232441645},{"$f":"IFERROR(IF(OR(K21=\"\",'Lives scenario - input'!$F6=\"\"),\"\",K21/'Lives scenario - input'!$F6),\"\")","v":9.6063887062120425},{"$f":"IFERROR(IF(OR(L21=\"\",'Lives scenario - input'!$F6=\"\"),\"\",L21/'Lives scenario - input'!$F6),\"\")","v":11.150638190795826},{"$f":"IFERROR(IF(OR(M21=\"\",'Lives scenario - input'!$F6=\"\"),\"\",M21/'Lives scenario - input'!$F6),\"\")","v":12.83614291874831},{"$f":"IFERROR(IF(OR(N21=\"\",'Lives scenario - input'!$F6=\"\"),\"\",N21/'Lives scenario - input'!$F6),\"\")","v":14.656611101973427},{"$f":"IFERROR(IF(OR(O21=\"\",'Lives scenario - input'!$F6=\"\"),\"\",O21/'Lives scenario - input'!$F6),\"\")","v":16.602339408348172},{"$f":"IFERROR(IF(OR(P21=\"\",'Lives scenario - input'!$F6=\"\"),\"\",P21/'Lives scenario - input'!$F6),\"\")","v":18.660284149112314},{"$f":"IFERROR(IF(OR(Q21=\"\",'Lives scenario - input'!$F6=\"\"),\"\",Q21/'Lives scenario - input'!$F6),\"\")","v":20.814287272990676},{"$f":"IFERROR(IF(OR(R21=\"\",'Lives scenario - input'!$F6=\"\"),\"\",R21/'Lives scenario - input'!$F6),\"\")","v":23.045456271354212},{"$f":"IFERROR(IF(OR(S21=\"\",'Lives scenario - input'!$F6=\"\"),\"\",S21/'Lives scenario - input'!$F6),\"\")","v":25.332686114513354},{"$f":"IFERROR(IF(OR(T21=\"\",'Lives scenario - input'!$F6=\"\"),\"\",T21/'Lives scenario - input'!$F6),\"\")","v":27.653299947765774},{"$f":"IFERROR(IF(OR(U21=\"\",'Lives scenario - input'!$F6=\"\"),\"\",U21/'Lives scenario - input'!$F6),\"\")","v":29.983774423605183},{"$f":"IFERROR(IF(OR(V21=\"\",'Lives scenario - input'!$F6=\"\"),\"\",V21/'Lives scenario - input'!$F6),\"\")","v":32.300506290577651},{"$f":"IFERROR(IF(OR(W21=\"\",'Lives scenario - input'!$F6=\"\"),\"\",W21/'Lives scenario - input'!$F6),\"\")","v":34.580570281987079}]
[{"$f":"IFERROR('Lives scenario - input'!A7,\"\")","v":1},{"$f":"IFERROR('Lives scenario - input'!B7,\"\")","v":"OVERHEAD CONDUCTORS"},{"$f":"IFERROR('Lives scenario - input'!C7,\"\")","v":"˃ 11 kv & < = 22 kv ; multiple-phase"},{"$f":"IFERROR(repcalc('Lives scenario - input'!$CX7:$GJ7,'Lives scenario - input'!$I7,'Lives scenario - input'!$G7,'Lives scenario - input'!$H7,20,TRUE,TRUE),\"\")","v":110.80603911977502},125.55389946304044,142.60160694720778,162.19104646608398,184.54761391360063,209.87725259270425,238.36577107498621,270.18040549255392,305.47328165330293,344.38613211302868,387.05536383300176,433.6163850795096,484.20601282659521,538.96181366119345,598.01739188815327,661.4929266822179,729.48066202245002,802.02554284728353,879.10173123371271,960.58628116839031,{"$f":"IFERROR(IF(OR(D22=\"\",'Lives scenario - input'!$F7=\"\"),\"\",D22/'Lives scenario - input'!$F7),\"\")","v":1.672260677866156},{"$f":"IFERROR(IF(OR(E22=\"\",'Lives scenario - input'!$F7=\"\"),\"\",E22/'Lives scenario - input'!$F7),\"\")","v":1.8948321832698092},{"$f":"IFERROR(IF(OR(F22=\"\",'Lives scenario - input'!$F7=\"\"),\"\",F22/'Lives scenario - input'!$F7),\"\")","v":2.1521124822499207},{"$f":"IFERROR(IF(OR(G22=\"\",'Lives scenario - input'!$F7=\"\"),\"\",G22/'Lives scenario - input'!$F7),\"\")","v":2.4477520490919744},{"$f":"IFERROR(IF(OR(H22=\"\",'Lives scenario - input'!$F7=\"\"),\"\",H22/'Lives scenario - input'!$F7),\"\")","v":2.7851525096763696},{"$f":"IFERROR(IF(OR(I22=\"\",'Lives scenario - input'!$F7=\"\"),\"\",I22/'Lives scenario - input'!$F7),\"\")","v":3.167421915605015},{"$f":"IFERROR(IF(OR(J22=\"\",'Lives scenario - input'!$F7=\"\"),\"\",J22/'Lives scenario - input'!$F7),\"\")","v":3.5973644494870083},{"$f":"IFERROR(IF(OR(K22=\"\",'Lives scenario - input'!$F7=\"\"),\"\",K22/'Lives scenario - input'!$F7),\"\")","v":4.0775040027082632},{"$f":"IFERROR(IF(OR(L22=\"\",'Lives scenario - input'!$F7=\"\"),\"\",L22/'Lives scenario - input'!$F7),\"\")","v":4.6101364249233052},{"$f":"IFERROR(IF(OR(M22=\"\",'Lives scenario - input'!$F7=\"\"),\"\",M22/'Lives scenario - input'!$F7),\"\")","v":5.1974007130831383},{"$f":"IFERROR(IF(OR(N22=\"\",'Lives scenario - input'!$F7=\"\"),\"\",N22/'Lives scenario - input'!$F7),\"\")","v":5.8413554914227976},{"$f":"IFERROR(IF(OR(O22=\"\",'Lives scenario - input'!$F7=\"\"),\"\",O22/'Lives scenario - input'!$F7),\"\")","v":6.5440443120895218},{"$f":"IFERROR(IF(OR(P22=\"\",'Lives scenario - input'!$F7=\"\"),\"\",P22/'Lives scenario - input'!$F7),\"\")","v":7.3075319871420623},{"$f":"IFERROR(IF(OR(Q22=\"\",'Lives scenario - input'!$F7=\"\"),\"\",Q22/'Lives scenario - input'!$F7),\"\")","v":8.1338946416341322},{"$f":"IFERROR(IF(OR(R22=\"\",'Lives scenario - input'!$F7=\"\"),\"\",R22/'Lives scenario - input'!$F7),\"\")","v":9.0251486027187244},{"$f":"IFERROR(IF(OR(S22=\"\",'Lives scenario - input'!$F7=\"\"),\"\",S22/'Lives scenario - input'!$F7),\"\")","v":9.9831075884009},{"$f":"IFERROR(IF(OR(T22=\"\",'Lives scenario - input'!$F7=\"\"),\"\",T22/'Lives scenario - input'!$F7),\"\")","v":11.009163724779402},{"$f":"IFERROR(IF(OR(U22=\"\",'Lives scenario - input'!$F7=\"\"),\"\",U22/'Lives scenario - input'!$F7),\"\")","v":12.103995311104061},{"$f":"IFERROR(IF(OR(V22=\"\",'Lives scenario - input'!$F7=\"\"),\"\",V22/'Lives scenario - input'!$F7),\"\")","v":13.267212407052282},{"$f":"IFERROR(IF(OR(W22=\"\",'Lives scenario - input'!$F7=\"\"),\"\",W22/'Lives scenario - input'!$F7),\"\")","v":14.496959538091678}]
[{"$f":"IFERROR('Lives scenario - input'!A8,\"\")","v":1},{"$f":"IFERROR('Lives scenario - input'!B8,\"\")","v":"OVERHEAD CONDUCTORS"},{"$f":"IFERROR('Lives scenario - input'!C8,\"\")","v":"˃ 11 kv & < = 22 kv ; single-phase"},{"$f":"IFERROR(repcalc('Lives scenario - input'!$CX8:$GJ8,'Lives scenario - input'!$I8,'Lives scenario - input'!$G8,'Lives scenario - input'!$H8,20,TRUE,TRUE),\"\")","v":1.9367462000496989},2.5659035749715704,3.3651303660887315,4.3693924998622622,5.6178090645933487,7.1534348040171647,9.0228790490836612,11.275765603205473,13.964050818608998,17.14122934669042,20.861466981644231,25.178705726038125,30.145785964512378,35.813623221627481,42.230462003840572,49.441207350773681,57.486807813641398,66.403634679984151,76.222775380802304,86.969138729347037,{"$f":"IFERROR(IF(OR(D23=\"\",'Lives scenario - input'!$F8=\"\"),\"\",D23/'Lives scenario - input'!$F8),\"\")","v":2.9228953034309915E-2},{"$f":"IFERROR(IF(OR(E23=\"\",'Lives scenario - input'!$F8=\"\"),\"\",E23/'Lives scenario - input'!$F8),\"\")","v":3.8724059498083635E-2},{"$f":"IFERROR(IF(OR(F23=\"\",'Lives scenario - input'!$F8=\"\"),\"\",F23/'Lives scenario - input'!$F8),\"\")","v":5.0785816655901359E-2},{"$f":"IFERROR(IF(OR(G23=\"\",'Lives scenario - input'!$F8=\"\"),\"\",G23/'Lives scenario - input'!$F8),\"\")","v":6.5941922676116677E-2},{"$f":"IFERROR(IF(OR(H23=\"\",'Lives scenario - input'!$F8=\"\"),\"\",H23/'Lives scenario - input'!$F8),\"\")","v":8.4782754343602634E-2},{"$f":"IFERROR(IF(OR(I23=\"\",'Lives scenario - input'!$F8=\"\"),\"\",I23/'Lives scenario - input'!$F8),\"\")","v":0.10795808450030792},{"$f":"IFERROR(IF(OR(J23=\"\",'Lives scenario - input'!$F8=\"\"),\"\",J23/'Lives scenario - input'!$F8),\"\")","v":0.13617133104645185},{"$f":"IFERROR(IF(OR(K23=\"\",'Lives scenario - input'!$F8=\"\"),\"\",K23/'Lives scenario - input'!$F8),\"\")","v":0.17017140564598637},{"$f":"IFERROR(IF(OR(L23=\"\",'Lives scenario - input'!$F8=\"\"),\"\",L23/'Lives scenario - input'!$F8),\"\")","v":0.21074242228298454},{"$f":"IFERROR(IF(OR(M23=\"\",'Lives scenario - input'!$F8=\"\"),\"\",M23/'Lives scenario - input'!$F8),\"\")","v":0.25869171061850665},{"$f":"IFERROR(IF(OR(N23=\"\",'Lives scenario - input'!$F8=\"\"),\"\",N23/'Lives scenario - input'!$F8),\"\")","v":0.31483672905496818},{"$f":"IFERROR(IF(OR(O23=\"\",'Lives scenario - input'!$F8=\"\"),\"\",O23/'Lives scenario - input'!$F8),\"\")","v":0.37999155858015538},{"$f":"IFERROR(IF(OR(P23=\"\",'Lives scenario - input'!$F8=\"\"),\"\",P23/'Lives scenario - input'!$F8),\"\")","v":0.45495365480334005},{"$f":"IFERROR(IF(OR(Q23=\"\",'Lives scenario - input'!$F8=\"\"),\"\",Q23/'Lives scenario - input'!$F8),\"\")","v":0.54049142376350534},{"$f":"IFERROR(IF(OR(R23=\"\",'Lives scenario - input'!$F8=\"\"),\"\",R23/'Lives scenario - input'!$F8),\"\")","v":0.63733296107450255},{"$f":"IFERROR(IF(OR(S23=\"\",'Lives scenario - input'!$F8=\"\"),\"\",S23/'Lives scenario - input'!$F8),\"\")","v":0.74615596384196281},{"$f":"IFERROR(IF(OR(T23=\"\",'Lives scenario - input'!$F8=\"\"),\"\",T23/'Lives scenario - input'!$F8),\"\")","v":0.867578418707731},{"$f":"IFERROR(IF(OR(U23=\"\",'Lives scenario - input'!$F8=\"\"),\"\",U23/'Lives scenario - input'!$F8),\"\")","v":1.002149233244358},{"$f":"IFERROR(IF(OR(V23=\"\",'Lives scenario - input'!$F8=\"\"),\"\",V23/'Lives scenario - input'!$F8),\"\")","v":1.1503375722090246},{"$f":"IFERROR(IF(OR(W23=\"\",'Lives scenario - input'!$F8=\"\"),\"\",W23/'Lives scenario - input'!$F8),\"\")","v":1.3125193540016948}]
[{"$f":"IFERROR('Lives scenario - input'!A9,\"\")","v":1},{"$f":"IFERROR('Lives scenario - input'!B9,\"\")","v":"OVERHEAD CONDUCTORS"},{"$f":"IFERROR('Lives scenario - input'!C9,\"\")","v":"> 1 kv & < = 11 kv"},{"$f":"IFERROR(repcalc('Lives scenario - input'!$CX9:$GJ9,'Lives scenario - input'!$I9,'Lives scenario - input'!$G9,'Lives scenario - input'!$H9,20,TRUE,TRUE),\"\")","v":4.734394246447005},6.031951710270306,7.6805077441378025,9.7596999805420577,12.359804046873343,15.580796017955153,19.530626727109343,24.322630960284009,30.072047482341471,36.89169402179229,44.886920956624536,54.150052278960075,64.75460409637364,76.749639581118629,90.154664586141109,104.9554807076869,121.10138542734833,138.50403904350051,157.03820735289764,176.54444497718478,{"$f":"IFERROR(IF(OR(D24=\"\",'Lives scenario - input'!$F9=\"\"),\"\",D24/'Lives scenario - input'!$F9),\"\")","v":7.1450449765568441E-2},{"$f":"IFERROR(IF(OR(E24=\"\",'Lives scenario - input'!$F9=\"\"),\"\",E24/'Lives scenario - input'!$F9),\"\")","v":9.1032905209878251E-2},{"$f":"IFERROR(IF(OR(F24=\"\",'Lives scenario - input'!$F9=\"\"),\"\",F24/'Lives scenario - input'!$F9),\"\")","v":0.11591255484445855},{"$f":"IFERROR(IF(OR(G24=\"\",'Lives scenario - input'!$F9=\"\"),\"\",G24/'Lives scenario - input'!$F9),\"\")","v":0.14729127252342045},{"$f":"IFERROR(IF(OR(H24=\"\",'Lives scenario - input'!$F9=\"\"),\"\",H24/'Lives scenario - input'!$F9),\"\")","v":0.18653147840954284},{"$f":"IFERROR(IF(OR(I24=\"\",'Lives scenario - input'!$F9=\"\"),\"\",I24/'Lives scenario - input'!$F9),\"\")","v":0.23514198971155217},{"$f":"IFERROR(IF(OR(J24=\"\",'Lives scenario - input'!$F9=\"\"),\"\",J24/'Lives scenario - input'!$F9),\"\")","v":0.29475197696149763},{"$f":"IFERROR(IF(OR(K24=\"\",'Lives scenario - input'!$F9=\"\"),\"\",K24/'Lives scenario - input'!$F9),\"\")","v":0.36707186413519255},{"$f":"IFERROR(IF(OR(L24=\"\",'Lives scenario - input'!$F9=\"\"),\"\",L24/'Lives scenario - input'!$F9),\"\")","v":0.45384080964472329},{"$f":"IFERROR(IF(OR(M24=\"\",'Lives scenario - input'!$F9=\"\"),\"\",M24/'Lives scenario - input'!$F9),\"\")","v":0.55676143414734891},{"$f":"IFERROR(IF(OR(N24=\"\",'Lives scenario - input'!$F9=\"\"),\"\",N24/'Lives scenario - input'!$F9),\"\")","v":0.67742366266798038},{"$f":"IFERROR(IF(OR(O24=\"\",'Lives scenario - input'!$F9=\"\"),\"\",O24/'Lives scenario - input'!$F9),\"\")","v":0.81722082884506786},{"$f":"IFERROR(IF(OR(P24=\"\",'Lives scenario - input'!$F9=\"\"),\"\",P24/'Lives scenario - input'!$F9),\"\")","v":0.9772624218081174},{"$f":"IFERROR(IF(OR(Q24=\"\",'Lives scenario - input'!$F9=\"\"),\"\",Q24/'Lives scenario - input'!$F9),\"\")","v":1.158288892297382},{"$f":"IFERROR(IF(OR(R24=\"\",'Lives scenario - input'!$F9=\"\"),\"\",R24/'Lives scenario - input'!$F9),\"\")","v":1.3605946184092998},{"$f":"IFERROR(IF(OR(S24=\"\",'Lives scenario - input'!$F9=\"\"),\"\",S24/'Lives scenario - input'!$F9),\"\")","v":1.5839653209179805},{"$f":"IFERROR(IF(OR(T24=\"\",'Lives scenario - input'!$F9=\"\"),\"\",T24/'Lives scenario - input'!$F9),\"\")","v":1.827635808427039},{"$f":"IFERROR(IF(OR(U24=\"\",'Lives scenario - input'!$F9=\"\"),\"\",U24/'Lives scenario - input'!$F9),\"\")","v":2.0902728773449093},{"$f":"IFERROR(IF(OR(V24=\"\",'Lives scenario - input'!$F9=\"\"),\"\",V24/'Lives scenario - input'!$F9),\"\")","v":2.3699865202742005},{"$f":"IFERROR(IF(OR(W24=\"\",'Lives scenario - input'!$F9=\"\"),\"\",W24/'Lives scenario - input'!$F9),\"\")","v":2.6643704221926594}]
[{"$f":"IFERROR('Lives scenario - input'!A10,\"\")","v":1},{"$f":"IFERROR('Lives scenario - input'!B10,\"\")","v":"OVERHEAD CONDUCTORS"},{"$f":"IFERROR('Lives scenario - input'!C10,\"\")","v":"> 22 kv & < = 66 kv"},{"$f":"IFERROR(repcalc('Lives scenario - input'!$CX10:$GJ10,'Lives scenario - input'!$I10,'Lives scenario - input'!$G10,'Lives scenario - input'!$H10,20,TRUE,TRUE),\"\")","v":0.1888228778062338},0.27878082963878392,0.40721824644534005,0.58851037467203038,0.84149336847860401,1.1904871108884116,1.6664204142998713,2.3080200824625963,3.1630047982653799,4.2892020786132985,5.7554832763684836,7.6423901693251519,10.042310044243798,13.059047791605634,16.806646937806562,21.407330014863604,26.988464623665159,33.678515991521671,41.602018811117119,50.873687368780601,{"$f":"IFERROR(IF(OR(D25=\"\",'Lives scenario - input'!$F10=\"\"),\"\",D25/'Lives scenario - input'!$F10),\"\")","v":2.849673863854759E-3},{"$f":"IFERROR(IF(OR(E25=\"\",'Lives scenario - input'!$F10=\"\"),\"\",E25/'Lives scenario - input'!$F10),\"\")","v":4.2072997361083603E-3},{"$f":"IFERROR(IF(OR(F25=\"\",'Lives scenario - input'!$F10=\"\"),\"\",F25/'Lives scenario - input'!$F10),\"\")","v":6.1456493368926973E-3},{"$f":"IFERROR(IF(OR(G25=\"\",'Lives scenario - input'!$F10=\"\"),\"\",G25/'Lives scenario - input'!$F10),\"\")","v":8.8816707635990186E-3},{"$f":"IFERROR(IF(OR(H25=\"\",'Lives scenario - input'!$F10=\"\"),\"\",H25/'Lives scenario - input'!$F10),\"\")","v":1.2699635164025728E-2},{"$f":"IFERROR(IF(OR(I25=\"\",'Lives scenario - input'!$F10=\"\"),\"\",I25/'Lives scenario - input'!$F10),\"\")","v":1.7966572931040609E-2},{"$f":"IFERROR(IF(OR(J25=\"\",'Lives scenario - input'!$F10=\"\"),\"\",J25/'Lives scenario - input'!$F10),\"\")","v":2.5149254984332133E-2},{"$f":"IFERROR(IF(OR(K25=\"\",'Lives scenario - input'!$F10=\"\"),\"\",K25/'Lives scenario - input'!$F10),\"\")","v":3.483213783551619E-2},{"$f":"IFERROR(IF(OR(L25=\"\",'Lives scenario - input'!$F10=\"\"),\"\",L25/'Lives scenario - input'!$F10),\"\")","v":4.7735381483347328E-2},{"$f":"IFERROR(IF(OR(M25=\"\",'Lives scenario - input'!$F10=\"\"),\"\",M25/'Lives scenario - input'!$F10),\"\")","v":6.4731706254147009E-2},{"$f":"IFERROR(IF(OR(N25=\"\",'Lives scenario - input'!$F10=\"\"),\"\",N25/'Lives scenario - input'!$F10),\"\")","v":8.6860503648032814E-2},{"$f":"IFERROR(IF(OR(O25=\"\",'Lives scenario - input'!$F10=\"\"),\"\",O25/'Lives scenario - input'!$F10),\"\")","v":0.11533729268364874},{"$f":"IFERROR(IF(OR(P25=\"\",'Lives scenario - input'!$F10=\"\"),\"\",P25/'Lives scenario - input'!$F10),\"\")","v":0.15155636222838517},{"$f":"IFERROR(IF(OR(Q25=\"\",'Lives scenario - input'!$F10=\"\"),\"\",Q25/'Lives scenario - input'!$F10),\"\")","v":0.19708431314534389},{"$f":"IFERROR(IF(OR(R25=\"\",'Lives scenario - input'!$F10=\"\"),\"\",R25/'Lives scenario - input'!$F10),\"\")","v":0.25364226556725439},{"$f":"IFERROR(IF(OR(S25=\"\",'Lives scenario - input'!$F10=\"\"),\"\",S25/'Lives scenario - input'!$F10),\"\")","v":0.3230747754033878},{"$f":"IFERROR(IF(OR(T25=\"\",'Lives scenario - input'!$F10=\"\"),\"\",T25/'Lives scenario - input'!$F10),\"\")","v":0.40730404682503107},{"$f":"IFERROR(IF(OR(U25=\"\",'Lives scenario - input'!$F10=\"\"),\"\",U25/'Lives scenario - input'!$F10),\"\")","v":0.50826884914305337},{"$f":"IFERROR(IF(OR(V25=\"\",'Lives scenario - input'!$F10=\"\"),\"\",V25/'Lives scenario - input'!$F10),\"\")","v":0.62784863289336335},{"$f":"IFERROR(IF(OR(W25=\"\",'Lives scenario - input'!$F10=\"\"),\"\",W25/'Lives scenario - input'!$F10),\"\")","v":0.76777464117192851}]
[{"$f":"IFERROR('Lives scenario - input'!A11,\"\")","v":2},{"$f":"IFERROR('Lives scenario - input'!B11,\"\")","v":"POLES"},{"$f":"IFERROR('Lives scenario - input'!C11,\"\")","v":"˂ = 1 kv ; concrete"},{"$f":"IFERROR(repcalc('Lives scenario - input'!$CX11:$GJ11,'Lives scenario - input'!$I11,'Lives scenario - input'!$G11,'Lives scenario - input'!$H11,20,TRUE,TRUE),\"\")","v":45.868561536990207},50.541447813194978,57.345480198101235,66.738083011927472,79.28085786587306,95.655402201462351,116.67690953480727,143.30420219302027,176.64470478107577,217.95279118332621,268.61996234072279,330.15546566624249,404.15626992001444,492.26576725628132,596.12117405071456,717.29031112754762,857.19921112339296,1017.0527621940445,1197.7512849745019,1399.8064912724567,{"$f":"IFERROR(IF(OR(D26=\"\",'Lives scenario - input'!$F11=\"\"),\"\",D26/'Lives scenario - input'!$F11),\"\")","v":3.1098897356814725},{"$f":"IFERROR(IF(OR(E26=\"\",'Lives scenario - input'!$F11=\"\"),\"\",E26/'Lives scenario - input'!$F11),\"\")","v":3.4267115539252546},{"$f":"IFERROR(IF(OR(F26=\"\",'Lives scenario - input'!$F11=\"\"),\"\",F26/'Lives scenario - input'!$F11),\"\")","v":3.8880251370425323},{"$f":"IFERROR(IF(OR(G26=\"\",'Lives scenario - input'!$F11=\"\"),\"\",G26/'Lives scenario - input'!$F11),\"\")","v":4.5248438665441117},{"$f":"IFERROR(IF(OR(H26=\"\",'Lives scenario - input'!$F11=\"\"),\"\",H26/'Lives scenario - input'!$F11),\"\")","v":5.3752443471389215},{"$f":"IFERROR(IF(OR(I26=\"\",'Lives scenario - input'!$F11=\"\"),\"\",I26/'Lives scenario - input'!$F11),\"\")","v":6.4854389041372702},{"$f":"IFERROR(IF(OR(J26=\"\",'Lives scenario - input'!$F11=\"\"),\"\",J26/'Lives scenario - input'!$F11),\"\")","v":7.9106976803864786},{"$f":"IFERROR(IF(OR(K26=\"\",'Lives scenario - input'!$F11=\"\"),\"\",K26/'Lives scenario - input'!$F11),\"\")","v":9.7160288560760346},{"$f":"IFERROR(IF(OR(L26=\"\",'Lives scenario - input'!$F11=\"\"),\"\",L26/'Lives scenario - input'!$F11),\"\")","v":11.976515849927793},{"$f":"IFERROR(IF(OR(M26=\"\",'Lives scenario - input'!$F11=\"\"),\"\",M26/'Lives scenario - input'!$F11),\"\")","v":14.777205245853233},{"$f":"IFERROR(IF(OR(N26=\"\",'Lives scenario - input'!$F11=\"\"),\"\",N26/'Lives scenario - input'!$F11),\"\")","v":18.212440845978474},{"$f":"IFERROR(IF(OR(O26=\"\",'Lives scenario - input'!$F11=\"\"),\"\",O26/'Lives scenario - input'!$F11),\"\")","v":22.384549666476357},{"$f":"IFERROR(IF(OR(P26=\"\",'Lives scenario - input'!$F11=\"\"),\"\",P26/'Lives scenario - input'!$F11),\"\")","v":27.401806233272982},{"$f":"IFERROR(IF(OR(Q26=\"\",'Lives scenario - input'!$F11=\"\"),\"\",Q26/'Lives scenario - input'!$F11),\"\")","v":33.375632579694098},{"$f":"IFERROR(IF(OR(R26=\"\",'Lives scenario - input'!$F11=\"\"),\"\",R26/'Lives scenario - input'!$F11),\"\")","v":40.417032021108213},{"$f":"IFERROR(IF(OR(S26=\"\",'Lives scenario - input'!$F11=\"\"),\"\",S26/'Lives scenario - input'!$F11),\"\")","v":48.6323028525848},{"$f":"IFERROR(IF(OR(T26=\"\",'Lives scenario - input'!$F11=\"\"),\"\",T26/'Lives scenario - input'!$F11),\"\")","v":58.118130126166996},{"$f":"IFERROR(IF(OR(U26=\"\",'Lives scenario - input'!$F11=\"\"),\"\",U26/'Lives scenario - input'!$F11),\"\")","v":68.956205292006914},{"$f":"IFERROR(IF(OR(V26=\"\",'Lives scenario - input'!$F11=\"\"),\"\",V26/'Lives scenario - input'!$F11),\"\")","v":81.207570113957317},{"$f":"IFERROR(IF(OR(W26=\"\",'Lives scenario - input'!$F11=\"\"),\"\",W26/'Lives scenario - input'!$F11),\"\")","v":94.906918666675068}]
[{"$f":"IFERROR('Lives scenario - input'!A12,\"\")","v":2},{"$f":"IFERROR('Lives scenario - input'!B12,\"\")","v":"POLES"},{"$f":"IFERROR('Lives scenario - input'!C12,\"\")","v":"˂ = 1 kv ; steel"},{"$f":"IFERROR(repcalc('Lives scenario - input'!$CX12:$GJ12,'Lives scenario - input'!$I12,'Lives scenario - input'!$G12,'Lives scenario - input'!$H12,20,TRUE,TRUE),\"\")","v":13.423691997683417},14.826886093658326,16.56204663341126,18.630721770845476,21.025976431464471,23.732713926477235,26.728341782350387,29.983811755439724,33.465050436522127,37.134771590088597,40.954626034726807,44.887603206577602,48.900555938117527,52.966682646180558,57.067775168299065,61.196030987606832,65.355238797723118,69.561177210461366,73.841116340173329,78.232377132262641,{"$f":"IFERROR(IF(OR(D27=\"\",'Lives scenario - input'!$F12=\"\"),\"\",D27/'Lives scenario - input'!$F12),\"\")","v":0.91012668720555812},{"$f":"IFERROR(IF(OR(E27=\"\",'Lives scenario - input'!$F12=\"\"),\"\",E27/'Lives scenario - input'!$F12),\"\")","v":1.0052632855643728},{"$f":"IFERROR(IF(OR(F27=\"\",'Lives scenario - input'!$F12=\"\"),\"\",F27/'Lives scenario - input'!$F12),\"\")","v":1.1229072179555271},{"$f":"IFERROR(IF(OR(G27=\"\",'Lives scenario - input'!$F12=\"\"),\"\",G27/'Lives scenario - input'!$F12),\"\")","v":1.2631634492563064},{"$f":"IFERROR(IF(OR(H27=\"\",'Lives scenario - input'!$F12=\"\"),\"\",H27/'Lives scenario - input'!$F12),\"\")","v":1.4255617812248176},{"$f":"IFERROR(IF(OR(I27=\"\",'Lives scenario - input'!$F12=\"\"),\"\",I27/'Lives scenario - input'!$F12),\"\")","v":1.6090786579451841},{"$f":"IFERROR(IF(OR(J27=\"\",'Lives scenario - input'!$F12=\"\"),\"\",J27/'Lives scenario - input'!$F12),\"\")","v":1.812182309089521},{"$f":"IFERROR(IF(OR(K27=\"\",'Lives scenario - input'!$F12=\"\"),\"\",K27/'Lives scenario - input'!$F12),\"\")","v":2.0329032629386026},{"$f":"IFERROR(IF(OR(L27=\"\",'Lives scenario - input'!$F12=\"\"),\"\",L27/'Lives scenario - input'!$F12),\"\")","v":2.268931341408531},{"$f":"IFERROR(IF(OR(M27=\"\",'Lives scenario - input'!$F12=\"\"),\"\",M27/'Lives scenario - input'!$F12),\"\")","v":2.5177385367047278},{"$f":"IFERROR(IF(OR(N27=\"\",'Lives scenario - input'!$F12=\"\"),\"\",N27/'Lives scenario - input'!$F12),\"\")","v":2.7767247732710887},{"$f":"IFERROR(IF(OR(O27=\"\",'Lives scenario - input'!$F12=\"\"),\"\",O27/'Lives scenario - input'!$F12),\"\")","v":3.0433807338584873},{"$f":"IFERROR(IF(OR(P27=\"\",'Lives scenario - input'!$F12=\"\"),\"\",P27/'Lives scenario - input'!$F12),\"\")","v":3.3154590395957779},{"$f":"IFERROR(IF(OR(Q27=\"\",'Lives scenario - input'!$F12=\"\"),\"\",Q27/'Lives scenario - input'!$F12),\"\")","v":3.5911425424060397},{"$f":"IFERROR(IF(OR(R27=\"\",'Lives scenario - input'!$F12=\"\"),\"\",R27/'Lives scenario - input'!$F12),\"\")","v":3.8691967283724149},{"$f":"IFERROR(IF(OR(S27=\"\",'Lives scenario - input'!$F12=\"\"),\"\",S27/'Lives scenario - input'!$F12),\"\")","v":4.1490925866364483},{"$f":"IFERROR(IF(OR(T27=\"\",'Lives scenario - input'!$F12=\"\"),\"\",T27/'Lives scenario - input'!$F12),\"\")","v":4.4310869907298889},{"$f":"IFERROR(IF(OR(U27=\"\",'Lives scenario - input'!$F12=\"\"),\"\",U27/'Lives scenario - input'!$F12),\"\")","v":4.7162497309683173},{"$f":"IFERROR(IF(OR(V27=\"\",'Lives scenario - input'!$F12=\"\"),\"\",V27/'Lives scenario - input'!$F12),\"\")","v":5.0064297218559517},{"$f":"IFERROR(IF(OR(W27=\"\",'Lives scenario - input'!$F12=\"\"),\"\",W27/'Lives scenario - input'!$F12),\"\")","v":5.3041573245191849}]
[{"$f":"IFERROR('Lives scenario - input'!A13,\"\")","v":2},{"$f":"IFERROR('Lives scenario - input'!B13,\"\")","v":"POLES"},{"$f":"IFERROR('Lives scenario - input'!C13,\"\")","v":"˂ = 1 kv ; wood"},{"$f":"IFERROR(repcalc('Lives scenario - input'!$CX13:$GJ13,'Lives scenario - input'!$I13,'Lives scenario - input'!$G13,'Lives scenario - input'!$H13,20,TRUE,TRUE),\"\")","v":910.03394465750716},941.21664832768568,985.1234119351783,1041.9410206431933,1111.4142747807591,1192.8560375365655,1285.1719326677942,1386.8981647182784,1496.2507284966352,1611.1841256652224,1729.4575778098865,1848.7065937195441,1966.5176064225932,2080.5032516324359,2188.3757359778638,2288.0156720674663,2377.5337730340584,2455.322934869705,2520.0985167950143,2570.9250728455099,{"$f":"IFERROR(IF(OR(D28=\"\",'Lives scenario - input'!$F13=\"\"),\"\",D28/'Lives scenario - input'!$F13),\"\")","v":257.66726947144764},{"$f":"IFERROR(IF(OR(E28=\"\",'Lives scenario - input'!$F13=\"\"),\"\",E28/'Lives scenario - input'!$F13),\"\")","v":266.49634904216197},{"$f":"IFERROR(IF(OR(F28=\"\",'Lives scenario - input'!$F13=\"\"),\"\",F28/'Lives scenario - input'!$F13),\"\")","v":278.92812255620242},{"$f":"IFERROR(IF(OR(G28=\"\",'Lives scenario - input'!$F13=\"\"),\"\",G28/'Lives scenario - input'!$F13),\"\")","v":295.0154764177127},{"$f":"IFERROR(IF(OR(H28=\"\",'Lives scenario - input'!$F13=\"\"),\"\",H28/'Lives scenario - input'!$F13),\"\")","v":314.6861533193964},{"$f":"IFERROR(IF(OR(I28=\"\",'Lives scenario - input'!$F13=\"\"),\"\",I28/'Lives scenario - input'!$F13),\"\")","v":337.74559714940403},{"$f":"IFERROR(IF(OR(J28=\"\",'Lives scenario - input'!$F13=\"\"),\"\",J28/'Lives scenario - input'!$F13),\"\")","v":363.88394590762363},{"$f":"IFERROR(IF(OR(K28=\"\",'Lives scenario - input'!$F13=\"\"),\"\",K28/'Lives scenario - input'!$F13),\"\")","v":392.68674013298835},{"$f":"IFERROR(IF(OR(L28=\"\",'Lives scenario - input'!$F13=\"\"),\"\",L28/'Lives scenario - input'!$F13),\"\")","v":423.64885608908691},{"$f":"IFERROR(IF(OR(M28=\"\",'Lives scenario - input'!$F13=\"\"),\"\",M28/'Lives scenario - input'!$F13),\"\")","v":456.19113079583178},{"$f":"IFERROR(IF(OR(N28=\"\",'Lives scenario - input'!$F13=\"\"),\"\",N28/'Lives scenario - input'!$F13),\"\")","v":489.67910961682725},{"$f":"IFERROR(IF(OR(O28=\"\",'Lives scenario - input'!$F13=\"\"),\"\",O28/'Lives scenario - input'!$F13),\"\")","v":523.44330983922964},{"$f":"IFERROR(IF(OR(P28=\"\",'Lives scenario - input'!$F13=\"\"),\"\",P28/'Lives scenario - input'!$F13),\"\")","v":556.80035342542817},{"$f":"IFERROR(IF(OR(Q28=\"\",'Lives scenario - input'!$F13=\"\"),\"\",Q28/'Lives scenario - input'!$F13),\"\")","v":589.07428137348393},{"$f":"IFERROR(IF(OR(R28=\"\",'Lives scenario - input'!$F13=\"\"),\"\",R28/'Lives scenario - input'!$F13),\"\")","v":619.61732721871192},{"$f":"IFERROR(IF(OR(S28=\"\",'Lives scenario - input'!$F13=\"\"),\"\",S28/'Lives scenario - input'!$F13),\"\")","v":647.82940701336156},{"$f":"IFERROR(IF(OR(T28=\"\",'Lives scenario - input'!$F13=\"\"),\"\",T28/'Lives scenario - input'!$F13),\"\")","v":673.17558753744311},{"$f":"IFERROR(IF(OR(U28=\"\",'Lives scenario - input'!$F13=\"\"),\"\",U28/'Lives scenario - input'!$F13),\"\")","v":695.20083290585308},{"$f":"IFERROR(IF(OR(V28=\"\",'Lives scenario - input'!$F13=\"\"),\"\",V28/'Lives scenario - input'!$F13),\"\")","v":713.54140956357321},{"$f":"IFERROR(IF(OR(W28=\"\",'Lives scenario - input'!$F13=\"\"),\"\",W28/'Lives scenario - input'!$F13),\"\")","v":727.93245507462564}]
[{"$f":"IFERROR('Lives scenario - input'!A14,\"\")","v":2},{"$f":"IFERROR('Lives scenario - input'!B14,\"\")","v":"POLES"},{"$f":"IFERROR('Lives scenario - input'!C14,\"\")","v":"˃ 11 kv & < = 22 kv ; concrete"},{"$f":"IFERROR(repcalc('Lives scenario - input'!$CX14:$GJ14,'Lives scenario - input'!$I14,'Lives scenario - input'!$G14,'Lives scenario - input'!$H14,20,TRUE,TRUE),\"\")","v":43.588556408794268},48.910154332750594,56.802551436314701,67.714075075988873,82.214145682975101,100.99840381368664,124.88651696765068,154.81100691439286,191.79564731552151,236.92244691528586,291.28697030866226,355.94273110689539,431.8365512473913,519.73800208426962,620.16718057851494,733.32596298014516,859.03836014309616,996.70554608106124,1145.2804744096698,1303.2657418755771,{"$f":"IFERROR(IF(OR(D29=\"\",'Lives scenario - input'!$F14=\"\"),\"\",D29/'Lives scenario - input'!$F14),\"\")","v":2.2567610248108583},{"$f":"IFERROR(IF(OR(E29=\"\",'Lives scenario - input'!$F14=\"\"),\"\",E29/'Lives scenario - input'!$F14),\"\")","v":2.5322823031910708},{"$f":"IFERROR(IF(OR(F29=\"\",'Lives scenario - input'!$F14=\"\"),\"\",F29/'Lives scenario - input'!$F14),\"\")","v":2.9409045573582229},{"$f":"IFERROR(IF(OR(G29=\"\",'Lives scenario - input'!$F14=\"\"),\"\",G29/'Lives scenario - input'!$F14),\"\")","v":3.5058395609490005},{"$f":"IFERROR(IF(OR(H29=\"\",'Lives scenario - input'!$F14=\"\"),\"\",H29/'Lives scenario - input'!$F14),\"\")","v":4.2565685801887829},{"$f":"IFERROR(IF(OR(I29=\"\",'Lives scenario - input'!$F14=\"\"),\"\",I29/'Lives scenario - input'!$F14),\"\")","v":5.2291078226405805},{"$f":"IFERROR(IF(OR(J29=\"\",'Lives scenario - input'!$F14=\"\"),\"\",J29/'Lives scenario - input'!$F14),\"\")","v":6.4658948870376252},{"$f":"IFERROR(IF(OR(K29=\"\",'Lives scenario - input'!$F14=\"\"),\"\",K29/'Lives scenario - input'!$F14),\"\")","v":8.0152103074842405},{"$f":"IFERROR(IF(OR(L29=\"\",'Lives scenario - input'!$F14=\"\"),\"\",L29/'Lives scenario - input'!$F14),\"\")","v":9.9300591084202683},{"$f":"IFERROR(IF(OR(M29=\"\",'Lives scenario - input'!$F14=\"\"),\"\",M29/'Lives scenario - input'!$F14),\"\")","v":12.266461386947013},{"$f":"IFERROR(IF(OR(N29=\"\",'Lives scenario - input'!$F14=\"\"),\"\",N29/'Lives scenario - input'!$F14),\"\")","v":15.081139082991037},{"$f":"IFERROR(IF(OR(O29=\"\",'Lives scenario - input'!$F14=\"\"),\"\",O29/'Lives scenario - input'!$F14),\"\")","v":18.428636981992515},{"$f":"IFERROR(IF(OR(P29=\"\",'Lives scenario - input'!$F14=\"\"),\"\",P29/'Lives scenario - input'!$F14),\"\")","v":22.357975997278665},{"$f":"IFERROR(IF(OR(Q29=\"\",'Lives scenario - input'!$F14=\"\"),\"\",Q29/'Lives scenario - input'!$F14),\"\")","v":26.909000041584292},{"$f":"IFERROR(IF(OR(R29=\"\",'Lives scenario - input'!$F14=\"\"),\"\",R29/'Lives scenario - input'!$F14),\"\")","v":32.108636699747592},{"$f":"IFERROR(IF(OR(S29=\"\",'Lives scenario - input'!$F14=\"\"),\"\",S29/'Lives scenario - input'!$F14),\"\")","v":37.96733794564453},{"$f":"IFERROR(IF(OR(T29=\"\",'Lives scenario - input'!$F14=\"\"),\"\",T29/'Lives scenario - input'!$F14),\"\")","v":44.475992088539066},{"$f":"IFERROR(IF(OR(U29=\"\",'Lives scenario - input'!$F14=\"\"),\"\",U29/'Lives scenario - input'!$F14),\"\")","v":51.603595414202474},{"$f":"IFERROR(IF(OR(V29=\"\",'Lives scenario - input'!$F14=\"\"),\"\",V29/'Lives scenario - input'!$F14),\"\")","v":59.295937972452961},{"$f":"IFERROR(IF(OR(W29=\"\",'Lives scenario - input'!$F14=\"\"),\"\",W29/'Lives scenario - input'!$F14),\"\")","v":67.475492963162523}]
[{"$f":"IFERROR('Lives scenario - input'!A15,\"\")","v":2},{"$f":"IFERROR('Lives scenario - input'!B15,\"\")","v":"POLES"},{"$f":"IFERROR('Lives scenario - input'!C15,\"\")","v":"˃ 11 kv & < = 22 kv ; steel"},{"$f":"IFERROR(repcalc('Lives scenario - input'!$CX15:$GJ15,'Lives scenario - input'!$I15,'Lives scenario - input'!$G15,'Lives scenario - input'!$H15,20,TRUE,TRUE),\"\")","v":2.7454713940940967},2.9417448989198731,3.1101211390972088,3.2452005531941532,3.3429073276901833,3.4007708153753713,3.4181103684716323,3.3961117605785995,3.3377934015647268,3.2478698912469186,3.1325279733510629,2.9991349126406139,2.8559015020443166,2.7115215821372369,2.5748077714972211,2.4543399113079207,2.3581393622721167,2.2933794069411739,2.2661399427159781,2.281213383205412,{"$f":"IFERROR(IF(OR(D30=\"\",'Lives scenario - input'!$F15=\"\"),\"\",D30/'Lives scenario - input'!$F15),\"\")","v":0.14214448349279657},{"$f":"IFERROR(IF(OR(E30=\"\",'Lives scenario - input'!$F15=\"\"),\"\",E30/'Lives scenario - input'!$F15),\"\")","v":0.15230637992588128},{"$f":"IFERROR(IF(OR(F30=\"\",'Lives scenario - input'!$F15=\"\"),\"\",F30/'Lives scenario - input'!$F15),\"\")","v":0.16102391883156844},{"$f":"IFERROR(IF(OR(G30=\"\",'Lives scenario - input'!$F15=\"\"),\"\",G30/'Lives scenario - input'!$F15),\"\")","v":0.16801754243610623},{"$f":"IFERROR(IF(OR(H30=\"\",'Lives scenario - input'!$F15=\"\"),\"\",H30/'Lives scenario - input'!$F15),\"\")","v":0.17307622890589114},{"$f":"IFERROR(IF(OR(I30=\"\",'Lives scenario - input'!$F15=\"\"),\"\",I30/'Lives scenario - input'!$F15),\"\")","v":0.17607206254954008},{"$f":"IFERROR(IF(OR(J30=\"\",'Lives scenario - input'!$F15=\"\"),\"\",J30/'Lives scenario - input'!$F15),\"\")","v":0.17696980339803914},{"$f":"IFERROR(IF(OR(K30=\"\",'Lives scenario - input'!$F15=\"\"),\"\",K30/'Lives scenario - input'!$F15),\"\")","v":0.17583084388702683},{"$f":"IFERROR(IF(OR(L30=\"\",'Lives scenario - input'!$F15=\"\"),\"\",L30/'Lives scenario - input'!$F15),\"\")","v":0.17281145966105871},{"$f":"IFERROR(IF(OR(M30=\"\",'Lives scenario - input'!$F15=\"\"),\"\",M30/'Lives scenario - input'!$F15),\"\")","v":0.16815574517957468},{"$f":"IFERROR(IF(OR(N30=\"\",'Lives scenario - input'!$F15=\"\"),\"\",N30/'Lives scenario - input'!$F15),\"\")","v":0.16218401392073026},{"$f":"IFERROR(IF(OR(O30=\"\",'Lives scenario - input'!$F15=\"\"),\"\",O30/'Lives scenario - input'!$F15),\"\")","v":0.15527769985131468},{"$f":"IFERROR(IF(OR(P30=\"\",'Lives scenario - input'!$F15=\"\"),\"\",P30/'Lives scenario - input'!$F15),\"\")","v":0.14786190990284925},{"$f":"IFERROR(IF(OR(Q30=\"\",'Lives scenario - input'!$F15=\"\"),\"\",Q30/'Lives scenario - input'!$F15),\"\")","v":0.14038676039443673},{"$f":"IFERROR(IF(OR(R30=\"\",'Lives scenario - input'!$F15=\"\"),\"\",R30/'Lives scenario - input'!$F15),\"\")","v":0.13330851727685755},{"$f":"IFERROR(IF(OR(S30=\"\",'Lives scenario - input'!$F15=\"\"),\"\",S30/'Lives scenario - input'!$F15),\"\")","v":0.12707139464614051},{"$f":"IFERROR(IF(OR(T30=\"\",'Lives scenario - input'!$F15=\"\"),\"\",T30/'Lives scenario - input'!$F15),\"\")","v":0.12209069173886078},{"$f":"IFERROR(IF(OR(U30=\"\",'Lives scenario - input'!$F15=\"\"),\"\",U30/'Lives scenario - input'!$F15),\"\")","v":0.11873779925513821},{"$f":"IFERROR(IF(OR(V30=\"\",'Lives scenario - input'!$F15=\"\"),\"\",V30/'Lives scenario - input'!$F15),\"\")","v":0.11732749879408075},{"$f":"IFERROR(IF(OR(W30=\"\",'Lives scenario - input'!$F15=\"\"),\"\",W30/'Lives scenario - input'!$F15),\"\")","v":0.1181079135590785}]
[{"$f":"IFERROR('Lives scenario - input'!A16,\"\")","v":2},{"$f":"IFERROR('Lives scenario - input'!B16,\"\")","v":"POLES"},{"$f":"IFERROR('Lives scenario - input'!C16,\"\")","v":"˃ 11 kv & < = 22 kv ; wood"},{"$f":"IFERROR(repcalc('Lives scenario - input'!$CX16:$GJ16,'Lives scenario - input'!$I16,'Lives scenario - input'!$G16,'Lives scenario - input'!$H16,20,TRUE,TRUE),\"\")","v":812.75034306455916},842.60095470872818,884.87144949971378,938.33542375068077,1001.4797173119445,1072.5789660594871,1149.7698324263565,1231.1230924865524,1314.712122710187,1398.6764579940475,1481.2790496715318,1560.9557323100648,1636.3553130661828,1706.3687172274276,1770.1458227756141,1827.0990268599733,1876.893205027349,1919.4225153817838,1954.7754038141422,1983.1901026366818,{"$f":"IFERROR(IF(OR(D31=\"\",'Lives scenario - input'!$F16=\"\"),\"\",D31/'Lives scenario - input'!$F16),\"\")","v":182.95176668298683},{"$f":"IFERROR(IF(OR(E31=\"\",'Lives scenario - input'!$F16=\"\"),\"\",E31/'Lives scenario - input'!$F16),\"\")","v":189.67120049617523},{"$f":"IFERROR(IF(OR(F31=\"\",'Lives scenario - input'!$F16=\"\"),\"\",F31/'Lives scenario - input'!$F16),\"\")","v":199.18637544081443},{"$f":"IFERROR(IF(OR(G31=\"\",'Lives scenario - input'!$F16=\"\"),\"\",G31/'Lives scenario - input'!$F16),\"\")","v":211.22122553540387},{"$f":"IFERROR(IF(OR(H31=\"\",'Lives scenario - input'!$F16=\"\"),\"\",H31/'Lives scenario - input'!$F16),\"\")","v":225.4351353313973},{"$f":"IFERROR(IF(OR(I31=\"\",'Lives scenario - input'!$F16=\"\"),\"\",I31/'Lives scenario - input'!$F16),\"\")","v":241.4397218310462},{"$f":"IFERROR(IF(OR(J31=\"\",'Lives scenario - input'!$F16=\"\"),\"\",J31/'Lives scenario - input'!$F16),\"\")","v":258.81554393203709},{"$f":"IFERROR(IF(OR(K31=\"\",'Lives scenario - input'!$F16=\"\"),\"\",K31/'Lives scenario - input'!$F16),\"\")","v":277.12832937770384},{"$f":"IFERROR(IF(OR(L31=\"\",'Lives scenario - input'!$F16=\"\"),\"\",L31/'Lives scenario - input'!$F16),\"\")","v":295.94439126587065},{"$f":"IFERROR(IF(OR(M31=\"\",'Lives scenario - input'!$F16=\"\"),\"\",M31/'Lives scenario - input'!$F16),\"\")","v":314.84493509169431},{"$f":"IFERROR(IF(OR(N31=\"\",'Lives scenario - input'!$F16=\"\"),\"\",N31/'Lives scenario - input'!$F16),\"\")","v":333.43894764296152},{"$f":"IFERROR(IF(OR(O31=\"\",'Lives scenario - input'!$F16=\"\"),\"\",O31/'Lives scenario - input'!$F16),\"\")","v":351.37433207749183},{"$f":"IFERROR(IF(OR(P31=\"\",'Lives scenario - input'!$F16=\"\"),\"\",P31/'Lives scenario - input'!$F16),\"\")","v":368.34693211906767},{"$f":"IFERROR(IF(OR(Q31=\"\",'Lives scenario - input'!$F16=\"\"),\"\",Q31/'Lives scenario - input'!$F16),\"\")","v":384.10709277860281},{"$f":"IFERROR(IF(OR(R31=\"\",'Lives scenario - input'!$F16=\"\"),\"\",R31/'Lives scenario - input'!$F16),\"\")","v":398.46344984880977},{"$f":"IFERROR(IF(OR(S31=\"\",'Lives scenario - input'!$F16=\"\"),\"\",S31/'Lives scenario - input'!$F16),\"\")","v":411.28373272460863},{"$f":"IFERROR(IF(OR(T31=\"\",'Lives scenario - input'!$F16=\"\"),\"\",T31/'Lives scenario - input'!$F16),\"\")","v":422.49250420528114},{"$f":"IFERROR(IF(OR(U31=\"\",'Lives scenario - input'!$F16=\"\"),\"\",U31/'Lives scenario - input'!$F16),\"\")","v":432.06593906328993},{"$f":"IFERROR(IF(OR(V31=\"\",'Lives scenario - input'!$F16=\"\"),\"\",V31/'Lives scenario - input'!$F16),\"\")","v":440.02394664980011},{"$f":"IFERROR(IF(OR(W31=\"\",'Lives scenario - input'!$F16=\"\"),\"\",W31/'Lives scenario - input'!$F16),\"\")","v":446.42015354618485}]
[{"$f":"IFERROR('Lives scenario - input'!A17,\"\")","v":2},{"$f":"IFERROR('Lives scenario - input'!B17,\"\")","v":"POLES"},{"$f":"IFERROR('Lives scenario - input'!C17,\"\")","v":"> 1 kv & < = 11 kv ; concrete"},{"$f":"IFERROR(repcalc('Lives scenario - input'!$CX17:$GJ17,'Lives scenario - input'!$I17,'Lives scenario - input'!$G17,'Lives scenario - input'!$H17,20,TRUE,TRUE),\"\")","v":5.1762997352100673},5.4922973012516669,6.0065770917477659,6.7899114706020169,7.9306578815866402,9.538738676107771,11.749836189749768,14.729454896004512,18.676390521313511,23.825047622277172,30.445977716789638,38.843986524968379,49.353197687345073,62.328574987709004,78.133603216505776,97.124108189013143,119.62854684338551,145.92549439910502,176.21946132281616,210.61654345374936,{"$f":"IFERROR(IF(OR(D32=\"\",'Lives scenario - input'!$F17=\"\"),\"\",D32/'Lives scenario - input'!$F17),\"\")","v":0.28541131722406082},{"$f":"IFERROR(IF(OR(E32=\"\",'Lives scenario - input'!$F17=\"\"),\"\",E32/'Lives scenario - input'!$F17),\"\")","v":0.30283482169194303},{"$f":"IFERROR(IF(OR(F32=\"\",'Lives scenario - input'!$F17=\"\"),\"\",F32/'Lives scenario - input'!$F17),\"\")","v":0.33119123069754491},{"$f":"IFERROR(IF(OR(G32=\"\",'Lives scenario - input'!$F17=\"\"),\"\",G32/'Lives scenario - input'!$F17),\"\")","v":0.37438279771112132},{"$f":"IFERROR(IF(OR(H32=\"\",'Lives scenario - input'!$F17=\"\"),\"\",H32/'Lives scenario - input'!$F17),\"\")","v":0.43728138404356992},{"$f":"IFERROR(IF(OR(I32=\"\",'Lives scenario - input'!$F17=\"\"),\"\",I32/'Lives scenario - input'!$F17),\"\")","v":0.52594789897604888},{"$f":"IFERROR(IF(OR(J32=\"\",'Lives scenario - input'!$F17=\"\"),\"\",J32/'Lives scenario - input'!$F17),\"\")","v":0.64786360829766088},{"$f":"IFERROR(IF(OR(K32=\"\",'Lives scenario - input'!$F17=\"\"),\"\",K32/'Lives scenario - input'!$F17),\"\")","v":0.81215411373206192},{"$f":"IFERROR(IF(OR(L32=\"\",'Lives scenario - input'!$F17=\"\"),\"\",L32/'Lives scenario - input'!$F17),\"\")","v":1.0297806333393731},{"$f":"IFERROR(IF(OR(M32=\"\",'Lives scenario - input'!$F17=\"\"),\"\",M32/'Lives scenario - input'!$F17),\"\")","v":1.3136677883132952},{"$f":"IFERROR(IF(OR(N32=\"\",'Lives scenario - input'!$F17=\"\"),\"\",N32/'Lives scenario - input'!$F17),\"\")","v":1.678733274507854},{"$f":"IFERROR(IF(OR(O32=\"\",'Lives scenario - input'!$F17=\"\"),\"\",O32/'Lives scenario - input'!$F17),\"\")","v":2.1417834993040592},{"$f":"IFERROR(IF(OR(P32=\"\",'Lives scenario - input'!$F17=\"\"),\"\",P32/'Lives scenario - input'!$F17),\"\")","v":2.7212414044243873},{"$f":"IFERROR(IF(OR(Q32=\"\",'Lives scenario - input'!$F17=\"\"),\"\",Q32/'Lives scenario - input'!$F17),\"\")","v":3.4366790174330473},{"$f":"IFERROR(IF(OR(R32=\"\",'Lives scenario - input'!$F17=\"\"),\"\",R32/'Lives scenario - input'!$F17),\"\")","v":4.3081381979863318},{"$f":"IFERROR(IF(OR(S32=\"\",'Lives scenario - input'!$F17=\"\"),\"\",S32/'Lives scenario - input'!$F17),\"\")","v":5.3552385044243334},{"$f":"IFERROR(IF(OR(T32=\"\",'Lives scenario - input'!$F17=\"\"),\"\",T32/'Lives scenario - input'!$F17),\"\")","v":6.5960904272838237},{"$f":"IFERROR(IF(OR(U32=\"\",'Lives scenario - input'!$F17=\"\"),\"\",U32/'Lives scenario - input'!$F17),\"\")","v":8.0460540740557907},{"$f":"IFERROR(IF(OR(V32=\"\",'Lives scenario - input'!$F17=\"\"),\"\",V32/'Lives scenario - input'!$F17),\"\")","v":9.7164057627003508},{"$f":"IFERROR(IF(OR(W32=\"\",'Lives scenario - input'!$F17=\"\"),\"\",W32/'Lives scenario - input'!$F17),\"\")","v":11.612995415898908}]
[{"$f":"IFERROR('Lives scenario - input'!A18,\"\")","v":2},{"$f":"IFERROR('Lives scenario - input'!B18,\"\")","v":"POLES"},{"$f":"IFERROR('Lives scenario - input'!C18,\"\")","v":"> 1 kv & < = 11 kv ; steel"},{"$f":"IFERROR(repcalc('Lives scenario - input'!$CX18:$GJ18,'Lives scenario - input'!$I18,'Lives scenario - input'!$G18,'Lives scenario - input'!$H18,20,TRUE,TRUE),\"\")","v":6.7504284304657033E-2},8.7622658880691526E-2,0.11214934059057391,0.14153773131163219,0.17613389818513353,0.21612692640339537,0.26149899437113167,0.31197973599480183,0.36701005983890039,0.42572070398300271,0.48693029662341997,0.54916651177715825,0.6107120932542347,0.669675205660757,0.72408099116916769,0.77197866972582796,0.81155635561490846,0.84125429513322358,0.85986670932707787,0.86662298809935157,{"$f":"IFERROR(IF(OR(D33=\"\",'Lives scenario - input'!$F18=\"\"),\"\",D33/'Lives scenario - input'!$F18),\"\")","v":3.7220577801176684E-3},{"$f":"IFERROR(IF(OR(E33=\"\",'Lives scenario - input'!$F18=\"\"),\"\",E33/'Lives scenario - input'!$F18),\"\")","v":4.8313466702286723E-3},{"$f":"IFERROR(IF(OR(F33=\"\",'Lives scenario - input'!$F18=\"\"),\"\",F33/'Lives scenario - input'!$F18),\"\")","v":6.1837012269666284E-3},{"$f":"IFERROR(IF(OR(G33=\"\",'Lives scenario - input'!$F18=\"\"),\"\",G33/'Lives scenario - input'!$F18),\"\")","v":7.8041211670519207E-3},{"$f":"IFERROR(IF(OR(H33=\"\",'Lives scenario - input'!$F18=\"\"),\"\",H33/'Lives scenario - input'!$F18),\"\")","v":9.7116879741098432E-3},{"$f":"IFERROR(IF(OR(I33=\"\",'Lives scenario - input'!$F18=\"\"),\"\",I33/'Lives scenario - input'!$F18),\"\")","v":1.1916827445827454E-2},{"$f":"IFERROR(IF(OR(J33=\"\",'Lives scenario - input'!$F18=\"\"),\"\",J33/'Lives scenario - input'!$F18),\"\")","v":1.441855693335407E-2},{"$f":"IFERROR(IF(OR(K33=\"\",'Lives scenario - input'!$F18=\"\"),\"\",K33/'Lives scenario - input'!$F18),\"\")","v":1.7201968964781666E-2},{"$f":"IFERROR(IF(OR(L33=\"\",'Lives scenario - input'!$F18=\"\"),\"\",L33/'Lives scenario - input'!$F18),\"\")","v":2.0236236302272587E-2},{"$f":"IFERROR(IF(OR(M33=\"\",'Lives scenario - input'!$F18=\"\"),\"\",M33/'Lives scenario - input'!$F18),\"\")","v":2.3473429497685817E-2},{"$f":"IFERROR(IF(OR(N33=\"\",'Lives scenario - input'!$F18=\"\"),\"\",N33/'Lives scenario - input'!$F18),\"\")","v":2.6848409957842784E-2},{"$f":"IFERROR(IF(OR(O33=\"\",'Lives scenario - input'!$F18=\"\"),\"\",O33/'Lives scenario - input'!$F18),\"\")","v":3.0279996429785686E-2},{"$f":"IFERROR(IF(OR(P33=\"\",'Lives scenario - input'!$F18=\"\"),\"\",P33/'Lives scenario - input'!$F18),\"\")","v":3.3673502675030248E-2},{"$f":"IFERROR(IF(OR(Q33=\"\",'Lives scenario - input'!$F18=\"\"),\"\",Q33/'Lives scenario - input'!$F18),\"\")","v":3.692461649000197E-2},{"$f":"IFERROR(IF(OR(R33=\"\",'Lives scenario - input'!$F18=\"\"),\"\",R33/'Lives scenario - input'!$F18),\"\")","v":3.9924447972120546E-2},{"$f":"IFERROR(IF(OR(S33=\"\",'Lives scenario - input'!$F18=\"\"),\"\",S33/'Lives scenario - input'!$F18),\"\")","v":4.256543482144106E-2},{"$f":"IFERROR(IF(OR(T33=\"\",'Lives scenario - input'!$F18=\"\"),\"\",T33/'Lives scenario - input'!$F18),\"\")","v":4.4747673107498151E-2},{"$f":"IFERROR(IF(OR(U33=\"\",'Lives scenario - input'!$F18=\"\"),\"\",U33/'Lives scenario - input'!$F18),\"\")","v":4.6385160979212137E-2},{"$f":"IFERROR(IF(OR(V33=\"\",'Lives scenario - input'!$F18=\"\"),\"\",V33/'Lives scenario - input'!$F18),\"\")","v":4.7411414079598369E-2},{"$f":"IFERROR(IF(OR(W33=\"\",'Lives scenario - input'!$F18=\"\"),\"\",W33/'Lives scenario - input'!$F18),\"\")","v":4.7783942434324593E-2}]
[{"$f":"IFERROR('Lives scenario - input'!A19,\"\")","v":2},{"$f":"IFERROR('Lives scenario - input'!B19,\"\")","v":"POLES"},{"$f":"IFERROR('Lives scenario - input'!C19,\"\")","v":"> 1 kv & < = 11 kv ; wood"},{"$f":"IFERROR(repcalc('Lives scenario - input'!$CX19:$GJ19,'Lives scenario - input'!$I19,'Lives scenario - input'!$G19,'Lives scenario - input'!$H19,20,TRUE,TRUE),\"\")","v":298.77697670230344},298.36600518757444,300.90073426263393,306.27438659271246,314.26124135355525,324.53242673151379,336.67597362811188,350.22005537988753,364.65821106131023,379.47526675423666,394.17263636768337,408.29170864844741,421.4341167341002,433.27784482141584,443.58835198374345,452.22417791808869,459.13682432865863,464.36505731964365,468.02412487341354,470.29070223097278,{"$f":"IFERROR(IF(OR(D34=\"\",'Lives scenario - input'!$F19=\"\"),\"\",D34/'Lives scenario - input'!$F19),\"\")","v":62.871295554933866},{"$f":"IFERROR(IF(OR(E34=\"\",'Lives scenario - input'!$F19=\"\"),\"\",E34/'Lives scenario - input'!$F19),\"\")","v":62.784815291787851},{"$f":"IFERROR(IF(OR(F34=\"\",'Lives scenario - input'!$F19=\"\"),\"\",F34/'Lives scenario - input'!$F19),\"\")","v":63.318195415613573},{"$f":"IFERROR(IF(OR(G34=\"\",'Lives scenario - input'!$F19=\"\"),\"\",G34/'Lives scenario - input'!$F19),\"\")","v":64.448966894670519},{"$f":"IFERROR(IF(OR(H34=\"\",'Lives scenario - input'!$F19=\"\"),\"\",H34/'Lives scenario - input'!$F19),\"\")","v":66.129631555534289},{"$f":"IFERROR(IF(OR(I34=\"\",'Lives scenario - input'!$F19=\"\"),\"\",I34/'Lives scenario - input'!$F19),\"\")","v":68.290985280726346},{"$f":"IFERROR(IF(OR(J34=\"\",'Lives scenario - input'!$F19=\"\"),\"\",J34/'Lives scenario - input'!$F19),\"\")","v":70.846337886700198},{"$f":"IFERROR(IF(OR(K34=\"\",'Lives scenario - input'!$F19=\"\"),\"\",K34/'Lives scenario - input'!$F19),\"\")","v":73.696403431357368},{"$f":"IFERROR(IF(OR(L34=\"\",'Lives scenario - input'!$F19=\"\"),\"\",L34/'Lives scenario - input'!$F19),\"\")","v":76.734607924668566},{"$f":"IFERROR(IF(OR(M34=\"\",'Lives scenario - input'!$F19=\"\"),\"\",M34/'Lives scenario - input'!$F19),\"\")","v":79.852543911590658},{"$f":"IFERROR(IF(OR(N34=\"\",'Lives scenario - input'!$F19=\"\"),\"\",N34/'Lives scenario - input'!$F19),\"\")","v":82.945294494470446},{"$f":"IFERROR(IF(OR(O34=\"\",'Lives scenario - input'!$F19=\"\"),\"\",O34/'Lives scenario - input'!$F19),\"\")","v":85.916354634789982},{"$f":"IFERROR(IF(OR(P34=\"\",'Lives scenario - input'!$F19=\"\"),\"\",P34/'Lives scenario - input'!$F19),\"\")","v":88.68189645188896},{"$f":"IFERROR(IF(OR(Q34=\"\",'Lives scenario - input'!$F19=\"\"),\"\",Q34/'Lives scenario - input'!$F19),\"\")","v":91.174158530676351},{"$f":"IFERROR(IF(OR(R34=\"\",'Lives scenario - input'!$F19=\"\"),\"\",R34/'Lives scenario - input'!$F19),\"\")","v":93.343786693725377},{"$f":"IFERROR(IF(OR(S34=\"\",'Lives scenario - input'!$F19=\"\"),\"\",S34/'Lives scenario - input'!$F19),\"\")","v":95.161013612184234},{"$f":"IFERROR(IF(OR(T34=\"\",'Lives scenario - input'!$F19=\"\"),\"\",T34/'Lives scenario - input'!$F19),\"\")","v":96.615633845451853},{"$f":"IFERROR(IF(OR(U34=\"\",'Lives scenario - input'!$F19=\"\"),\"\",U34/'Lives scenario - input'!$F19),\"\")","v":97.715804900244308},{"$f":"IFERROR(IF(OR(V34=\"\",'Lives scenario - input'!$F19=\"\"),\"\",V34/'Lives scenario - input'!$F19),\"\")","v":98.485778276933758},{"$f":"IFERROR(IF(OR(W34=\"\",'Lives scenario - input'!$F19=\"\"),\"\",W34/'Lives scenario - input'!$F19),\"\")","v":98.962731543273335}]
[{"$f":"IFERROR('Lives scenario - input'!A20,\"\")","v":2},{"$f":"IFERROR('Lives scenario - input'!B20,\"\")","v":"POLES"},{"$f":"IFERROR('Lives scenario - input'!C20,\"\")","v":"> 22 kv & < = 66 kv ; concrete"},{"$f":"IFERROR(repcalc('Lives scenario - input'!$CX20:$GJ20,'Lives scenario - input'!$I20,'Lives scenario - input'!$G20,'Lives scenario - input'!$H20,20,TRUE,TRUE),\"\")","v":9.6732948492706026},9.7665337839007211,10.361661187789947,11.470557991292294,13.106751444783573,15.285591407130081,18.023509662106765,21.336468185688407,25.237778512200471,29.735535653431345,34.829953625634495,40.510912770507261,46.756029020001506,53.529529776833904,60.782168875466645,68.452334484451185,76.468401333001836,84.752257415335393,93.223803257542386,101.80608955493112,{"$f":"IFERROR(IF(OR(D35=\"\",'Lives scenario - input'!$F20=\"\"),\"\",D35/'Lives scenario - input'!$F20),\"\")","v":0.51042173016911041},{"$f":"IFERROR(IF(OR(E35=\"\",'Lives scenario - input'!$F20=\"\"),\"\",E35/'Lives scenario - input'!$F20),\"\")","v":0.51534158209904701},{"$f":"IFERROR(IF(OR(F35=\"\",'Lives scenario - input'!$F20=\"\"),\"\",F35/'Lives scenario - input'!$F20),\"\")","v":0.54674411493790631},{"$f":"IFERROR(IF(OR(G35=\"\",'Lives scenario - input'!$F20=\"\"),\"\",G35/'Lives scenario - input'!$F20),\"\")","v":0.6052562386601914},{"$f":"IFERROR(IF(OR(H35=\"\",'Lives scenario - input'!$F20=\"\"),\"\",H35/'Lives scenario - input'!$F20),\"\")","v":0.69159173307400668},{"$f":"IFERROR(IF(OR(I35=\"\",'Lives scenario - input'!$F20=\"\"),\"\",I35/'Lives scenario - input'!$F20),\"\")","v":0.806560549870319},{"$f":"IFERROR(IF(OR(J35=\"\",'Lives scenario - input'!$F20=\"\"),\"\",J35/'Lives scenario - input'!$F20),\"\")","v":0.95102972966298982},{"$f":"IFERROR(IF(OR(K35=\"\",'Lives scenario - input'!$F20=\"\"),\"\",K35/'Lives scenario - input'!$F20),\"\")","v":1.1258415231557262},{"$f":"IFERROR(IF(OR(L35=\"\",'Lives scenario - input'!$F20=\"\"),\"\",L35/'Lives scenario - input'!$F20),\"\")","v":1.3316983276689325},{"$f":"IFERROR(IF(OR(M35=\"\",'Lives scenario - input'!$F20=\"\"),\"\",M35/'Lives scenario - input'!$F20),\"\")","v":1.5690272851420568},{"$f":"IFERROR(IF(OR(N35=\"\",'Lives scenario - input'!$F20=\"\"),\"\",N35/'Lives scenario - input'!$F20),\"\")","v":1.837839688371202},{"$f":"IFERROR(IF(OR(O35=\"\",'Lives scenario - input'!$F20=\"\"),\"\",O35/'Lives scenario - input'!$F20),\"\")","v":2.1376015627820322},{"$f":"IFERROR(IF(OR(P35=\"\",'Lives scenario - input'!$F20=\"\"),\"\",P35/'Lives scenario - input'!$F20),\"\")","v":2.4671317891262068},{"$f":"IFERROR(IF(OR(Q35=\"\",'Lives scenario - input'!$F20=\"\"),\"\",Q35/'Lives scenario - input'!$F20),\"\")","v":2.8245427881163665},{"$f":"IFERROR(IF(OR(R35=\"\",'Lives scenario - input'!$F20=\"\"),\"\",R35/'Lives scenario - input'!$F20),\"\")","v":3.2072360332514918},{"$f":"IFERROR(IF(OR(S35=\"\",'Lives scenario - input'!$F20=\"\"),\"\",S35/'Lives scenario - input'!$F20),\"\")","v":3.6119605104668948},{"$f":"IFERROR(IF(OR(T35=\"\",'Lives scenario - input'!$F20=\"\"),\"\",T35/'Lives scenario - input'!$F20),\"\")","v":4.0349368358806696},{"$f":"IFERROR(IF(OR(U35=\"\",'Lives scenario - input'!$F20=\"\"),\"\",U35/'Lives scenario - input'!$F20),\"\")","v":4.4720433461133675},{"$f":"IFERROR(IF(OR(V35=\"\",'Lives scenario - input'!$F20=\"\"),\"\",V35/'Lives scenario - input'!$F20),\"\")","v":4.9190535069079875},{"$f":"IFERROR(IF(OR(W35=\"\",'Lives scenario - input'!$F20=\"\"),\"\",W35/'Lives scenario - input'!$F20),\"\")","v":5.3719070060495051}]
[{"$f":"IFERROR('Lives scenario - input'!A21,\"\")","v":2},{"$f":"IFERROR('Lives scenario - input'!B21,\"\")","v":"POLES"},{"$f":"IFERROR('Lives scenario - input'!C21,\"\")","v":"> 22 kv & < = 66 kv ; steel"},{"$f":"IFERROR(repcalc('Lives scenario - input'!$CX21:$GJ21,'Lives scenario - input'!$I21,'Lives scenario - input'!$G21,'Lives scenario - input'!$H21,20,TRUE,TRUE),\"\")","v":0.3290339587845505},0.41824928901757286,0.52463919370121892,0.64951378844915142,0.79377808517414161,0.95782354300144812,1.1414416985794371,1.3437719771019057,1.5632939323016288,1.7978705274430147,2.0448438231929598,2.3011780617389577,2.5636384001136836,2.8289874367751886,3.0941772668778356,3.35651307574713,3.6137659343912456,3.8642177301724954,4.1066296994311182,4.3401368590604905,{"$f":"IFERROR(IF(OR(D36=\"\",'Lives scenario - input'!$F21=\"\"),\"\",D36/'Lives scenario - input'!$F21),\"\")","v":1.7361828120008735E-2},{"$f":"IFERROR(IF(OR(E36=\"\",'Lives scenario - input'!$F21=\"\"),\"\",E36/'Lives scenario - input'!$F21),\"\")","v":2.2069370268233596E-2},{"$f":"IFERROR(IF(OR(F36=\"\",'Lives scenario - input'!$F21=\"\"),\"\",F36/'Lives scenario - input'!$F21),\"\")","v":2.7683147173343445E-2},{"$f":"IFERROR(IF(OR(G36=\"\",'Lives scenario - input'!$F21=\"\"),\"\",G36/'Lives scenario - input'!$F21),\"\")","v":3.4272288484404827E-2},{"$f":"IFERROR(IF(OR(H36=\"\",'Lives scenario - input'!$F21=\"\"),\"\",H36/'Lives scenario - input'!$F21),\"\")","v":4.1884548121208079E-2},{"$f":"IFERROR(IF(OR(I36=\"\",'Lives scenario - input'!$F21=\"\"),\"\",I36/'Lives scenario - input'!$F21),\"\")","v":5.0540581842428857E-2},{"$f":"IFERROR(IF(OR(J36=\"\",'Lives scenario - input'!$F21=\"\"),\"\",J36/'Lives scenario - input'!$F21),\"\")","v":6.0229389856757611E-2},{"$f":"IFERROR(IF(OR(K36=\"\",'Lives scenario - input'!$F21=\"\"),\"\",K36/'Lives scenario - input'!$F21),\"\")","v":7.090556301577422E-2},{"$f":"IFERROR(IF(OR(L36=\"\",'Lives scenario - input'!$F21=\"\"),\"\",L36/'Lives scenario - input'!$F21),\"\")","v":8.2488873348922742E-2},{"$f":"IFERROR(IF(OR(M36=\"\",'Lives scenario - input'!$F21=\"\"),\"\",M36/'Lives scenario - input'!$F21),\"\")","v":9.4866557831296744E-2},{"$f":"IFERROR(IF(OR(N36=\"\",'Lives scenario - input'!$F21=\"\"),\"\",N36/'Lives scenario - input'!$F21),\"\")","v":0.10789836745630366},{"$f":"IFERROR(IF(OR(O36=\"\",'Lives scenario - input'!$F21=\"\"),\"\",O36/'Lives scenario - input'!$F21),\"\")","v":0.1214241172219169},{"$f":"IFERROR(IF(OR(P36=\"\",'Lives scenario - input'!$F21=\"\"),\"\",P36/'Lives scenario - input'!$F21),\"\")","v":0.13527311718536775},{"$f":"IFERROR(IF(OR(Q36=\"\",'Lives scenario - input'!$F21=\"\"),\"\",Q36/'Lives scenario - input'!$F21),\"\")","v":0.14927454239796578},{"$f":"IFERROR(IF(OR(R36=\"\",'Lives scenario - input'!$F21=\"\"),\"\",R36/'Lives scenario - input'!$F21),\"\")","v":0.16326756690651281},{"$f":"IFERROR(IF(OR(S36=\"\",'Lives scenario - input'!$F21=\"\"),\"\",S36/'Lives scenario - input'!$F21),\"\")","v":0.1771099959376588},{"$f":"IFERROR(IF(OR(T36=\"\",'Lives scenario - input'!$F21=\"\"),\"\",T36/'Lives scenario - input'!$F21),\"\")","v":0.19068421767349064},{"$f":"IFERROR(IF(OR(U36=\"\",'Lives scenario - input'!$F21=\"\"),\"\",U36/'Lives scenario - input'!$F21),\"\")","v":0.20389957406638146},{"$f":"IFERROR(IF(OR(V36=\"\",'Lives scenario - input'!$F21=\"\"),\"\",V36/'Lives scenario - input'!$F21),\"\")","v":0.21669070042928948},{"$f":"IFERROR(IF(OR(W36=\"\",'Lives scenario - input'!$F21=\"\"),\"\",W36/'Lives scenario - input'!$F21),\"\")","v":0.22901195500511645}]
[{"$f":"IFERROR('Lives scenario - input'!A22,\"\")","v":2},{"$f":"IFERROR('Lives scenario - input'!B22,\"\")","v":"POLES"},{"$f":"IFERROR('Lives scenario - input'!C22,\"\")","v":"> 22 kv & < = 66 kv ; wood"},{"$f":"IFERROR(repcalc('Lives scenario - input'!$CX22:$GJ22,'Lives scenario - input'!$I22,'Lives scenario - input'!$G22,'Lives scenario - input'!$H22,20,TRUE,TRUE),\"\")","v":184.15138691957426},188.68696716536184,195.68311479213648,204.68907594217657,215.21557810509466,226.76222369205684,238.84330827831957,251.0109177959543,262.87420659498753,274.11387830294063,284.49111293382924,293.85051259161867,302.11705420741191,309.28749861814305,315.41715520644897,320.6032828215566,324.96667284484664,328.63307887918984,331.71612089063439,334.30311119242037,{"$f":"IFERROR(IF(OR(D37=\"\",'Lives scenario - input'!$F22=\"\"),\"\",D37/'Lives scenario - input'!$F22),\"\")","v":41.706730257592739},{"$f":"IFERROR(IF(OR(E37=\"\",'Lives scenario - input'!$F22=\"\"),\"\",E37/'Lives scenario - input'!$F22),\"\")","v":42.733951529378992},{"$f":"IFERROR(IF(OR(F37=\"\",'Lives scenario - input'!$F22=\"\"),\"\",F37/'Lives scenario - input'!$F22),\"\")","v":44.31844376043464},{"$f":"IFERROR(IF(OR(G37=\"\",'Lives scenario - input'!$F22=\"\"),\"\",G37/'Lives scenario - input'!$F22),\"\")","v":46.358119913181312},{"$f":"IFERROR(IF(OR(H37=\"\",'Lives scenario - input'!$F22=\"\"),\"\",H37/'Lives scenario - input'!$F22),\"\")","v":48.742169219617061},{"$f":"IFERROR(IF(OR(I37=\"\",'Lives scenario - input'!$F22=\"\"),\"\",I37/'Lives scenario - input'!$F22),\"\")","v":51.357261296473233},{"$f":"IFERROR(IF(OR(J37=\"\",'Lives scenario - input'!$F22=\"\"),\"\",J37/'Lives scenario - input'!$F22),\"\")","v":54.093393478189995},{"$f":"IFERROR(IF(OR(K37=\"\",'Lives scenario - input'!$F22=\"\"),\"\",K37/'Lives scenario - input'!$F22),\"\")","v":56.849121884695784},{"$f":"IFERROR(IF(OR(L37=\"\",'Lives scenario - input'!$F22=\"\"),\"\",L37/'Lives scenario - input'!$F22),\"\")","v":59.535927529690944},{"$f":"IFERROR(IF(OR(M37=\"\",'Lives scenario - input'!$F22=\"\"),\"\",M37/'Lives scenario - input'!$F22),\"\")","v":62.081495955478722},{"$f":"IFERROR(IF(OR(N37=\"\",'Lives scenario - input'!$F22=\"\"),\"\",N37/'Lives scenario - input'!$F22),\"\")","v":64.431739050629787},{"$f":"IFERROR(IF(OR(O37=\"\",'Lives scenario - input'!$F22=\"\"),\"\",O37/'Lives scenario - input'!$F22),\"\")","v":66.551462194886682},{"$f":"IFERROR(IF(OR(P37=\"\",'Lives scenario - input'!$F22=\"\"),\"\",P37/'Lives scenario - input'!$F22),\"\")","v":68.423674113027857},{"$f":"IFERROR(IF(OR(Q37=\"\",'Lives scenario - input'!$F22=\"\"),\"\",Q37/'Lives scenario - input'!$F22),\"\")","v":70.047641197218411},{"$f":"IFERROR(IF(OR(R37=\"\",'Lives scenario - input'!$F22=\"\"),\"\",R37/'Lives scenario - input'!$F22),\"\")","v":71.435889953725479},{"$f":"IFERROR(IF(OR(S37=\"\",'Lives scenario - input'!$F22=\"\"),\"\",S37/'Lives scenario - input'!$F22),\"\")","v":72.610447632290303},{"$f":"IFERROR(IF(OR(T37=\"\",'Lives scenario - input'!$F22=\"\"),\"\",T37/'Lives scenario - input'!$F22),\"\")","v":73.598671146401045},{"$f":"IFERROR(IF(OR(U37=\"\",'Lives scenario - input'!$F22=\"\"),\"\",U37/'Lives scenario - input'!$F22),\"\")","v":74.429041256814301},{"$f":"IFERROR(IF(OR(V37=\"\",'Lives scenario - input'!$F22=\"\"),\"\",V37/'Lives scenario - input'!$F22),\"\")","v":75.127290690039047},{"$f":"IFERROR(IF(OR(W37=\"\",'Lives scenario - input'!$F22=\"\"),\"\",W37/'Lives scenario - input'!$F22),\"\")","v":75.71319399764063}]
[{"$f":"IFERROR('Lives scenario - input'!A23,\"\")","v":2},{"$f":"IFERROR('Lives scenario - input'!B23,\"\")","v":"POLES"},{"$f":"IFERROR('Lives scenario - input'!C23,\"\")","v":"staking of a wooden pole"},{"$f":"IFERROR(repcalc('Lives scenario - input'!$CX23:$GJ23,'Lives scenario - input'!$I23,'Lives scenario - input'!$G23,'Lives scenario - input'!$H23,20,TRUE,TRUE),\"\")","v":928.65274007887433},1084.6109594733739,1282.9753278907742,1509.6976341861921,1760.1767959296931,2027.1547665232849,2305.0252600209033,2588.8455713100448,2874.750601228181,3160.3255667261415,3444.857233115275,3729.4122361527566,4016.7291411126853,4310.9443426286189,4617.1884289429918,4941.0839402506135,5288.1526359533491,5663.1152207572195,6069.0581894852567,6506.4664586178678,{"$f":"IFERROR(IF(OR(D38=\"\",'Lives scenario - input'!$F23=\"\"),\"\",D38/'Lives scenario - input'!$F23),\"\")","v":57.131554507924427},{"$f":"IFERROR(IF(OR(E38=\"\",'Lives scenario - input'!$F23=\"\"),\"\",E38/'Lives scenario - input'!$F23),\"\")","v":66.726244888678508},{"$f":"IFERROR(IF(OR(F38=\"\",'Lives scenario - input'!$F23=\"\"),\"\",F38/'Lives scenario - input'!$F23),\"\")","v":78.929799821070304},{"$f":"IFERROR(IF(OR(G38=\"\",'Lives scenario - input'!$F23=\"\"),\"\",G38/'Lives scenario - input'!$F23),\"\")","v":92.877960679540237},{"$f":"IFERROR(IF(OR(H38=\"\",'Lives scenario - input'!$F23=\"\"),\"\",H38/'Lives scenario - input'!$F23),\"\")","v":108.2876647213682},{"$f":"IFERROR(IF(OR(I38=\"\",'Lives scenario - input'!$F23=\"\"),\"\",I38/'Lives scenario - input'!$F23),\"\")","v":124.71239037079378},{"$f":"IFERROR(IF(OR(J38=\"\",'Lives scenario - input'!$F23=\"\"),\"\",J38/'Lives scenario - input'!$F23),\"\")","v":141.80723385777333},{"$f":"IFERROR(IF(OR(K38=\"\",'Lives scenario - input'!$F23=\"\"),\"\",K38/'Lives scenario - input'!$F23),\"\")","v":159.26811550390343},{"$f":"IFERROR(IF(OR(L38=\"\",'Lives scenario - input'!$F23=\"\"),\"\",L38/'Lives scenario - input'!$F23),\"\")","v":176.85725092116439},{"$f":"IFERROR(IF(OR(M38=\"\",'Lives scenario - input'!$F23=\"\"),\"\",M38/'Lives scenario - input'!$F23),\"\")","v":194.42608047747373},{"$f":"IFERROR(IF(OR(N38=\"\",'Lives scenario - input'!$F23=\"\"),\"\",N38/'Lives scenario - input'!$F23),\"\")","v":211.93072533122248},{"$f":"IFERROR(IF(OR(O38=\"\",'Lives scenario - input'!$F23=\"\"),\"\",O38/'Lives scenario - input'!$F23),\"\")","v":229.43680587663465},{"$f":"IFERROR(IF(OR(P38=\"\",'Lives scenario - input'!$F23=\"\"),\"\",P38/'Lives scenario - input'!$F23),\"\")","v":247.11280112042419},{"$f":"IFERROR(IF(OR(Q38=\"\",'Lives scenario - input'!$F23=\"\"),\"\",Q38/'Lives scenario - input'!$F23),\"\")","v":265.21318579278284},{"$f":"IFERROR(IF(OR(R38=\"\",'Lives scenario - input'!$F23=\"\"),\"\",R38/'Lives scenario - input'!$F23),\"\")","v":284.05359831179732},{"$f":"IFERROR(IF(OR(S38=\"\",'Lives scenario - input'!$F23=\"\"),\"\",S38/'Lives scenario - input'!$F23),\"\")","v":303.97994242356054},{"$f":"IFERROR(IF(OR(T38=\"\",'Lives scenario - input'!$F23=\"\"),\"\",T38/'Lives scenario - input'!$F23),\"\")","v":325.33192174884732},{"$f":"IFERROR(IF(OR(U38=\"\",'Lives scenario - input'!$F23=\"\"),\"\",U38/'Lives scenario - input'!$F23),\"\")","v":348.3999583007398},{"$f":"IFERROR(IF(OR(V38=\"\",'Lives scenario - input'!$F23=\"\"),\"\",V38/'Lives scenario - input'!$F23),\"\")","v":373.37393602574463},{"$f":"IFERROR(IF(OR(W38=\"\",'Lives scenario - input'!$F23=\"\"),\"\",W38/'Lives scenario - input'!$F23),\"\")","v":400.28368742328445}]
[{"$f":"IFERROR('Lives scenario - input'!A24,\"\")","v":3},{"$f":"IFERROR('Lives scenario - input'!B24,\"\")","v":"SERVICE LINES"},{"$f":"IFERROR('Lives scenario - input'!C24,\"\")","v":"˂ = 11 kv ; commercial and industrial ; simple type"},{"$f":"IFERROR(repcalc('Lives scenario - input'!$CX24:$GJ24,'Lives scenario - input'!$I24,'Lives scenario - input'!$G24,'Lives scenario - input'!$H24,20,TRUE,TRUE),\"\")","v":285.92359543410117},292.37085917030828,297.49501560631296,301.11209007328296,303.21731266588927,303.95297009697043,303.57909957924363,302.4465889954509,300.97255872866918,299.61803649341192,298.86794780786295,299.21338979063103,301.13608642872305,305.09487441697667,311.51405454177711,320.77345989118447,333.20012160965689,349.06143399810111,368.55971654750124,391.82803554811994,{"$f":"IFERROR(IF(OR(D39=\"\",'Lives scenario - input'!$F24=\"\"),\"\",D39/'Lives scenario - input'!$F24),\"\")","v":329.74371632990699},{"$f":"IFERROR(IF(OR(E39=\"\",'Lives scenario - input'!$F24=\"\"),\"\",E39/'Lives scenario - input'!$F24),\"\")","v":337.1790757702787},{"$f":"IFERROR(IF(OR(F39=\"\",'Lives scenario - input'!$F24=\"\"),\"\",F39/'Lives scenario - input'!$F24),\"\")","v":343.08855093513415},{"$f":"IFERROR(IF(OR(G39=\"\",'Lives scenario - input'!$F24=\"\"),\"\",G39/'Lives scenario - input'!$F24),\"\")","v":347.2599715384946},{"$f":"IFERROR(IF(OR(H39=\"\",'Lives scenario - input'!$F24=\"\"),\"\",H39/'Lives scenario - input'!$F24),\"\")","v":349.68783664817096},{"$f":"IFERROR(IF(OR(I39=\"\",'Lives scenario - input'!$F24=\"\"),\"\",I39/'Lives scenario - input'!$F24),\"\")","v":350.53623957519113},{"$f":"IFERROR(IF(OR(J39=\"\",'Lives scenario - input'!$F24=\"\"),\"\",J39/'Lives scenario - input'!$F24),\"\")","v":350.10507035407716},{"$f":"IFERROR(IF(OR(K39=\"\",'Lives scenario - input'!$F24=\"\"),\"\",K39/'Lives scenario - input'!$F24),\"\")","v":348.79899329486909},{"$f":"IFERROR(IF(OR(L39=\"\",'Lives scenario - input'!$F24=\"\"),\"\",L39/'Lives scenario - input'!$F24),\"\")","v":347.09905587832458},{"$f":"IFERROR(IF(OR(M39=\"\",'Lives scenario - input'!$F24=\"\"),\"\",M39/'Lives scenario - input'!$F24),\"\")","v":345.53694207296655},{"$f":"IFERROR(IF(OR(N39=\"\",'Lives scenario - input'!$F24=\"\"),\"\",N39/'Lives scenario - input'!$F24),\"\")","v":344.6718961841359},{"$f":"IFERROR(IF(OR(O39=\"\",'Lives scenario - input'!$F24=\"\"),\"\",O39/'Lives scenario - input'!$F24),\"\")","v":345.07027996565415},{"$f":"IFERROR(IF(OR(P39=\"\",'Lives scenario - input'!$F24=\"\"),\"\",P39/'Lives scenario - input'!$F24),\"\")","v":347.28764553094413},{"$f":"IFERROR(IF(OR(Q39=\"\",'Lives scenario - input'!$F24=\"\"),\"\",Q39/'Lives scenario - input'!$F24),\"\")","v":351.85315003723383},{"$f":"IFERROR(IF(OR(R39=\"\",'Lives scenario - input'!$F24=\"\"),\"\",R39/'Lives scenario - input'!$F24),\"\")","v":359.25612182390688},{"$f":"IFERROR(IF(OR(S39=\"\",'Lives scenario - input'!$F24=\"\"),\"\",S39/'Lives scenario - input'!$F24),\"\")","v":369.93460649490112},{"$f":"IFERROR(IF(OR(T39=\"\",'Lives scenario - input'!$F24=\"\"),\"\",T39/'Lives scenario - input'!$F24),\"\")","v":384.26575538243003},{"$f":"IFERROR(IF(OR(U39=\"\",'Lives scenario - input'!$F24=\"\"),\"\",U39/'Lives scenario - input'!$F24),\"\")","v":402.55794314292081},{"$f":"IFERROR(IF(OR(V39=\"\",'Lives scenario - input'!$F24=\"\"),\"\",V39/'Lives scenario - input'!$F24),\"\")","v":425.04449637798467},{"$f":"IFERROR(IF(OR(W39=\"\",'Lives scenario - input'!$F24=\"\"),\"\",W39/'Lives scenario - input'!$F24),\"\")","v":451.87887487117956}]
[{"$f":"IFERROR('Lives scenario - input'!A25,\"\")","v":3},{"$f":"IFERROR('Lives scenario - input'!B25,\"\")","v":"SERVICE LINES"},{"$f":"IFERROR('Lives scenario - input'!C25,\"\")","v":"˂ = 11 kv ; residential ; simple type"},{"$f":"IFERROR(repcalc('Lives scenario - input'!$CX25:$GJ25,'Lives scenario - input'!$I25,'Lives scenario - input'!$G25,'Lives scenario - input'!$H25,20,TRUE,TRUE),\"\")","v":2203.2243832585896},2358.386460458672,2499.4686848429192,2622.2632754302954,2723.4176499685636,2800.5426938256833,2852.2761421178511,2878.2959881276356,2879.2831739676144,2856.836919502628,2813.3495145829288,2751.8499924146736,2675.8277162511718,2589.0475632361163,2495.3681724875905,2398.5737718669302,2302.2285489406158,2209.5605173136055,2123.3794714972337,2046.0310445255875,{"$f":"IFERROR(IF(OR(D40=\"\",'Lives scenario - input'!$F25=\"\"),\"\",D40/'Lives scenario - input'!$F25),\"\")","v":2444.3858913626837},{"$f":"IFERROR(IF(OR(E40=\"\",'Lives scenario - input'!$F25=\"\"),\"\",E40/'Lives scenario - input'!$F25),\"\")","v":2616.5317677719927},{"$f":"IFERROR(IF(OR(F40=\"\",'Lives scenario - input'!$F25=\"\"),\"\",F40/'Lives scenario - input'!$F25),\"\")","v":2773.0566326143417},{"$f":"IFERROR(IF(OR(G40=\"\",'Lives scenario - input'!$F25=\"\"),\"\",G40/'Lives scenario - input'!$F25),\"\")","v":2909.292127758737},{"$f":"IFERROR(IF(OR(H40=\"\",'Lives scenario - input'!$F25=\"\"),\"\",H40/'Lives scenario - input'!$F25),\"\")","v":3021.5187025233372},{"$f":"IFERROR(IF(OR(I40=\"\",'Lives scenario - input'!$F25=\"\"),\"\",I40/'Lives scenario - input'!$F25),\"\")","v":3107.085733511004},{"$f":"IFERROR(IF(OR(J40=\"\",'Lives scenario - input'!$F25=\"\"),\"\",J40/'Lives scenario - input'!$F25),\"\")","v":3164.4818444463258},{"$f":"IFERROR(IF(OR(K40=\"\",'Lives scenario - input'!$F25=\"\"),\"\",K40/'Lives scenario - input'!$F25),\"\")","v":3193.3497822583058},{"$f":"IFERROR(IF(OR(L40=\"\",'Lives scenario - input'!$F25=\"\"),\"\",L40/'Lives scenario - input'!$F25),\"\")","v":3194.4450239221751},{"$f":"IFERROR(IF(OR(M40=\"\",'Lives scenario - input'!$F25=\"\"),\"\",M40/'Lives scenario - input'!$F25),\"\")","v":3169.5418374174033},{"$f":"IFERROR(IF(OR(N40=\"\",'Lives scenario - input'!$F25=\"\"),\"\",N40/'Lives scenario - input'!$F25),\"\")","v":3121.2943689137778},{"$f":"IFERROR(IF(OR(O40=\"\",'Lives scenario - input'!$F25=\"\"),\"\",O40/'Lives scenario - input'!$F25),\"\")","v":3053.0632048726043},{"$f":"IFERROR(IF(OR(P40=\"\",'Lives scenario - input'!$F25=\"\"),\"\",P40/'Lives scenario - input'!$F25),\"\")","v":2968.7196488120544},{"$f":"IFERROR(IF(OR(Q40=\"\",'Lives scenario - input'!$F25=\"\"),\"\",Q40/'Lives scenario - input'!$F25),\"\")","v":2872.4406754618399},{"$f":"IFERROR(IF(OR(R40=\"\",'Lives scenario - input'!$F25=\"\"),\"\",R40/'Lives scenario - input'!$F25),\"\")","v":2768.5072845656878},{"$f":"IFERROR(IF(OR(S40=\"\",'Lives scenario - input'!$F25=\"\"),\"\",S40/'Lives scenario - input'!$F25),\"\")","v":2661.1179196703561},{"$f":"IFERROR(IF(OR(T40=\"\",'Lives scenario - input'!$F25=\"\"),\"\",T40/'Lives scenario - input'!$F25),\"\")","v":2554.2268987599205},{"$f":"IFERROR(IF(OR(U40=\"\",'Lives scenario - input'!$F25=\"\"),\"\",U40/'Lives scenario - input'!$F25),\"\")","v":2451.4155687789062},{"$f":"IFERROR(IF(OR(V40=\"\",'Lives scenario - input'!$F25=\"\"),\"\",V40/'Lives scenario - input'!$F25),\"\")","v":2355.8012799678627},{"$f":"IFERROR(IF(OR(W40=\"\",'Lives scenario - input'!$F25=\"\"),\"\",W40/'Lives scenario - input'!$F25),\"\")","v":2269.9864146980103}]
[{"$f":"IFERROR('Lives scenario - input'!A26,\"\")","v":4},{"$f":"IFERROR('Lives scenario - input'!B26,\"\")","v":"SWITCHGEAR"},{"$f":"IFERROR('Lives scenario - input'!C26,\"\")","v":"˂ = 11 kv ; circuit breaker"},{"$f":"IFERROR(repcalc('Lives scenario - input'!$CX26:$GJ26,'Lives scenario - input'!$I26,'Lives scenario - input'!$G26,'Lives scenario - input'!$H26,20,TRUE,TRUE),\"\")","v":223.81083031414434},238.06314948435343,250.46758660846615,260.81095159953537,268.99717935277243,275.05950054158984,279.16327657845585,281.59897601162879,282.76576741463202,283.14712548410586,283.28056290969647,283.72402347508063,285.02157396906756,287.67084773103659,292.09430382053381,298.61587986507675,307.44413495940324,318.66257074972981,332.22750527407766,347.97362795366081,{"$f":"IFERROR(IF(OR(D41=\"\",'Lives scenario - input'!$F26=\"\"),\"\",D41/'Lives scenario - input'!$F26),\"\")","v":2.8320240760527033},{"$f":"IFERROR(IF(OR(E41=\"\",'Lives scenario - input'!$F26=\"\"),\"\",E41/'Lives scenario - input'!$F26),\"\")","v":3.0123679449037577},{"$f":"IFERROR(IF(OR(F41=\"\",'Lives scenario - input'!$F26=\"\"),\"\",F41/'Lives scenario - input'!$F26),\"\")","v":3.169329359756027},{"$f":"IFERROR(IF(OR(G41=\"\",'Lives scenario - input'!$F26=\"\"),\"\",G41/'Lives scenario - input'!$F26),\"\")","v":3.3002106877105009},{"$f":"IFERROR(IF(OR(H41=\"\",'Lives scenario - input'!$F26=\"\"),\"\",H41/'Lives scenario - input'!$F26),\"\")","v":3.4037963544839869},{"$f":"IFERROR(IF(OR(I41=\"\",'Lives scenario - input'!$F26=\"\"),\"\",I41/'Lives scenario - input'!$F26),\"\")","v":3.48050684941132},{"$f":"IFERROR(IF(OR(J41=\"\",'Lives scenario - input'!$F26=\"\"),\"\",J41/'Lives scenario - input'!$F26),\"\")","v":3.5324345980498459},{"$f":"IFERROR(IF(OR(K41=\"\",'Lives scenario - input'!$F26=\"\"),\"\",K41/'Lives scenario - input'!$F26),\"\")","v":3.563255087956843},{"$f":"IFERROR(IF(OR(L41=\"\",'Lives scenario - input'!$F26=\"\"),\"\",L41/'Lives scenario - input'!$F26),\"\")","v":3.5780192588434723},{"$f":"IFERROR(IF(OR(M41=\"\",'Lives scenario - input'!$F26=\"\"),\"\",M41/'Lives scenario - input'!$F26),\"\")","v":3.5828448306570926},{"$f":"IFERROR(IF(OR(N41=\"\",'Lives scenario - input'!$F26=\"\"),\"\",N41/'Lives scenario - input'!$F26),\"\")","v":3.5845333012346279},{"$f":"IFERROR(IF(OR(O41=\"\",'Lives scenario - input'!$F26=\"\"),\"\",O41/'Lives scenario - input'!$F26),\"\")","v":3.5901446963408659},{"$f":"IFERROR(IF(OR(P41=\"\",'Lives scenario - input'!$F26=\"\"),\"\",P41/'Lives scenario - input'!$F26),\"\")","v":3.6065634470943801},{"$f":"IFERROR(IF(OR(Q41=\"\",'Lives scenario - input'!$F26=\"\"),\"\",Q41/'Lives scenario - input'!$F26),\"\")","v":3.6400864319625388},{"$f":"IFERROR(IF(OR(R41=\"\",'Lives scenario - input'!$F26=\"\"),\"\",R41/'Lives scenario - input'!$F26),\"\")","v":3.6960593003319313},{"$f":"IFERROR(IF(OR(S41=\"\",'Lives scenario - input'!$F26=\"\"),\"\",S41/'Lives scenario - input'!$F26),\"\")","v":3.7785810457989868},{"$f":"IFERROR(IF(OR(T41=\"\",'Lives scenario - input'!$F26=\"\"),\"\",T41/'Lives scenario - input'!$F26),\"\")","v":3.8902907023047715},{"$f":"IFERROR(IF(OR(U41=\"\",'Lives scenario - input'!$F26=\"\"),\"\",U41/'Lives scenario - input'!$F26),\"\")","v":4.0322448705157647},{"$f":"IFERROR(IF(OR(V41=\"\",'Lives scenario - input'!$F26=\"\"),\"\",V41/'Lives scenario - input'!$F26),\"\")","v":4.2038908141419515},{"$f":"IFERROR(IF(OR(W41=\"\",'Lives scenario - input'!$F26=\"\"),\"\",W41/'Lives scenario - input'!$F26),\"\")","v":4.4031367508576462}]
[{"$f":"IFERROR('Lives scenario - input'!A27,\"\")","v":4},{"$f":"IFERROR('Lives scenario - input'!B27,\"\")","v":"SWITCHGEAR"},{"$f":"IFERROR('Lives scenario - input'!C27,\"\")","v":"˂ = 11 kv ; fuse"},{"$f":"IFERROR(repcalc('Lives scenario - input'!$CX27:$GJ27,'Lives scenario - input'!$I27,'Lives scenario - input'!$G27,'Lives scenario - input'!$H27,20,TRUE,TRUE),\"\")","v":160.84699466755455},177.17683985251941,194.65849761353689,213.25744367771682,232.94094019586845,253.68286876141801,275.46744080520625,298.29131658694945,322.16377022073601,347.10469320455485,373.14043017481191,400.29767883656609,428.59594414922691,458.03928985290344,488.60834663319889,520.25368022286796,552.89165986981607,586.40386980864594,620.64085868810264,655.43062843419591,{"$f":"IFERROR(IF(OR(D42=\"\",'Lives scenario - input'!$F27=\"\"),\"\",D42/'Lives scenario - input'!$F27),\"\")","v":33.027598480517803},{"$f":"IFERROR(IF(OR(E42=\"\",'Lives scenario - input'!$F27=\"\"),\"\",E42/'Lives scenario - input'!$F27),\"\")","v":36.380695447811213},{"$f":"IFERROR(IF(OR(F42=\"\",'Lives scenario - input'!$F27=\"\"),\"\",F42/'Lives scenario - input'!$F27),\"\")","v":39.970300429228871},{"$f":"IFERROR(IF(OR(G42=\"\",'Lives scenario - input'!$F27=\"\"),\"\",G42/'Lives scenario - input'!$F27),\"\")","v":43.789324365847385},{"$f":"IFERROR(IF(OR(H42=\"\",'Lives scenario - input'!$F27=\"\"),\"\",H42/'Lives scenario - input'!$F27),\"\")","v":47.831045014951421},{"$f":"IFERROR(IF(OR(I42=\"\",'Lives scenario - input'!$F27=\"\"),\"\",I42/'Lives scenario - input'!$F27),\"\")","v":52.090099340401871},{"$f":"IFERROR(IF(OR(J42=\"\",'Lives scenario - input'!$F27=\"\"),\"\",J42/'Lives scenario - input'!$F27),\"\")","v":56.563245388416185},{"$f":"IFERROR(IF(OR(K42=\"\",'Lives scenario - input'!$F27=\"\"),\"\",K42/'Lives scenario - input'!$F27),\"\")","v":61.249797391744885},{"$f":"IFERROR(IF(OR(L42=\"\",'Lives scenario - input'!$F27=\"\"),\"\",L42/'Lives scenario - input'!$F27),\"\")","v":66.151659655264837},{"$f":"IFERROR(IF(OR(M42=\"\",'Lives scenario - input'!$F27=\"\"),\"\",M42/'Lives scenario - input'!$F27),\"\")","v":71.272916609711672},{"$f":"IFERROR(IF(OR(N42=\"\",'Lives scenario - input'!$F27=\"\"),\"\",N42/'Lives scenario - input'!$F27),\"\")","v":76.61897774424078},{"$f":"IFERROR(IF(OR(O42=\"\",'Lives scenario - input'!$F27=\"\"),\"\",O42/'Lives scenario - input'!$F27),\"\")","v":82.195325045536819},{"$f":"IFERROR(IF(OR(P42=\"\",'Lives scenario - input'!$F27=\"\"),\"\",P42/'Lives scenario - input'!$F27),\"\")","v":88.005963574241974},{"$f":"IFERROR(IF(OR(Q42=\"\",'Lives scenario - input'!$F27=\"\"),\"\",Q42/'Lives scenario - input'!$F27),\"\")","v":94.05172776047371},{"$f":"IFERROR(IF(OR(R42=\"\",'Lives scenario - input'!$F27=\"\"),\"\",R42/'Lives scenario - input'!$F27),\"\")","v":100.32864039632668},{"$f":"IFERROR(IF(OR(S42=\"\",'Lives scenario - input'!$F27=\"\"),\"\",S42/'Lives scenario - input'!$F27),\"\")","v":106.82655087169387},{"$f":"IFERROR(IF(OR(T42=\"\",'Lives scenario - input'!$F27=\"\"),\"\",T42/'Lives scenario - input'!$F27),\"\")","v":113.52828682406697},{"$f":"IFERROR(IF(OR(U42=\"\",'Lives scenario - input'!$F27=\"\"),\"\",U42/'Lives scenario - input'!$F27),\"\")","v":120.40953329275064},{"$f":"IFERROR(IF(OR(V42=\"\",'Lives scenario - input'!$F27=\"\"),\"\",V42/'Lives scenario - input'!$F27),\"\")","v":127.43960260943115},{"$f":"IFERROR(IF(OR(W42=\"\",'Lives scenario - input'!$F27=\"\"),\"\",W42/'Lives scenario - input'!$F27),\"\")","v":134.58317746315149}]
[{"$f":"IFERROR('Lives scenario - input'!A28,\"\")","v":4},{"$f":"IFERROR('Lives scenario - input'!B28,\"\")","v":"SWITCHGEAR"},{"$f":"IFERROR('Lives scenario - input'!C28,\"\")","v":"˂ = 11 kv ; switch"},{"$f":"IFERROR(repcalc('Lives scenario - input'!$CX28:$GJ28,'Lives scenario - input'!$I28,'Lives scenario - input'!$G28,'Lives scenario - input'!$H28,20,TRUE,TRUE),\"\")","v":121.86657263034816},133.23487116572301,146.70834809099591,162.16983002153614,179.50889430435024,198.61887162155455,219.39511986150779,241.73475155136913,265.53778602369061,290.70948377018334,317.16341888569247,344.82467627854589,373.63244747447288,403.54126721916197,434.52020389034504,466.54950232129528,499.6144764458893,533.6968418116586,568.76412568127103,604.75823865402901,{"$f":"IFERROR(IF(OR(D43=\"\",'Lives scenario - input'!$F28=\"\"),\"\",D43/'Lives scenario - input'!$F28),\"\")","v":34.639396529680738},{"$f":"IFERROR(IF(OR(E43=\"\",'Lives scenario - input'!$F28=\"\"),\"\",E43/'Lives scenario - input'!$F28),\"\")","v":37.870725616362321},{"$f":"IFERROR(IF(OR(F43=\"\",'Lives scenario - input'!$F28=\"\"),\"\",F43/'Lives scenario - input'!$F28),\"\")","v":41.70043133282396},{"$f":"IFERROR(IF(OR(G43=\"\",'Lives scenario - input'!$F28=\"\"),\"\",G43/'Lives scenario - input'!$F28),\"\")","v":46.095208275907559},{"$f":"IFERROR(IF(OR(H43=\"\",'Lives scenario - input'!$F28=\"\"),\"\",H43/'Lives scenario - input'!$F28),\"\")","v":51.023669872738026},{"$f":"IFERROR(IF(OR(I43=\"\",'Lives scenario - input'!$F28=\"\"),\"\",I43/'Lives scenario - input'!$F28),\"\")","v":56.455496399703129},{"$f":"IFERROR(IF(OR(J43=\"\",'Lives scenario - input'!$F28=\"\"),\"\",J43/'Lives scenario - input'!$F28),\"\")","v":62.360944346990379},{"$f":"IFERROR(IF(OR(K43=\"\",'Lives scenario - input'!$F28=\"\"),\"\",K43/'Lives scenario - input'!$F28),\"\")","v":68.710768943923554},{"$f":"IFERROR(IF(OR(L43=\"\",'Lives scenario - input'!$F28=\"\"),\"\",L43/'Lives scenario - input'!$F28),\"\")","v":75.476551651191357},{"$f":"IFERROR(IF(OR(M43=\"\",'Lives scenario - input'!$F28=\"\"),\"\",M43/'Lives scenario - input'!$F28),\"\")","v":82.631363678364892},{"$f":"IFERROR(IF(OR(N43=\"\",'Lives scenario - input'!$F28=\"\"),\"\",N43/'Lives scenario - input'!$F28),\"\")","v":90.150639296430228},{"$f":"IFERROR(IF(OR(O43=\"\",'Lives scenario - input'!$F28=\"\"),\"\",O43/'Lives scenario - input'!$F28),\"\")","v":98.013084613957787},{"$f":"IFERROR(IF(OR(P43=\"\",'Lives scenario - input'!$F28=\"\"),\"\",P43/'Lives scenario - input'!$F28),\"\")","v":106.20141540930116},{"$f":"IFERROR(IF(OR(Q43=\"\",'Lives scenario - input'!$F28=\"\"),\"\",Q43/'Lives scenario - input'!$F28),\"\")","v":114.70270862293366},{"$f":"IFERROR(IF(OR(R43=\"\",'Lives scenario - input'!$F28=\"\"),\"\",R43/'Lives scenario - input'!$F28),\"\")","v":123.5081722399005},{"$f":"IFERROR(IF(OR(S43=\"\",'Lives scenario - input'!$F28=\"\"),\"\",S43/'Lives scenario - input'!$F28),\"\")","v":132.61219104481498},{"$f":"IFERROR(IF(OR(T43=\"\",'Lives scenario - input'!$F28=\"\"),\"\",T43/'Lives scenario - input'!$F28),\"\")","v":142.01059066518982},{"$f":"IFERROR(IF(OR(U43=\"\",'Lives scenario - input'!$F28=\"\"),\"\",U43/'Lives scenario - input'!$F28),\"\")","v":151.69817392196501},{"$f":"IFERROR(IF(OR(V43=\"\",'Lives scenario - input'!$F28=\"\"),\"\",V43/'Lives scenario - input'!$F28),\"\")","v":161.66571075310983},{"$f":"IFERROR(IF(OR(W43=\"\",'Lives scenario - input'!$F28=\"\"),\"\",W43/'Lives scenario - input'!$F28),\"\")","v":171.8966898073858}]
[{"$f":"IFERROR('Lives scenario - input'!A29,\"\")","v":4},{"$f":"IFERROR('Lives scenario - input'!B29,\"\")","v":"SWITCHGEAR"},{"$f":"IFERROR('Lives scenario - input'!C29,\"\")","v":"> 11 kv & < = 22 kv ; circuit breaker"},{"$f":"IFERROR(repcalc('Lives scenario - input'!$CX29:$GJ29,'Lives scenario - input'!$I29,'Lives scenario - input'!$G29,'Lives scenario - input'!$H29,20,TRUE,TRUE),\"\")","v":851.15104484597566},851.58515640803103,847.21167821397614,838.08048120095714,824.64385697737953,807.67454109780056,788.15831417460276,767.17632829630293,745.7918660462725,724.95409699709796,705.42800053832605,687.75551616722566,672.24872070300228,659.01192471361708,647.98643933366873,639.00967511322619,631.87934258999417,626.41383501725011,622.50125918426932,620.13179622157566,{"$f":"IFERROR(IF(OR(D44=\"\",'Lives scenario - input'!$F29=\"\"),\"\",D44/'Lives scenario - input'!$F29),\"\")","v":10.770168038686197},{"$f":"IFERROR(IF(OR(E44=\"\",'Lives scenario - input'!$F29=\"\"),\"\",E44/'Lives scenario - input'!$F29),\"\")","v":10.775661134769654},{"$f":"IFERROR(IF(OR(F44=\"\",'Lives scenario - input'!$F29=\"\"),\"\",F44/'Lives scenario - input'!$F29),\"\")","v":10.720320669233335},{"$f":"IFERROR(IF(OR(G44=\"\",'Lives scenario - input'!$F29=\"\"),\"\",G44/'Lives scenario - input'!$F29),\"\")","v":10.604777691497391},{"$f":"IFERROR(IF(OR(H44=\"\",'Lives scenario - input'!$F29=\"\"),\"\",H44/'Lives scenario - input'!$F29),\"\")","v":10.43475534160202},{"$f":"IFERROR(IF(OR(I44=\"\",'Lives scenario - input'!$F29=\"\"),\"\",I44/'Lives scenario - input'!$F29),\"\")","v":10.220031545360092},{"$f":"IFERROR(IF(OR(J44=\"\",'Lives scenario - input'!$F29=\"\"),\"\",J44/'Lives scenario - input'!$F29),\"\")","v":9.9730800263356301},{"$f":"IFERROR(IF(OR(K44=\"\",'Lives scenario - input'!$F29=\"\"),\"\",K44/'Lives scenario - input'!$F29),\"\")","v":9.7075813054411224},{"$f":"IFERROR(IF(OR(L44=\"\",'Lives scenario - input'!$F29=\"\"),\"\",L44/'Lives scenario - input'!$F29),\"\")","v":9.4369897891122587},{"$f":"IFERROR(IF(OR(M44=\"\",'Lives scenario - input'!$F29=\"\"),\"\",M44/'Lives scenario - input'!$F29),\"\")","v":9.1733159376026752},{"$f":"IFERROR(IF(OR(N44=\"\",'Lives scenario - input'!$F29=\"\"),\"\",N44/'Lives scenario - input'!$F29),\"\")","v":8.9262395329222066},{"$f":"IFERROR(IF(OR(O44=\"\",'Lives scenario - input'!$F29=\"\"),\"\",O44/'Lives scenario - input'!$F29),\"\")","v":8.7026180881852735},{"$f":"IFERROR(IF(OR(P44=\"\",'Lives scenario - input'!$F29=\"\"),\"\",P44/'Lives scenario - input'!$F29),\"\")","v":8.5064005144625678},{"$f":"IFERROR(IF(OR(Q44=\"\",'Lives scenario - input'!$F29=\"\"),\"\",Q44/'Lives scenario - input'!$F29),\"\")","v":8.3389067212483639},{"$f":"IFERROR(IF(OR(R44=\"\",'Lives scenario - input'!$F29=\"\"),\"\",R44/'Lives scenario - input'!$F29),\"\")","v":8.1993940801382177},{"$f":"IFERROR(IF(OR(S44=\"\",'Lives scenario - input'!$F29=\"\"),\"\",S44/'Lives scenario - input'!$F29),\"\")","v":8.0858052410205659},{"$f":"IFERROR(IF(OR(T44=\"\",'Lives scenario - input'!$F29=\"\"),\"\",T44/'Lives scenario - input'!$F29),\"\")","v":7.9955805036934606},{"$f":"IFERROR(IF(OR(U44=\"\",'Lives scenario - input'!$F29=\"\"),\"\",U44/'Lives scenario - input'!$F29),\"\")","v":7.9264218798139385},{"$f":"IFERROR(IF(OR(V44=\"\",'Lives scenario - input'!$F29=\"\"),\"\",V44/'Lives scenario - input'!$F29),\"\")","v":7.8769135117745961},{"$f":"IFERROR(IF(OR(W44=\"\",'Lives scenario - input'!$F29=\"\"),\"\",W44/'Lives scenario - input'!$F29),\"\")","v":7.846931155030533}]
[{"$f":"IFERROR('Lives scenario - input'!A30,\"\")","v":4},{"$f":"IFERROR('Lives scenario - input'!B30,\"\")","v":"SWITCHGEAR"},{"$f":"IFERROR('Lives scenario - input'!C30,\"\")","v":"> 11 kv & < = 22 kv ; switch"},{"$f":"IFERROR(repcalc('Lives scenario - input'!$CX30:$GJ30,'Lives scenario - input'!$I30,'Lives scenario - input'!$G30,'Lives scenario - input'!$H30,20,TRUE,TRUE),\"\")","v":936.87288365568656},972.99763132231328,1011.7482349157469,1051.6078229978905,1091.7174042135955,1131.7552201043131,1171.8229654924583,1212.3364509486753,1253.9200492102023,1297.306103169999,1343.2419659494717,1392.4082452787547,1445.352044122629,1502.4385645724842,1563.8234953661317,1629.4472988437783,1699.0510190271632,1772.2116993417535,1848.3940522363416,1927.0137698192623,{"$f":"IFERROR(IF(OR(D45=\"\",'Lives scenario - input'!$F30=\"\"),\"\",D45/'Lives scenario - input'!$F30),\"\")","v":70.143268898340111},{"$f":"IFERROR(IF(OR(E45=\"\",'Lives scenario - input'!$F30=\"\"),\"\",E45/'Lives scenario - input'!$F30),\"\")","v":72.847913182181003},{"$f":"IFERROR(IF(OR(F45=\"\",'Lives scenario - input'!$F30=\"\"),\"\",F45/'Lives scenario - input'!$F30),\"\")","v":75.74915416721322},{"$f":"IFERROR(IF(OR(G45=\"\",'Lives scenario - input'!$F30=\"\"),\"\",G45/'Lives scenario - input'!$F30),\"\")","v":78.733424342814104},{"$f":"IFERROR(IF(OR(H45=\"\",'Lives scenario - input'!$F30=\"\"),\"\",H45/'Lives scenario - input'!$F30),\"\")","v":81.736411396548689},{"$f":"IFERROR(IF(OR(I45=\"\",'Lives scenario - input'!$F30=\"\"),\"\",I45/'Lives scenario - input'!$F30),\"\")","v":84.734025411340653},{"$f":"IFERROR(IF(OR(J45=\"\",'Lives scenario - input'!$F30=\"\"),\"\",J45/'Lives scenario - input'!$F30),\"\")","v":87.733880234701914},{"$f":"IFERROR(IF(OR(K45=\"\",'Lives scenario - input'!$F30=\"\"),\"\",K45/'Lives scenario - input'!$F30),\"\")","v":90.76710742479402},{"$f":"IFERROR(IF(OR(L45=\"\",'Lives scenario - input'!$F30=\"\"),\"\",L45/'Lives scenario - input'!$F30),\"\")","v":93.88045349927684},{"$f":"IFERROR(IF(OR(M45=\"\",'Lives scenario - input'!$F30=\"\"),\"\",M45/'Lives scenario - input'!$F30),\"\")","v":97.128748654821493},{"$f":"IFERROR(IF(OR(N45=\"\",'Lives scenario - input'!$F30=\"\"),\"\",N45/'Lives scenario - input'!$F30),\"\")","v":100.56794689743171},{"$f":"IFERROR(IF(OR(O45=\"\",'Lives scenario - input'!$F30=\"\"),\"\",O45/'Lives scenario - input'!$F30),\"\")","v":104.24900503444172},{"$f":"IFERROR(IF(OR(P45=\"\",'Lives scenario - input'!$F30=\"\"),\"\",P45/'Lives scenario - input'!$F30),\"\")","v":108.2128844289598},{"$f":"IFERROR(IF(OR(Q45=\"\",'Lives scenario - input'!$F30=\"\"),\"\",Q45/'Lives scenario - input'!$F30),\"\")","v":112.48692760412378},{"$f":"IFERROR(IF(OR(R45=\"\",'Lives scenario - input'!$F30=\"\"),\"\",R45/'Lives scenario - input'!$F30),\"\")","v":117.08279090861369},{"$f":"IFERROR(IF(OR(S45=\"\",'Lives scenario - input'!$F30=\"\"),\"\",S45/'Lives scenario - input'!$F30),\"\")","v":121.99601678350845},{"$f":"IFERROR(IF(OR(T45=\"\",'Lives scenario - input'!$F30=\"\"),\"\",T45/'Lives scenario - input'!$F30),\"\")","v":127.20721730635577},{"$f":"IFERROR(IF(OR(U45=\"\",'Lives scenario - input'!$F30=\"\"),\"\",U45/'Lives scenario - input'!$F30),\"\")","v":132.68472590076374},{"$f":"IFERROR(IF(OR(V45=\"\",'Lives scenario - input'!$F30=\"\"),\"\",V45/'Lives scenario - input'!$F30),\"\")","v":138.38846581854455},{"$f":"IFERROR(IF(OR(W45=\"\",'Lives scenario - input'!$F30=\"\"),\"\",W45/'Lives scenario - input'!$F30),\"\")","v":144.27469017975366}]
[{"$f":"IFERROR('Lives scenario - input'!A31,\"\")","v":4},{"$f":"IFERROR('Lives scenario - input'!B31,\"\")","v":"SWITCHGEAR"},{"$f":"IFERROR('Lives scenario - input'!C31,\"\")","v":"> 33 kv & < = 66 kv ; circuit breaker"},{"$f":"IFERROR(repcalc('Lives scenario - input'!$CX31:$GJ31,'Lives scenario - input'!$I31,'Lives scenario - input'!$G31,'Lives scenario - input'!$H31,20,TRUE,TRUE),\"\")","v":18.606315572098318},21.373625061632527,24.218275852482591,27.074422131165239,29.870501165277169,32.532957129968487,34.990322124579457,37.177301800954211,39.038498360938995,40.531434196837083,41.628612398414759,42.318456369433648,42.605095336125117,42.507088238848702,42.055288097249957,41.290128020959386,40.258649263834847,39.011588033746563,37.60079446864215,36.077182935467583,{"$f":"IFERROR(IF(OR(D46=\"\",'Lives scenario - input'!$F31=\"\"),\"\",D46/'Lives scenario - input'!$F31),\"\")","v":0.76037926764499997},{"$f":"IFERROR(IF(OR(E46=\"\",'Lives scenario - input'!$F31=\"\"),\"\",E46/'Lives scenario - input'!$F31),\"\")","v":0.87347015631908576},{"$f":"IFERROR(IF(OR(F46=\"\",'Lives scenario - input'!$F31=\"\"),\"\",F46/'Lives scenario - input'!$F31),\"\")","v":0.98972173104223815},{"$f":"IFERROR(IF(OR(G46=\"\",'Lives scenario - input'!$F31=\"\"),\"\",G46/'Lives scenario - input'!$F31),\"\")","v":1.1064430887584551},{"$f":"IFERROR(IF(OR(H46=\"\",'Lives scenario - input'!$F31=\"\"),\"\",H46/'Lives scenario - input'!$F31),\"\")","v":1.2207096946319895},{"$f":"IFERROR(IF(OR(I46=\"\",'Lives scenario - input'!$F31=\"\"),\"\",I46/'Lives scenario - input'!$F31),\"\")","v":1.3295155626569797},{"$f":"IFERROR(IF(OR(J46=\"\",'Lives scenario - input'!$F31=\"\"),\"\",J46/'Lives scenario - input'!$F31),\"\")","v":1.4299400334609018},{"$f":"IFERROR(IF(OR(K46=\"\",'Lives scenario - input'!$F31=\"\"),\"\",K46/'Lives scenario - input'!$F31),\"\")","v":1.5193147405721816},{"$f":"IFERROR(IF(OR(L46=\"\",'Lives scenario - input'!$F31=\"\"),\"\",L46/'Lives scenario - input'!$F31),\"\")","v":1.5953757571523182},{"$f":"IFERROR(IF(OR(M46=\"\",'Lives scenario - input'!$F31=\"\"),\"\",M46/'Lives scenario - input'!$F31),\"\")","v":1.6563871622928117},{"$f":"IFERROR(IF(OR(N46=\"\",'Lives scenario - input'!$F31=\"\"),\"\",N46/'Lives scenario - input'!$F31),\"\")","v":1.7012252471978506},{"$f":"IFERROR(IF(OR(O46=\"\",'Lives scenario - input'!$F31=\"\"),\"\",O46/'Lives scenario - input'!$F31),\"\")","v":1.7294169142390814},{"$f":"IFERROR(IF(OR(P46=\"\",'Lives scenario - input'!$F31=\"\"),\"\",P46/'Lives scenario - input'!$F31),\"\")","v":1.7411309113884266},{"$f":"IFERROR(IF(OR(Q46=\"\",'Lives scenario - input'!$F31=\"\"),\"\",Q46/'Lives scenario - input'!$F31),\"\")","v":1.7371256818435292},{"$f":"IFERROR(IF(OR(R46=\"\",'Lives scenario - input'!$F31=\"\"),\"\",R46/'Lives scenario - input'!$F31),\"\")","v":1.7186620876160978},{"$f":"IFERROR(IF(OR(S46=\"\",'Lives scenario - input'!$F31=\"\"),\"\",S46/'Lives scenario - input'!$F31),\"\")","v":1.6873924976649584},{"$f":"IFERROR(IF(OR(T46=\"\",'Lives scenario - input'!$F31=\"\"),\"\",T46/'Lives scenario - input'!$F31),\"\")","v":1.6452393341923428},{"$f":"IFERROR(IF(OR(U46=\"\",'Lives scenario - input'!$F31=\"\"),\"\",U46/'Lives scenario - input'!$F31),\"\")","v":1.5942760200870525},{"$f":"IFERROR(IF(OR(V46=\"\",'Lives scenario - input'!$F31=\"\"),\"\",V46/'Lives scenario - input'!$F31),\"\")","v":1.5366215009171729},{"$f":"IFERROR(IF(OR(W46=\"\",'Lives scenario - input'!$F31=\"\"),\"\",W46/'Lives scenario - input'!$F31),\"\")","v":1.4743564803502827}]
[{"$f":"IFERROR('Lives scenario - input'!A32,\"\")","v":4},{"$f":"IFERROR('Lives scenario - input'!B32,\"\")","v":"SWITCHGEAR"},{"$f":"IFERROR('Lives scenario - input'!C32,\"\")","v":"> 33 kv & < = 66 kv ; switch"},{"$f":"IFERROR(repcalc('Lives scenario - input'!$CX32:$GJ32,'Lives scenario - input'!$I32,'Lives scenario - input'!$G32,'Lives scenario - input'!$H32,20,TRUE,TRUE),\"\")","v":99.463939783872661},102.22837922733983,105.26442537253085,108.36753106069823,111.3102483126542,113.86332521147446,115.81637807664583,116.99616001143102,117.28079603937829,116.60885434839788,114.98270697760347,112.46623187510129,109.17745646474064,105.2771872581079,100.95497376465671,96.413899807099583,91.855681394221108,87.467393310110154,83.410874244573492,79.815508003532813,{"$f":"IFERROR(IF(OR(D47=\"\",'Lives scenario - input'!$F32=\"\"),\"\",D47/'Lives scenario - input'!$F32),\"\")","v":7.4468222911151409},{"$f":"IFERROR(IF(OR(E47=\"\",'Lives scenario - input'!$F32=\"\"),\"\",E47/'Lives scenario - input'!$F32),\"\")","v":7.6537946804532435},{"$f":"IFERROR(IF(OR(F47=\"\",'Lives scenario - input'!$F32=\"\"),\"\",F47/'Lives scenario - input'!$F32),\"\")","v":7.8811021464553948},{"$f":"IFERROR(IF(OR(G47=\"\",'Lives scenario - input'!$F32=\"\"),\"\",G47/'Lives scenario - input'!$F32),\"\")","v":8.1134303315297398},{"$f":"IFERROR(IF(OR(H47=\"\",'Lives scenario - input'!$F32=\"\"),\"\",H47/'Lives scenario - input'!$F32),\"\")","v":8.3337503035309695},{"$f":"IFERROR(IF(OR(I47=\"\",'Lives scenario - input'!$F32=\"\"),\"\",I47/'Lives scenario - input'!$F32),\"\")","v":8.5248980702731476},{"$f":"IFERROR(IF(OR(J47=\"\",'Lives scenario - input'!$F32=\"\"),\"\",J47/'Lives scenario - input'!$F32),\"\")","v":8.6711222962960424},{"$f":"IFERROR(IF(OR(K47=\"\",'Lives scenario - input'!$F32=\"\"),\"\",K47/'Lives scenario - input'!$F32),\"\")","v":8.7594520611304496},{"$f":"IFERROR(IF(OR(L47=\"\",'Lives scenario - input'!$F32=\"\"),\"\",L47/'Lives scenario - input'!$F32),\"\")","v":8.7807626378316943},{"$f":"IFERROR(IF(OR(M47=\"\",'Lives scenario - input'!$F32=\"\"),\"\",M47/'Lives scenario - input'!$F32),\"\")","v":8.730454653112858},{"$f":"IFERROR(IF(OR(N47=\"\",'Lives scenario - input'!$F32=\"\"),\"\",N47/'Lives scenario - input'!$F32),\"\")","v":8.6087057005197529},{"$f":"IFERROR(IF(OR(O47=\"\",'Lives scenario - input'!$F32=\"\"),\"\",O47/'Lives scenario - input'!$F32),\"\")","v":8.4202982944882852},{"$f":"IFERROR(IF(OR(P47=\"\",'Lives scenario - input'!$F32=\"\"),\"\",P47/'Lives scenario - input'!$F32),\"\")","v":8.174069097358533},{"$f":"IFERROR(IF(OR(Q47=\"\",'Lives scenario - input'!$F32=\"\"),\"\",Q47/'Lives scenario - input'!$F32),\"\")","v":7.8820576233266948},{"$f":"IFERROR(IF(OR(R47=\"\",'Lives scenario - input'!$F32=\"\"),\"\",R47/'Lives scenario - input'!$F32),\"\")","v":7.5584553624477246},{"$f":"IFERROR(IF(OR(S47=\"\",'Lives scenario - input'!$F32=\"\"),\"\",S47/'Lives scenario - input'!$F32),\"\")","v":7.2184671129754063},{"$f":"IFERROR(IF(OR(T47=\"\",'Lives scenario - input'!$F32=\"\"),\"\",T47/'Lives scenario - input'!$F32),\"\")","v":6.8771952655244304},{"$f":"IFERROR(IF(OR(U47=\"\",'Lives scenario - input'!$F32=\"\"),\"\",U47/'Lives scenario - input'!$F32),\"\")","v":6.548646028528581},{"$f":"IFERROR(IF(OR(V47=\"\",'Lives scenario - input'!$F32=\"\"),\"\",V47/'Lives scenario - input'!$F32),\"\")","v":6.2449361949224329},{"$f":"IFERROR(IF(OR(W47=\"\",'Lives scenario - input'!$F32=\"\"),\"\",W47/'Lives scenario - input'!$F32),\"\")","v":5.9757526744759017}]
[{"$f":"IFERROR('Lives scenario - input'!A33,\"\")","v":""},{"$f":"IFERROR('Lives scenario - input'!B33,\"\")","v":"TRANSFORMERS"},{"$f":"IFERROR('Lives scenario - input'!C33,\"\")","v":"ground outdoor / indoor chamber mounted ; ˂ 22 kv ; < = 60 kva ; multiple phase"},{"$f":"IFERROR(repcalc('Lives scenario - input'!$CX33:$GJ33,'Lives scenario - input'!$I33,'Lives scenario - input'!$G33,'Lives scenario - input'!$H33,20,TRUE,TRUE),\"\")","v":""},"","","","","","","","","","","","","","","","","","","",{"$f":"IFERROR(IF(OR(D48=\"\",'Lives scenario - input'!$F33=\"\"),\"\",D48/'Lives scenario - input'!$F33),\"\")","v":""},{"$f":"IFERROR(IF(OR(E48=\"\",'Lives scenario - input'!$F33=\"\"),\"\",E48/'Lives scenario - input'!$F33),\"\")","v":""},{"$f":"IFERROR(IF(OR(F48=\"\",'Lives scenario - input'!$F33=\"\"),\"\",F48/'Lives scenario - input'!$F33),\"\")","v":""},{"$f":"IFERROR(IF(OR(G48=\"\",'Lives scenario - input'!$F33=\"\"),\"\",G48/'Lives scenario - input'!$F33),\"\")","v":""},{"$f":"IFERROR(IF(OR(H48=\"\",'Lives scenario - input'!$F33=\"\"),\"\",H48/'Lives scenario - input'!$F33),\"\")","v":""},{"$f":"IFERROR(IF(OR(I48=\"\",'Lives scenario - input'!$F33=\"\"),\"\",I48/'Lives scenario - input'!$F33),\"\")","v":""},{"$f":"IFERROR(IF(OR(J48=\"\",'Lives scenario - input'!$F33=\"\"),\"\",J48/'Lives scenario - input'!$F33),\"\")","v":""},{"$f":"IFERROR(IF(OR(K48=\"\",'Lives scenario - input'!$F33=\"\"),\"\",K48/'Lives scenario - input'!$F33),\"\")","v":""},{"$f":"IFERROR(IF(OR(L48=\"\",'Lives scenario - input'!$F33=\"\"),\"\",L48/'Lives scenario - input'!$F33),\"\")","v":""},{"$f":"IFERROR(IF(OR(M48=\"\",'Lives scenario - input'!$F33=\"\"),\"\",M48/'Lives scenario - input'!$F33),\"\")","v":""},{"$f":"IFERROR(IF(OR(N48=\"\",'Lives scenario - input'!$F33=\"\"),\"\",N48/'Lives scenario - input'!$F33),\"\")","v":""},{"$f":"IFERROR(IF(OR(O48=\"\",'Lives scenario - input'!$F33=\"\"),\"\",O48/'Lives scenario - input'!$F33),\"\")","v":""},{"$f":"IFERROR(IF(OR(P48=\"\",'Lives scenario - input'!$F33=\"\"),\"\",P48/'Lives scenario - input'!$F33),\"\")","v":""},{"$f":"IFERROR(IF(OR(Q48=\"\",'Lives scenario - input'!$F33=\"\"),\"\",Q48/'Lives scenario - input'!$F33),\"\")","v":""},{"$f":"IFERROR(IF(OR(R48=\"\",'Lives scenario - input'!$F33=\"\"),\"\",R48/'Lives scenario - input'!$F33),\"\")","v":""},{"$f":"IFERROR(IF(OR(S48=\"\",'Lives scenario - input'!$F33=\"\"),\"\",S48/'Lives scenario - input'!$F33),\"\")","v":""},{"$f":"IFERROR(IF(OR(T48=\"\",'Lives scenario - input'!$F33=\"\"),\"\",T48/'Lives scenario - input'!$F33),\"\")","v":""},{"$f":"IFERROR(IF(OR(U48=\"\",'Lives scenario - input'!$F33=\"\"),\"\",U48/'Lives scenario - input'!$F33),\"\")","v":""},{"$f":"IFERROR(IF(OR(V48=\"\",'Lives scenario - input'!$F33=\"\"),\"\",V48/'Lives scenario - input'!$F33),\"\")","v":""},{"$f":"IFERROR(IF(OR(W48=\"\",'Lives scenario - input'!$F33=\"\"),\"\",W48/'Lives scenario - input'!$F33),\"\")","v":""}]
[{"$f":"IFERROR('Lives scenario - input'!A34,\"\")","v":5},{"$f":"IFERROR('Lives scenario - input'!B34,\"\")","v":"TRANSFORMERS"},{"$f":"IFERROR('Lives scenario - input'!C34,\"\")","v":"ground outdoor / indoor chamber mounted ; ˂ 22 kv ; > 60 kva and < = 600 kva ; multiple phase"},{"$f":"IFERROR(repcalc('Lives scenario - input'!$CX34:$GJ34,'Lives scenario - input'!$I34,'Lives scenario - input'!$G34,'Lives scenario - input'!$H34,20,TRUE,TRUE),\"\")","v":11.119362140490129},13.052319574707283,15.187307717813914,17.520029086998203,20.040664976575382,22.733267367779479,25.575308951151012,28.537470388930725,31.58374699901929,34.671949064496474,37.754648834123415,40.780592767329274,43.696551872961955,46.449530743757585,48.989203803608568,51.27040323542343,53.255454832917557,54.916151917909396,56.235176992423284,57.206825745698104,{"$f":"IFERROR(IF(OR(D49=\"\",'Lives scenario - input'!$F34=\"\"),\"\",D49/'Lives scenario - input'!$F34),\"\")","v":0.39027296088501362},{"$f":"IFERROR(IF(OR(E49=\"\",'Lives scenario - input'!$F34=\"\"),\"\",E49/'Lives scenario - input'!$F34),\"\")","v":0.4581168723958744},{"$f":"IFERROR(IF(OR(F49=\"\",'Lives scenario - input'!$F34=\"\"),\"\",F49/'Lives scenario - input'!$F34),\"\")","v":0.53305175926591331},{"$f":"IFERROR(IF(OR(G49=\"\",'Lives scenario - input'!$F34=\"\"),\"\",G49/'Lives scenario - input'!$F34),\"\")","v":0.61492678628353026},{"$f":"IFERROR(IF(OR(H49=\"\",'Lives scenario - input'!$F34=\"\"),\"\",H49/'Lives scenario - input'!$F34),\"\")","v":0.70339733158181961},{"$f":"IFERROR(IF(OR(I49=\"\",'Lives scenario - input'!$F34=\"\"),\"\",I49/'Lives scenario - input'!$F34),\"\")","v":0.79790364358282173},{"$f":"IFERROR(IF(OR(J49=\"\",'Lives scenario - input'!$F34=\"\"),\"\",J49/'Lives scenario - input'!$F34),\"\")","v":0.89765504745713143},{"$f":"IFERROR(IF(OR(K49=\"\",'Lives scenario - input'!$F34=\"\"),\"\",K49/'Lives scenario - input'!$F34),\"\")","v":1.0016224783524741},{"$f":"IFERROR(IF(OR(L49=\"\",'Lives scenario - input'!$F34=\"\"),\"\",L49/'Lives scenario - input'!$F34),\"\")","v":1.1085422258409414},{"$f":"IFERROR(IF(OR(M49=\"\",'Lives scenario - input'!$F34=\"\"),\"\",M49/'Lives scenario - input'!$F34),\"\")","v":1.2169334940339449},{"$f":"IFERROR(IF(OR(N49=\"\",'Lives scenario - input'!$F34=\"\"),\"\",N49/'Lives scenario - input'!$F34),\"\")","v":1.3251316398817987},{"$f":"IFERROR(IF(OR(O49=\"\",'Lives scenario - input'!$F34=\"\"),\"\",O49/'Lives scenario - input'!$F34),\"\")","v":1.4313377408580406},{"$f":"IFERROR(IF(OR(P49=\"\",'Lives scenario - input'!$F34=\"\"),\"\",P49/'Lives scenario - input'!$F34),\"\")","v":1.5336835390788655},{"$f":"IFERROR(IF(OR(Q49=\"\",'Lives scenario - input'!$F34=\"\"),\"\",Q49/'Lives scenario - input'!$F34),\"\")","v":1.6303089751051745},{"$f":"IFERROR(IF(OR(R49=\"\",'Lives scenario - input'!$F34=\"\"),\"\",R49/'Lives scenario - input'!$F34),\"\")","v":1.7194476965736216},{"$f":"IFERROR(IF(OR(S49=\"\",'Lives scenario - input'!$F34=\"\"),\"\",S49/'Lives scenario - input'!$F34),\"\")","v":1.7995143807390457},{"$f":"IFERROR(IF(OR(T49=\"\",'Lives scenario - input'!$F34=\"\"),\"\",T49/'Lives scenario - input'!$F34),\"\")","v":1.8691867193745972},{"$f":"IFERROR(IF(OR(U49=\"\",'Lives scenario - input'!$F34=\"\"),\"\",U49/'Lives scenario - input'!$F34),\"\")","v":1.927474700313071},{"$f":"IFERROR(IF(OR(V49=\"\",'Lives scenario - input'!$F34=\"\"),\"\",V49/'Lives scenario - input'!$F34),\"\")","v":1.9737705053069194},{"$f":"IFERROR(IF(OR(W49=\"\",'Lives scenario - input'!$F34=\"\"),\"\",W49/'Lives scenario - input'!$F34),\"\")","v":2.0078739215901202}]
[{"$f":"IFERROR('Lives scenario - input'!A35,\"\")","v":5},{"$f":"IFERROR('Lives scenario - input'!B35,\"\")","v":"TRANSFORMERS"},{"$f":"IFERROR('Lives scenario - input'!C35,\"\")","v":"ground outdoor / indoor chamber mounted ; ˂ 22 kv ; > 600 kva ; multiple phase"},{"$f":"IFERROR(repcalc('Lives scenario - input'!$CX35:$GJ35,'Lives scenario - input'!$I35,'Lives scenario - input'!$G35,'Lives scenario - input'!$H35,20,TRUE,TRUE),\"\")","v":8.1419114681689617},9.1339351769905015,10.183279051073365,11.287131168653582,12.4419035757829,13.642996434577748,14.884552765239539,16.159242818829586,17.458118994937475,18.770578593209478,20.084463001946105,21.38630938686995,22.661756255016478,23.896089287252028,25.074900209165342,26.18482038529752,27.214282871234861,28.154261907204535,28.998937021592422,29.746229716784338,{"$f":"IFERROR(IF(OR(D50=\"\",'Lives scenario - input'!$F35=\"\"),\"\",D50/'Lives scenario - input'!$F35),\"\")","v":0.34818331991051549},{"$f":"IFERROR(IF(OR(E50=\"\",'Lives scenario - input'!$F35=\"\"),\"\",E50/'Lives scenario - input'!$F35),\"\")","v":0.39060654076200735},{"$f":"IFERROR(IF(OR(F50=\"\",'Lives scenario - input'!$F35=\"\"),\"\",F50/'Lives scenario - input'!$F35),\"\")","v":0.43548101959100644},{"$f":"IFERROR(IF(OR(G50=\"\",'Lives scenario - input'!$F35=\"\"),\"\",G50/'Lives scenario - input'!$F35),\"\")","v":0.48268650647107542},{"$f":"IFERROR(IF(OR(H50=\"\",'Lives scenario - input'!$F35=\"\"),\"\",H50/'Lives scenario - input'!$F35),\"\")","v":0.53206956498592872},{"$f":"IFERROR(IF(OR(I50=\"\",'Lives scenario - input'!$F35=\"\"),\"\",I50/'Lives scenario - input'!$F35),\"\")","v":0.58343348618931801},{"$f":"IFERROR(IF(OR(J50=\"\",'Lives scenario - input'!$F35=\"\"),\"\",J50/'Lives scenario - input'!$F35),\"\")","v":0.63652780031392953},{"$f":"IFERROR(IF(OR(K50=\"\",'Lives scenario - input'!$F35=\"\"),\"\",K50/'Lives scenario - input'!$F35),\"\")","v":0.69103905561939993},{"$f":"IFERROR(IF(OR(L50=\"\",'Lives scenario - input'!$F35=\"\"),\"\",L50/'Lives scenario - input'!$F35),\"\")","v":0.74658461404483767},{"$f":"IFERROR(IF(OR(M50=\"\",'Lives scenario - input'!$F35=\"\"),\"\",M50/'Lives scenario - input'!$F35),\"\")","v":0.80271105830320744},{"$f":"IFERROR(IF(OR(N50=\"\",'Lives scenario - input'!$F35=\"\"),\"\",N50/'Lives scenario - input'!$F35),\"\")","v":0.85889843361440876},{"$f":"IFERROR(IF(OR(O50=\"\",'Lives scenario - input'!$F35=\"\"),\"\",O50/'Lives scenario - input'!$F35),\"\")","v":0.91457101100466942},{"$f":"IFERROR(IF(OR(P50=\"\",'Lives scenario - input'!$F35=\"\"),\"\",P50/'Lives scenario - input'!$F35),\"\")","v":0.96911463097117334},{"$f":"IFERROR(IF(OR(Q50=\"\",'Lives scenario - input'!$F35=\"\"),\"\",Q50/'Lives scenario - input'!$F35),\"\")","v":1.021900045639363},{"$f":"IFERROR(IF(OR(R50=\"\",'Lives scenario - input'!$F35=\"\"),\"\",R50/'Lives scenario - input'!$F35),\"\")","v":1.0723110949295929},{"$f":"IFERROR(IF(OR(S50=\"\",'Lives scenario - input'!$F35=\"\"),\"\",S50/'Lives scenario - input'!$F35),\"\")","v":1.1197760782166533},{"$f":"IFERROR(IF(OR(T50=\"\",'Lives scenario - input'!$F35=\"\"),\"\",T50/'Lives scenario - input'!$F35),\"\")","v":1.1638003429704931},{"$f":"IFERROR(IF(OR(U50=\"\",'Lives scenario - input'!$F35=\"\"),\"\",U50/'Lives scenario - input'!$F35),\"\")","v":1.2039979086981158},{"$f":"IFERROR(IF(OR(V50=\"\",'Lives scenario - input'!$F35=\"\"),\"\",V50/'Lives scenario - input'!$F35),\"\")","v":1.2401198668799467},{"$f":"IFERROR(IF(OR(W50=\"\",'Lives scenario - input'!$F35=\"\"),\"\",W50/'Lives scenario - input'!$F35),\"\")","v":1.2720773319757093}]
[{"$f":"IFERROR('Lives scenario - input'!A36,\"\")","v":5},{"$f":"IFERROR('Lives scenario - input'!B36,\"\")","v":"TRANSFORMERS"},{"$f":"IFERROR('Lives scenario - input'!C36,\"\")","v":"ground outdoor / indoor chamber mounted ; > = 22 kv & < = 33 kv ; < = 15 mva"},{"$f":"IFERROR(repcalc('Lives scenario - input'!$CX36:$GJ36,'Lives scenario - input'!$I36,'Lives scenario - input'!$G36,'Lives scenario - input'!$H36,20,TRUE,TRUE),\"\")","v":1309.256328591659},1357.3141786001472,1448.4442398159269,1573.1849243913591,1724.7454461128107,1898.2807123167665,2090.3190699676015,2298.3298545471839,2520.4094087341341,2755.0606299794727,3001.0410321925438,3257.2567594335446,3522.6840988626232,3796.3050476685553,4077.0487236751696,4363.7352871566191,4655.0230842787241,4949.3625937745255,5244.9622923506968,5539.7717682157381,{"$f":"IFERROR(IF(OR(D51=\"\",'Lives scenario - input'!$F36=\"\"),\"\",D51/'Lives scenario - input'!$F36),\"\")","v":1.9149931373213116},{"$f":"IFERROR(IF(OR(E51=\"\",'Lives scenario - input'!$F36=\"\"),\"\",E51/'Lives scenario - input'!$F36),\"\")","v":1.9852852955113485},{"$f":"IFERROR(IF(OR(F51=\"\",'Lives scenario - input'!$F36=\"\"),\"\",F51/'Lives scenario - input'!$F36),\"\")","v":2.1185773316244068},{"$f":"IFERROR(IF(OR(G51=\"\",'Lives scenario - input'!$F36=\"\"),\"\",G51/'Lives scenario - input'!$F36),\"\")","v":2.3010301864933007},{"$f":"IFERROR(IF(OR(H51=\"\",'Lives scenario - input'!$F36=\"\"),\"\",H51/'Lives scenario - input'!$F36),\"\")","v":2.5227112680715886},{"$f":"IFERROR(IF(OR(I51=\"\",'Lives scenario - input'!$F36=\"\"),\"\",I51/'Lives scenario - input'!$F36),\"\")","v":2.7765338669062043},{"$f":"IFERROR(IF(OR(J51=\"\",'Lives scenario - input'!$F36=\"\"),\"\",J51/'Lives scenario - input'!$F36),\"\")","v":3.0574201448433813},{"$f":"IFERROR(IF(OR(K51=\"\",'Lives scenario - input'!$F36=\"\"),\"\",K51/'Lives scenario - input'!$F36),\"\")","v":3.3616686073176529},{"$f":"IFERROR(IF(OR(L51=\"\",'Lives scenario - input'!$F36=\"\"),\"\",L51/'Lives scenario - input'!$F36),\"\")","v":3.6864948563263948},{"$f":"IFERROR(IF(OR(M51=\"\",'Lives scenario - input'!$F36=\"\"),\"\",M51/'Lives scenario - input'!$F36),\"\")","v":4.0297091441139141},{"$f":"IFERROR(IF(OR(N51=\"\",'Lives scenario - input'!$F36=\"\"),\"\",N51/'Lives scenario - input'!$F36),\"\")","v":4.3894941395091758},{"$f":"IFERROR(IF(OR(O51=\"\",'Lives scenario - input'!$F36=\"\"),\"\",O51/'Lives scenario - input'!$F36),\"\")","v":4.7642499062948058},{"$f":"IFERROR(IF(OR(P51=\"\",'Lives scenario - input'!$F36=\"\"),\"\",P51/'Lives scenario - input'!$F36),\"\")","v":5.1524791035604771},{"$f":"IFERROR(IF(OR(Q51=\"\",'Lives scenario - input'!$F36=\"\"),\"\",Q51/'Lives scenario - input'!$F36),\"\")","v":5.5526927422100929},{"$f":"IFERROR(IF(OR(R51=\"\",'Lives scenario - input'!$F36=\"\"),\"\",R51/'Lives scenario - input'!$F36),\"\")","v":5.9633244887660437},{"$f":"IFERROR(IF(OR(S51=\"\",'Lives scenario - input'!$F36=\"\"),\"\",S51/'Lives scenario - input'!$F36),\"\")","v":6.382648642211044},{"$f":"IFERROR(IF(OR(T51=\"\",'Lives scenario - input'!$F36=\"\"),\"\",T51/'Lives scenario - input'!$F36),\"\")","v":6.8087028229644053},{"$f":"IFERROR(IF(OR(U51=\"\",'Lives scenario - input'!$F36=\"\"),\"\",U51/'Lives scenario - input'!$F36),\"\")","v":7.2392206126575029},{"$f":"IFERROR(IF(OR(V51=\"\",'Lives scenario - input'!$F36=\"\"),\"\",V51/'Lives scenario - input'!$F36),\"\")","v":7.671581626926212},{"$f":"IFERROR(IF(OR(W51=\"\",'Lives scenario - input'!$F36=\"\"),\"\",W51/'Lives scenario - input'!$F36),\"\")","v":8.1027868162920953}]
[{"$f":"IFERROR('Lives scenario - input'!A37,\"\")","v":5},{"$f":"IFERROR('Lives scenario - input'!B37,\"\")","v":"TRANSFORMERS"},{"$f":"IFERROR('Lives scenario - input'!C37,\"\")","v":"ground outdoor / indoor chamber mounted ; > = 22 kv & < = 33 kv ; > 15 mva and < = 40 mva"},{"$f":"IFERROR(repcalc('Lives scenario - input'!$CX37:$GJ37,'Lives scenario - input'!$I37,'Lives scenario - input'!$G37,'Lives scenario - input'!$H37,20,TRUE,TRUE),\"\")","v":1.4890292868169587E-7},3.2178113826793718E-7,6.8452187735454229E-7,1.4334552690459259E-6,2.9549613283325955E-6,5.9964087200534115E-6,1.1978529851107684E-5,2.3555372791846435E-5,4.5598668426785743E-5,8.6894420536193025E-5,1.6300891392663735E-4,3.0103232678942957E-4,5.4726831933501281E-4,9.7943702841891554E-4,1.7256236993454844E-3,2.9930514289305023E-3,5.110776193687847E-3,8.5915471926786714E-3,1.4219237406151891E-2,2.3169240829503213E-2,{"$f":"IFERROR(IF(OR(D52=\"\",'Lives scenario - input'!$F37=\"\"),\"\",D52/'Lives scenario - input'!$F37),\"\")","v":2.1779393410243845E-10},{"$f":"IFERROR(IF(OR(E52=\"\",'Lives scenario - input'!$F37=\"\"),\"\",E52/'Lives scenario - input'!$F37),\"\")","v":4.7065548437362395E-10},{"$f":"IFERROR(IF(OR(F52=\"\",'Lives scenario - input'!$F37=\"\"),\"\",F52/'Lives scenario - input'!$F37),\"\")","v":1.0012208219686891E-9},{"$f":"IFERROR(IF(OR(G52=\"\",'Lives scenario - input'!$F37=\"\"),\"\",G52/'Lives scenario - input'!$F37),\"\")","v":2.0966536062749649E-9},{"$f":"IFERROR(IF(OR(H52=\"\",'Lives scenario - input'!$F37=\"\"),\"\",H52/'Lives scenario - input'!$F37),\"\")","v":4.3220953309378093E-9},{"$f":"IFERROR(IF(OR(I52=\"\",'Lives scenario - input'!$F37=\"\"),\"\",I52/'Lives scenario - input'!$F37),\"\")","v":8.7706901213363431E-9},{"$f":"IFERROR(IF(OR(J52=\"\",'Lives scenario - input'!$F37=\"\"),\"\",J52/'Lives scenario - input'!$F37),\"\")","v":1.7520482398389091E-8},{"$f":"IFERROR(IF(OR(K52=\"\",'Lives scenario - input'!$F37=\"\"),\"\",K52/'Lives scenario - input'!$F37),\"\")","v":3.4453434563079985E-8},{"$f":"IFERROR(IF(OR(L52=\"\",'Lives scenario - input'!$F37=\"\"),\"\",L52/'Lives scenario - input'!$F37),\"\")","v":6.6695218653030519E-8},{"$f":"IFERROR(IF(OR(M52=\"\",'Lives scenario - input'!$F37=\"\"),\"\",M52/'Lives scenario - input'!$F37),\"\")","v":1.2709674596518257E-7},{"$f":"IFERROR(IF(OR(N52=\"\",'Lives scenario - input'!$F37=\"\"),\"\",N52/'Lives scenario - input'!$F37),\"\")","v":2.384261543555006E-7},{"$f":"IFERROR(IF(OR(O52=\"\",'Lives scenario - input'!$F37=\"\"),\"\",O52/'Lives scenario - input'!$F37),\"\")","v":4.4030708679768351E-7},{"$f":"IFERROR(IF(OR(P52=\"\",'Lives scenario - input'!$F37=\"\"),\"\",P52/'Lives scenario - input'!$F37),\"\")","v":8.0046592322165555E-7},{"$f":"IFERROR(IF(OR(Q52=\"\",'Lives scenario - input'!$F37=\"\"),\"\",Q52/'Lives scenario - input'!$F37),\"\")","v":1.4325805779210276E-6},{"$f":"IFERROR(IF(OR(R52=\"\",'Lives scenario - input'!$F37=\"\"),\"\",R52/'Lives scenario - input'!$F37),\"\")","v":2.5239958514466483E-6},{"$f":"IFERROR(IF(OR(S52=\"\",'Lives scenario - input'!$F37=\"\"),\"\",S52/'Lives scenario - input'!$F37),\"\")","v":4.3778080891288141E-6},{"$f":"IFERROR(IF(OR(T52=\"\",'Lives scenario - input'!$F37=\"\"),\"\",T52/'Lives scenario - input'!$F37),\"\")","v":7.4753133695562515E-6},{"$f":"IFERROR(IF(OR(U52=\"\",'Lives scenario - input'!$F37=\"\"),\"\",U52/'Lives scenario - input'!$F37),\"\")","v":1.2566487977682519E-5},{"$f":"IFERROR(IF(OR(V52=\"\",'Lives scenario - input'!$F37=\"\"),\"\",V52/'Lives scenario - input'!$F37),\"\")","v":2.0797869337025738E-5},{"$f":"IFERROR(IF(OR(W52=\"\",'Lives scenario - input'!$F37=\"\"),\"\",W52/'Lives scenario - input'!$F37),\"\")","v":3.38886558854141E-5}]
[{"$f":"IFERROR('Lives scenario - input'!A38,\"\")","v":5},{"$f":"IFERROR('Lives scenario - input'!B38,\"\")","v":"TRANSFORMERS"},{"$f":"IFERROR('Lives scenario - input'!C38,\"\")","v":"ground outdoor / indoor chamber mounted ; > 33 kv & < = 66 kv ; < = 15 mva"},{"$f":"IFERROR(repcalc('Lives scenario - input'!$CX38:$GJ38,'Lives scenario - input'!$I38,'Lives scenario - input'!$G38,'Lives scenario - input'!$H38,20,TRUE,TRUE),\"\")","v":108.9068888330128},115.99941175524455,121.81791715035941,126.13798423204773,128.7906021046968,129.67310924241707,128.75570524125098,126.08296782178876,121.77028755063266,115.99561497688731,108.98734151273875,101.00945757211325,92.345316498898171,83.281367808959004,74.092115619346558,65.027332704228243,56.302254602439902,48.091134726765169,40.524203004564036,33.68777353877698,{"$f":"IFERROR(IF(OR(D53=\"\",'Lives scenario - input'!$F38=\"\"),\"\",D53/'Lives scenario - input'!$F38),\"\")","v":0.15929344022844938},{"$f":"IFERROR(IF(OR(E53=\"\",'Lives scenario - input'!$F38=\"\"),\"\",E53/'Lives scenario - input'!$F38),\"\")","v":0.16966736963078263},{"$f":"IFERROR(IF(OR(F53=\"\",'Lives scenario - input'!$F38=\"\"),\"\",F53/'Lives scenario - input'!$F38),\"\")","v":0.17817784818092081},{"$f":"IFERROR(IF(OR(G53=\"\",'Lives scenario - input'!$F38=\"\"),\"\",G53/'Lives scenario - input'!$F38),\"\")","v":0.18449662520993837},{"$f":"IFERROR(IF(OR(H53=\"\",'Lives scenario - input'!$F38=\"\"),\"\",H53/'Lives scenario - input'!$F38),\"\")","v":0.18837649572201984},{"$f":"IFERROR(IF(OR(I53=\"\",'Lives scenario - input'!$F38=\"\"),\"\",I53/'Lives scenario - input'!$F38),\"\")","v":0.18966730110173435},{"$f":"IFERROR(IF(OR(J53=\"\",'Lives scenario - input'!$F38=\"\"),\"\",J53/'Lives scenario - input'!$F38),\"\")","v":0.18832545357499836},{"$f":"IFERROR(IF(OR(K53=\"\",'Lives scenario - input'!$F38=\"\"),\"\",K53/'Lives scenario - input'!$F38),\"\")","v":0.18441615506380638},{"$f":"IFERROR(IF(OR(L53=\"\",'Lives scenario - input'!$F38=\"\"),\"\",L53/'Lives scenario - input'!$F38),\"\")","v":0.17810818240606965},{"$f":"IFERROR(IF(OR(M53=\"\",'Lives scenario - input'!$F38=\"\"),\"\",M53/'Lives scenario - input'!$F38),\"\")","v":0.16966181624575077},{"$f":"IFERROR(IF(OR(N53=\"\",'Lives scenario - input'!$F38=\"\"),\"\",N53/'Lives scenario - input'!$F38),\"\")","v":0.15941111491612495},{"$f":"IFERROR(IF(OR(O53=\"\",'Lives scenario - input'!$F38=\"\"),\"\",O53/'Lives scenario - input'!$F38),\"\")","v":0.14774220588508935},{"$f":"IFERROR(IF(OR(P53=\"\",'Lives scenario - input'!$F38=\"\"),\"\",P53/'Lives scenario - input'!$F38),\"\")","v":0.13506953794859899},{"$f":"IFERROR(IF(OR(Q53=\"\",'Lives scenario - input'!$F38=\"\"),\"\",Q53/'Lives scenario - input'!$F38),\"\")","v":0.12181208854070727},{"$f":"IFERROR(IF(OR(R53=\"\",'Lives scenario - input'!$F38=\"\"),\"\",R53/'Lives scenario - input'!$F38),\"\")","v":0.10837136307241657},{"$f":"IFERROR(IF(OR(S53=\"\",'Lives scenario - input'!$F38=\"\"),\"\",S53/'Lives scenario - input'!$F38),\"\")","v":9.5112693479097316E-2},{"$f":"IFERROR(IF(OR(T53=\"\",'Lives scenario - input'!$F38=\"\"),\"\",T53/'Lives scenario - input'!$F38),\"\")","v":8.2350895561732959E-2},{"$f":"IFERROR(IF(OR(U53=\"\",'Lives scenario - input'!$F38=\"\"),\"\",U53/'Lives scenario - input'!$F38),\"\")","v":7.0340842321391567E-2},{"$f":"IFERROR(IF(OR(V53=\"\",'Lives scenario - input'!$F38=\"\"),\"\",V53/'Lives scenario - input'!$F38),\"\")","v":5.9273015493178809E-2},{"$f":"IFERROR(IF(OR(W53=\"\",'Lives scenario - input'!$F38=\"\"),\"\",W53/'Lives scenario - input'!$F38),\"\")","v":4.9273663017376061E-2}]
[{"$f":"IFERROR('Lives scenario - input'!A39,\"\")","v":5},{"$f":"IFERROR('Lives scenario - input'!B39,\"\")","v":"TRANSFORMERS"},{"$f":"IFERROR('Lives scenario - input'!C39,\"\")","v":"ground outdoor / indoor chamber mounted ; > 33 kv & < = 66 kv ; > 15 mva and < = 40 mva"},{"$f":"IFERROR(repcalc('Lives scenario - input'!$CX39:$GJ39,'Lives scenario - input'!$I39,'Lives scenario - input'!$G39,'Lives scenario - input'!$H39,20,TRUE,TRUE),\"\")","v":4293.7841003747744},4728.8941998738055,5133.6039681245484,5494.1009819670326,5797.7643634630076,6033.9851464926278,6194.8706806193204,6275.7667054898184,6275.5478506828631,6196.6502286021505,6044.8455518828587,5828.7815662619751,5559.3354842322642,5248.8431090091435,4910.2749586203099,4556.4314873974236,4199.2229900993088,3849.0872794830207,3514.5815787001834,3202.1663155266338,{"$f":"IFERROR(IF(OR(D54=\"\",'Lives scenario - input'!$F39=\"\"),\"\",D54/'Lives scenario - input'!$F39),\"\")","v":1.0206847466805848},{"$f":"IFERROR(IF(OR(E54=\"\",'Lives scenario - input'!$F39=\"\"),\"\",E54/'Lives scenario - input'!$F39),\"\")","v":1.124115713702557},{"$f":"IFERROR(IF(OR(F54=\"\",'Lives scenario - input'!$F39=\"\"),\"\",F54/'Lives scenario - input'!$F39),\"\")","v":1.2203201519392428},{"$f":"IFERROR(IF(OR(G54=\"\",'Lives scenario - input'!$F39=\"\"),\"\",G54/'Lives scenario - input'!$F39),\"\")","v":1.3060146802740062},{"$f":"IFERROR(IF(OR(H54=\"\",'Lives scenario - input'!$F39=\"\"),\"\",H54/'Lives scenario - input'!$F39),\"\")","v":1.3781991623934813},{"$f":"IFERROR(IF(OR(I54=\"\",'Lives scenario - input'!$F39=\"\"),\"\",I54/'Lives scenario - input'!$F39),\"\")","v":1.4343517179135021},{"$f":"IFERROR(IF(OR(J54=\"\",'Lives scenario - input'!$F39=\"\"),\"\",J54/'Lives scenario - input'!$F39),\"\")","v":1.4725961677521284},{"$f":"IFERROR(IF(OR(K54=\"\",'Lives scenario - input'!$F39=\"\"),\"\",K54/'Lives scenario - input'!$F39),\"\")","v":1.4918261375694752},{"$f":"IFERROR(IF(OR(L54=\"\",'Lives scenario - input'!$F39=\"\"),\"\",L54/'Lives scenario - input'!$F39),\"\")","v":1.491774113117855},{"$f":"IFERROR(IF(OR(M54=\"\",'Lives scenario - input'!$F39=\"\"),\"\",M54/'Lives scenario - input'!$F39),\"\")","v":1.4730191879691676},{"$f":"IFERROR(IF(OR(N54=\"\",'Lives scenario - input'!$F39=\"\"),\"\",N54/'Lives scenario - input'!$F39),\"\")","v":1.4369333684728791},{"$f":"IFERROR(IF(OR(O54=\"\",'Lives scenario - input'!$F39=\"\"),\"\",O54/'Lives scenario - input'!$F39),\"\")","v":1.385572329055224},{"$f":"IFERROR(IF(OR(P54=\"\",'Lives scenario - input'!$F39=\"\"),\"\",P54/'Lives scenario - input'!$F39),\"\")","v":1.3215217155284362},{"$f":"IFERROR(IF(OR(Q54=\"\",'Lives scenario - input'!$F39=\"\"),\"\",Q54/'Lives scenario - input'!$F39),\"\")","v":1.2477138984741964},{"$f":"IFERROR(IF(OR(R54=\"\",'Lives scenario - input'!$F39=\"\"),\"\",R54/'Lives scenario - input'!$F39),\"\")","v":1.1672321279111217},{"$f":"IFERROR(IF(OR(S54=\"\",'Lives scenario - input'!$F39=\"\"),\"\",S54/'Lives scenario - input'!$F39),\"\")","v":1.0831192276471828},{"$f":"IFERROR(IF(OR(T54=\"\",'Lives scenario - input'!$F39=\"\"),\"\",T54/'Lives scenario - input'!$F39),\"\")","v":0.99820641972443336},{"$f":"IFERROR(IF(OR(U54=\"\",'Lives scenario - input'!$F39=\"\"),\"\",U54/'Lives scenario - input'!$F39),\"\")","v":0.91497489928934228},{"$f":"IFERROR(IF(OR(V54=\"\",'Lives scenario - input'!$F39=\"\"),\"\",V54/'Lives scenario - input'!$F39),\"\")","v":0.83545882244771874},{"$f":"IFERROR(IF(OR(W54=\"\",'Lives scenario - input'!$F39=\"\"),\"\",W54/'Lives scenario - input'!$F39),\"\")","v":0.76119391152133797}]
[{"$f":"IFERROR('Lives scenario - input'!A40,\"\")","v":""},{"$f":"IFERROR('Lives scenario - input'!B40,\"\")","v":"TRANSFORMERS"},{"$f":"IFERROR('Lives scenario - input'!C40,\"\")","v":"ground outdoor / indoor chamber mounted ; > 33 kv & < = 66 kv ; > 40 mva"},{"$f":"IFERROR(repcalc('Lives scenario - input'!$CX40:$GJ40,'Lives scenario - input'!$I40,'Lives scenario - input'!$G40,'Lives scenario - input'!$H40,20,TRUE,TRUE),\"\")","v":""},"","","","","","","","","","","","","","","","","","","",{"$f":"IFERROR(IF(OR(D55=\"\",'Lives scenario - input'!$F40=\"\"),\"\",D55/'Lives scenario - input'!$F40),\"\")","v":""},{"$f":"IFERROR(IF(OR(E55=\"\",'Lives scenario - input'!$F40=\"\"),\"\",E55/'Lives scenario - input'!$F40),\"\")","v":""},{"$f":"IFERROR(IF(OR(F55=\"\",'Lives scenario - input'!$F40=\"\"),\"\",F55/'Lives scenario - input'!$F40),\"\")","v":""},{"$f":"IFERROR(IF(OR(G55=\"\",'Lives scenario - input'!$F40=\"\"),\"\",G55/'Lives scenario - input'!$F40),\"\")","v":""},{"$f":"IFERROR(IF(OR(H55=\"\",'Lives scenario - input'!$F40=\"\"),\"\",H55/'Lives scenario - input'!$F40),\"\")","v":""},{"$f":"IFERROR(IF(OR(I55=\"\",'Lives scenario - input'!$F40=\"\"),\"\",I55/'Lives scenario - input'!$F40),\"\")","v":""},{"$f":"IFERROR(IF(OR(J55=\"\",'Lives scenario - input'!$F40=\"\"),\"\",J55/'Lives scenario - input'!$F40),\"\")","v":""},{"$f":"IFERROR(IF(OR(K55=\"\",'Lives scenario - input'!$F40=\"\"),\"\",K55/'Lives scenario - input'!$F40),\"\")","v":""},{"$f":"IFERROR(IF(OR(L55=\"\",'Lives scenario - input'!$F40=\"\"),\"\",L55/'Lives scenario - input'!$F40),\"\")","v":""},{"$f":"IFERROR(IF(OR(M55=\"\",'Lives scenario - input'!$F40=\"\"),\"\",M55/'Lives scenario - input'!$F40),\"\")","v":""},{"$f":"IFERROR(IF(OR(N55=\"\",'Lives scenario - input'!$F40=\"\"),\"\",N55/'Lives scenario - input'!$F40),\"\")","v":""},{"$f":"IFERROR(IF(OR(O55=\"\",'Lives scenario - input'!$F40=\"\"),\"\",O55/'Lives scenario - input'!$F40),\"\")","v":""},{"$f":"IFERROR(IF(OR(P55=\"\",'Lives scenario - input'!$F40=\"\"),\"\",P55/'Lives scenario - input'!$F40),\"\")","v":""},{"$f":"IFERROR(IF(OR(Q55=\"\",'Lives scenario - input'!$F40=\"\"),\"\",Q55/'Lives scenario - input'!$F40),\"\")","v":""},{"$f":"IFERROR(IF(OR(R55=\"\",'Lives scenario - input'!$F40=\"\"),\"\",R55/'Lives scenario - input'!$F40),\"\")","v":""},{"$f":"IFERROR(IF(OR(S55=\"\",'Lives scenario - input'!$F40=\"\"),\"\",S55/'Lives scenario - input'!$F40),\"\")","v":""},{"$f":"IFERROR(IF(OR(T55=\"\",'Lives scenario - input'!$F40=\"\"),\"\",T55/'Lives scenario - input'!$F40),\"\")","v":""},{"$f":"IFERROR(IF(OR(U55=\"\",'Lives scenario - input'!$F40=\"\"),\"\",U55/'Lives scenario - input'!$F40),\"\")","v":""},{"$f":"IFERROR(IF(OR(V55=\"\",'Lives scenario - input'!$F40=\"\"),\"\",V55/'Lives scenario - input'!$F40),\"\")","v":""},{"$f":"IFERROR(IF(OR(W55=\"\",'Lives scenario - input'!$F40=\"\"),\"\",W55/'Lives scenario - input'!$F40),\"\")","v":""}]
[{"$f":"IFERROR('Lives scenario - input'!A41,\"\")","v":5},{"$f":"IFERROR('Lives scenario - input'!B41,\"\")","v":"TRANSFORMERS"},{"$f":"IFERROR('Lives scenario - input'!C41,\"\")","v":"kiosk mounted ; < = 22 kv ; < = 60 kva ; single phase"},{"$f":"IFERROR(repcalc('Lives scenario - input'!$CX41:$GJ41,'Lives scenario - input'!$I41,'Lives scenario - input'!$G41,'Lives scenario - input'!$H41,20,TRUE,TRUE),\"\")","v":0.46050248339459776},0.64472378981140921,0.8790951918567198,1.1675769153150668,1.5107797849311717,1.9049127156621286,2.3410717152178182,2.8050761492986451,3.2779953032163194,3.7373998741080796,4.1592383316060868,4.5201074790620437,4.7995935528775302,4.9823312991905704,5.0594741281569293,5.0293787817864235,4.8974550535662189,4.6752775203788515,4.3791667203130471,4.0284993355084628,{"$f":"IFERROR(IF(OR(D56=\"\",'Lives scenario - input'!$F41=\"\"),\"\",D56/'Lives scenario - input'!$F41),\"\")","v":3.7650021810887474E-2},{"$f":"IFERROR(IF(OR(E56=\"\",'Lives scenario - input'!$F41=\"\"),\"\",E56/'Lives scenario - input'!$F41),\"\")","v":5.2711691301776706E-2},{"$f":"IFERROR(IF(OR(F56=\"\",'Lives scenario - input'!$F41=\"\"),\"\",F56/'Lives scenario - input'!$F41),\"\")","v":7.1873560601171976E-2},{"$f":"IFERROR(IF(OR(G56=\"\",'Lives scenario - input'!$F41=\"\"),\"\",G56/'Lives scenario - input'!$F41),\"\")","v":9.5459412082763762E-2},{"$f":"IFERROR(IF(OR(H56=\"\",'Lives scenario - input'!$F41=\"\"),\"\",H56/'Lives scenario - input'!$F41),\"\")","v":0.12351918590060265},{"$f":"IFERROR(IF(OR(I56=\"\",'Lives scenario - input'!$F41=\"\"),\"\",I56/'Lives scenario - input'!$F41),\"\")","v":0.15574292838516621},{"$f":"IFERROR(IF(OR(J56=\"\",'Lives scenario - input'!$F41=\"\"),\"\",J56/'Lives scenario - input'!$F41),\"\")","v":0.19140266191197833},{"$f":"IFERROR(IF(OR(K56=\"\",'Lives scenario - input'!$F41=\"\"),\"\",K56/'Lives scenario - input'!$F41),\"\")","v":0.2293389981825518},{"$f":"IFERROR(IF(OR(L56=\"\",'Lives scenario - input'!$F41=\"\"),\"\",L56/'Lives scenario - input'!$F41),\"\")","v":0.26800418914641833},{"$f":"IFERROR(IF(OR(M56=\"\",'Lives scenario - input'!$F41=\"\"),\"\",M56/'Lives scenario - input'!$F41),\"\")","v":0.30556444720755666},{"$f":"IFERROR(IF(OR(N56=\"\",'Lives scenario - input'!$F41=\"\"),\"\",N56/'Lives scenario - input'!$F41),\"\")","v":0.34005335377847273},{"$f":"IFERROR(IF(OR(O56=\"\",'Lives scenario - input'!$F41=\"\"),\"\",O56/'Lives scenario - input'!$F41),\"\")","v":0.36955749710564534},{"$f":"IFERROR(IF(OR(P56=\"\",'Lives scenario - input'!$F41=\"\"),\"\",P56/'Lives scenario - input'!$F41),\"\")","v":0.39240787718921083},{"$f":"IFERROR(IF(OR(Q56=\"\",'Lives scenario - input'!$F41=\"\"),\"\",Q56/'Lives scenario - input'!$F41),\"\")","v":0.4073482529362466},{"$f":"IFERROR(IF(OR(R56=\"\",'Lives scenario - input'!$F41=\"\"),\"\",R56/'Lives scenario - input'!$F41),\"\")","v":0.4136553398638283},{"$f":"IFERROR(IF(OR(S56=\"\",'Lives scenario - input'!$F41=\"\"),\"\",S56/'Lives scenario - input'!$F41),\"\")","v":0.4111947875582182},{"$f":"IFERROR(IF(OR(T56=\"\",'Lives scenario - input'!$F41=\"\"),\"\",T56/'Lives scenario - input'!$F41),\"\")","v":0.40040889296705223},{"$f":"IFERROR(IF(OR(U56=\"\",'Lives scenario - input'!$F41=\"\"),\"\",U56/'Lives scenario - input'!$F41),\"\")","v":0.38224397687641365},{"$f":"IFERROR(IF(OR(V56=\"\",'Lives scenario - input'!$F41=\"\"),\"\",V56/'Lives scenario - input'!$F41),\"\")","v":0.35803438304591995},{"$f":"IFERROR(IF(OR(W56=\"\",'Lives scenario - input'!$F41=\"\"),\"\",W56/'Lives scenario - input'!$F41),\"\")","v":0.32936432118450248}]
[{"$f":"IFERROR('Lives scenario - input'!A42,\"\")","v":5},{"$f":"IFERROR('Lives scenario - input'!B42,\"\")","v":"TRANSFORMERS"},{"$f":"IFERROR('Lives scenario - input'!C42,\"\")","v":"kiosk mounted ; < = 22 kv ; > 60 kva and < = 600 kva ; multiple phase"},{"$f":"IFERROR(repcalc('Lives scenario - input'!$CX42:$GJ42,'Lives scenario - input'!$I42,'Lives scenario - input'!$G42,'Lives scenario - input'!$H42,20,TRUE,TRUE),\"\")","v":30.814136982619349},33.567076014299992,36.648440382365322,40.202855414925274,44.399556073941667,49.426274051252456,55.48148670556202,62.765630073069609,71.471969497400934,81.777834117103822,93.836855876214159,107.77271929210907,123.67474186513682,141.59538947444545,161.54961313877325,183.51570202181705,207.4372110449616,233.22546452443095,260.76217583180454,289.90185919502028,{"$f":"IFERROR(IF(OR(D57=\"\",'Lives scenario - input'!$F42=\"\"),\"\",D57/'Lives scenario - input'!$F42),\"\")","v":1.2992034770701806},{"$f":"IFERROR(IF(OR(E57=\"\",'Lives scenario - input'!$F42=\"\"),\"\",E57/'Lives scenario - input'!$F42),\"\")","v":1.415274485780861},{"$f":"IFERROR(IF(OR(F57=\"\",'Lives scenario - input'!$F42=\"\"),\"\",F57/'Lives scenario - input'!$F42),\"\")","v":1.54519275359958},{"$f":"IFERROR(IF(OR(G57=\"\",'Lives scenario - input'!$F42=\"\"),\"\",G57/'Lives scenario - input'!$F42),\"\")","v":1.695056057311676},{"$f":"IFERROR(IF(OR(H57=\"\",'Lives scenario - input'!$F42=\"\"),\"\",H57/'Lives scenario - input'!$F42),\"\")","v":1.8719997793277172},{"$f":"IFERROR(IF(OR(I57=\"\",'Lives scenario - input'!$F42=\"\"),\"\",I57/'Lives scenario - input'!$F42),\"\")","v":2.083939171888249},{"$f":"IFERROR(IF(OR(J57=\"\",'Lives scenario - input'!$F42=\"\"),\"\",J57/'Lives scenario - input'!$F42),\"\")","v":2.3392425522592677},{"$f":"IFERROR(IF(OR(K57=\"\",'Lives scenario - input'!$F42=\"\"),\"\",K57/'Lives scenario - input'!$F42),\"\")","v":2.6463608206008886},{"$f":"IFERROR(IF(OR(L57=\"\",'Lives scenario - input'!$F42=\"\"),\"\",L57/'Lives scenario - input'!$F42),\"\")","v":3.0134425421829198},{"$f":"IFERROR(IF(OR(M57=\"\",'Lives scenario - input'!$F42=\"\"),\"\",M57/'Lives scenario - input'!$F42),\"\")","v":3.4479643707736352},{"$f":"IFERROR(IF(OR(N57=\"\",'Lives scenario - input'!$F42=\"\"),\"\",N57/'Lives scenario - input'!$F42),\"\")","v":3.9564038253116003},{"$f":"IFERROR(IF(OR(O57=\"\",'Lives scenario - input'!$F42=\"\"),\"\",O57/'Lives scenario - input'!$F42),\"\")","v":4.5439757640005913},{"$f":"IFERROR(IF(OR(P57=\"\",'Lives scenario - input'!$F42=\"\"),\"\",P57/'Lives scenario - input'!$F42),\"\")","v":5.2144460429825852},{"$f":"IFERROR(IF(OR(Q57=\"\",'Lives scenario - input'!$F42=\"\"),\"\",Q57/'Lives scenario - input'!$F42),\"\")","v":5.9700267590187241},{"$f":"IFERROR(IF(OR(R57=\"\",'Lives scenario - input'!$F42=\"\"),\"\",R57/'Lives scenario - input'!$F42),\"\")","v":6.8113482856139189},{"$f":"IFERROR(IF(OR(S57=\"\",'Lives scenario - input'!$F42=\"\"),\"\",S57/'Lives scenario - input'!$F42),\"\")","v":7.7374952379228592},{"$f":"IFERROR(IF(OR(T57=\"\",'Lives scenario - input'!$F42=\"\"),\"\",T57/'Lives scenario - input'!$F42),\"\")","v":8.7460877458735151},{"$f":"IFERROR(IF(OR(U57=\"\",'Lives scenario - input'!$F42=\"\"),\"\",U57/'Lives scenario - input'!$F42),\"\")","v":9.833387013965682},{"$f":"IFERROR(IF(OR(V57=\"\",'Lives scenario - input'!$F42=\"\"),\"\",V57/'Lives scenario - input'!$F42),\"\")","v":10.994405772913783},{"$f":"IFERROR(IF(OR(W57=\"\",'Lives scenario - input'!$F42=\"\"),\"\",W57/'Lives scenario - input'!$F42),\"\")","v":12.223009967396592}]
[{"$f":"IFERROR('Lives scenario - input'!A43,\"\")","v":5},{"$f":"IFERROR('Lives scenario - input'!B43,\"\")","v":"TRANSFORMERS"},{"$f":"IFERROR('Lives scenario - input'!C43,\"\")","v":"kiosk mounted ; < = 22 kv ; > 600 kva ; multiple phase"},{"$f":"IFERROR(repcalc('Lives scenario - input'!$CX43:$GJ43,'Lives scenario - input'!$I43,'Lives scenario - input'!$G43,'Lives scenario - input'!$H43,20,TRUE,TRUE),\"\")","v":12.582127767555875},13.287984809437459,14.088485527976157,15.029359582022913,16.161265019004972,17.540369079430103,19.229506822795734,21.299663047138193,23.831411611980158,26.915904109108027,30.655032420978397,35.160487069978032,40.551573649137751,46.951805355893441,54.484433107702053,63.267183108119276,73.406529998799527,84.991835827937209,98.089634200758667,112.73824738919681,{"$f":"IFERROR(IF(OR(D58=\"\",'Lives scenario - input'!$F43=\"\"),\"\",D58/'Lives scenario - input'!$F43),\"\")","v":0.58734025314095772},{"$f":"IFERROR(IF(OR(E58=\"\",'Lives scenario - input'!$F43=\"\"),\"\",E58/'Lives scenario - input'!$F43),\"\")","v":0.62029002612999729},{"$f":"IFERROR(IF(OR(F58=\"\",'Lives scenario - input'!$F43=\"\"),\"\",F58/'Lives scenario - input'!$F43),\"\")","v":0.65765781505663679},{"$f":"IFERROR(IF(OR(G58=\"\",'Lives scenario - input'!$F43=\"\"),\"\",G58/'Lives scenario - input'!$F43),\"\")","v":0.7015783041254684},{"$f":"IFERROR(IF(OR(H58=\"\",'Lives scenario - input'!$F43=\"\"),\"\",H58/'Lives scenario - input'!$F43),\"\")","v":0.75441623727720042},{"$f":"IFERROR(IF(OR(I58=\"\",'Lives scenario - input'!$F43=\"\"),\"\",I58/'Lives scenario - input'!$F43),\"\")","v":0.81879353044429759},{"$f":"IFERROR(IF(OR(J58=\"\",'Lives scenario - input'!$F43=\"\"),\"\",J58/'Lives scenario - input'!$F43),\"\")","v":0.89764335680963858},{"$f":"IFERROR(IF(OR(K58=\"\",'Lives scenario - input'!$F43=\"\"),\"\",K58/'Lives scenario - input'!$F43),\"\")","v":0.99427932358005222},{"$f":"IFERROR(IF(OR(L58=\"\",'Lives scenario - input'!$F43=\"\"),\"\",L58/'Lives scenario - input'!$F43),\"\")","v":1.1124626603283796},{"$f":"IFERROR(IF(OR(M58=\"\",'Lives scenario - input'!$F43=\"\"),\"\",M58/'Lives scenario - input'!$F43),\"\")","v":1.2564483706583889},{"$f":"IFERROR(IF(OR(N58=\"\",'Lives scenario - input'!$F43=\"\"),\"\",N58/'Lives scenario - input'!$F43),\"\")","v":1.4309928205155433},{"$f":"IFERROR(IF(OR(O58=\"\",'Lives scenario - input'!$F43=\"\"),\"\",O58/'Lives scenario - input'!$F43),\"\")","v":1.6413097814418263},{"$f":"IFERROR(IF(OR(P58=\"\",'Lives scenario - input'!$F43=\"\"),\"\",P58/'Lives scenario - input'!$F43),\"\")","v":1.8929685004283983},{"$f":"IFERROR(IF(OR(Q58=\"\",'Lives scenario - input'!$F43=\"\"),\"\",Q58/'Lives scenario - input'!$F43),\"\")","v":2.1917346376234024},{"$f":"IFERROR(IF(OR(R58=\"\",'Lives scenario - input'!$F43=\"\"),\"\",R58/'Lives scenario - input'!$F43),\"\")","v":2.5433616098094665},{"$f":"IFERROR(IF(OR(S58=\"\",'Lives scenario - input'!$F43=\"\"),\"\",S58/'Lives scenario - input'!$F43),\"\")","v":2.9533449372574956},{"$f":"IFERROR(IF(OR(T58=\"\",'Lives scenario - input'!$F43=\"\"),\"\",T58/'Lives scenario - input'!$F43),\"\")","v":3.4266549114903313},{"$f":"IFERROR(IF(OR(U58=\"\",'Lives scenario - input'!$F43=\"\"),\"\",U58/'Lives scenario - input'!$F43),\"\")","v":3.9674629992882622},{"$f":"IFERROR(IF(OR(V58=\"\",'Lives scenario - input'!$F43=\"\"),\"\",V58/'Lives scenario - input'!$F43),\"\")","v":4.5788750238679921},{"$f":"IFERROR(IF(OR(W58=\"\",'Lives scenario - input'!$F43=\"\"),\"\",W58/'Lives scenario - input'!$F43),\"\")","v":5.2626798887690374}]
[{"$f":"IFERROR('Lives scenario - input'!A44,\"\")","v":5},{"$f":"IFERROR('Lives scenario - input'!B44,\"\")","v":"TRANSFORMERS"},{"$f":"IFERROR('Lives scenario - input'!C44,\"\")","v":"pole mounted ; < = 22 kv ; < = 60 kva ; multiple phase"},{"$f":"IFERROR(repcalc('Lives scenario - input'!$CX44:$GJ44,'Lives scenario - input'!$I44,'Lives scenario - input'!$G44,'Lives scenario - input'!$H44,20,TRUE,TRUE),\"\")","v":27.018966068048599},28.865905011128206,30.72841798042348,32.621435015987494,34.565040648419526,36.583998818906977,38.706862981786259,40.964586183085288,43.388591445271175,46.008338392837231,48.848517310641249,51.926099422236277,55.24755116814692,58.806560578146808,62.582610950571933,66.540665806808462,70.632105608025256,74.796898015383533,78.966814680293993,83.069357366599988,{"$f":"IFERROR(IF(OR(D59=\"\",'Lives scenario - input'!$F44=\"\"),\"\",D59/'Lives scenario - input'!$F44),\"\")","v":1.2470837919492543},{"$f":"IFERROR(IF(OR(E59=\"\",'Lives scenario - input'!$F44=\"\"),\"\",E59/'Lives scenario - input'!$F44),\"\")","v":1.3323308593179137},{"$f":"IFERROR(IF(OR(F59=\"\",'Lives scenario - input'!$F44=\"\"),\"\",F59/'Lives scenario - input'!$F44),\"\")","v":1.4182967593621107},{"$f":"IFERROR(IF(OR(G59=\"\",'Lives scenario - input'!$F44=\"\"),\"\",G59/'Lives scenario - input'!$F44),\"\")","v":1.5056706010180068},{"$f":"IFERROR(IF(OR(H59=\"\",'Lives scenario - input'!$F44=\"\"),\"\",H59/'Lives scenario - input'!$F44),\"\")","v":1.5953794031995081},{"$f":"IFERROR(IF(OR(I59=\"\",'Lives scenario - input'!$F44=\"\"),\"\",I59/'Lives scenario - input'!$F44),\"\")","v":1.6885661670711229},{"$f":"IFERROR(IF(OR(J59=\"\",'Lives scenario - input'!$F44=\"\"),\"\",J59/'Lives scenario - input'!$F44),\"\")","v":1.786548802060526},{"$f":"IFERROR(IF(OR(K59=\"\",'Lives scenario - input'!$F44=\"\"),\"\",K59/'Lives scenario - input'!$F44),\"\")","v":1.8907559728292613},{"$f":"IFERROR(IF(OR(L59=\"\",'Lives scenario - input'!$F44=\"\"),\"\",L59/'Lives scenario - input'!$F44),\"\")","v":2.002638036208678},{"$f":"IFERROR(IF(OR(M59=\"\",'Lives scenario - input'!$F44=\"\"),\"\",M59/'Lives scenario - input'!$F44),\"\")","v":2.1235547266952772},{"$f":"IFERROR(IF(OR(N59=\"\",'Lives scenario - input'!$F44=\"\"),\"\",N59/'Lives scenario - input'!$F44),\"\")","v":2.254645645781848},{"$f":"IFERROR(IF(OR(O59=\"\",'Lives scenario - input'!$F44=\"\"),\"\",O59/'Lives scenario - input'!$F44),\"\")","v":2.3966941149977656},{"$f":"IFERROR(IF(OR(P59=\"\",'Lives scenario - input'!$F44=\"\"),\"\",P59/'Lives scenario - input'!$F44),\"\")","v":2.5499985985088873},{"$f":"IFERROR(IF(OR(Q59=\"\",'Lives scenario - input'!$F44=\"\"),\"\",Q59/'Lives scenario - input'!$F44),\"\")","v":2.7142677618598259},{"$f":"IFERROR(IF(OR(R59=\"\",'Lives scenario - input'!$F44=\"\"),\"\",R59/'Lives scenario - input'!$F44),\"\")","v":2.8885546389066876},{"$f":"IFERROR(IF(OR(S59=\"\",'Lives scenario - input'!$F44=\"\"),\"\",S59/'Lives scenario - input'!$F44),\"\")","v":3.0712420906184588},{"$f":"IFERROR(IF(OR(T59=\"\",'Lives scenario - input'!$F44=\"\"),\"\",T59/'Lives scenario - input'!$F44),\"\")","v":3.2600860400494986},{"$f":"IFERROR(IF(OR(U59=\"\",'Lives scenario - input'!$F44=\"\"),\"\",U59/'Lives scenario - input'!$F44),\"\")","v":3.452315642580138},{"$f":"IFERROR(IF(OR(V59=\"\",'Lives scenario - input'!$F44=\"\"),\"\",V59/'Lives scenario - input'!$F44),\"\")","v":3.6447817596584851},{"$f":"IFERROR(IF(OR(W59=\"\",'Lives scenario - input'!$F44=\"\"),\"\",W59/'Lives scenario - input'!$F44),\"\")","v":3.834138172371937}]
[{"$f":"IFERROR('Lives scenario - input'!A45,\"\")","v":5},{"$f":"IFERROR('Lives scenario - input'!B45,\"\")","v":"TRANSFORMERS"},{"$f":"IFERROR('Lives scenario - input'!C45,\"\")","v":"pole mounted ; < = 22 kv ; < = 60 kva ; single phase"},{"$f":"IFERROR(repcalc('Lives scenario - input'!$CX45:$GJ45,'Lives scenario - input'!$I45,'Lives scenario - input'!$G45,'Lives scenario - input'!$H45,20,TRUE,TRUE),\"\")","v":34.8020501055531},39.062290505979092,43.713235228567768,48.781807352505069,54.289746216537104,60.249860036216987,66.661849851412526,73.507998084048026,80.74911124835559,88.321179971065945,96.133252457321163,104.06699396854788,111.9783147085947,119.70129090002638,127.05438919464044,133.84875466407351,139.89806834370484,145.02925732435477,149.09318336766856,151.97437246211319,{"$f":"IFERROR(IF(OR(D60=\"\",'Lives scenario - input'!$F45=\"\"),\"\",D60/'Lives scenario - input'!$F45),\"\")","v":5.8928238143951317},{"$f":"IFERROR(IF(OR(E60=\"\",'Lives scenario - input'!$F45=\"\"),\"\",E60/'Lives scenario - input'!$F45),\"\")","v":6.6141849414131277},{"$f":"IFERROR(IF(OR(F60=\"\",'Lives scenario - input'!$F45=\"\"),\"\",F60/'Lives scenario - input'!$F45),\"\")","v":7.4017017037182526},{"$f":"IFERROR(IF(OR(G60=\"\",'Lives scenario - input'!$F45=\"\"),\"\",G60/'Lives scenario - input'!$F45),\"\")","v":8.2599328259173213},{"$f":"IFERROR(IF(OR(H60=\"\",'Lives scenario - input'!$F45=\"\"),\"\",H60/'Lives scenario - input'!$F45),\"\")","v":9.192559300730121},{"$f":"IFERROR(IF(OR(I60=\"\",'Lives scenario - input'!$F45=\"\"),\"\",I60/'Lives scenario - input'!$F45),\"\")","v":10.201749866992509},{"$f":"IFERROR(IF(OR(J60=\"\",'Lives scenario - input'!$F45=\"\"),\"\",J60/'Lives scenario - input'!$F45),\"\")","v":11.287453903566329},{"$f":"IFERROR(IF(OR(K60=\"\",'Lives scenario - input'!$F45=\"\"),\"\",K60/'Lives scenario - input'!$F45),\"\")","v":12.446671398506846},{"$f":"IFERROR(IF(OR(L60=\"\",'Lives scenario - input'!$F45=\"\"),\"\",L60/'Lives scenario - input'!$F45),\"\")","v":13.67276595236053},{"$f":"IFERROR(IF(OR(M60=\"\",'Lives scenario - input'!$F45=\"\"),\"\",M60/'Lives scenario - input'!$F45),\"\")","v":14.954899239281588},{"$f":"IFERROR(IF(OR(N60=\"\",'Lives scenario - input'!$F45=\"\"),\"\",N60/'Lives scenario - input'!$F45),\"\")","v":16.277670933683588},{"$f":"IFERROR(IF(OR(O60=\"\",'Lives scenario - input'!$F45=\"\"),\"\",O60/'Lives scenario - input'!$F45),\"\")","v":17.621044119252105},{"$f":"IFERROR(IF(OR(P60=\"\",'Lives scenario - input'!$F45=\"\"),\"\",P60/'Lives scenario - input'!$F45),\"\")","v":18.960620929206389},{"$f":"IFERROR(IF(OR(Q60=\"\",'Lives scenario - input'!$F45=\"\"),\"\",Q60/'Lives scenario - input'!$F45),\"\")","v":20.268306478788812},{"$f":"IFERROR(IF(OR(R60=\"\",'Lives scenario - input'!$F45=\"\"),\"\",R60/'Lives scenario - input'!$F45),\"\")","v":21.513362807616293},{"$f":"IFERROR(IF(OR(S60=\"\",'Lives scenario - input'!$F45=\"\"),\"\",S60/'Lives scenario - input'!$F45),\"\")","v":22.66381223575474},{"$f":"IFERROR(IF(OR(T60=\"\",'Lives scenario - input'!$F45=\"\"),\"\",T60/'Lives scenario - input'!$F45),\"\")","v":23.688106482902832},{"$f":"IFERROR(IF(OR(U60=\"\",'Lives scenario - input'!$F45=\"\"),\"\",U60/'Lives scenario - input'!$F45),\"\")","v":24.556940144414948},{"$f":"IFERROR(IF(OR(V60=\"\",'Lives scenario - input'!$F45=\"\"),\"\",V60/'Lives scenario - input'!$F45),\"\")","v":25.245060530867665},{"$f":"IFERROR(IF(OR(W60=\"\",'Lives scenario - input'!$F45=\"\"),\"\",W60/'Lives scenario - input'!$F45),\"\")","v":25.732915115813793}]
[{"$f":"IFERROR('Lives scenario - input'!A46,\"\")","v":5},{"$f":"IFERROR('Lives scenario - input'!B46,\"\")","v":"TRANSFORMERS"},{"$f":"IFERROR('Lives scenario - input'!C46,\"\")","v":"pole mounted ; < = 22 kv ; > 60 kva and < = 600 kva ; multiple phase"},{"$f":"IFERROR(repcalc('Lives scenario - input'!$CX46:$GJ46,'Lives scenario - input'!$I46,'Lives scenario - input'!$G46,'Lives scenario - input'!$H46,20,TRUE,TRUE),\"\")","v":384.76190529454595},404.33848949733573,424.6637169384328,445.03254416795386,464.97273762639793,484.20139691357184,502.59221946146374,520.14791478257951,536.97358054100414,553.24857703769169,569.19621503567964,585.05217906426492,601.03386290615038,617.31356285542211,633.99867990203143,651.1217090136081,668.64189373546742,686.4591148768485,704.43903787361774,722.44697913250968,{"$f":"IFERROR(IF(OR(D61=\"\",'Lives scenario - input'!$F46=\"\"),\"\",D61/'Lives scenario - input'!$F46),\"\")","v":18.906901645210944},{"$f":"IFERROR(IF(OR(E61=\"\",'Lives scenario - input'!$F46=\"\"),\"\",E61/'Lives scenario - input'!$F46),\"\")","v":19.868879811391377},{"$f":"IFERROR(IF(OR(F61=\"\",'Lives scenario - input'!$F46=\"\"),\"\",F61/'Lives scenario - input'!$F46),\"\")","v":20.867645725733084},{"$f":"IFERROR(IF(OR(G61=\"\",'Lives scenario - input'!$F46=\"\"),\"\",G61/'Lives scenario - input'!$F46),\"\")","v":21.868554099866525},{"$f":"IFERROR(IF(OR(H61=\"\",'Lives scenario - input'!$F46=\"\"),\"\",H61/'Lives scenario - input'!$F46),\"\")","v":22.848399742892621},{"$f":"IFERROR(IF(OR(I61=\"\",'Lives scenario - input'!$F46=\"\"),\"\",I61/'Lives scenario - input'!$F46),\"\")","v":23.793281148533751},{"$f":"IFERROR(IF(OR(J61=\"\",'Lives scenario - input'!$F46=\"\"),\"\",J61/'Lives scenario - input'!$F46),\"\")","v":24.696991906544824},{"$f":"IFERROR(IF(OR(K61=\"\",'Lives scenario - input'!$F46=\"\"),\"\",K61/'Lives scenario - input'!$F46),\"\")","v":25.559665160269173},{"$f":"IFERROR(IF(OR(L61=\"\",'Lives scenario - input'!$F46=\"\"),\"\",L61/'Lives scenario - input'!$F46),\"\")","v":26.386465327417213},{"$f":"IFERROR(IF(OR(M61=\"\",'Lives scenario - input'!$F46=\"\"),\"\",M61/'Lives scenario - input'!$F46),\"\")","v":27.18620603408479},{"$f":"IFERROR(IF(OR(N61=\"\",'Lives scenario - input'!$F46=\"\"),\"\",N61/'Lives scenario - input'!$F46),\"\")","v":27.969860597991175},{"$f":"IFERROR(IF(OR(O61=\"\",'Lives scenario - input'!$F46=\"\"),\"\",O61/'Lives scenario - input'!$F46),\"\")","v":28.749010374133825},{"$f":"IFERROR(IF(OR(P61=\"\",'Lives scenario - input'!$F46=\"\"),\"\",P61/'Lives scenario - input'!$F46),\"\")","v":29.534337924406948},{"$f":"IFERROR(IF(OR(Q61=\"\",'Lives scenario - input'!$F46=\"\"),\"\",Q61/'Lives scenario - input'!$F46),\"\")","v":30.334309755087009},{"$f":"IFERROR(IF(OR(R61=\"\",'Lives scenario - input'!$F46=\"\"),\"\",R61/'Lives scenario - input'!$F46),\"\")","v":31.154203467531275},{"$f":"IFERROR(IF(OR(S61=\"\",'Lives scenario - input'!$F46=\"\"),\"\",S61/'Lives scenario - input'!$F46),\"\")","v":31.995615839249389},{"$f":"IFERROR(IF(OR(T61=\"\",'Lives scenario - input'!$F46=\"\"),\"\",T61/'Lives scenario - input'!$F46),\"\")","v":32.85654412966457},{"$f":"IFERROR(IF(OR(U61=\"\",'Lives scenario - input'!$F46=\"\"),\"\",U61/'Lives scenario - input'!$F46),\"\")","v":33.732068559384771},{"$f":"IFERROR(IF(OR(V61=\"\",'Lives scenario - input'!$F46=\"\"),\"\",V61/'Lives scenario - input'!$F46),\"\")","v":34.615588032104256},{"$f":"IFERROR(IF(OR(W61=\"\",'Lives scenario - input'!$F46=\"\"),\"\",W61/'Lives scenario - input'!$F46),\"\")","v":35.500484300496431}]
[{"$f":"IFERROR('Lives scenario - input'!A47,\"\")","v":5},{"$f":"IFERROR('Lives scenario - input'!B47,\"\")","v":"TRANSFORMERS"},{"$f":"IFERROR('Lives scenario - input'!C47,\"\")","v":"pole mounted ; < = 22 kv ; > 60 kva and < = 600 kva ; single phase"},{"$f":"IFERROR(repcalc('Lives scenario - input'!$CX47:$GJ47,'Lives scenario - input'!$I47,'Lives scenario - input'!$G47,'Lives scenario - input'!$H47,20,TRUE,TRUE),\"\")","v":2.439341933855963},2.2550621870229639,2.0511570202968219,1.8418722709866473,1.6416159719004735,1.4641787881264172,1.322178665809794,1.2267627123722933,1.1875561072203653,1.212811708556939,1.309689587392332,1.4845846533135241,1.7434219523053973,2.0918505950121515,2.5352855212926815,3.0787685903636,3.7266446086840972,4.4820722080730278,5.3464124223643914,6.3185575154871731,{"$f":"IFERROR(IF(OR(D62=\"\",'Lives scenario - input'!$F47=\"\"),\"\",D62/'Lives scenario - input'!$F47),\"\")","v":0.15776492324106081},{"$f":"IFERROR(IF(OR(E62=\"\",'Lives scenario - input'!$F47=\"\"),\"\",E62/'Lives scenario - input'!$F47),\"\")","v":0.14584659407593487},{"$f":"IFERROR(IF(OR(F62=\"\",'Lives scenario - input'!$F47=\"\"),\"\",F62/'Lives scenario - input'!$F47),\"\")","v":0.13265898698792217},{"$f":"IFERROR(IF(OR(G62=\"\",'Lives scenario - input'!$F47=\"\"),\"\",G62/'Lives scenario - input'!$F47),\"\")","v":0.11912345432963189},{"$f":"IFERROR(IF(OR(H62=\"\",'Lives scenario - input'!$F47=\"\"),\"\",H62/'Lives scenario - input'!$F47),\"\")","v":0.10617183847972594},{"$f":"IFERROR(IF(OR(I62=\"\",'Lives scenario - input'!$F47=\"\"),\"\",I62/'Lives scenario - input'!$F47),\"\")","v":9.46960534371699E-2},{"$f":"IFERROR(IF(OR(J62=\"\",'Lives scenario - input'!$F47=\"\"),\"\",J62/'Lives scenario - input'!$F47),\"\")","v":8.551216737077881E-2},{"$f":"IFERROR(IF(OR(K62=\"\",'Lives scenario - input'!$F47=\"\"),\"\",K62/'Lives scenario - input'!$F47),\"\")","v":7.9341121663281527E-2},{"$f":"IFERROR(IF(OR(L62=\"\",'Lives scenario - input'!$F47=\"\"),\"\",L62/'Lives scenario - input'!$F47),\"\")","v":7.6805426701255869E-2},{"$f":"IFERROR(IF(OR(M62=\"\",'Lives scenario - input'!$F47=\"\"),\"\",M62/'Lives scenario - input'!$F47),\"\")","v":7.8438837725340146E-2},{"$f":"IFERROR(IF(OR(N62=\"\",'Lives scenario - input'!$F47=\"\"),\"\",N62/'Lives scenario - input'!$F47),\"\")","v":8.4704433747814389E-2},{"$f":"IFERROR(IF(OR(O62=\"\",'Lives scenario - input'!$F47=\"\"),\"\",O62/'Lives scenario - input'!$F47),\"\")","v":9.6015806814189267E-2},{"$f":"IFERROR(IF(OR(P62=\"\",'Lives scenario - input'!$F47=\"\"),\"\",P62/'Lives scenario - input'!$F47),\"\")","v":0.11275616044834592},{"$f":"IFERROR(IF(OR(Q62=\"\",'Lives scenario - input'!$F47=\"\"),\"\",Q62/'Lives scenario - input'!$F47),\"\")","v":0.13529085200129484},{"$f":"IFERROR(IF(OR(R62=\"\",'Lives scenario - input'!$F47=\"\"),\"\",R62/'Lives scenario - input'!$F47),\"\")","v":0.16397009378207594},{"$f":"IFERROR(IF(OR(S62=\"\",'Lives scenario - input'!$F47=\"\"),\"\",S62/'Lives scenario - input'!$F47),\"\")","v":0.19911996903521562},{"$f":"IFERROR(IF(OR(T62=\"\",'Lives scenario - input'!$F47=\"\"),\"\",T62/'Lives scenario - input'!$F47),\"\")","v":0.2410214789799435},{"$f":"IFERROR(IF(OR(U62=\"\",'Lives scenario - input'!$F47=\"\"),\"\",U62/'Lives scenario - input'!$F47),\"\")","v":0.2898789087554326},{"$f":"IFERROR(IF(OR(V62=\"\",'Lives scenario - input'!$F47=\"\"),\"\",V62/'Lives scenario - input'!$F47),\"\")","v":0.34578028349476048},{"$f":"IFERROR(IF(OR(W62=\"\",'Lives scenario - input'!$F47=\"\"),\"\",W62/'Lives scenario - input'!$F47),\"\")","v":0.40865396014789418}]
[{"$f":"IFERROR('Lives scenario - input'!A48,\"\")","v":5},{"$f":"IFERROR('Lives scenario - input'!B48,\"\")","v":"TRANSFORMERS"},{"$f":"IFERROR('Lives scenario - input'!C48,\"\")","v":"pole mounted ; < = 22 kv ; > 600 kva ; multiple phase"},{"$f":"IFERROR(repcalc('Lives scenario - input'!$CX48:$GJ48,'Lives scenario - input'!$I48,'Lives scenario - input'!$G48,'Lives scenario - input'!$H48,20,TRUE,TRUE),\"\")","v":1.7598393463172797},1.7920293269208725,1.7922760198807728,1.7605662316614916,1.6985859725364192,1.6095719333142977,1.4980314788715319,1.3693648679790962,1.2294337229587768,1.0841235374043203,0.9389450450287532,0.79871054256970042,0.66730861020608767,0.54758641270204944,0.44133519800184301,0.34936362571306701,0.27163635123036645,0.20745226136395148,0.15563757236848297,0.11473278965681331,{"$f":"IFERROR(IF(OR(D63=\"\",'Lives scenario - input'!$F48=\"\"),\"\",D63/'Lives scenario - input'!$F48),\"\")","v":8.6477140731283236E-2},{"$f":"IFERROR(IF(OR(E63=\"\",'Lives scenario - input'!$F48=\"\"),\"\",E63/'Lives scenario - input'!$F48),\"\")","v":8.8058931414972327E-2},{"$f":"IFERROR(IF(OR(F63=\"\",'Lives scenario - input'!$F48=\"\"),\"\",F63/'Lives scenario - input'!$F48),\"\")","v":8.8071053715712652E-2},{"$f":"IFERROR(IF(OR(G63=\"\",'Lives scenario - input'!$F48=\"\"),\"\",G63/'Lives scenario - input'!$F48),\"\")","v":8.6512859313401816E-2},{"$f":"IFERROR(IF(OR(H63=\"\",'Lives scenario - input'!$F48=\"\"),\"\",H63/'Lives scenario - input'!$F48),\"\")","v":8.3467197445381516E-2},{"$f":"IFERROR(IF(OR(I63=\"\",'Lives scenario - input'!$F48=\"\"),\"\",I63/'Lives scenario - input'!$F48),\"\")","v":7.9093116587955592E-2},{"$f":"IFERROR(IF(OR(J63=\"\",'Lives scenario - input'!$F48=\"\"),\"\",J63/'Lives scenario - input'!$F48),\"\")","v":7.3612105155711302E-2},{"$f":"IFERROR(IF(OR(K63=\"\",'Lives scenario - input'!$F48=\"\"),\"\",K63/'Lives scenario - input'!$F48),\"\")","v":6.7289527676780217E-2},{"$f":"IFERROR(IF(OR(L63=\"\",'Lives scenario - input'!$F48=\"\"),\"\",L63/'Lives scenario - input'!$F48),\"\")","v":6.041341972639569E-2},{"$f":"IFERROR(IF(OR(M63=\"\",'Lives scenario - input'!$F48=\"\"),\"\",M63/'Lives scenario - input'!$F48),\"\")","v":5.3272989895583107E-2},{"$f":"IFERROR(IF(OR(N63=\"\",'Lives scenario - input'!$F48=\"\"),\"\",N63/'Lives scenario - input'!$F48),\"\")","v":4.6139031365453741E-2},{"$f":"IFERROR(IF(OR(O63=\"\",'Lives scenario - input'!$F48=\"\"),\"\",O63/'Lives scenario - input'!$F48),\"\")","v":3.9248016665782051E-2},{"$f":"IFERROR(IF(OR(P63=\"\",'Lives scenario - input'!$F48=\"\"),\"\",P63/'Lives scenario - input'!$F48),\"\")","v":3.2791027610985665E-2},{"$f":"IFERROR(IF(OR(Q63=\"\",'Lives scenario - input'!$F48=\"\"),\"\",Q63/'Lives scenario - input'!$F48),\"\")","v":2.6907971669611893E-2},{"$f":"IFERROR(IF(OR(R63=\"\",'Lives scenario - input'!$F48=\"\"),\"\",R63/'Lives scenario - input'!$F48),\"\")","v":2.1686869376537583E-2},{"$f":"IFERROR(IF(OR(S63=\"\",'Lives scenario - input'!$F48=\"\"),\"\",S63/'Lives scenario - input'!$F48),\"\")","v":1.7167457637768588E-2},{"$f":"IFERROR(IF(OR(T63=\"\",'Lives scenario - input'!$F48=\"\"),\"\",T63/'Lives scenario - input'!$F48),\"\")","v":1.3347999646807326E-2},{"$f":"IFERROR(IF(OR(U63=\"\",'Lives scenario - input'!$F48=\"\"),\"\",U63/'Lives scenario - input'!$F48),\"\")","v":1.0194043245217351E-2},{"$f":"IFERROR(IF(OR(V63=\"\",'Lives scenario - input'!$F48=\"\"),\"\",V63/'Lives scenario - input'!$F48),\"\")","v":7.6479096100162177E-3},{"$f":"IFERROR(IF(OR(W63=\"\",'Lives scenario - input'!$F48=\"\"),\"\",W63/'Lives scenario - input'!$F48),\"\")","v":5.6378803090223542E-3}]
[{"$f":"IFERROR('Lives scenario - input'!A49,\"\")","v":6},{"$f":"IFERROR('Lives scenario - input'!B49,\"\")","v":"UNDERGROUND CABLES"},{"$f":"IFERROR('Lives scenario - input'!C49,\"\")","v":"˂ = 1 kv"},{"$f":"IFERROR(repcalc('Lives scenario - input'!$CX49:$GJ49,'Lives scenario - input'!$I49,'Lives scenario - input'!$G49,'Lives scenario - input'!$H49,20,TRUE,TRUE),\"\")","v":506.38753316249074},502.27834608130638,503.17932001188655,509.53007419985806,521.89981831825037,541.06267062027916,568.06774943895914,604.29963351629522,651.52548897567726,711.92602507352831,788.10844376885666,883.10068718446416,1000.3275716383229,1143.5708327534282,1316.9166756222705,1524.696066960965,1771.4246052907272,2061.7501803534715,2400.4175485096057,2792.2591370772861,{"$f":"IFERROR(IF(OR(D64=\"\",'Lives scenario - input'!$F49=\"\"),\"\",D64/'Lives scenario - input'!$F49),\"\")","v":0.18474421761474938},{"$f":"IFERROR(IF(OR(E64=\"\",'Lives scenario - input'!$F49=\"\"),\"\",E64/'Lives scenario - input'!$F49),\"\")","v":0.18324507219226038},{"$f":"IFERROR(IF(OR(F64=\"\",'Lives scenario - input'!$F49=\"\"),\"\",F64/'Lives scenario - input'!$F49),\"\")","v":0.18357377247217607},{"$f":"IFERROR(IF(OR(G64=\"\",'Lives scenario - input'!$F49=\"\"),\"\",G64/'Lives scenario - input'!$F49),\"\")","v":0.18589070374888644},{"$f":"IFERROR(IF(OR(H64=\"\",'Lives scenario - input'!$F49=\"\"),\"\",H64/'Lives scenario - input'!$F49),\"\")","v":0.19040352949910835},{"$f":"IFERROR(IF(OR(I64=\"\",'Lives scenario - input'!$F49=\"\"),\"\",I64/'Lives scenario - input'!$F49),\"\")","v":0.19739466953309753},{"$f":"IFERROR(IF(OR(J64=\"\",'Lives scenario - input'!$F49=\"\"),\"\",J64/'Lives scenario - input'!$F49),\"\")","v":0.20724687131781402},{"$f":"IFERROR(IF(OR(K64=\"\",'Lives scenario - input'!$F49=\"\"),\"\",K64/'Lives scenario - input'!$F49),\"\")","v":0.2204652675819809},{"$f":"IFERROR(IF(OR(L64=\"\",'Lives scenario - input'!$F49=\"\"),\"\",L64/'Lives scenario - input'!$F49),\"\")","v":0.23769456954276036},{"$f":"IFERROR(IF(OR(M64=\"\",'Lives scenario - input'!$F49=\"\"),\"\",M64/'Lives scenario - input'!$F49),\"\")","v":0.25973036042256525},{"$f":"IFERROR(IF(OR(N64=\"\",'Lives scenario - input'!$F49=\"\"),\"\",N64/'Lives scenario - input'!$F49),\"\")","v":0.28752381981121006},{"$f":"IFERROR(IF(OR(O64=\"\",'Lives scenario - input'!$F49=\"\"),\"\",O64/'Lives scenario - input'!$F49),\"\")","v":0.32217962498020297},{"$f":"IFERROR(IF(OR(P64=\"\",'Lives scenario - input'!$F49=\"\"),\"\",P64/'Lives scenario - input'!$F49),\"\")","v":0.36494724391542943},{"$f":"IFERROR(IF(OR(Q64=\"\",'Lives scenario - input'!$F49=\"\"),\"\",Q64/'Lives scenario - input'!$F49),\"\")","v":0.41720635866500955},{"$f":"IFERROR(IF(OR(R64=\"\",'Lives scenario - input'!$F49=\"\"),\"\",R64/'Lives scenario - input'!$F49),\"\")","v":0.4804477301845122},{"$f":"IFERROR(IF(OR(S64=\"\",'Lives scenario - input'!$F49=\"\"),\"\",S64/'Lives scenario - input'!$F49),\"\")","v":0.55625141525868349},{"$f":"IFERROR(IF(OR(T64=\"\",'Lives scenario - input'!$F49=\"\"),\"\",T64/'Lives scenario - input'!$F49),\"\")","v":0.64626482947584651},{"$f":"IFERROR(IF(OR(U64=\"\",'Lives scenario - input'!$F49=\"\"),\"\",U64/'Lives scenario - input'!$F49),\"\")","v":0.75218365193095627},{"$f":"IFERROR(IF(OR(V64=\"\",'Lives scenario - input'!$F49=\"\"),\"\",V64/'Lives scenario - input'!$F49),\"\")","v":0.87573890134815457},{"$f":"IFERROR(IF(OR(W64=\"\",'Lives scenario - input'!$F49=\"\"),\"\",W64/'Lives scenario - input'!$F49),\"\")","v":1.0186935812486722}]
[{"$f":"IFERROR('Lives scenario - input'!A50,\"\")","v":6},{"$f":"IFERROR('Lives scenario - input'!B50,\"\")","v":"UNDERGROUND CABLES"},{"$f":"IFERROR('Lives scenario - input'!C50,\"\")","v":"> 1 kv & < = 11 kv"},{"$f":"IFERROR(repcalc('Lives scenario - input'!$CX50:$GJ50,'Lives scenario - input'!$I50,'Lives scenario - input'!$G50,'Lives scenario - input'!$H50,20,TRUE,TRUE),\"\")","v":373.60838577049293},433.07335128905532,497.5170942873433,566.58946389471896,639.83811521870712,716.73088920809664,796.68527369461253,879.10313155182678,963.40816106340048,1049.0830016559523,1135.7025963529593,1222.9604320773406,1310.6846321534563,1398.8415675689919,1487.5256413151476,1576.9351032524371,1667.3350616539055,1759.0101437567298,1852.2103890769533,1947.0948147858774,{"$f":"IFERROR(IF(OR(D65=\"\",'Lives scenario - input'!$F50=\"\"),\"\",D65/'Lives scenario - input'!$F50),\"\")","v":7.2326442580207331E-2},{"$f":"IFERROR(IF(OR(E65=\"\",'Lives scenario - input'!$F50=\"\"),\"\",E65/'Lives scenario - input'!$F50),\"\")","v":8.3838200822042783E-2},{"$f":"IFERROR(IF(OR(F65=\"\",'Lives scenario - input'!$F50=\"\"),\"\",F65/'Lives scenario - input'!$F50),\"\")","v":9.6313795201454153E-2},{"$f":"IFERROR(IF(OR(G65=\"\",'Lives scenario - input'!$F50=\"\"),\"\",G65/'Lives scenario - input'!$F50),\"\")","v":0.10968544039079849},{"$f":"IFERROR(IF(OR(H65=\"\",'Lives scenario - input'!$F50=\"\"),\"\",H65/'Lives scenario - input'!$F50),\"\")","v":0.12386556743247709},{"$f":"IFERROR(IF(OR(I65=\"\",'Lives scenario - input'!$F50=\"\"),\"\",I65/'Lives scenario - input'!$F50),\"\")","v":0.13875115623238371},{"$f":"IFERROR(IF(OR(J65=\"\",'Lives scenario - input'!$F50=\"\"),\"\",J65/'Lives scenario - input'!$F50),\"\")","v":0.15422943889103952},{"$f":"IFERROR(IF(OR(K65=\"\",'Lives scenario - input'!$F50=\"\"),\"\",K65/'Lives scenario - input'!$F50),\"\")","v":0.17018462269024717},{"$f":"IFERROR(IF(OR(L65=\"\",'Lives scenario - input'!$F50=\"\"),\"\",L65/'Lives scenario - input'!$F50),\"\")","v":0.18650514200518889},{"$f":"IFERROR(IF(OR(M65=\"\",'Lives scenario - input'!$F50=\"\"),\"\",M65/'Lives scenario - input'!$F50),\"\")","v":0.20309084156304666},{"$f":"IFERROR(IF(OR(N65=\"\",'Lives scenario - input'!$F50=\"\"),\"\",N65/'Lives scenario - input'!$F50),\"\")","v":0.2198594350443033},{"$f":"IFERROR(IF(OR(O65=\"\",'Lives scenario - input'!$F50=\"\"),\"\",O65/'Lives scenario - input'!$F50),\"\")","v":0.23675158491448714},{"$f":"IFERROR(IF(OR(P65=\"\",'Lives scenario - input'!$F50=\"\"),\"\",P65/'Lives scenario - input'!$F50),\"\")","v":0.25373401775419696},{"$f":"IFERROR(IF(OR(Q65=\"\",'Lives scenario - input'!$F50=\"\"),\"\",Q65/'Lives scenario - input'!$F50),\"\")","v":0.27080022335937737},{"$f":"IFERROR(IF(OR(R65=\"\",'Lives scenario - input'!$F50=\"\"),\"\",R65/'Lives scenario - input'!$F50),\"\")","v":0.28796847710280493},{"$f":"IFERROR(IF(OR(S65=\"\",'Lives scenario - input'!$F50=\"\"),\"\",S65/'Lives scenario - input'!$F50),\"\")","v":0.30527715796016414},{"$f":"IFERROR(IF(OR(T65=\"\",'Lives scenario - input'!$F50=\"\"),\"\",T65/'Lives scenario - input'!$F50),\"\")","v":0.32277758795477729},{"$f":"IFERROR(IF(OR(U65=\"\",'Lives scenario - input'!$F50=\"\"),\"\",U65/'Lives scenario - input'!$F50),\"\")","v":0.34052486776508339},{"$f":"IFERROR(IF(OR(V65=\"\",'Lives scenario - input'!$F50=\"\"),\"\",V65/'Lives scenario - input'!$F50),\"\")","v":0.35856740227006439},{"$f":"IFERROR(IF(OR(W65=\"\",'Lives scenario - input'!$F50=\"\"),\"\",W65/'Lives scenario - input'!$F50),\"\")","v":0.37693597543161056}]
[{"$f":"IFERROR('Lives scenario - input'!A51,\"\")","v":6},{"$f":"IFERROR('Lives scenario - input'!B51,\"\")","v":"UNDERGROUND CABLES"},{"$f":"IFERROR('Lives scenario - input'!C51,\"\")","v":"> 11 kv & < = 22 kv"},{"$f":"IFERROR(repcalc('Lives scenario - input'!$CX51:$GJ51,'Lives scenario - input'!$I51,'Lives scenario - input'!$G51,'Lives scenario - input'!$H51,20,TRUE,TRUE),\"\")","v":1000.62695132},1029.2388281708547,1048.5999778306514,1058.4291020329777,1058.8331006397364,1050.3268343192481,1033.8332048964903,1010.6630609497906,982.47578626172128,951.22269126929984,919.07639212834204,888.35014492554126,861.41155669627858,840.5952128019203,828.11857184531414,826.00504425660756,836.01756663178446,859.60529331526413,897.86532416487728,951.52072961752174,{"$f":"IFERROR(IF(OR(D66=\"\",'Lives scenario - input'!$F51=\"\"),\"\",D66/'Lives scenario - input'!$F51),\"\")","v":0.49074243792286987},{"$f":"IFERROR(IF(OR(E66=\"\",'Lives scenario - input'!$F51=\"\"),\"\",E66/'Lives scenario - input'!$F51),\"\")","v":0.50477470257536083},{"$f":"IFERROR(IF(OR(F66=\"\",'Lives scenario - input'!$F51=\"\"),\"\",F66/'Lives scenario - input'!$F51),\"\")","v":0.51427008721646428},{"$f":"IFERROR(IF(OR(G66=\"\",'Lives scenario - input'!$F51=\"\"),\"\",G66/'Lives scenario - input'!$F51),\"\")","v":0.5190906333424038},{"$f":"IFERROR(IF(OR(H66=\"\",'Lives scenario - input'!$F51=\"\"),\"\",H66/'Lives scenario - input'!$F51),\"\")","v":0.51928876838257698},{"$f":"IFERROR(IF(OR(I66=\"\",'Lives scenario - input'!$F51=\"\"),\"\",I66/'Lives scenario - input'!$F51),\"\")","v":0.51511699800778266},{"$f":"IFERROR(IF(OR(J66=\"\",'Lives scenario - input'!$F51=\"\"),\"\",J66/'Lives scenario - input'!$F51),\"\")","v":0.50702794553678632},{"$f":"IFERROR(IF(OR(K66=\"\",'Lives scenario - input'!$F51=\"\"),\"\",K66/'Lives scenario - input'!$F51),\"\")","v":0.4956644969384576},{"$f":"IFERROR(IF(OR(L66=\"\",'Lives scenario - input'!$F51=\"\"),\"\",L66/'Lives scenario - input'!$F51),\"\")","v":0.48184047203029673},{"$f":"IFERROR(IF(OR(M66=\"\",'Lives scenario - input'!$F51=\"\"),\"\",M66/'Lives scenario - input'!$F51),\"\")","v":0.46651286166663075},{"$f":"IFERROR(IF(OR(N66=\"\",'Lives scenario - input'!$F51=\"\"),\"\",N66/'Lives scenario - input'!$F51),\"\")","v":0.45074719276292907},{"$f":"IFERROR(IF(OR(O66=\"\",'Lives scenario - input'!$F51=\"\"),\"\",O66/'Lives scenario - input'!$F51),\"\")","v":0.43567796697340599},{"$f":"IFERROR(IF(OR(P66=\"\",'Lives scenario - input'!$F51=\"\"),\"\",P66/'Lives scenario - input'!$F51),\"\")","v":0.42246634155757112},{"$f":"IFERROR(IF(OR(Q66=\"\",'Lives scenario - input'!$F51=\"\"),\"\",Q66/'Lives scenario - input'!$F51),\"\")","v":0.41225727879158997},{"$f":"IFERROR(IF(OR(R66=\"\",'Lives scenario - input'!$F51=\"\"),\"\",R66/'Lives scenario - input'!$F51),\"\")","v":0.40613829789460715},{"$f":"IFERROR(IF(OR(S66=\"\",'Lives scenario - input'!$F51=\"\"),\"\",S66/'Lives scenario - input'!$F51),\"\")","v":0.40510175007812982},{"$f":"IFERROR(IF(OR(T66=\"\",'Lives scenario - input'!$F51=\"\"),\"\",T66/'Lives scenario - input'!$F51),\"\")","v":0.41001224107946627},{"$f":"IFERROR(IF(OR(U66=\"\",'Lives scenario - input'!$F51=\"\"),\"\",U66/'Lives scenario - input'!$F51),\"\")","v":0.42158048685021937},{"$f":"IFERROR(IF(OR(V66=\"\",'Lives scenario - input'!$F51=\"\"),\"\",V66/'Lives scenario - input'!$F51),\"\")","v":0.44034454351426866},{"$f":"IFERROR(IF(OR(W66=\"\",'Lives scenario - input'!$F51=\"\"),\"\",W66/'Lives scenario - input'!$F51),\"\")","v":0.46665903009174459}]
[{"$f":"IFERROR('Lives scenario - input'!A52,\"\")","v":6},{"$f":"IFERROR('Lives scenario - input'!B52,\"\")","v":"UNDERGROUND CABLES"},{"$f":"IFERROR('Lives scenario - input'!C52,\"\")","v":"> 33 kv & < = 66 kv"},{"$f":"IFERROR(repcalc('Lives scenario - input'!$CX52:$GJ52,'Lives scenario - input'!$I52,'Lives scenario - input'!$G52,'Lives scenario - input'!$H52,20,TRUE,TRUE),\"\")","v":0.21810108831887515},0.32673064992283057,0.48403679222215729,0.7091353231890144,1.027420408123223,1.4721157246880763,2.086013336250383,2.9233482486046283,4.0517222785747604,5.553951012600157,7.5296645683129277,10.096450208907109,13.390287543903764,17.565001170614941,22.790447982660346,29.249173861874993,37.131323094202841,46.6276677111262,57.920744136920092,71.174238086593732,{"$f":"IFERROR(IF(OR(D67=\"\",'Lives scenario - input'!$F52=\"\"),\"\",D67/'Lives scenario - input'!$F52),\"\")","v":1.0696439832451339E-4},{"$f":"IFERROR(IF(OR(E67=\"\",'Lives scenario - input'!$F52=\"\"),\"\",E67/'Lives scenario - input'!$F52),\"\")","v":1.6024013292439967E-4},{"$f":"IFERROR(IF(OR(F67=\"\",'Lives scenario - input'!$F52=\"\"),\"\",F67/'Lives scenario - input'!$F52),\"\")","v":2.3738856438567258E-4},{"$f":"IFERROR(IF(OR(G67=\"\",'Lives scenario - input'!$F52=\"\"),\"\",G67/'Lives scenario - input'!$F52),\"\")","v":3.4778475320889897E-4},{"$f":"IFERROR(IF(OR(H67=\"\",'Lives scenario - input'!$F52=\"\"),\"\",H67/'Lives scenario - input'!$F52),\"\")","v":5.0388288581371403E-4},{"$f":"IFERROR(IF(OR(I67=\"\",'Lives scenario - input'!$F52=\"\"),\"\",I67/'Lives scenario - input'!$F52),\"\")","v":7.2197701519533246E-4},{"$f":"IFERROR(IF(OR(J67=\"\",'Lives scenario - input'!$F52=\"\"),\"\",J67/'Lives scenario - input'!$F52),\"\")","v":1.023053865199914E-3},{"$f":"IFERROR(IF(OR(K67=\"\",'Lives scenario - input'!$F52=\"\"),\"\",K67/'Lives scenario - input'!$F52),\"\")","v":1.433712178674867E-3},{"$f":"IFERROR(IF(OR(L67=\"\",'Lives scenario - input'!$F52=\"\"),\"\",L67/'Lives scenario - input'!$F52),\"\")","v":1.9871062498878359E-3},{"$f":"IFERROR(IF(OR(M67=\"\",'Lives scenario - input'!$F52=\"\"),\"\",M67/'Lives scenario - input'!$F52),\"\")","v":2.7238517375852297E-3},{"$f":"IFERROR(IF(OR(N67=\"\",'Lives scenario - input'!$F52=\"\"),\"\",N67/'Lives scenario - input'!$F52),\"\")","v":3.692810734430878E-3},{"$f":"IFERROR(IF(OR(O67=\"\",'Lives scenario - input'!$F52=\"\"),\"\",O67/'Lives scenario - input'!$F52),\"\")","v":4.9516521450374317E-3},{"$f":"IFERROR(IF(OR(P67=\"\",'Lives scenario - input'!$F52=\"\"),\"\",P67/'Lives scenario - input'!$F52),\"\")","v":6.5670651236357808E-3},{"$f":"IFERROR(IF(OR(Q67=\"\",'Lives scenario - input'!$F52=\"\"),\"\",Q67/'Lives scenario - input'!$F52),\"\")","v":8.6144906303138365E-3},{"$f":"IFERROR(IF(OR(R67=\"\",'Lives scenario - input'!$F52=\"\"),\"\",R67/'Lives scenario - input'!$F52),\"\")","v":1.1177232423743078E-2},{"$f":"IFERROR(IF(OR(S67=\"\",'Lives scenario - input'!$F52=\"\"),\"\",S67/'Lives scenario - input'!$F52),\"\")","v":1.4344817386011099E-2},{"$f":"IFERROR(IF(OR(T67=\"\",'Lives scenario - input'!$F52=\"\"),\"\",T67/'Lives scenario - input'!$F52),\"\")","v":1.8210498922213721E-2},{"$f":"IFERROR(IF(OR(U67=\"\",'Lives scenario - input'!$F52=\"\"),\"\",U67/'Lives scenario - input'!$F52),\"\")","v":2.2867838305804182E-2},{"$f":"IFERROR(IF(OR(V67=\"\",'Lives scenario - input'!$F52=\"\"),\"\",V67/'Lives scenario - input'!$F52),\"\")","v":2.8406357780552029E-2},{"$f":"IFERROR(IF(OR(W67=\"\",'Lives scenario - input'!$F52=\"\"),\"\",W67/'Lives scenario - input'!$F52),\"\")","v":3.4906334543399441E-2}]
[{"$f":"IFERROR('Lives scenario - input'!A53,\"\")","v":""},{"$f":"IFERROR('Lives scenario - input'!B53,\"\")","v":""},{"$f":"IFERROR('Lives scenario - input'!C53,\"\")","v":""},{"$f":"IFERROR(repcalc('Lives scenario - input'!$CX53:$GJ53,'Lives scenario - input'!$I53,'Lives scenario - input'!$G53,'Lives scenario - input'!$H53,20,TRUE,TRUE),\"\")","v":""},"","","","","","","","","","","","","","","","","","","",{"$f":"IFERROR(IF(OR(D68=\"\",'Lives scenario - input'!$F53=\"\"),\"\",D68/'Lives scenario - input'!$F53),\"\")","v":""},{"$f":"IFERROR(IF(OR(E68=\"\",'Lives scenario - input'!$F53=\"\"),\"\",E68/'Lives scenario - input'!$F53),\"\")","v":""},{"$f":"IFERROR(IF(OR(F68=\"\",'Lives scenario - input'!$F53=\"\"),\"\",F68/'Lives scenario - input'!$F53),\"\")","v":""},{"$f":"IFERROR(IF(OR(G68=\"\",'Lives scenario - input'!$F53=\"\"),\"\",G68/'Lives scenario - input'!$F53),\"\")","v":""},{"$f":"IFERROR(IF(OR(H68=\"\",'Lives scenario - input'!$F53=\"\"),\"\",H68/'Lives scenario - input'!$F53),\"\")","v":""},{"$f":"IFERROR(IF(OR(I68=\"\",'Lives scenario - input'!$F53=\"\"),\"\",I68/'Lives scenario - input'!$F53),\"\")","v":""},{"$f":"IFERROR(IF(OR(J68=\"\",'Lives scenario - input'!$F53=\"\"),\"\",J68/'Lives scenario - input'!$F53),\"\")","v":""},{"$f":"IFERROR(IF(OR(K68=\"\",'Lives scenario - input'!$F53=\"\"),\"\",K68/'Lives scenario - input'!$F53),\"\")","v":""},{"$f":"IFERROR(IF(OR(L68=\"\",'Lives scenario - input'!$F53=\"\"),\"\",L68/'Lives scenario - input'!$F53),\"\")","v":""},{"$f":"IFERROR(IF(OR(M68=\"\",'Lives scenario - input'!$F53=\"\"),\"\",M68/'Lives scenario - input'!$F53),\"\")","v":""},{"$f":"IFERROR(IF(OR(N68=\"\",'Lives scenario - input'!$F53=\"\"),\"\",N68/'Lives scenario - input'!$F53),\"\")","v":""},{"$f":"IFERROR(IF(OR(O68=\"\",'Lives scenario - input'!$F53=\"\"),\"\",O68/'Lives scenario - input'!$F53),\"\")","v":""},{"$f":"IFERROR(IF(OR(P68=\"\",'Lives scenario - input'!$F53=\"\"),\"\",P68/'Lives scenario - input'!$F53),\"\")","v":""},{"$f":"IFERROR(IF(OR(Q68=\"\",'Lives scenario - input'!$F53=\"\"),\"\",Q68/'Lives scenario - input'!$F53),\"\")","v":""},{"$f":"IFERROR(IF(OR(R68=\"\",'Lives scenario - input'!$F53=\"\"),\"\",R68/'Lives scenario - input'!$F53),\"\")","v":""},{"$f":"IFERROR(IF(OR(S68=\"\",'Lives scenario - input'!$F53=\"\"),\"\",S68/'Lives scenario - input'!$F53),\"\")","v":""},{"$f":"IFERROR(IF(OR(T68=\"\",'Lives scenario - input'!$F53=\"\"),\"\",T68/'Lives scenario - input'!$F53),\"\")","v":""},{"$f":"IFERROR(IF(OR(U68=\"\",'Lives scenario - input'!$F53=\"\"),\"\",U68/'Lives scenario - input'!$F53),\"\")","v":""},{"$f":"IFERROR(IF(OR(V68=\"\",'Lives scenario - input'!$F53=\"\"),\"\",V68/'Lives scenario - input'!$F53),\"\")","v":""},{"$f":"IFERROR(IF(OR(W68=\"\",'Lives scenario - input'!$F53=\"\"),\"\",W68/'Lives scenario - input'!$F53),\"\")","v":""}]
[{"$f":"IFERROR('Lives scenario - input'!A54,\"\")","v":""},{"$f":"IFERROR('Lives scenario - input'!B54,\"\")","v":""},{"$f":"IFERROR('Lives scenario - input'!C54,\"\")","v":""},{"$f":"IFERROR(repcalc('Lives scenario - input'!$CX54:$GJ54,'Lives scenario - input'!$I54,'Lives scenario - input'!$G54,'Lives scenario - input'!$H54,20,TRUE,TRUE),\"\")","v":""},"","","","","","","","","","","","","","","","","","","",{"$f":"IFERROR(IF(OR(D69=\"\",'Lives scenario - input'!$F54=\"\"),\"\",D69/'Lives scenario - input'!$F54),\"\")","v":""},{"$f":"IFERROR(IF(OR(E69=\"\",'Lives scenario - input'!$F54=\"\"),\"\",E69/'Lives scenario - input'!$F54),\"\")","v":""},{"$f":"IFERROR(IF(OR(F69=\"\",'Lives scenario - input'!$F54=\"\"),\"\",F69/'Lives scenario - input'!$F54),\"\")","v":""},{"$f":"IFERROR(IF(OR(G69=\"\",'Lives scenario - input'!$F54=\"\"),\"\",G69/'Lives scenario - input'!$F54),\"\")","v":""},{"$f":"IFERROR(IF(OR(H69=\"\",'Lives scenario - input'!$F54=\"\"),\"\",H69/'Lives scenario - input'!$F54),\"\")","v":""},{"$f":"IFERROR(IF(OR(I69=\"\",'Lives scenario - input'!$F54=\"\"),\"\",I69/'Lives scenario - input'!$F54),\"\")","v":""},{"$f":"IFERROR(IF(OR(J69=\"\",'Lives scenario - input'!$F54=\"\"),\"\",J69/'Lives scenario - input'!$F54),\"\")","v":""},{"$f":"IFERROR(IF(OR(K69=\"\",'Lives scenario - input'!$F54=\"\"),\"\",K69/'Lives scenario - input'!$F54),\"\")","v":""},{"$f":"IFERROR(IF(OR(L69=\"\",'Lives scenario - input'!$F54=\"\"),\"\",L69/'Lives scenario - input'!$F54),\"\")","v":""},{"$f":"IFERROR(IF(OR(M69=\"\",'Lives scenario - input'!$F54=\"\"),\"\",M69/'Lives scenario - input'!$F54),\"\")","v":""},{"$f":"IFERROR(IF(OR(N69=\"\",'Lives scenario - input'!$F54=\"\"),\"\",N69/'Lives scenario - input'!$F54),\"\")","v":""},{"$f":"IFERROR(IF(OR(O69=\"\",'Lives scenario - input'!$F54=\"\"),\"\",O69/'Lives scenario - input'!$F54),\"\")","v":""},{"$f":"IFERROR(IF(OR(P69=\"\",'Lives scenario - input'!$F54=\"\"),\"\",P69/'Lives scenario - input'!$F54),\"\")","v":""},{"$f":"IFERROR(IF(OR(Q69=\"\",'Lives scenario - input'!$F54=\"\"),\"\",Q69/'Lives scenario - input'!$F54),\"\")","v":""},{"$f":"IFERROR(IF(OR(R69=\"\",'Lives scenario - input'!$F54=\"\"),\"\",R69/'Lives scenario - input'!$F54),\"\")","v":""},{"$f":"IFERROR(IF(OR(S69=\"\",'Lives scenario - input'!$F54=\"\"),\"\",S69/'Lives scenario - input'!$F54),\"\")","v":""},{"$f":"IFERROR(IF(OR(T69=\"\",'Lives scenario - input'!$F54=\"\"),\"\",T69/'Lives scenario - input'!$F54),\"\")","v":""},{"$f":"IFERROR(IF(OR(U69=\"\",'Lives scenario - input'!$F54=\"\"),\"\",U69/'Lives scenario - input'!$F54),\"\")","v":""},{"$f":"IFERROR(IF(OR(V69=\"\",'Lives scenario - input'!$F54=\"\"),\"\",V69/'Lives scenario - input'!$F54),\"\")","v":""},{"$f":"IFERROR(IF(OR(W69=\"\",'Lives scenario - input'!$F54=\"\"),\"\",W69/'Lives scenario - input'!$F54),\"\")","v":""}]
[{"$f":"IFERROR('Lives scenario - input'!A55,\"\")","v":""},{"$f":"IFERROR('Lives scenario - input'!B55,\"\")","v":""},{"$f":"IFERROR('Lives scenario - input'!C55,\"\")","v":""},{"$f":"IFERROR(repcalc('Lives scenario - input'!$CX55:$GJ55,'Lives scenario - input'!$I55,'Lives scenario - input'!$G55,'Lives scenario - input'!$H55,20,TRUE,TRUE),\"\")","v":""},"","","","","","","","","","","","","","","","","","","",{"$f":"IFERROR(IF(OR(D70=\"\",'Lives scenario - input'!$F55=\"\"),\"\",D70/'Lives scenario - input'!$F55),\"\")","v":""},{"$f":"IFERROR(IF(OR(E70=\"\",'Lives scenario - input'!$F55=\"\"),\"\",E70/'Lives scenario - input'!$F55),\"\")","v":""},{"$f":"IFERROR(IF(OR(F70=\"\",'Lives scenario - input'!$F55=\"\"),\"\",F70/'Lives scenario - input'!$F55),\"\")","v":""},{"$f":"IFERROR(IF(OR(G70=\"\",'Lives scenario - input'!$F55=\"\"),\"\",G70/'Lives scenario - input'!$F55),\"\")","v":""},{"$f":"IFERROR(IF(OR(H70=\"\",'Lives scenario - input'!$F55=\"\"),\"\",H70/'Lives scenario - input'!$F55),\"\")","v":""},{"$f":"IFERROR(IF(OR(I70=\"\",'Lives scenario - input'!$F55=\"\"),\"\",I70/'Lives scenario - input'!$F55),\"\")","v":""},{"$f":"IFERROR(IF(OR(J70=\"\",'Lives scenario - input'!$F55=\"\"),\"\",J70/'Lives scenario - input'!$F55),\"\")","v":""},{"$f":"IFERROR(IF(OR(K70=\"\",'Lives scenario - input'!$F55=\"\"),\"\",K70/'Lives scenario - input'!$F55),\"\")","v":""},{"$f":"IFERROR(IF(OR(L70=\"\",'Lives scenario - input'!$F55=\"\"),\"\",L70/'Lives scenario - input'!$F55),\"\")","v":""},{"$f":"IFERROR(IF(OR(M70=\"\",'Lives scenario - input'!$F55=\"\"),\"\",M70/'Lives scenario - input'!$F55),\"\")","v":""},{"$f":"IFERROR(IF(OR(N70=\"\",'Lives scenario - input'!$F55=\"\"),\"\",N70/'Lives scenario - input'!$F55),\"\")","v":""},{"$f":"IFERROR(IF(OR(O70=\"\",'Lives scenario - input'!$F55=\"\"),\"\",O70/'Lives scenario - input'!$F55),\"\")","v":""},{"$f":"IFERROR(IF(OR(P70=\"\",'Lives scenario - input'!$F55=\"\"),\"\",P70/'Lives scenario - input'!$F55),\"\")","v":""},{"$f":"IFERROR(IF(OR(Q70=\"\",'Lives scenario - input'!$F55=\"\"),\"\",Q70/'Lives scenario - input'!$F55),\"\")","v":""},{"$f":"IFERROR(IF(OR(R70=\"\",'Lives scenario - input'!$F55=\"\"),\"\",R70/'Lives scenario - input'!$F55),\"\")","v":""},{"$f":"IFERROR(IF(OR(S70=\"\",'Lives scenario - input'!$F55=\"\"),\"\",S70/'Lives scenario - input'!$F55),\"\")","v":""},{"$f":"IFERROR(IF(OR(T70=\"\",'Lives scenario - input'!$F55=\"\"),\"\",T70/'Lives scenario - input'!$F55),\"\")","v":""},{"$f":"IFERROR(IF(OR(U70=\"\",'Lives scenario - input'!$F55=\"\"),\"\",U70/'Lives scenario - input'!$F55),\"\")","v":""},{"$f":"IFERROR(IF(OR(V70=\"\",'Lives scenario - input'!$F55=\"\"),\"\",V70/'Lives scenario - input'!$F55),\"\")","v":""},{"$f":"IFERROR(IF(OR(W70=\"\",'Lives scenario - input'!$F55=\"\"),\"\",W70/'Lives scenario - input'!$F55),\"\")","v":""}]
[{"$f":"IFERROR('Lives scenario - input'!A56,\"\")","v":""},{"$f":"IFERROR('Lives scenario - input'!B56,\"\")","v":""},{"$f":"IFERROR('Lives scenario - input'!C56,\"\")","v":""},{"$f":"IFERROR(repcalc('Lives scenario - input'!$CX56:$GJ56,'Lives scenario - input'!$I56,'Lives scenario - input'!$G56,'Lives scenario - input'!$H56,20,TRUE,TRUE),\"\")","v":""},"","","","","","","","","","","","","","","","","","","",{"$f":"IFERROR(IF(OR(D71=\"\",'Lives scenario - input'!$F56=\"\"),\"\",D71/'Lives scenario - input'!$F56),\"\")","v":""},{"$f":"IFERROR(IF(OR(E71=\"\",'Lives scenario - input'!$F56=\"\"),\"\",E71/'Lives scenario - input'!$F56),\"\")","v":""},{"$f":"IFERROR(IF(OR(F71=\"\",'Lives scenario - input'!$F56=\"\"),\"\",F71/'Lives scenario - input'!$F56),\"\")","v":""},{"$f":"IFERROR(IF(OR(G71=\"\",'Lives scenario - input'!$F56=\"\"),\"\",G71/'Lives scenario - input'!$F56),\"\")","v":""},{"$f":"IFERROR(IF(OR(H71=\"\",'Lives scenario - input'!$F56=\"\"),\"\",H71/'Lives scenario - input'!$F56),\"\")","v":""},{"$f":"IFERROR(IF(OR(I71=\"\",'Lives scenario - input'!$F56=\"\"),\"\",I71/'Lives scenario - input'!$F56),\"\")","v":""},{"$f":"IFERROR(IF(OR(J71=\"\",'Lives scenario - input'!$F56=\"\"),\"\",J71/'Lives scenario - input'!$F56),\"\")","v":""},{"$f":"IFERROR(IF(OR(K71=\"\",'Lives scenario - input'!$F56=\"\"),\"\",K71/'Lives scenario - input'!$F56),\"\")","v":""},{"$f":"IFERROR(IF(OR(L71=\"\",'Lives scenario - input'!$F56=\"\"),\"\",L71/'Lives scenario - input'!$F56),\"\")","v":""},{"$f":"IFERROR(IF(OR(M71=\"\",'Lives scenario - input'!$F56=\"\"),\"\",M71/'Lives scenario - input'!$F56),\"\")","v":""},{"$f":"IFERROR(IF(OR(N71=\"\",'Lives scenario - input'!$F56=\"\"),\"\",N71/'Lives scenario - input'!$F56),\"\")","v":""},{"$f":"IFERROR(IF(OR(O71=\"\",'Lives scenario - input'!$F56=\"\"),\"\",O71/'Lives scenario - input'!$F56),\"\")","v":""},{"$f":"IFERROR(IF(OR(P71=\"\",'Lives scenario - input'!$F56=\"\"),\"\",P71/'Lives scenario - input'!$F56),\"\")","v":""},{"$f":"IFERROR(IF(OR(Q71=\"\",'Lives scenario - input'!$F56=\"\"),\"\",Q71/'Lives scenario - input'!$F56),\"\")","v":""},{"$f":"IFERROR(IF(OR(R71=\"\",'Lives scenario - input'!$F56=\"\"),\"\",R71/'Lives scenario - input'!$F56),\"\")","v":""},{"$f":"IFERROR(IF(OR(S71=\"\",'Lives scenario - input'!$F56=\"\"),\"\",S71/'Lives scenario - input'!$F56),\"\")","v":""},{"$f":"IFERROR(IF(OR(T71=\"\",'Lives scenario - input'!$F56=\"\"),\"\",T71/'Lives scenario - input'!$F56),\"\")","v":""},{"$f":"IFERROR(IF(OR(U71=\"\",'Lives scenario - input'!$F56=\"\"),\"\",U71/'Lives scenario - input'!$F56),\"\")","v":""},{"$f":"IFERROR(IF(OR(V71=\"\",'Lives scenario - input'!$F56=\"\"),\"\",V71/'Lives scenario - input'!$F56),\"\")","v":""},{"$f":"IFERROR(IF(OR(W71=\"\",'Lives scenario - input'!$F56=\"\"),\"\",W71/'Lives scenario - input'!$F56),\"\")","v":""}]
[{"$f":"IFERROR('Lives scenario - input'!A57,\"\")","v":""},{"$f":"IFERROR('Lives scenario - input'!B57,\"\")","v":""},{"$f":"IFERROR('Lives scenario - input'!C57,\"\")","v":""},{"$f":"IFERROR(repcalc('Lives scenario - input'!$CX57:$GJ57,'Lives scenario - input'!$I57,'Lives scenario - input'!$G57,'Lives scenario - input'!$H57,20,TRUE,TRUE),\"\")","v":""},"","","","","","","","","","","","","","","","","","","",{"$f":"IFERROR(IF(OR(D72=\"\",'Lives scenario - input'!$F57=\"\"),\"\",D72/'Lives scenario - input'!$F57),\"\")","v":""},{"$f":"IFERROR(IF(OR(E72=\"\",'Lives scenario - input'!$F57=\"\"),\"\",E72/'Lives scenario - input'!$F57),\"\")","v":""},{"$f":"IFERROR(IF(OR(F72=\"\",'Lives scenario - input'!$F57=\"\"),\"\",F72/'Lives scenario - input'!$F57),\"\")","v":""},{"$f":"IFERROR(IF(OR(G72=\"\",'Lives scenario - input'!$F57=\"\"),\"\",G72/'Lives scenario - input'!$F57),\"\")","v":""},{"$f":"IFERROR(IF(OR(H72=\"\",'Lives scenario - input'!$F57=\"\"),\"\",H72/'Lives scenario - input'!$F57),\"\")","v":""},{"$f":"IFERROR(IF(OR(I72=\"\",'Lives scenario - input'!$F57=\"\"),\"\",I72/'Lives scenario - input'!$F57),\"\")","v":""},{"$f":"IFERROR(IF(OR(J72=\"\",'Lives scenario - input'!$F57=\"\"),\"\",J72/'Lives scenario - input'!$F57),\"\")","v":""},{"$f":"IFERROR(IF(OR(K72=\"\",'Lives scenario - input'!$F57=\"\"),\"\",K72/'Lives scenario - input'!$F57),\"\")","v":""},{"$f":"IFERROR(IF(OR(L72=\"\",'Lives scenario - input'!$F57=\"\"),\"\",L72/'Lives scenario - input'!$F57),\"\")","v":""},{"$f":"IFERROR(IF(OR(M72=\"\",'Lives scenario - input'!$F57=\"\"),\"\",M72/'Lives scenario - input'!$F57),\"\")","v":""},{"$f":"IFERROR(IF(OR(N72=\"\",'Lives scenario - input'!$F57=\"\"),\"\",N72/'Lives scenario - input'!$F57),\"\")","v":""},{"$f":"IFERROR(IF(OR(O72=\"\",'Lives scenario - input'!$F57=\"\"),\"\",O72/'Lives scenario - input'!$F57),\"\")","v":""},{"$f":"IFERROR(IF(OR(P72=\"\",'Lives scenario - input'!$F57=\"\"),\"\",P72/'Lives scenario - input'!$F57),\"\")","v":""},{"$f":"IFERROR(IF(OR(Q72=\"\",'Lives scenario - input'!$F57=\"\"),\"\",Q72/'Lives scenario - input'!$F57),\"\")","v":""},{"$f":"IFERROR(IF(OR(R72=\"\",'Lives scenario - input'!$F57=\"\"),\"\",R72/'Lives scenario - input'!$F57),\"\")","v":""},{"$f":"IFERROR(IF(OR(S72=\"\",'Lives scenario - input'!$F57=\"\"),\"\",S72/'Lives scenario - input'!$F57),\"\")","v":""},{"$f":"IFERROR(IF(OR(T72=\"\",'Lives scenario - input'!$F57=\"\"),\"\",T72/'Lives scenario - input'!$F57),\"\")","v":""},{"$f":"IFERROR(IF(OR(U72=\"\",'Lives scenario - input'!$F57=\"\"),\"\",U72/'Lives scenario - input'!$F57),\"\")","v":""},{"$f":"IFERROR(IF(OR(V72=\"\",'Lives scenario - input'!$F57=\"\"),\"\",V72/'Lives scenario - input'!$F57),\"\")","v":""},{"$f":"IFERROR(IF(OR(W72=\"\",'Lives scenario - input'!$F57=\"\"),\"\",W72/'Lives scenario - input'!$F57),\"\")","v":""}]
[{"$f":"IFERROR('Lives scenario - input'!A58,\"\")","v":""},{"$f":"IFERROR('Lives scenario - input'!B58,\"\")","v":""},{"$f":"IFERROR('Lives scenario - input'!C58,\"\")","v":""},{"$f":"IFERROR(repcalc('Lives scenario - input'!$CX58:$GJ58,'Lives scenario - input'!$I58,'Lives scenario - input'!$G58,'Lives scenario - input'!$H58,20,TRUE,TRUE),\"\")","v":""},"","","","","","","","","","","","","","","","","","","",{"$f":"IFERROR(IF(OR(D73=\"\",'Lives scenario - input'!$F58=\"\"),\"\",D73/'Lives scenario - input'!$F58),\"\")","v":""},{"$f":"IFERROR(IF(OR(E73=\"\",'Lives scenario - input'!$F58=\"\"),\"\",E73/'Lives scenario - input'!$F58),\"\")","v":""},{"$f":"IFERROR(IF(OR(F73=\"\",'Lives scenario - input'!$F58=\"\"),\"\",F73/'Lives scenario - input'!$F58),\"\")","v":""},{"$f":"IFERROR(IF(OR(G73=\"\",'Lives scenario - input'!$F58=\"\"),\"\",G73/'Lives scenario - input'!$F58),\"\")","v":""},{"$f":"IFERROR(IF(OR(H73=\"\",'Lives scenario - input'!$F58=\"\"),\"\",H73/'Lives scenario - input'!$F58),\"\")","v":""},{"$f":"IFERROR(IF(OR(I73=\"\",'Lives scenario - input'!$F58=\"\"),\"\",I73/'Lives scenario - input'!$F58),\"\")","v":""},{"$f":"IFERROR(IF(OR(J73=\"\",'Lives scenario - input'!$F58=\"\"),\"\",J73/'Lives scenario - input'!$F58),\"\")","v":""},{"$f":"IFERROR(IF(OR(K73=\"\",'Lives scenario - input'!$F58=\"\"),\"\",K73/'Lives scenario - input'!$F58),\"\")","v":""},{"$f":"IFERROR(IF(OR(L73=\"\",'Lives scenario - input'!$F58=\"\"),\"\",L73/'Lives scenario - input'!$F58),\"\")","v":""},{"$f":"IFERROR(IF(OR(M73=\"\",'Lives scenario - input'!$F58=\"\"),\"\",M73/'Lives scenario - input'!$F58),\"\")","v":""},{"$f":"IFERROR(IF(OR(N73=\"\",'Lives scenario - input'!$F58=\"\"),\"\",N73/'Lives scenario - input'!$F58),\"\")","v":""},{"$f":"IFERROR(IF(OR(O73=\"\",'Lives scenario - input'!$F58=\"\"),\"\",O73/'Lives scenario - input'!$F58),\"\")","v":""},{"$f":"IFERROR(IF(OR(P73=\"\",'Lives scenario - input'!$F58=\"\"),\"\",P73/'Lives scenario - input'!$F58),\"\")","v":""},{"$f":"IFERROR(IF(OR(Q73=\"\",'Lives scenario - input'!$F58=\"\"),\"\",Q73/'Lives scenario - input'!$F58),\"\")","v":""},{"$f":"IFERROR(IF(OR(R73=\"\",'Lives scenario - input'!$F58=\"\"),\"\",R73/'Lives scenario - input'!$F58),\"\")","v":""},{"$f":"IFERROR(IF(OR(S73=\"\",'Lives scenario - input'!$F58=\"\"),\"\",S73/'Lives scenario - input'!$F58),\"\")","v":""},{"$f":"IFERROR(IF(OR(T73=\"\",'Lives scenario - input'!$F58=\"\"),\"\",T73/'Lives scenario - input'!$F58),\"\")","v":""},{"$f":"IFERROR(IF(OR(U73=\"\",'Lives scenario - input'!$F58=\"\"),\"\",U73/'Lives scenario - input'!$F58),\"\")","v":""},{"$f":"IFERROR(IF(OR(V73=\"\",'Lives scenario - input'!$F58=\"\"),\"\",V73/'Lives scenario - input'!$F58),\"\")","v":""},{"$f":"IFERROR(IF(OR(W73=\"\",'Lives scenario - input'!$F58=\"\"),\"\",W73/'Lives scenario - input'!$F58),\"\")","v":""}]
[{"$f":"IFERROR('Lives scenario - input'!A59,\"\")","v":""},{"$f":"IFERROR('Lives scenario - input'!B59,\"\")","v":""},{"$f":"IFERROR('Lives scenario - input'!C59,\"\")","v":""},{"$f":"IFERROR(repcalc('Lives scenario - input'!$CX59:$GJ59,'Lives scenario - input'!$I59,'Lives scenario - input'!$G59,'Lives scenario - input'!$H59,20,TRUE,TRUE),\"\")","v":""},"","","","","","","","","","","","","","","","","","","",{"$f":"IFERROR(IF(OR(D74=\"\",'Lives scenario - input'!$F59=\"\"),\"\",D74/'Lives scenario - input'!$F59),\"\")","v":""},{"$f":"IFERROR(IF(OR(E74=\"\",'Lives scenario - input'!$F59=\"\"),\"\",E74/'Lives scenario - input'!$F59),\"\")","v":""},{"$f":"IFERROR(IF(OR(F74=\"\",'Lives scenario - input'!$F59=\"\"),\"\",F74/'Lives scenario - input'!$F59),\"\")","v":""},{"$f":"IFERROR(IF(OR(G74=\"\",'Lives scenario - input'!$F59=\"\"),\"\",G74/'Lives scenario - input'!$F59),\"\")","v":""},{"$f":"IFERROR(IF(OR(H74=\"\",'Lives scenario - input'!$F59=\"\"),\"\",H74/'Lives scenario - input'!$F59),\"\")","v":""},{"$f":"IFERROR(IF(OR(I74=\"\",'Lives scenario - input'!$F59=\"\"),\"\",I74/'Lives scenario - input'!$F59),\"\")","v":""},{"$f":"IFERROR(IF(OR(J74=\"\",'Lives scenario - input'!$F59=\"\"),\"\",J74/'Lives scenario - input'!$F59),\"\")","v":""},{"$f":"IFERROR(IF(OR(K74=\"\",'Lives scenario - input'!$F59=\"\"),\"\",K74/'Lives scenario - input'!$F59),\"\")","v":""},{"$f":"IFERROR(IF(OR(L74=\"\",'Lives scenario - input'!$F59=\"\"),\"\",L74/'Lives scenario - input'!$F59),\"\")","v":""},{"$f":"IFERROR(IF(OR(M74=\"\",'Lives scenario - input'!$F59=\"\"),\"\",M74/'Lives scenario - input'!$F59),\"\")","v":""},{"$f":"IFERROR(IF(OR(N74=\"\",'Lives scenario - input'!$F59=\"\"),\"\",N74/'Lives scenario - input'!$F59),\"\")","v":""},{"$f":"IFERROR(IF(OR(O74=\"\",'Lives scenario - input'!$F59=\"\"),\"\",O74/'Lives scenario - input'!$F59),\"\")","v":""},{"$f":"IFERROR(IF(OR(P74=\"\",'Lives scenario - input'!$F59=\"\"),\"\",P74/'Lives scenario - input'!$F59),\"\")","v":""},{"$f":"IFERROR(IF(OR(Q74=\"\",'Lives scenario - input'!$F59=\"\"),\"\",Q74/'Lives scenario - input'!$F59),\"\")","v":""},{"$f":"IFERROR(IF(OR(R74=\"\",'Lives scenario - input'!$F59=\"\"),\"\",R74/'Lives scenario - input'!$F59),\"\")","v":""},{"$f":"IFERROR(IF(OR(S74=\"\",'Lives scenario - input'!$F59=\"\"),\"\",S74/'Lives scenario - input'!$F59),\"\")","v":""},{"$f":"IFERROR(IF(OR(T74=\"\",'Lives scenario - input'!$F59=\"\"),\"\",T74/'Lives scenario - input'!$F59),\"\")","v":""},{"$f":"IFERROR(IF(OR(U74=\"\",'Lives scenario - input'!$F59=\"\"),\"\",U74/'Lives scenario - input'!$F59),\"\")","v":""},{"$f":"IFERROR(IF(OR(V74=\"\",'Lives scenario - input'!$F59=\"\"),\"\",V74/'Lives scenario - input'!$F59),\"\")","v":""},{"$f":"IFERROR(IF(OR(W74=\"\",'Lives scenario - input'!$F59=\"\"),\"\",W74/'Lives scenario - input'!$F59),\"\")","v":""}]
[{"$f":"IFERROR('Lives scenario - input'!A60,\"\")","v":""},{"$f":"IFERROR('Lives scenario - input'!B60,\"\")","v":""},{"$f":"IFERROR('Lives scenario - input'!C60,\"\")","v":""},{"$f":"IFERROR(repcalc('Lives scenario - input'!$CX60:$GJ60,'Lives scenario - input'!$I60,'Lives scenario - input'!$G60,'Lives scenario - input'!$H60,20,TRUE,TRUE),\"\")","v":""},"","","","","","","","","","","","","","","","","","","",{"$f":"IFERROR(IF(OR(D75=\"\",'Lives scenario - input'!$F60=\"\"),\"\",D75/'Lives scenario - input'!$F60),\"\")","v":""},{"$f":"IFERROR(IF(OR(E75=\"\",'Lives scenario - input'!$F60=\"\"),\"\",E75/'Lives scenario - input'!$F60),\"\")","v":""},{"$f":"IFERROR(IF(OR(F75=\"\",'Lives scenario - input'!$F60=\"\"),\"\",F75/'Lives scenario - input'!$F60),\"\")","v":""},{"$f":"IFERROR(IF(OR(G75=\"\",'Lives scenario - input'!$F60=\"\"),\"\",G75/'Lives scenario - input'!$F60),\"\")","v":""},{"$f":"IFERROR(IF(OR(H75=\"\",'Lives scenario - input'!$F60=\"\"),\"\",H75/'Lives scenario - input'!$F60),\"\")","v":""},{"$f":"IFERROR(IF(OR(I75=\"\",'Lives scenario - input'!$F60=\"\"),\"\",I75/'Lives scenario - input'!$F60),\"\")","v":""},{"$f":"IFERROR(IF(OR(J75=\"\",'Lives scenario - input'!$F60=\"\"),\"\",J75/'Lives scenario - input'!$F60),\"\")","v":""},{"$f":"IFERROR(IF(OR(K75=\"\",'Lives scenario - input'!$F60=\"\"),\"\",K75/'Lives scenario - input'!$F60),\"\")","v":""},{"$f":"IFERROR(IF(OR(L75=\"\",'Lives scenario - input'!$F60=\"\"),\"\",L75/'Lives scenario - input'!$F60),\"\")","v":""},{"$f":"IFERROR(IF(OR(M75=\"\",'Lives scenario - input'!$F60=\"\"),\"\",M75/'Lives scenario - input'!$F60),\"\")","v":""},{"$f":"IFERROR(IF(OR(N75=\"\",'Lives scenario - input'!$F60=\"\"),\"\",N75/'Lives scenario - input'!$F60),\"\")","v":""},{"$f":"IFERROR(IF(OR(O75=\"\",'Lives scenario - input'!$F60=\"\"),\"\",O75/'Lives scenario - input'!$F60),\"\")","v":""},{"$f":"IFERROR(IF(OR(P75=\"\",'Lives scenario - input'!$F60=\"\"),\"\",P75/'Lives scenario - input'!$F60),\"\")","v":""},{"$f":"IFERROR(IF(OR(Q75=\"\",'Lives scenario - input'!$F60=\"\"),\"\",Q75/'Lives scenario - input'!$F60),\"\")","v":""},{"$f":"IFERROR(IF(OR(R75=\"\",'Lives scenario - input'!$F60=\"\"),\"\",R75/'Lives scenario - input'!$F60),\"\")","v":""},{"$f":"IFERROR(IF(OR(S75=\"\",'Lives scenario - input'!$F60=\"\"),\"\",S75/'Lives scenario - input'!$F60),\"\")","v":""},{"$f":"IFERROR(IF(OR(T75=\"\",'Lives scenario - input'!$F60=\"\"),\"\",T75/'Lives scenario - input'!$F60),\"\")","v":""},{"$f":"IFERROR(IF(OR(U75=\"\",'Lives scenario - input'!$F60=\"\"),\"\",U75/'Lives scenario - input'!$F60),\"\")","v":""},{"$f":"IFERROR(IF(OR(V75=\"\",'Lives scenario - input'!$F60=\"\"),\"\",V75/'Lives scenario - input'!$F60),\"\")","v":""},{"$f":"IFERROR(IF(OR(W75=\"\",'Lives scenario - input'!$F60=\"\"),\"\",W75/'Lives scenario - input'!$F60),\"\")","v":""}]
[{"$f":"IFERROR('Lives scenario - input'!A61,\"\")","v":""},{"$f":"IFERROR('Lives scenario - input'!B61,\"\")","v":""},{"$f":"IFERROR('Lives scenario - input'!C61,\"\")","v":""},{"$f":"IFERROR(repcalc('Lives scenario - input'!$CX61:$GJ61,'Lives scenario - input'!$I61,'Lives scenario - input'!$G61,'Lives scenario - input'!$H61,20,TRUE,TRUE),\"\")","v":""},"","","","","","","","","","","","","","","","","","","",{"$f":"IFERROR(IF(OR(D76=\"\",'Lives scenario - input'!$F61=\"\"),\"\",D76/'Lives scenario - input'!$F61),\"\")","v":""},{"$f":"IFERROR(IF(OR(E76=\"\",'Lives scenario - input'!$F61=\"\"),\"\",E76/'Lives scenario - input'!$F61),\"\")","v":""},{"$f":"IFERROR(IF(OR(F76=\"\",'Lives scenario - input'!$F61=\"\"),\"\",F76/'Lives scenario - input'!$F61),\"\")","v":""},{"$f":"IFERROR(IF(OR(G76=\"\",'Lives scenario - input'!$F61=\"\"),\"\",G76/'Lives scenario - input'!$F61),\"\")","v":""},{"$f":"IFERROR(IF(OR(H76=\"\",'Lives scenario - input'!$F61=\"\"),\"\",H76/'Lives scenario - input'!$F61),\"\")","v":""},{"$f":"IFERROR(IF(OR(I76=\"\",'Lives scenario - input'!$F61=\"\"),\"\",I76/'Lives scenario - input'!$F61),\"\")","v":""},{"$f":"IFERROR(IF(OR(J76=\"\",'Lives scenario - input'!$F61=\"\"),\"\",J76/'Lives scenario - input'!$F61),\"\")","v":""},{"$f":"IFERROR(IF(OR(K76=\"\",'Lives scenario - input'!$F61=\"\"),\"\",K76/'Lives scenario - input'!$F61),\"\")","v":""},{"$f":"IFERROR(IF(OR(L76=\"\",'Lives scenario - input'!$F61=\"\"),\"\",L76/'Lives scenario - input'!$F61),\"\")","v":""},{"$f":"IFERROR(IF(OR(M76=\"\",'Lives scenario - input'!$F61=\"\"),\"\",M76/'Lives scenario - input'!$F61),\"\")","v":""},{"$f":"IFERROR(IF(OR(N76=\"\",'Lives scenario - input'!$F61=\"\"),\"\",N76/'Lives scenario - input'!$F61),\"\")","v":""},{"$f":"IFERROR(IF(OR(O76=\"\",'Lives scenario - input'!$F61=\"\"),\"\",O76/'Lives scenario - input'!$F61),\"\")","v":""},{"$f":"IFERROR(IF(OR(P76=\"\",'Lives scenario - input'!$F61=\"\"),\"\",P76/'Lives scenario - input'!$F61),\"\")","v":""},{"$f":"IFERROR(IF(OR(Q76=\"\",'Lives scenario - input'!$F61=\"\"),\"\",Q76/'Lives scenario - input'!$F61),\"\")","v":""},{"$f":"IFERROR(IF(OR(R76=\"\",'Lives scenario - input'!$F61=\"\"),\"\",R76/'Lives scenario - input'!$F61),\"\")","v":""},{"$f":"IFERROR(IF(OR(S76=\"\",'Lives scenario - input'!$F61=\"\"),\"\",S76/'Lives scenario - input'!$F61),\"\")","v":""},{"$f":"IFERROR(IF(OR(T76=\"\",'Lives scenario - input'!$F61=\"\"),\"\",T76/'Lives scenario - input'!$F61),\"\")","v":""},{"$f":"IFERROR(IF(OR(U76=\"\",'Lives scenario - input'!$F61=\"\"),\"\",U76/'Lives scenario - input'!$F61),\"\")","v":""},{"$f":"IFERROR(IF(OR(V76=\"\",'Lives scenario - input'!$F61=\"\"),\"\",V76/'Lives scenario - input'!$F61),\"\")","v":""},{"$f":"IFERROR(IF(OR(W76=\"\",'Lives scenario - input'!$F61=\"\"),\"\",W76/'Lives scenario - input'!$F61),\"\")","v":""}]
[{"$f":"IFERROR('Lives scenario - input'!A62,\"\")","v":""},{"$f":"IFERROR('Lives scenario - input'!B62,\"\")","v":""},{"$f":"IFERROR('Lives scenario - input'!C62,\"\")","v":""},{"$f":"IFERROR(repcalc('Lives scenario - input'!$CX62:$GJ62,'Lives scenario - input'!$I62,'Lives scenario - input'!$G62,'Lives scenario - input'!$H62,20,TRUE,TRUE),\"\")","v":""},"","","","","","","","","","","","","","","","","","","",{"$f":"IFERROR(IF(OR(D77=\"\",'Lives scenario - input'!$F62=\"\"),\"\",D77/'Lives scenario - input'!$F62),\"\")","v":""},{"$f":"IFERROR(IF(OR(E77=\"\",'Lives scenario - input'!$F62=\"\"),\"\",E77/'Lives scenario - input'!$F62),\"\")","v":""},{"$f":"IFERROR(IF(OR(F77=\"\",'Lives scenario - input'!$F62=\"\"),\"\",F77/'Lives scenario - input'!$F62),\"\")","v":""},{"$f":"IFERROR(IF(OR(G77=\"\",'Lives scenario - input'!$F62=\"\"),\"\",G77/'Lives scenario - input'!$F62),\"\")","v":""},{"$f":"IFERROR(IF(OR(H77=\"\",'Lives scenario - input'!$F62=\"\"),\"\",H77/'Lives scenario - input'!$F62),\"\")","v":""},{"$f":"IFERROR(IF(OR(I77=\"\",'Lives scenario - input'!$F62=\"\"),\"\",I77/'Lives scenario - input'!$F62),\"\")","v":""},{"$f":"IFERROR(IF(OR(J77=\"\",'Lives scenario - input'!$F62=\"\"),\"\",J77/'Lives scenario - input'!$F62),\"\")","v":""},{"$f":"IFERROR(IF(OR(K77=\"\",'Lives scenario - input'!$F62=\"\"),\"\",K77/'Lives scenario - input'!$F62),\"\")","v":""},{"$f":"IFERROR(IF(OR(L77=\"\",'Lives scenario - input'!$F62=\"\"),\"\",L77/'Lives scenario - input'!$F62),\"\")","v":""},{"$f":"IFERROR(IF(OR(M77=\"\",'Lives scenario - input'!$F62=\"\"),\"\",M77/'Lives scenario - input'!$F62),\"\")","v":""},{"$f":"IFERROR(IF(OR(N77=\"\",'Lives scenario - input'!$F62=\"\"),\"\",N77/'Lives scenario - input'!$F62),\"\")","v":""},{"$f":"IFERROR(IF(OR(O77=\"\",'Lives scenario - input'!$F62=\"\"),\"\",O77/'Lives scenario - input'!$F62),\"\")","v":""},{"$f":"IFERROR(IF(OR(P77=\"\",'Lives scenario - input'!$F62=\"\"),\"\",P77/'Lives scenario - input'!$F62),\"\")","v":""},{"$f":"IFERROR(IF(OR(Q77=\"\",'Lives scenario - input'!$F62=\"\"),\"\",Q77/'Lives scenario - input'!$F62),\"\")","v":""},{"$f":"IFERROR(IF(OR(R77=\"\",'Lives scenario - input'!$F62=\"\"),\"\",R77/'Lives scenario - input'!$F62),\"\")","v":""},{"$f":"IFERROR(IF(OR(S77=\"\",'Lives scenario - input'!$F62=\"\"),\"\",S77/'Lives scenario - input'!$F62),\"\")","v":""},{"$f":"IFERROR(IF(OR(T77=\"\",'Lives scenario - input'!$F62=\"\"),\"\",T77/'Lives scenario - input'!$F62),\"\")","v":""},{"$f":"IFERROR(IF(OR(U77=\"\",'Lives scenario - input'!$F62=\"\"),\"\",U77/'Lives scenario - input'!$F62),\"\")","v":""},{"$f":"IFERROR(IF(OR(V77=\"\",'Lives scenario - input'!$F62=\"\"),\"\",V77/'Lives scenario - input'!$F62),\"\")","v":""},{"$f":"IFERROR(IF(OR(W77=\"\",'Lives scenario - input'!$F62=\"\"),\"\",W77/'Lives scenario - input'!$F62),\"\")","v":""}]
[{"$f":"IFERROR('Lives scenario - input'!A63,\"\")","v":""},{"$f":"IFERROR('Lives scenario - input'!B63,\"\")","v":""},{"$f":"IFERROR('Lives scenario - input'!C63,\"\")","v":""},{"$f":"IFERROR(repcalc('Lives scenario - input'!$CX63:$GJ63,'Lives scenario - input'!$I63,'Lives scenario - input'!$G63,'Lives scenario - input'!$H63,20,TRUE,TRUE),\"\")","v":""},"","","","","","","","","","","","","","","","","","","",{"$f":"IFERROR(IF(OR(D78=\"\",'Lives scenario - input'!$F63=\"\"),\"\",D78/'Lives scenario - input'!$F63),\"\")","v":""},{"$f":"IFERROR(IF(OR(E78=\"\",'Lives scenario - input'!$F63=\"\"),\"\",E78/'Lives scenario - input'!$F63),\"\")","v":""},{"$f":"IFERROR(IF(OR(F78=\"\",'Lives scenario - input'!$F63=\"\"),\"\",F78/'Lives scenario - input'!$F63),\"\")","v":""},{"$f":"IFERROR(IF(OR(G78=\"\",'Lives scenario - input'!$F63=\"\"),\"\",G78/'Lives scenario - input'!$F63),\"\")","v":""},{"$f":"IFERROR(IF(OR(H78=\"\",'Lives scenario - input'!$F63=\"\"),\"\",H78/'Lives scenario - input'!$F63),\"\")","v":""},{"$f":"IFERROR(IF(OR(I78=\"\",'Lives scenario - input'!$F63=\"\"),\"\",I78/'Lives scenario - input'!$F63),\"\")","v":""},{"$f":"IFERROR(IF(OR(J78=\"\",'Lives scenario - input'!$F63=\"\"),\"\",J78/'Lives scenario - input'!$F63),\"\")","v":""},{"$f":"IFERROR(IF(OR(K78=\"\",'Lives scenario - input'!$F63=\"\"),\"\",K78/'Lives scenario - input'!$F63),\"\")","v":""},{"$f":"IFERROR(IF(OR(L78=\"\",'Lives scenario - input'!$F63=\"\"),\"\",L78/'Lives scenario - input'!$F63),\"\")","v":""},{"$f":"IFERROR(IF(OR(M78=\"\",'Lives scenario - input'!$F63=\"\"),\"\",M78/'Lives scenario - input'!$F63),\"\")","v":""},{"$f":"IFERROR(IF(OR(N78=\"\",'Lives scenario - input'!$F63=\"\"),\"\",N78/'Lives scenario - input'!$F63),\"\")","v":""},{"$f":"IFERROR(IF(OR(O78=\"\",'Lives scenario - input'!$F63=\"\"),\"\",O78/'Lives scenario - input'!$F63),\"\")","v":""},{"$f":"IFERROR(IF(OR(P78=\"\",'Lives scenario - input'!$F63=\"\"),\"\",P78/'Lives scenario - input'!$F63),\"\")","v":""},{"$f":"IFERROR(IF(OR(Q78=\"\",'Lives scenario - input'!$F63=\"\"),\"\",Q78/'Lives scenario - input'!$F63),\"\")","v":""},{"$f":"IFERROR(IF(OR(R78=\"\",'Lives scenario - input'!$F63=\"\"),\"\",R78/'Lives scenario - input'!$F63),\"\")","v":""},{"$f":"IFERROR(IF(OR(S78=\"\",'Lives scenario - input'!$F63=\"\"),\"\",S78/'Lives scenario - input'!$F63),\"\")","v":""},{"$f":"IFERROR(IF(OR(T78=\"\",'Lives scenario - input'!$F63=\"\"),\"\",T78/'Lives scenario - input'!$F63),\"\")","v":""},{"$f":"IFERROR(IF(OR(U78=\"\",'Lives scenario - input'!$F63=\"\"),\"\",U78/'Lives scenario - input'!$F63),\"\")","v":""},{"$f":"IFERROR(IF(OR(V78=\"\",'Lives scenario - input'!$F63=\"\"),\"\",V78/'Lives scenario - input'!$F63),\"\")","v":""},{"$f":"IFERROR(IF(OR(W78=\"\",'Lives scenario - input'!$F63=\"\"),\"\",W78/'Lives scenario - input'!$F63),\"\")","v":""}]
[{"$f":"IFERROR('Lives scenario - input'!A64,\"\")","v":""},{"$f":"IFERROR('Lives scenario - input'!B64,\"\")","v":""},{"$f":"IFERROR('Lives scenario - input'!C64,\"\")","v":""},{"$f":"IFERROR(repcalc('Lives scenario - input'!$CX64:$GJ64,'Lives scenario - input'!$I64,'Lives scenario - input'!$G64,'Lives scenario - input'!$H64,20,TRUE,TRUE),\"\")","v":""},"","","","","","","","","","","","","","","","","","","",{"$f":"IFERROR(IF(OR(D79=\"\",'Lives scenario - input'!$F64=\"\"),\"\",D79/'Lives scenario - input'!$F64),\"\")","v":""},{"$f":"IFERROR(IF(OR(E79=\"\",'Lives scenario - input'!$F64=\"\"),\"\",E79/'Lives scenario - input'!$F64),\"\")","v":""},{"$f":"IFERROR(IF(OR(F79=\"\",'Lives scenario - input'!$F64=\"\"),\"\",F79/'Lives scenario - input'!$F64),\"\")","v":""},{"$f":"IFERROR(IF(OR(G79=\"\",'Lives scenario - input'!$F64=\"\"),\"\",G79/'Lives scenario - input'!$F64),\"\")","v":""},{"$f":"IFERROR(IF(OR(H79=\"\",'Lives scenario - input'!$F64=\"\"),\"\",H79/'Lives scenario - input'!$F64),\"\")","v":""},{"$f":"IFERROR(IF(OR(I79=\"\",'Lives scenario - input'!$F64=\"\"),\"\",I79/'Lives scenario - input'!$F64),\"\")","v":""},{"$f":"IFERROR(IF(OR(J79=\"\",'Lives scenario - input'!$F64=\"\"),\"\",J79/'Lives scenario - input'!$F64),\"\")","v":""},{"$f":"IFERROR(IF(OR(K79=\"\",'Lives scenario - input'!$F64=\"\"),\"\",K79/'Lives scenario - input'!$F64),\"\")","v":""},{"$f":"IFERROR(IF(OR(L79=\"\",'Lives scenario - input'!$F64=\"\"),\"\",L79/'Lives scenario - input'!$F64),\"\")","v":""},{"$f":"IFERROR(IF(OR(M79=\"\",'Lives scenario - input'!$F64=\"\"),\"\",M79/'Lives scenario - input'!$F64),\"\")","v":""},{"$f":"IFERROR(IF(OR(N79=\"\",'Lives scenario - input'!$F64=\"\"),\"\",N79/'Lives scenario - input'!$F64),\"\")","v":""},{"$f":"IFERROR(IF(OR(O79=\"\",'Lives scenario - input'!$F64=\"\"),\"\",O79/'Lives scenario - input'!$F64),\"\")","v":""},{"$f":"IFERROR(IF(OR(P79=\"\",'Lives scenario - input'!$F64=\"\"),\"\",P79/'Lives scenario - input'!$F64),\"\")","v":""},{"$f":"IFERROR(IF(OR(Q79=\"\",'Lives scenario - input'!$F64=\"\"),\"\",Q79/'Lives scenario - input'!$F64),\"\")","v":""},{"$f":"IFERROR(IF(OR(R79=\"\",'Lives scenario - input'!$F64=\"\"),\"\",R79/'Lives scenario - input'!$F64),\"\")","v":""},{"$f":"IFERROR(IF(OR(S79=\"\",'Lives scenario - input'!$F64=\"\"),\"\",S79/'Lives scenario - input'!$F64),\"\")","v":""},{"$f":"IFERROR(IF(OR(T79=\"\",'Lives scenario - input'!$F64=\"\"),\"\",T79/'Lives scenario - input'!$F64),\"\")","v":""},{"$f":"IFERROR(IF(OR(U79=\"\",'Lives scenario - input'!$F64=\"\"),\"\",U79/'Lives scenario - input'!$F64),\"\")","v":""},{"$f":"IFERROR(IF(OR(V79=\"\",'Lives scenario - input'!$F64=\"\"),\"\",V79/'Lives scenario - input'!$F64),\"\")","v":""},{"$f":"IFERROR(IF(OR(W79=\"\",'Lives scenario - input'!$F64=\"\"),\"\",W79/'Lives scenario - input'!$F64),\"\")","v":""}]
[{"$f":"IFERROR('Lives scenario - input'!A65,\"\")","v":""},{"$f":"IFERROR('Lives scenario - input'!B65,\"\")","v":""},{"$f":"IFERROR('Lives scenario - input'!C65,\"\")","v":""},{"$f":"IFERROR(repcalc('Lives scenario - input'!$CX65:$GJ65,'Lives scenario - input'!$I65,'Lives scenario - input'!$G65,'Lives scenario - input'!$H65,20,TRUE,TRUE),\"\")","v":""},"","","","","","","","","","","","","","","","","","","",{"$f":"IFERROR(IF(OR(D80=\"\",'Lives scenario - input'!$F65=\"\"),\"\",D80/'Lives scenario - input'!$F65),\"\")","v":""},{"$f":"IFERROR(IF(OR(E80=\"\",'Lives scenario - input'!$F65=\"\"),\"\",E80/'Lives scenario - input'!$F65),\"\")","v":""},{"$f":"IFERROR(IF(OR(F80=\"\",'Lives scenario - input'!$F65=\"\"),\"\",F80/'Lives scenario - input'!$F65),\"\")","v":""},{"$f":"IFERROR(IF(OR(G80=\"\",'Lives scenario - input'!$F65=\"\"),\"\",G80/'Lives scenario - input'!$F65),\"\")","v":""},{"$f":"IFERROR(IF(OR(H80=\"\",'Lives scenario - input'!$F65=\"\"),\"\",H80/'Lives scenario - input'!$F65),\"\")","v":""},{"$f":"IFERROR(IF(OR(I80=\"\",'Lives scenario - input'!$F65=\"\"),\"\",I80/'Lives scenario - input'!$F65),\"\")","v":""},{"$f":"IFERROR(IF(OR(J80=\"\",'Lives scenario - input'!$F65=\"\"),\"\",J80/'Lives scenario - input'!$F65),\"\")","v":""},{"$f":"IFERROR(IF(OR(K80=\"\",'Lives scenario - input'!$F65=\"\"),\"\",K80/'Lives scenario - input'!$F65),\"\")","v":""},{"$f":"IFERROR(IF(OR(L80=\"\",'Lives scenario - input'!$F65=\"\"),\"\",L80/'Lives scenario - input'!$F65),\"\")","v":""},{"$f":"IFERROR(IF(OR(M80=\"\",'Lives scenario - input'!$F65=\"\"),\"\",M80/'Lives scenario - input'!$F65),\"\")","v":""},{"$f":"IFERROR(IF(OR(N80=\"\",'Lives scenario - input'!$F65=\"\"),\"\",N80/'Lives scenario - input'!$F65),\"\")","v":""},{"$f":"IFERROR(IF(OR(O80=\"\",'Lives scenario - input'!$F65=\"\"),\"\",O80/'Lives scenario - input'!$F65),\"\")","v":""},{"$f":"IFERROR(IF(OR(P80=\"\",'Lives scenario - input'!$F65=\"\"),\"\",P80/'Lives scenario - input'!$F65),\"\")","v":""},{"$f":"IFERROR(IF(OR(Q80=\"\",'Lives scenario - input'!$F65=\"\"),\"\",Q80/'Lives scenario - input'!$F65),\"\")","v":""},{"$f":"IFERROR(IF(OR(R80=\"\",'Lives scenario - input'!$F65=\"\"),\"\",R80/'Lives scenario - input'!$F65),\"\")","v":""},{"$f":"IFERROR(IF(OR(S80=\"\",'Lives scenario - input'!$F65=\"\"),\"\",S80/'Lives scenario - input'!$F65),\"\")","v":""},{"$f":"IFERROR(IF(OR(T80=\"\",'Lives scenario - input'!$F65=\"\"),\"\",T80/'Lives scenario - input'!$F65),\"\")","v":""},{"$f":"IFERROR(IF(OR(U80=\"\",'Lives scenario - input'!$F65=\"\"),\"\",U80/'Lives scenario - input'!$F65),\"\")","v":""},{"$f":"IFERROR(IF(OR(V80=\"\",'Lives scenario - input'!$F65=\"\"),\"\",V80/'Lives scenario - input'!$F65),\"\")","v":""},{"$f":"IFERROR(IF(OR(W80=\"\",'Lives scenario - input'!$F65=\"\"),\"\",W80/'Lives scenario - input'!$F65),\"\")","v":""}]
[{"$f":"IFERROR('Lives scenario - input'!A66,\"\")","v":""},{"$f":"IFERROR('Lives scenario - input'!B66,\"\")","v":""},{"$f":"IFERROR('Lives scenario - input'!C66,\"\")","v":""},{"$f":"IFERROR(repcalc('Lives scenario - input'!$CX66:$GJ66,'Lives scenario - input'!$I66,'Lives scenario - input'!$G66,'Lives scenario - input'!$H66,20,TRUE,TRUE),\"\")","v":""},"","","","","","","","","","","","","","","","","","","",{"$f":"IFERROR(IF(OR(D81=\"\",'Lives scenario - input'!$F66=\"\"),\"\",D81/'Lives scenario - input'!$F66),\"\")","v":""},{"$f":"IFERROR(IF(OR(E81=\"\",'Lives scenario - input'!$F66=\"\"),\"\",E81/'Lives scenario - input'!$F66),\"\")","v":""},{"$f":"IFERROR(IF(OR(F81=\"\",'Lives scenario - input'!$F66=\"\"),\"\",F81/'Lives scenario - input'!$F66),\"\")","v":""},{"$f":"IFERROR(IF(OR(G81=\"\",'Lives scenario - input'!$F66=\"\"),\"\",G81/'Lives scenario - input'!$F66),\"\")","v":""},{"$f":"IFERROR(IF(OR(H81=\"\",'Lives scenario - input'!$F66=\"\"),\"\",H81/'Lives scenario - input'!$F66),\"\")","v":""},{"$f":"IFERROR(IF(OR(I81=\"\",'Lives scenario - input'!$F66=\"\"),\"\",I81/'Lives scenario - input'!$F66),\"\")","v":""},{"$f":"IFERROR(IF(OR(J81=\"\",'Lives scenario - input'!$F66=\"\"),\"\",J81/'Lives scenario - input'!$F66),\"\")","v":""},{"$f":"IFERROR(IF(OR(K81=\"\",'Lives scenario - input'!$F66=\"\"),\"\",K81/'Lives scenario - input'!$F66),\"\")","v":""},{"$f":"IFERROR(IF(OR(L81=\"\",'Lives scenario - input'!$F66=\"\"),\"\",L81/'Lives scenario - input'!$F66),\"\")","v":""},{"$f":"IFERROR(IF(OR(M81=\"\",'Lives scenario - input'!$F66=\"\"),\"\",M81/'Lives scenario - input'!$F66),\"\")","v":""},{"$f":"IFERROR(IF(OR(N81=\"\",'Lives scenario - input'!$F66=\"\"),\"\",N81/'Lives scenario - input'!$F66),\"\")","v":""},{"$f":"IFERROR(IF(OR(O81=\"\",'Lives scenario - input'!$F66=\"\"),\"\",O81/'Lives scenario - input'!$F66),\"\")","v":""},{"$f":"IFERROR(IF(OR(P81=\"\",'Lives scenario - input'!$F66=\"\"),\"\",P81/'Lives scenario - input'!$F66),\"\")","v":""},{"$f":"IFERROR(IF(OR(Q81=\"\",'Lives scenario - input'!$F66=\"\"),\"\",Q81/'Lives scenario - input'!$F66),\"\")","v":""},{"$f":"IFERROR(IF(OR(R81=\"\",'Lives scenario - input'!$F66=\"\"),\"\",R81/'Lives scenario - input'!$F66),\"\")","v":""},{"$f":"IFERROR(IF(OR(S81=\"\",'Lives scenario - input'!$F66=\"\"),\"\",S81/'Lives scenario - input'!$F66),\"\")","v":""},{"$f":"IFERROR(IF(OR(T81=\"\",'Lives scenario - input'!$F66=\"\"),\"\",T81/'Lives scenario - input'!$F66),\"\")","v":""},{"$f":"IFERROR(IF(OR(U81=\"\",'Lives scenario - input'!$F66=\"\"),\"\",U81/'Lives scenario - input'!$F66),\"\")","v":""},{"$f":"IFERROR(IF(OR(V81=\"\",'Lives scenario - input'!$F66=\"\"),\"\",V81/'Lives scenario - input'!$F66),\"\")","v":""},{"$f":"IFERROR(IF(OR(W81=\"\",'Lives scenario - input'!$F66=\"\"),\"\",W81/'Lives scenario - input'!$F66),\"\")","v":""}]
[{"$f":"IFERROR('Lives scenario - input'!A67,\"\")","v":""},{"$f":"IFERROR('Lives scenario - input'!B67,\"\")","v":""},{"$f":"IFERROR('Lives scenario - input'!C67,\"\")","v":""},{"$f":"IFERROR(repcalc('Lives scenario - input'!$CX67:$GJ67,'Lives scenario - input'!$I67,'Lives scenario - input'!$G67,'Lives scenario - input'!$H67,20,TRUE,TRUE),\"\")","v":""},"","","","","","","","","","","","","","","","","","","",{"$f":"IFERROR(IF(OR(D82=\"\",'Lives scenario - input'!$F67=\"\"),\"\",D82/'Lives scenario - input'!$F67),\"\")","v":""},{"$f":"IFERROR(IF(OR(E82=\"\",'Lives scenario - input'!$F67=\"\"),\"\",E82/'Lives scenario - input'!$F67),\"\")","v":""},{"$f":"IFERROR(IF(OR(F82=\"\",'Lives scenario - input'!$F67=\"\"),\"\",F82/'Lives scenario - input'!$F67),\"\")","v":""},{"$f":"IFERROR(IF(OR(G82=\"\",'Lives scenario - input'!$F67=\"\"),\"\",G82/'Lives scenario - input'!$F67),\"\")","v":""},{"$f":"IFERROR(IF(OR(H82=\"\",'Lives scenario - input'!$F67=\"\"),\"\",H82/'Lives scenario - input'!$F67),\"\")","v":""},{"$f":"IFERROR(IF(OR(I82=\"\",'Lives scenario - input'!$F67=\"\"),\"\",I82/'Lives scenario - input'!$F67),\"\")","v":""},{"$f":"IFERROR(IF(OR(J82=\"\",'Lives scenario - input'!$F67=\"\"),\"\",J82/'Lives scenario - input'!$F67),\"\")","v":""},{"$f":"IFERROR(IF(OR(K82=\"\",'Lives scenario - input'!$F67=\"\"),\"\",K82/'Lives scenario - input'!$F67),\"\")","v":""},{"$f":"IFERROR(IF(OR(L82=\"\",'Lives scenario - input'!$F67=\"\"),\"\",L82/'Lives scenario - input'!$F67),\"\")","v":""},{"$f":"IFERROR(IF(OR(M82=\"\",'Lives scenario - input'!$F67=\"\"),\"\",M82/'Lives scenario - input'!$F67),\"\")","v":""},{"$f":"IFERROR(IF(OR(N82=\"\",'Lives scenario - input'!$F67=\"\"),\"\",N82/'Lives scenario - input'!$F67),\"\")","v":""},{"$f":"IFERROR(IF(OR(O82=\"\",'Lives scenario - input'!$F67=\"\"),\"\",O82/'Lives scenario - input'!$F67),\"\")","v":""},{"$f":"IFERROR(IF(OR(P82=\"\",'Lives scenario - input'!$F67=\"\"),\"\",P82/'Lives scenario - input'!$F67),\"\")","v":""},{"$f":"IFERROR(IF(OR(Q82=\"\",'Lives scenario - input'!$F67=\"\"),\"\",Q82/'Lives scenario - input'!$F67),\"\")","v":""},{"$f":"IFERROR(IF(OR(R82=\"\",'Lives scenario - input'!$F67=\"\"),\"\",R82/'Lives scenario - input'!$F67),\"\")","v":""},{"$f":"IFERROR(IF(OR(S82=\"\",'Lives scenario - input'!$F67=\"\"),\"\",S82/'Lives scenario - input'!$F67),\"\")","v":""},{"$f":"IFERROR(IF(OR(T82=\"\",'Lives scenario - input'!$F67=\"\"),\"\",T82/'Lives scenario - input'!$F67),\"\")","v":""},{"$f":"IFERROR(IF(OR(U82=\"\",'Lives scenario - input'!$F67=\"\"),\"\",U82/'Lives scenario - input'!$F67),\"\")","v":""},{"$f":"IFERROR(IF(OR(V82=\"\",'Lives scenario - input'!$F67=\"\"),\"\",V82/'Lives scenario - input'!$F67),\"\")","v":""},{"$f":"IFERROR(IF(OR(W82=\"\",'Lives scenario - input'!$F67=\"\"),\"\",W82/'Lives scenario - input'!$F67),\"\")","v":""}]
[{"$f":"IFERROR('Lives scenario - input'!A68,\"\")","v":""},{"$f":"IFERROR('Lives scenario - input'!B68,\"\")","v":""},{"$f":"IFERROR('Lives scenario - input'!C68,\"\")","v":""},{"$f":"IFERROR(repcalc('Lives scenario - input'!$CX68:$GJ68,'Lives scenario - input'!$I68,'Lives scenario - input'!$G68,'Lives scenario - input'!$H68,20,TRUE,TRUE),\"\")","v":""},"","","","","","","","","","","","","","","","","","","",{"$f":"IFERROR(IF(OR(D83=\"\",'Lives scenario - input'!$F68=\"\"),\"\",D83/'Lives scenario - input'!$F68),\"\")","v":""},{"$f":"IFERROR(IF(OR(E83=\"\",'Lives scenario - input'!$F68=\"\"),\"\",E83/'Lives scenario - input'!$F68),\"\")","v":""},{"$f":"IFERROR(IF(OR(F83=\"\",'Lives scenario - input'!$F68=\"\"),\"\",F83/'Lives scenario - input'!$F68),\"\")","v":""},{"$f":"IFERROR(IF(OR(G83=\"\",'Lives scenario - input'!$F68=\"\"),\"\",G83/'Lives scenario - input'!$F68),\"\")","v":""},{"$f":"IFERROR(IF(OR(H83=\"\",'Lives scenario - input'!$F68=\"\"),\"\",H83/'Lives scenario - input'!$F68),\"\")","v":""},{"$f":"IFERROR(IF(OR(I83=\"\",'Lives scenario - input'!$F68=\"\"),\"\",I83/'Lives scenario - input'!$F68),\"\")","v":""},{"$f":"IFERROR(IF(OR(J83=\"\",'Lives scenario - input'!$F68=\"\"),\"\",J83/'Lives scenario - input'!$F68),\"\")","v":""},{"$f":"IFERROR(IF(OR(K83=\"\",'Lives scenario - input'!$F68=\"\"),\"\",K83/'Lives scenario - input'!$F68),\"\")","v":""},{"$f":"IFERROR(IF(OR(L83=\"\",'Lives scenario - input'!$F68=\"\"),\"\",L83/'Lives scenario - input'!$F68),\"\")","v":""},{"$f":"IFERROR(IF(OR(M83=\"\",'Lives scenario - input'!$F68=\"\"),\"\",M83/'Lives scenario - input'!$F68),\"\")","v":""},{"$f":"IFERROR(IF(OR(N83=\"\",'Lives scenario - input'!$F68=\"\"),\"\",N83/'Lives scenario - input'!$F68),\"\")","v":""},{"$f":"IFERROR(IF(OR(O83=\"\",'Lives scenario - input'!$F68=\"\"),\"\",O83/'Lives scenario - input'!$F68),\"\")","v":""},{"$f":"IFERROR(IF(OR(P83=\"\",'Lives scenario - input'!$F68=\"\"),\"\",P83/'Lives scenario - input'!$F68),\"\")","v":""},{"$f":"IFERROR(IF(OR(Q83=\"\",'Lives scenario - input'!$F68=\"\"),\"\",Q83/'Lives scenario - input'!$F68),\"\")","v":""},{"$f":"IFERROR(IF(OR(R83=\"\",'Lives scenario - input'!$F68=\"\"),\"\",R83/'Lives scenario - input'!$F68),\"\")","v":""},{"$f":"IFERROR(IF(OR(S83=\"\",'Lives scenario - input'!$F68=\"\"),\"\",S83/'Lives scenario - input'!$F68),\"\")","v":""},{"$f":"IFERROR(IF(OR(T83=\"\",'Lives scenario - input'!$F68=\"\"),\"\",T83/'Lives scenario - input'!$F68),\"\")","v":""},{"$f":"IFERROR(IF(OR(U83=\"\",'Lives scenario - input'!$F68=\"\"),\"\",U83/'Lives scenario - input'!$F68),\"\")","v":""},{"$f":"IFERROR(IF(OR(V83=\"\",'Lives scenario - input'!$F68=\"\"),\"\",V83/'Lives scenario - input'!$F68),\"\")","v":""},{"$f":"IFERROR(IF(OR(W83=\"\",'Lives scenario - input'!$F68=\"\"),\"\",W83/'Lives scenario - input'!$F68),\"\")","v":""}]
[{"$f":"IFERROR('Lives scenario - input'!A69,\"\")","v":""},{"$f":"IFERROR('Lives scenario - input'!B69,\"\")","v":""},{"$f":"IFERROR('Lives scenario - input'!C69,\"\")","v":""},{"$f":"IFERROR(repcalc('Lives scenario - input'!$CX69:$GJ69,'Lives scenario - input'!$I69,'Lives scenario - input'!$G69,'Lives scenario - input'!$H69,20,TRUE,TRUE),\"\")","v":""},"","","","","","","","","","","","","","","","","","","",{"$f":"IFERROR(IF(OR(D84=\"\",'Lives scenario - input'!$F69=\"\"),\"\",D84/'Lives scenario - input'!$F69),\"\")","v":""},{"$f":"IFERROR(IF(OR(E84=\"\",'Lives scenario - input'!$F69=\"\"),\"\",E84/'Lives scenario - input'!$F69),\"\")","v":""},{"$f":"IFERROR(IF(OR(F84=\"\",'Lives scenario - input'!$F69=\"\"),\"\",F84/'Lives scenario - input'!$F69),\"\")","v":""},{"$f":"IFERROR(IF(OR(G84=\"\",'Lives scenario - input'!$F69=\"\"),\"\",G84/'Lives scenario - input'!$F69),\"\")","v":""},{"$f":"IFERROR(IF(OR(H84=\"\",'Lives scenario - input'!$F69=\"\"),\"\",H84/'Lives scenario - input'!$F69),\"\")","v":""},{"$f":"IFERROR(IF(OR(I84=\"\",'Lives scenario - input'!$F69=\"\"),\"\",I84/'Lives scenario - input'!$F69),\"\")","v":""},{"$f":"IFERROR(IF(OR(J84=\"\",'Lives scenario - input'!$F69=\"\"),\"\",J84/'Lives scenario - input'!$F69),\"\")","v":""},{"$f":"IFERROR(IF(OR(K84=\"\",'Lives scenario - input'!$F69=\"\"),\"\",K84/'Lives scenario - input'!$F69),\"\")","v":""},{"$f":"IFERROR(IF(OR(L84=\"\",'Lives scenario - input'!$F69=\"\"),\"\",L84/'Lives scenario - input'!$F69),\"\")","v":""},{"$f":"IFERROR(IF(OR(M84=\"\",'Lives scenario - input'!$F69=\"\"),\"\",M84/'Lives scenario - input'!$F69),\"\")","v":""},{"$f":"IFERROR(IF(OR(N84=\"\",'Lives scenario - input'!$F69=\"\"),\"\",N84/'Lives scenario - input'!$F69),\"\")","v":""},{"$f":"IFERROR(IF(OR(O84=\"\",'Lives scenario - input'!$F69=\"\"),\"\",O84/'Lives scenario - input'!$F69),\"\")","v":""},{"$f":"IFERROR(IF(OR(P84=\"\",'Lives scenario - input'!$F69=\"\"),\"\",P84/'Lives scenario - input'!$F69),\"\")","v":""},{"$f":"IFERROR(IF(OR(Q84=\"\",'Lives scenario - input'!$F69=\"\"),\"\",Q84/'Lives scenario - input'!$F69),\"\")","v":""},{"$f":"IFERROR(IF(OR(R84=\"\",'Lives scenario - input'!$F69=\"\"),\"\",R84/'Lives scenario - input'!$F69),\"\")","v":""},{"$f":"IFERROR(IF(OR(S84=\"\",'Lives scenario - input'!$F69=\"\"),\"\",S84/'Lives scenario - input'!$F69),\"\")","v":""},{"$f":"IFERROR(IF(OR(T84=\"\",'Lives scenario - input'!$F69=\"\"),\"\",T84/'Lives scenario - input'!$F69),\"\")","v":""},{"$f":"IFERROR(IF(OR(U84=\"\",'Lives scenario - input'!$F69=\"\"),\"\",U84/'Lives scenario - input'!$F69),\"\")","v":""},{"$f":"IFERROR(IF(OR(V84=\"\",'Lives scenario - input'!$F69=\"\"),\"\",V84/'Lives scenario - input'!$F69),\"\")","v":""},{"$f":"IFERROR(IF(OR(W84=\"\",'Lives scenario - input'!$F69=\"\"),\"\",W84/'Lives scenario - input'!$F69),\"\")","v":""}]
[{"$f":"IFERROR('Lives scenario - input'!A70,\"\")","v":""},{"$f":"IFERROR('Lives scenario - input'!B70,\"\")","v":""},{"$f":"IFERROR('Lives scenario - input'!C70,\"\")","v":""},{"$f":"IFERROR(repcalc('Lives scenario - input'!$CX70:$GJ70,'Lives scenario - input'!$I70,'Lives scenario - input'!$G70,'Lives scenario - input'!$H70,20,TRUE,TRUE),\"\")","v":""},"","","","","","","","","","","","","","","","","","","",{"$f":"IFERROR(IF(OR(D85=\"\",'Lives scenario - input'!$F70=\"\"),\"\",D85/'Lives scenario - input'!$F70),\"\")","v":""},{"$f":"IFERROR(IF(OR(E85=\"\",'Lives scenario - input'!$F70=\"\"),\"\",E85/'Lives scenario - input'!$F70),\"\")","v":""},{"$f":"IFERROR(IF(OR(F85=\"\",'Lives scenario - input'!$F70=\"\"),\"\",F85/'Lives scenario - input'!$F70),\"\")","v":""},{"$f":"IFERROR(IF(OR(G85=\"\",'Lives scenario - input'!$F70=\"\"),\"\",G85/'Lives scenario - input'!$F70),\"\")","v":""},{"$f":"IFERROR(IF(OR(H85=\"\",'Lives scenario - input'!$F70=\"\"),\"\",H85/'Lives scenario - input'!$F70),\"\")","v":""},{"$f":"IFERROR(IF(OR(I85=\"\",'Lives scenario - input'!$F70=\"\"),\"\",I85/'Lives scenario - input'!$F70),\"\")","v":""},{"$f":"IFERROR(IF(OR(J85=\"\",'Lives scenario - input'!$F70=\"\"),\"\",J85/'Lives scenario - input'!$F70),\"\")","v":""},{"$f":"IFERROR(IF(OR(K85=\"\",'Lives scenario - input'!$F70=\"\"),\"\",K85/'Lives scenario - input'!$F70),\"\")","v":""},{"$f":"IFERROR(IF(OR(L85=\"\",'Lives scenario - input'!$F70=\"\"),\"\",L85/'Lives scenario - input'!$F70),\"\")","v":""},{"$f":"IFERROR(IF(OR(M85=\"\",'Lives scenario - input'!$F70=\"\"),\"\",M85/'Lives scenario - input'!$F70),\"\")","v":""},{"$f":"IFERROR(IF(OR(N85=\"\",'Lives scenario - input'!$F70=\"\"),\"\",N85/'Lives scenario - input'!$F70),\"\")","v":""},{"$f":"IFERROR(IF(OR(O85=\"\",'Lives scenario - input'!$F70=\"\"),\"\",O85/'Lives scenario - input'!$F70),\"\")","v":""},{"$f":"IFERROR(IF(OR(P85=\"\",'Lives scenario - input'!$F70=\"\"),\"\",P85/'Lives scenario - input'!$F70),\"\")","v":""},{"$f":"IFERROR(IF(OR(Q85=\"\",'Lives scenario - input'!$F70=\"\"),\"\",Q85/'Lives scenario - input'!$F70),\"\")","v":""},{"$f":"IFERROR(IF(OR(R85=\"\",'Lives scenario - input'!$F70=\"\"),\"\",R85/'Lives scenario - input'!$F70),\"\")","v":""},{"$f":"IFERROR(IF(OR(S85=\"\",'Lives scenario - input'!$F70=\"\"),\"\",S85/'Lives scenario - input'!$F70),\"\")","v":""},{"$f":"IFERROR(IF(OR(T85=\"\",'Lives scenario - input'!$F70=\"\"),\"\",T85/'Lives scenario - input'!$F70),\"\")","v":""},{"$f":"IFERROR(IF(OR(U85=\"\",'Lives scenario - input'!$F70=\"\"),\"\",U85/'Lives scenario - input'!$F70),\"\")","v":""},{"$f":"IFERROR(IF(OR(V85=\"\",'Lives scenario - input'!$F70=\"\"),\"\",V85/'Lives scenario - input'!$F70),\"\")","v":""},{"$f":"IFERROR(IF(OR(W85=\"\",'Lives scenario - input'!$F70=\"\"),\"\",W85/'Lives scenario - input'!$F70),\"\")","v":""}]
[{"$f":"IFERROR('Lives scenario - input'!A71,\"\")","v":""},{"$f":"IFERROR('Lives scenario - input'!B71,\"\")","v":""},{"$f":"IFERROR('Lives scenario - input'!C71,\"\")","v":""},{"$f":"IFERROR(repcalc('Lives scenario - input'!$CX71:$GJ71,'Lives scenario - input'!$I71,'Lives scenario - input'!$G71,'Lives scenario - input'!$H71,20,TRUE,TRUE),\"\")","v":""},"","","","","","","","","","","","","","","","","","","",{"$f":"IFERROR(IF(OR(D86=\"\",'Lives scenario - input'!$F71=\"\"),\"\",D86/'Lives scenario - input'!$F71),\"\")","v":""},{"$f":"IFERROR(IF(OR(E86=\"\",'Lives scenario - input'!$F71=\"\"),\"\",E86/'Lives scenario - input'!$F71),\"\")","v":""},{"$f":"IFERROR(IF(OR(F86=\"\",'Lives scenario - input'!$F71=\"\"),\"\",F86/'Lives scenario - input'!$F71),\"\")","v":""},{"$f":"IFERROR(IF(OR(G86=\"\",'Lives scenario - input'!$F71=\"\"),\"\",G86/'Lives scenario - input'!$F71),\"\")","v":""},{"$f":"IFERROR(IF(OR(H86=\"\",'Lives scenario - input'!$F71=\"\"),\"\",H86/'Lives scenario - input'!$F71),\"\")","v":""},{"$f":"IFERROR(IF(OR(I86=\"\",'Lives scenario - input'!$F71=\"\"),\"\",I86/'Lives scenario - input'!$F71),\"\")","v":""},{"$f":"IFERROR(IF(OR(J86=\"\",'Lives scenario - input'!$F71=\"\"),\"\",J86/'Lives scenario - input'!$F71),\"\")","v":""},{"$f":"IFERROR(IF(OR(K86=\"\",'Lives scenario - input'!$F71=\"\"),\"\",K86/'Lives scenario - input'!$F71),\"\")","v":""},{"$f":"IFERROR(IF(OR(L86=\"\",'Lives scenario - input'!$F71=\"\"),\"\",L86/'Lives scenario - input'!$F71),\"\")","v":""},{"$f":"IFERROR(IF(OR(M86=\"\",'Lives scenario - input'!$F71=\"\"),\"\",M86/'Lives scenario - input'!$F71),\"\")","v":""},{"$f":"IFERROR(IF(OR(N86=\"\",'Lives scenario - input'!$F71=\"\"),\"\",N86/'Lives scenario - input'!$F71),\"\")","v":""},{"$f":"IFERROR(IF(OR(O86=\"\",'Lives scenario - input'!$F71=\"\"),\"\",O86/'Lives scenario - input'!$F71),\"\")","v":""},{"$f":"IFERROR(IF(OR(P86=\"\",'Lives scenario - input'!$F71=\"\"),\"\",P86/'Lives scenario - input'!$F71),\"\")","v":""},{"$f":"IFERROR(IF(OR(Q86=\"\",'Lives scenario - input'!$F71=\"\"),\"\",Q86/'Lives scenario - input'!$F71),\"\")","v":""},{"$f":"IFERROR(IF(OR(R86=\"\",'Lives scenario - input'!$F71=\"\"),\"\",R86/'Lives scenario - input'!$F71),\"\")","v":""},{"$f":"IFERROR(IF(OR(S86=\"\",'Lives scenario - input'!$F71=\"\"),\"\",S86/'Lives scenario - input'!$F71),\"\")","v":""},{"$f":"IFERROR(IF(OR(T86=\"\",'Lives scenario - input'!$F71=\"\"),\"\",T86/'Lives scenario - input'!$F71),\"\")","v":""},{"$f":"IFERROR(IF(OR(U86=\"\",'Lives scenario - input'!$F71=\"\"),\"\",U86/'Lives scenario - input'!$F71),\"\")","v":""},{"$f":"IFERROR(IF(OR(V86=\"\",'Lives scenario - input'!$F71=\"\"),\"\",V86/'Lives scenario - input'!$F71),\"\")","v":""},{"$f":"IFERROR(IF(OR(W86=\"\",'Lives scenario - input'!$F71=\"\"),\"\",W86/'Lives scenario - input'!$F71),\"\")","v":""}]
[{"$f":"IFERROR('Lives scenario - input'!A72,\"\")","v":""},{"$f":"IFERROR('Lives scenario - input'!B72,\"\")","v":""},{"$f":"IFERROR('Lives scenario - input'!C72,\"\")","v":""},{"$f":"IFERROR(repcalc('Lives scenario - input'!$CX72:$GJ72,'Lives scenario - input'!$I72,'Lives scenario - input'!$G72,'Lives scenario - input'!$H72,20,TRUE,TRUE),\"\")","v":""},"","","","","","","","","","","","","","","","","","","",{"$f":"IFERROR(IF(OR(D87=\"\",'Lives scenario - input'!$F72=\"\"),\"\",D87/'Lives scenario - input'!$F72),\"\")","v":""},{"$f":"IFERROR(IF(OR(E87=\"\",'Lives scenario - input'!$F72=\"\"),\"\",E87/'Lives scenario - input'!$F72),\"\")","v":""},{"$f":"IFERROR(IF(OR(F87=\"\",'Lives scenario - input'!$F72=\"\"),\"\",F87/'Lives scenario - input'!$F72),\"\")","v":""},{"$f":"IFERROR(IF(OR(G87=\"\",'Lives scenario - input'!$F72=\"\"),\"\",G87/'Lives scenario - input'!$F72),\"\")","v":""},{"$f":"IFERROR(IF(OR(H87=\"\",'Lives scenario - input'!$F72=\"\"),\"\",H87/'Lives scenario - input'!$F72),\"\")","v":""},{"$f":"IFERROR(IF(OR(I87=\"\",'Lives scenario - input'!$F72=\"\"),\"\",I87/'Lives scenario - input'!$F72),\"\")","v":""},{"$f":"IFERROR(IF(OR(J87=\"\",'Lives scenario - input'!$F72=\"\"),\"\",J87/'Lives scenario - input'!$F72),\"\")","v":""},{"$f":"IFERROR(IF(OR(K87=\"\",'Lives scenario - input'!$F72=\"\"),\"\",K87/'Lives scenario - input'!$F72),\"\")","v":""},{"$f":"IFERROR(IF(OR(L87=\"\",'Lives scenario - input'!$F72=\"\"),\"\",L87/'Lives scenario - input'!$F72),\"\")","v":""},{"$f":"IFERROR(IF(OR(M87=\"\",'Lives scenario - input'!$F72=\"\"),\"\",M87/'Lives scenario - input'!$F72),\"\")","v":""},{"$f":"IFERROR(IF(OR(N87=\"\",'Lives scenario - input'!$F72=\"\"),\"\",N87/'Lives scenario - input'!$F72),\"\")","v":""},{"$f":"IFERROR(IF(OR(O87=\"\",'Lives scenario - input'!$F72=\"\"),\"\",O87/'Lives scenario - input'!$F72),\"\")","v":""},{"$f":"IFERROR(IF(OR(P87=\"\",'Lives scenario - input'!$F72=\"\"),\"\",P87/'Lives scenario - input'!$F72),\"\")","v":""},{"$f":"IFERROR(IF(OR(Q87=\"\",'Lives scenario - input'!$F72=\"\"),\"\",Q87/'Lives scenario - input'!$F72),\"\")","v":""},{"$f":"IFERROR(IF(OR(R87=\"\",'Lives scenario - input'!$F72=\"\"),\"\",R87/'Lives scenario - input'!$F72),\"\")","v":""},{"$f":"IFERROR(IF(OR(S87=\"\",'Lives scenario - input'!$F72=\"\"),\"\",S87/'Lives scenario - input'!$F72),\"\")","v":""},{"$f":"IFERROR(IF(OR(T87=\"\",'Lives scenario - input'!$F72=\"\"),\"\",T87/'Lives scenario - input'!$F72),\"\")","v":""},{"$f":"IFERROR(IF(OR(U87=\"\",'Lives scenario - input'!$F72=\"\"),\"\",U87/'Lives scenario - input'!$F72),\"\")","v":""},{"$f":"IFERROR(IF(OR(V87=\"\",'Lives scenario - input'!$F72=\"\"),\"\",V87/'Lives scenario - input'!$F72),\"\")","v":""},{"$f":"IFERROR(IF(OR(W87=\"\",'Lives scenario - input'!$F72=\"\"),\"\",W87/'Lives scenario - input'!$F72),\"\")","v":""}]
[{"$f":"IFERROR('Lives scenario - input'!A73,\"\")","v":""},{"$f":"IFERROR('Lives scenario - input'!B73,\"\")","v":""},{"$f":"IFERROR('Lives scenario - input'!C73,\"\")","v":""},{"$f":"IFERROR(repcalc('Lives scenario - input'!$CX73:$GJ73,'Lives scenario - input'!$I73,'Lives scenario - input'!$G73,'Lives scenario - input'!$H73,20,TRUE,TRUE),\"\")","v":""},"","","","","","","","","","","","","","","","","","","",{"$f":"IFERROR(IF(OR(D88=\"\",'Lives scenario - input'!$F73=\"\"),\"\",D88/'Lives scenario - input'!$F73),\"\")","v":""},{"$f":"IFERROR(IF(OR(E88=\"\",'Lives scenario - input'!$F73=\"\"),\"\",E88/'Lives scenario - input'!$F73),\"\")","v":""},{"$f":"IFERROR(IF(OR(F88=\"\",'Lives scenario - input'!$F73=\"\"),\"\",F88/'Lives scenario - input'!$F73),\"\")","v":""},{"$f":"IFERROR(IF(OR(G88=\"\",'Lives scenario - input'!$F73=\"\"),\"\",G88/'Lives scenario - input'!$F73),\"\")","v":""},{"$f":"IFERROR(IF(OR(H88=\"\",'Lives scenario - input'!$F73=\"\"),\"\",H88/'Lives scenario - input'!$F73),\"\")","v":""},{"$f":"IFERROR(IF(OR(I88=\"\",'Lives scenario - input'!$F73=\"\"),\"\",I88/'Lives scenario - input'!$F73),\"\")","v":""},{"$f":"IFERROR(IF(OR(J88=\"\",'Lives scenario - input'!$F73=\"\"),\"\",J88/'Lives scenario - input'!$F73),\"\")","v":""},{"$f":"IFERROR(IF(OR(K88=\"\",'Lives scenario - input'!$F73=\"\"),\"\",K88/'Lives scenario - input'!$F73),\"\")","v":""},{"$f":"IFERROR(IF(OR(L88=\"\",'Lives scenario - input'!$F73=\"\"),\"\",L88/'Lives scenario - input'!$F73),\"\")","v":""},{"$f":"IFERROR(IF(OR(M88=\"\",'Lives scenario - input'!$F73=\"\"),\"\",M88/'Lives scenario - input'!$F73),\"\")","v":""},{"$f":"IFERROR(IF(OR(N88=\"\",'Lives scenario - input'!$F73=\"\"),\"\",N88/'Lives scenario - input'!$F73),\"\")","v":""},{"$f":"IFERROR(IF(OR(O88=\"\",'Lives scenario - input'!$F73=\"\"),\"\",O88/'Lives scenario - input'!$F73),\"\")","v":""},{"$f":"IFERROR(IF(OR(P88=\"\",'Lives scenario - input'!$F73=\"\"),\"\",P88/'Lives scenario - input'!$F73),\"\")","v":""},{"$f":"IFERROR(IF(OR(Q88=\"\",'Lives scenario - input'!$F73=\"\"),\"\",Q88/'Lives scenario - input'!$F73),\"\")","v":""},{"$f":"IFERROR(IF(OR(R88=\"\",'Lives scenario - input'!$F73=\"\"),\"\",R88/'Lives scenario - input'!$F73),\"\")","v":""},{"$f":"IFERROR(IF(OR(S88=\"\",'Lives scenario - input'!$F73=\"\"),\"\",S88/'Lives scenario - input'!$F73),\"\")","v":""},{"$f":"IFERROR(IF(OR(T88=\"\",'Lives scenario - input'!$F73=\"\"),\"\",T88/'Lives scenario - input'!$F73),\"\")","v":""},{"$f":"IFERROR(IF(OR(U88=\"\",'Lives scenario - input'!$F73=\"\"),\"\",U88/'Lives scenario - input'!$F73),\"\")","v":""},{"$f":"IFERROR(IF(OR(V88=\"\",'Lives scenario - input'!$F73=\"\"),\"\",V88/'Lives scenario - input'!$F73),\"\")","v":""},{"$f":"IFERROR(IF(OR(W88=\"\",'Lives scenario - input'!$F73=\"\"),\"\",W88/'Lives scenario - input'!$F73),\"\")","v":""}]
[{"$f":"IFERROR('Lives scenario - input'!A74,\"\")","v":""},{"$f":"IFERROR('Lives scenario - input'!B74,\"\")","v":""},{"$f":"IFERROR('Lives scenario - input'!C74,\"\")","v":""},{"$f":"IFERROR(repcalc('Lives scenario - input'!$CX74:$GJ74,'Lives scenario - input'!$I74,'Lives scenario - input'!$G74,'Lives scenario - input'!$H74,20,TRUE,TRUE),\"\")","v":""},"","","","","","","","","","","","","","","","","","","",{"$f":"IFERROR(IF(OR(D89=\"\",'Lives scenario - input'!$F74=\"\"),\"\",D89/'Lives scenario - input'!$F74),\"\")","v":""},{"$f":"IFERROR(IF(OR(E89=\"\",'Lives scenario - input'!$F74=\"\"),\"\",E89/'Lives scenario - input'!$F74),\"\")","v":""},{"$f":"IFERROR(IF(OR(F89=\"\",'Lives scenario - input'!$F74=\"\"),\"\",F89/'Lives scenario - input'!$F74),\"\")","v":""},{"$f":"IFERROR(IF(OR(G89=\"\",'Lives scenario - input'!$F74=\"\"),\"\",G89/'Lives scenario - input'!$F74),\"\")","v":""},{"$f":"IFERROR(IF(OR(H89=\"\",'Lives scenario - input'!$F74=\"\"),\"\",H89/'Lives scenario - input'!$F74),\"\")","v":""},{"$f":"IFERROR(IF(OR(I89=\"\",'Lives scenario - input'!$F74=\"\"),\"\",I89/'Lives scenario - input'!$F74),\"\")","v":""},{"$f":"IFERROR(IF(OR(J89=\"\",'Lives scenario - input'!$F74=\"\"),\"\",J89/'Lives scenario - input'!$F74),\"\")","v":""},{"$f":"IFERROR(IF(OR(K89=\"\",'Lives scenario - input'!$F74=\"\"),\"\",K89/'Lives scenario - input'!$F74),\"\")","v":""},{"$f":"IFERROR(IF(OR(L89=\"\",'Lives scenario - input'!$F74=\"\"),\"\",L89/'Lives scenario - input'!$F74),\"\")","v":""},{"$f":"IFERROR(IF(OR(M89=\"\",'Lives scenario - input'!$F74=\"\"),\"\",M89/'Lives scenario - input'!$F74),\"\")","v":""},{"$f":"IFERROR(IF(OR(N89=\"\",'Lives scenario - input'!$F74=\"\"),\"\",N89/'Lives scenario - input'!$F74),\"\")","v":""},{"$f":"IFERROR(IF(OR(O89=\"\",'Lives scenario - input'!$F74=\"\"),\"\",O89/'Lives scenario - input'!$F74),\"\")","v":""},{"$f":"IFERROR(IF(OR(P89=\"\",'Lives scenario - input'!$F74=\"\"),\"\",P89/'Lives scenario - input'!$F74),\"\")","v":""},{"$f":"IFERROR(IF(OR(Q89=\"\",'Lives scenario - input'!$F74=\"\"),\"\",Q89/'Lives scenario - input'!$F74),\"\")","v":""},{"$f":"IFERROR(IF(OR(R89=\"\",'Lives scenario - input'!$F74=\"\"),\"\",R89/'Lives scenario - input'!$F74),\"\")","v":""},{"$f":"IFERROR(IF(OR(S89=\"\",'Lives scenario - input'!$F74=\"\"),\"\",S89/'Lives scenario - input'!$F74),\"\")","v":""},{"$f":"IFERROR(IF(OR(T89=\"\",'Lives scenario - input'!$F74=\"\"),\"\",T89/'Lives scenario - input'!$F74),\"\")","v":""},{"$f":"IFERROR(IF(OR(U89=\"\",'Lives scenario - input'!$F74=\"\"),\"\",U89/'Lives scenario - input'!$F74),\"\")","v":""},{"$f":"IFERROR(IF(OR(V89=\"\",'Lives scenario - input'!$F74=\"\"),\"\",V89/'Lives scenario - input'!$F74),\"\")","v":""},{"$f":"IFERROR(IF(OR(W89=\"\",'Lives scenario - input'!$F74=\"\"),\"\",W89/'Lives scenario - input'!$F74),\"\")","v":""}]
[{"$f":"IFERROR('Lives scenario - input'!A75,\"\")","v":""},{"$f":"IFERROR('Lives scenario - input'!B75,\"\")","v":""},{"$f":"IFERROR('Lives scenario - input'!C75,\"\")","v":""},{"$f":"IFERROR(repcalc('Lives scenario - input'!$CX75:$GJ75,'Lives scenario - input'!$I75,'Lives scenario - input'!$G75,'Lives scenario - input'!$H75,20,TRUE,TRUE),\"\")","v":""},"","","","","","","","","","","","","","","","","","","",{"$f":"IFERROR(IF(OR(D90=\"\",'Lives scenario - input'!$F75=\"\"),\"\",D90/'Lives scenario - input'!$F75),\"\")","v":""},{"$f":"IFERROR(IF(OR(E90=\"\",'Lives scenario - input'!$F75=\"\"),\"\",E90/'Lives scenario - input'!$F75),\"\")","v":""},{"$f":"IFERROR(IF(OR(F90=\"\",'Lives scenario - input'!$F75=\"\"),\"\",F90/'Lives scenario - input'!$F75),\"\")","v":""},{"$f":"IFERROR(IF(OR(G90=\"\",'Lives scenario - input'!$F75=\"\"),\"\",G90/'Lives scenario - input'!$F75),\"\")","v":""},{"$f":"IFERROR(IF(OR(H90=\"\",'Lives scenario - input'!$F75=\"\"),\"\",H90/'Lives scenario - input'!$F75),\"\")","v":""},{"$f":"IFERROR(IF(OR(I90=\"\",'Lives scenario - input'!$F75=\"\"),\"\",I90/'Lives scenario - input'!$F75),\"\")","v":""},{"$f":"IFERROR(IF(OR(J90=\"\",'Lives scenario - input'!$F75=\"\"),\"\",J90/'Lives scenario - input'!$F75),\"\")","v":""},{"$f":"IFERROR(IF(OR(K90=\"\",'Lives scenario - input'!$F75=\"\"),\"\",K90/'Lives scenario - input'!$F75),\"\")","v":""},{"$f":"IFERROR(IF(OR(L90=\"\",'Lives scenario - input'!$F75=\"\"),\"\",L90/'Lives scenario - input'!$F75),\"\")","v":""},{"$f":"IFERROR(IF(OR(M90=\"\",'Lives scenario - input'!$F75=\"\"),\"\",M90/'Lives scenario - input'!$F75),\"\")","v":""},{"$f":"IFERROR(IF(OR(N90=\"\",'Lives scenario - input'!$F75=\"\"),\"\",N90/'Lives scenario - input'!$F75),\"\")","v":""},{"$f":"IFERROR(IF(OR(O90=\"\",'Lives scenario - input'!$F75=\"\"),\"\",O90/'Lives scenario - input'!$F75),\"\")","v":""},{"$f":"IFERROR(IF(OR(P90=\"\",'Lives scenario - input'!$F75=\"\"),\"\",P90/'Lives scenario - input'!$F75),\"\")","v":""},{"$f":"IFERROR(IF(OR(Q90=\"\",'Lives scenario - input'!$F75=\"\"),\"\",Q90/'Lives scenario - input'!$F75),\"\")","v":""},{"$f":"IFERROR(IF(OR(R90=\"\",'Lives scenario - input'!$F75=\"\"),\"\",R90/'Lives scenario - input'!$F75),\"\")","v":""},{"$f":"IFERROR(IF(OR(S90=\"\",'Lives scenario - input'!$F75=\"\"),\"\",S90/'Lives scenario - input'!$F75),\"\")","v":""},{"$f":"IFERROR(IF(OR(T90=\"\",'Lives scenario - input'!$F75=\"\"),\"\",T90/'Lives scenario - input'!$F75),\"\")","v":""},{"$f":"IFERROR(IF(OR(U90=\"\",'Lives scenario - input'!$F75=\"\"),\"\",U90/'Lives scenario - input'!$F75),\"\")","v":""},{"$f":"IFERROR(IF(OR(V90=\"\",'Lives scenario - input'!$F75=\"\"),\"\",V90/'Lives scenario - input'!$F75),\"\")","v":""},{"$f":"IFERROR(IF(OR(W90=\"\",'Lives scenario - input'!$F75=\"\"),\"\",W90/'Lives scenario - input'!$F75),\"\")","v":""}]
[{"$f":"IFERROR('Lives scenario - input'!A76,\"\")","v":""},{"$f":"IFERROR('Lives scenario - input'!B76,\"\")","v":""},{"$f":"IFERROR('Lives scenario - input'!C76,\"\")","v":""},{"$f":"IFERROR(repcalc('Lives scenario - input'!$CX76:$GJ76,'Lives scenario - input'!$I76,'Lives scenario - input'!$G76,'Lives scenario - input'!$H76,20,TRUE,TRUE),\"\")","v":""},"","","","","","","","","","","","","","","","","","","",{"$f":"IFERROR(IF(OR(D91=\"\",'Lives scenario - input'!$F76=\"\"),\"\",D91/'Lives scenario - input'!$F76),\"\")","v":""},{"$f":"IFERROR(IF(OR(E91=\"\",'Lives scenario - input'!$F76=\"\"),\"\",E91/'Lives scenario - input'!$F76),\"\")","v":""},{"$f":"IFERROR(IF(OR(F91=\"\",'Lives scenario - input'!$F76=\"\"),\"\",F91/'Lives scenario - input'!$F76),\"\")","v":""},{"$f":"IFERROR(IF(OR(G91=\"\",'Lives scenario - input'!$F76=\"\"),\"\",G91/'Lives scenario - input'!$F76),\"\")","v":""},{"$f":"IFERROR(IF(OR(H91=\"\",'Lives scenario - input'!$F76=\"\"),\"\",H91/'Lives scenario - input'!$F76),\"\")","v":""},{"$f":"IFERROR(IF(OR(I91=\"\",'Lives scenario - input'!$F76=\"\"),\"\",I91/'Lives scenario - input'!$F76),\"\")","v":""},{"$f":"IFERROR(IF(OR(J91=\"\",'Lives scenario - input'!$F76=\"\"),\"\",J91/'Lives scenario - input'!$F76),\"\")","v":""},{"$f":"IFERROR(IF(OR(K91=\"\",'Lives scenario - input'!$F76=\"\"),\"\",K91/'Lives scenario - input'!$F76),\"\")","v":""},{"$f":"IFERROR(IF(OR(L91=\"\",'Lives scenario - input'!$F76=\"\"),\"\",L91/'Lives scenario - input'!$F76),\"\")","v":""},{"$f":"IFERROR(IF(OR(M91=\"\",'Lives scenario - input'!$F76=\"\"),\"\",M91/'Lives scenario - input'!$F76),\"\")","v":""},{"$f":"IFERROR(IF(OR(N91=\"\",'Lives scenario - input'!$F76=\"\"),\"\",N91/'Lives scenario - input'!$F76),\"\")","v":""},{"$f":"IFERROR(IF(OR(O91=\"\",'Lives scenario - input'!$F76=\"\"),\"\",O91/'Lives scenario - input'!$F76),\"\")","v":""},{"$f":"IFERROR(IF(OR(P91=\"\",'Lives scenario - input'!$F76=\"\"),\"\",P91/'Lives scenario - input'!$F76),\"\")","v":""},{"$f":"IFERROR(IF(OR(Q91=\"\",'Lives scenario - input'!$F76=\"\"),\"\",Q91/'Lives scenario - input'!$F76),\"\")","v":""},{"$f":"IFERROR(IF(OR(R91=\"\",'Lives scenario - input'!$F76=\"\"),\"\",R91/'Lives scenario - input'!$F76),\"\")","v":""},{"$f":"IFERROR(IF(OR(S91=\"\",'Lives scenario - input'!$F76=\"\"),\"\",S91/'Lives scenario - input'!$F76),\"\")","v":""},{"$f":"IFERROR(IF(OR(T91=\"\",'Lives scenario - input'!$F76=\"\"),\"\",T91/'Lives scenario - input'!$F76),\"\")","v":""},{"$f":"IFERROR(IF(OR(U91=\"\",'Lives scenario - input'!$F76=\"\"),\"\",U91/'Lives scenario - input'!$F76),\"\")","v":""},{"$f":"IFERROR(IF(OR(V91=\"\",'Lives scenario - input'!$F76=\"\"),\"\",V91/'Lives scenario - input'!$F76),\"\")","v":""},{"$f":"IFERROR(IF(OR(W91=\"\",'Lives scenario - input'!$F76=\"\"),\"\",W91/'Lives scenario - input'!$F76),\"\")","v":""}]
[{"$f":"IFERROR('Lives scenario - input'!A77,\"\")","v":""},{"$f":"IFERROR('Lives scenario - input'!B77,\"\")","v":""},{"$f":"IFERROR('Lives scenario - input'!C77,\"\")","v":""},{"$f":"IFERROR(repcalc('Lives scenario - input'!$CX77:$GJ77,'Lives scenario - input'!$I77,'Lives scenario - input'!$G77,'Lives scenario - input'!$H77,20,TRUE,TRUE),\"\")","v":""},"","","","","","","","","","","","","","","","","","","",{"$f":"IFERROR(IF(OR(D92=\"\",'Lives scenario - input'!$F77=\"\"),\"\",D92/'Lives scenario - input'!$F77),\"\")","v":""},{"$f":"IFERROR(IF(OR(E92=\"\",'Lives scenario - input'!$F77=\"\"),\"\",E92/'Lives scenario - input'!$F77),\"\")","v":""},{"$f":"IFERROR(IF(OR(F92=\"\",'Lives scenario - input'!$F77=\"\"),\"\",F92/'Lives scenario - input'!$F77),\"\")","v":""},{"$f":"IFERROR(IF(OR(G92=\"\",'Lives scenario - input'!$F77=\"\"),\"\",G92/'Lives scenario - input'!$F77),\"\")","v":""},{"$f":"IFERROR(IF(OR(H92=\"\",'Lives scenario - input'!$F77=\"\"),\"\",H92/'Lives scenario - input'!$F77),\"\")","v":""},{"$f":"IFERROR(IF(OR(I92=\"\",'Lives scenario - input'!$F77=\"\"),\"\",I92/'Lives scenario - input'!$F77),\"\")","v":""},{"$f":"IFERROR(IF(OR(J92=\"\",'Lives scenario - input'!$F77=\"\"),\"\",J92/'Lives scenario - input'!$F77),\"\")","v":""},{"$f":"IFERROR(IF(OR(K92=\"\",'Lives scenario - input'!$F77=\"\"),\"\",K92/'Lives scenario - input'!$F77),\"\")","v":""},{"$f":"IFERROR(IF(OR(L92=\"\",'Lives scenario - input'!$F77=\"\"),\"\",L92/'Lives scenario - input'!$F77),\"\")","v":""},{"$f":"IFERROR(IF(OR(M92=\"\",'Lives scenario - input'!$F77=\"\"),\"\",M92/'Lives scenario - input'!$F77),\"\")","v":""},{"$f":"IFERROR(IF(OR(N92=\"\",'Lives scenario - input'!$F77=\"\"),\"\",N92/'Lives scenario - input'!$F77),\"\")","v":""},{"$f":"IFERROR(IF(OR(O92=\"\",'Lives scenario - input'!$F77=\"\"),\"\",O92/'Lives scenario - input'!$F77),\"\")","v":""},{"$f":"IFERROR(IF(OR(P92=\"\",'Lives scenario - input'!$F77=\"\"),\"\",P92/'Lives scenario - input'!$F77),\"\")","v":""},{"$f":"IFERROR(IF(OR(Q92=\"\",'Lives scenario - input'!$F77=\"\"),\"\",Q92/'Lives scenario - input'!$F77),\"\")","v":""},{"$f":"IFERROR(IF(OR(R92=\"\",'Lives scenario - input'!$F77=\"\"),\"\",R92/'Lives scenario - input'!$F77),\"\")","v":""},{"$f":"IFERROR(IF(OR(S92=\"\",'Lives scenario - input'!$F77=\"\"),\"\",S92/'Lives scenario - input'!$F77),\"\")","v":""},{"$f":"IFERROR(IF(OR(T92=\"\",'Lives scenario - input'!$F77=\"\"),\"\",T92/'Lives scenario - input'!$F77),\"\")","v":""},{"$f":"IFERROR(IF(OR(U92=\"\",'Lives scenario - input'!$F77=\"\"),\"\",U92/'Lives scenario - input'!$F77),\"\")","v":""},{"$f":"IFERROR(IF(OR(V92=\"\",'Lives scenario - input'!$F77=\"\"),\"\",V92/'Lives scenario - input'!$F77),\"\")","v":""},{"$f":"IFERROR(IF(OR(W92=\"\",'Lives scenario - input'!$F77=\"\"),\"\",W92/'Lives scenario - input'!$F77),\"\")","v":""}]
[{"$f":"IFERROR('Lives scenario - input'!A78,\"\")","v":""},{"$f":"IFERROR('Lives scenario - input'!B78,\"\")","v":""},{"$f":"IFERROR('Lives scenario - input'!C78,\"\")","v":""},{"$f":"IFERROR(repcalc('Lives scenario - input'!$CX78:$GJ78,'Lives scenario - input'!$I78,'Lives scenario - input'!$G78,'Lives scenario - input'!$H78,20,TRUE,TRUE),\"\")","v":""},"","","","","","","","","","","","","","","","","","","",{"$f":"IFERROR(IF(OR(D93=\"\",'Lives scenario - input'!$F78=\"\"),\"\",D93/'Lives scenario - input'!$F78),\"\")","v":""},{"$f":"IFERROR(IF(OR(E93=\"\",'Lives scenario - input'!$F78=\"\"),\"\",E93/'Lives scenario - input'!$F78),\"\")","v":""},{"$f":"IFERROR(IF(OR(F93=\"\",'Lives scenario - input'!$F78=\"\"),\"\",F93/'Lives scenario - input'!$F78),\"\")","v":""},{"$f":"IFERROR(IF(OR(G93=\"\",'Lives scenario - input'!$F78=\"\"),\"\",G93/'Lives scenario - input'!$F78),\"\")","v":""},{"$f":"IFERROR(IF(OR(H93=\"\",'Lives scenario - input'!$F78=\"\"),\"\",H93/'Lives scenario - input'!$F78),\"\")","v":""},{"$f":"IFERROR(IF(OR(I93=\"\",'Lives scenario - input'!$F78=\"\"),\"\",I93/'Lives scenario - input'!$F78),\"\")","v":""},{"$f":"IFERROR(IF(OR(J93=\"\",'Lives scenario - input'!$F78=\"\"),\"\",J93/'Lives scenario - input'!$F78),\"\")","v":""},{"$f":"IFERROR(IF(OR(K93=\"\",'Lives scenario - input'!$F78=\"\"),\"\",K93/'Lives scenario - input'!$F78),\"\")","v":""},{"$f":"IFERROR(IF(OR(L93=\"\",'Lives scenario - input'!$F78=\"\"),\"\",L93/'Lives scenario - input'!$F78),\"\")","v":""},{"$f":"IFERROR(IF(OR(M93=\"\",'Lives scenario - input'!$F78=\"\"),\"\",M93/'Lives scenario - input'!$F78),\"\")","v":""},{"$f":"IFERROR(IF(OR(N93=\"\",'Lives scenario - input'!$F78=\"\"),\"\",N93/'Lives scenario - input'!$F78),\"\")","v":""},{"$f":"IFERROR(IF(OR(O93=\"\",'Lives scenario - input'!$F78=\"\"),\"\",O93/'Lives scenario - input'!$F78),\"\")","v":""},{"$f":"IFERROR(IF(OR(P93=\"\",'Lives scenario - input'!$F78=\"\"),\"\",P93/'Lives scenario - input'!$F78),\"\")","v":""},{"$f":"IFERROR(IF(OR(Q93=\"\",'Lives scenario - input'!$F78=\"\"),\"\",Q93/'Lives scenario - input'!$F78),\"\")","v":""},{"$f":"IFERROR(IF(OR(R93=\"\",'Lives scenario - input'!$F78=\"\"),\"\",R93/'Lives scenario - input'!$F78),\"\")","v":""},{"$f":"IFERROR(IF(OR(S93=\"\",'Lives scenario - input'!$F78=\"\"),\"\",S93/'Lives scenario - input'!$F78),\"\")","v":""},{"$f":"IFERROR(IF(OR(T93=\"\",'Lives scenario - input'!$F78=\"\"),\"\",T93/'Lives scenario - input'!$F78),\"\")","v":""},{"$f":"IFERROR(IF(OR(U93=\"\",'Lives scenario - input'!$F78=\"\"),\"\",U93/'Lives scenario - input'!$F78),\"\")","v":""},{"$f":"IFERROR(IF(OR(V93=\"\",'Lives scenario - input'!$F78=\"\"),\"\",V93/'Lives scenario - input'!$F78),\"\")","v":""},{"$f":"IFERROR(IF(OR(W93=\"\",'Lives scenario - input'!$F78=\"\"),\"\",W93/'Lives scenario - input'!$F78),\"\")","v":""}]
[{"$f":"IFERROR('Lives scenario - input'!A79,\"\")","v":""},{"$f":"IFERROR('Lives scenario - input'!B79,\"\")","v":""},{"$f":"IFERROR('Lives scenario - input'!C79,\"\")","v":""},{"$f":"IFERROR(repcalc('Lives scenario - input'!$CX79:$GJ79,'Lives scenario - input'!$I79,'Lives scenario - input'!$G79,'Lives scenario - input'!$H79,20,TRUE,TRUE),\"\")","v":""},"","","","","","","","","","","","","","","","","","","",{"$f":"IFERROR(IF(OR(D94=\"\",'Lives scenario - input'!$F79=\"\"),\"\",D94/'Lives scenario - input'!$F79),\"\")","v":""},{"$f":"IFERROR(IF(OR(E94=\"\",'Lives scenario - input'!$F79=\"\"),\"\",E94/'Lives scenario - input'!$F79),\"\")","v":""},{"$f":"IFERROR(IF(OR(F94=\"\",'Lives scenario - input'!$F79=\"\"),\"\",F94/'Lives scenario - input'!$F79),\"\")","v":""},{"$f":"IFERROR(IF(OR(G94=\"\",'Lives scenario - input'!$F79=\"\"),\"\",G94/'Lives scenario - input'!$F79),\"\")","v":""},{"$f":"IFERROR(IF(OR(H94=\"\",'Lives scenario - input'!$F79=\"\"),\"\",H94/'Lives scenario - input'!$F79),\"\")","v":""},{"$f":"IFERROR(IF(OR(I94=\"\",'Lives scenario - input'!$F79=\"\"),\"\",I94/'Lives scenario - input'!$F79),\"\")","v":""},{"$f":"IFERROR(IF(OR(J94=\"\",'Lives scenario - input'!$F79=\"\"),\"\",J94/'Lives scenario - input'!$F79),\"\")","v":""},{"$f":"IFERROR(IF(OR(K94=\"\",'Lives scenario - input'!$F79=\"\"),\"\",K94/'Lives scenario - input'!$F79),\"\")","v":""},{"$f":"IFERROR(IF(OR(L94=\"\",'Lives scenario - input'!$F79=\"\"),\"\",L94/'Lives scenario - input'!$F79),\"\")","v":""},{"$f":"IFERROR(IF(OR(M94=\"\",'Lives scenario - input'!$F79=\"\"),\"\",M94/'Lives scenario - input'!$F79),\"\")","v":""},{"$f":"IFERROR(IF(OR(N94=\"\",'Lives scenario - input'!$F79=\"\"),\"\",N94/'Lives scenario - input'!$F79),\"\")","v":""},{"$f":"IFERROR(IF(OR(O94=\"\",'Lives scenario - input'!$F79=\"\"),\"\",O94/'Lives scenario - input'!$F79),\"\")","v":""},{"$f":"IFERROR(IF(OR(P94=\"\",'Lives scenario - input'!$F79=\"\"),\"\",P94/'Lives scenario - input'!$F79),\"\")","v":""},{"$f":"IFERROR(IF(OR(Q94=\"\",'Lives scenario - input'!$F79=\"\"),\"\",Q94/'Lives scenario - input'!$F79),\"\")","v":""},{"$f":"IFERROR(IF(OR(R94=\"\",'Lives scenario - input'!$F79=\"\"),\"\",R94/'Lives scenario - input'!$F79),\"\")","v":""},{"$f":"IFERROR(IF(OR(S94=\"\",'Lives scenario - input'!$F79=\"\"),\"\",S94/'Lives scenario - input'!$F79),\"\")","v":""},{"$f":"IFERROR(IF(OR(T94=\"\",'Lives scenario - input'!$F79=\"\"),\"\",T94/'Lives scenario - input'!$F79),\"\")","v":""},{"$f":"IFERROR(IF(OR(U94=\"\",'Lives scenario - input'!$F79=\"\"),\"\",U94/'Lives scenario - input'!$F79),\"\")","v":""},{"$f":"IFERROR(IF(OR(V94=\"\",'Lives scenario - input'!$F79=\"\"),\"\",V94/'Lives scenario - input'!$F79),\"\")","v":""},{"$f":"IFERROR(IF(OR(W94=\"\",'Lives scenario - input'!$F79=\"\"),\"\",W94/'Lives scenario - input'!$F79),\"\")","v":""}]
[{"$f":"IFERROR('Lives scenario - input'!A80,\"\")","v":""},{"$f":"IFERROR('Lives scenario - input'!B80,\"\")","v":""},{"$f":"IFERROR('Lives scenario - input'!C80,\"\")","v":""},{"$f":"IFERROR(repcalc('Lives scenario - input'!$CX80:$GJ80,'Lives scenario - input'!$I80,'Lives scenario - input'!$G80,'Lives scenario - input'!$H80,20,TRUE,TRUE),\"\")","v":""},"","","","","","","","","","","","","","","","","","","",{"$f":"IFERROR(IF(OR(D95=\"\",'Lives scenario - input'!$F80=\"\"),\"\",D95/'Lives scenario - input'!$F80),\"\")","v":""},{"$f":"IFERROR(IF(OR(E95=\"\",'Lives scenario - input'!$F80=\"\"),\"\",E95/'Lives scenario - input'!$F80),\"\")","v":""},{"$f":"IFERROR(IF(OR(F95=\"\",'Lives scenario - input'!$F80=\"\"),\"\",F95/'Lives scenario - input'!$F80),\"\")","v":""},{"$f":"IFERROR(IF(OR(G95=\"\",'Lives scenario - input'!$F80=\"\"),\"\",G95/'Lives scenario - input'!$F80),\"\")","v":""},{"$f":"IFERROR(IF(OR(H95=\"\",'Lives scenario - input'!$F80=\"\"),\"\",H95/'Lives scenario - input'!$F80),\"\")","v":""},{"$f":"IFERROR(IF(OR(I95=\"\",'Lives scenario - input'!$F80=\"\"),\"\",I95/'Lives scenario - input'!$F80),\"\")","v":""},{"$f":"IFERROR(IF(OR(J95=\"\",'Lives scenario - input'!$F80=\"\"),\"\",J95/'Lives scenario - input'!$F80),\"\")","v":""},{"$f":"IFERROR(IF(OR(K95=\"\",'Lives scenario - input'!$F80=\"\"),\"\",K95/'Lives scenario - input'!$F80),\"\")","v":""},{"$f":"IFERROR(IF(OR(L95=\"\",'Lives scenario - input'!$F80=\"\"),\"\",L95/'Lives scenario - input'!$F80),\"\")","v":""},{"$f":"IFERROR(IF(OR(M95=\"\",'Lives scenario - input'!$F80=\"\"),\"\",M95/'Lives scenario - input'!$F80),\"\")","v":""},{"$f":"IFERROR(IF(OR(N95=\"\",'Lives scenario - input'!$F80=\"\"),\"\",N95/'Lives scenario - input'!$F80),\"\")","v":""},{"$f":"IFERROR(IF(OR(O95=\"\",'Lives scenario - input'!$F80=\"\"),\"\",O95/'Lives scenario - input'!$F80),\"\")","v":""},{"$f":"IFERROR(IF(OR(P95=\"\",'Lives scenario - input'!$F80=\"\"),\"\",P95/'Lives scenario - input'!$F80),\"\")","v":""},{"$f":"IFERROR(IF(OR(Q95=\"\",'Lives scenario - input'!$F80=\"\"),\"\",Q95/'Lives scenario - input'!$F80),\"\")","v":""},{"$f":"IFERROR(IF(OR(R95=\"\",'Lives scenario - input'!$F80=\"\"),\"\",R95/'Lives scenario - input'!$F80),\"\")","v":""},{"$f":"IFERROR(IF(OR(S95=\"\",'Lives scenario - input'!$F80=\"\"),\"\",S95/'Lives scenario - input'!$F80),\"\")","v":""},{"$f":"IFERROR(IF(OR(T95=\"\",'Lives scenario - input'!$F80=\"\"),\"\",T95/'Lives scenario - input'!$F80),\"\")","v":""},{"$f":"IFERROR(IF(OR(U95=\"\",'Lives scenario - input'!$F80=\"\"),\"\",U95/'Lives scenario - input'!$F80),\"\")","v":""},{"$f":"IFERROR(IF(OR(V95=\"\",'Lives scenario - input'!$F80=\"\"),\"\",V95/'Lives scenario - input'!$F80),\"\")","v":""},{"$f":"IFERROR(IF(OR(W95=\"\",'Lives scenario - input'!$F80=\"\"),\"\",W95/'Lives scenario - input'!$F80),\"\")","v":""}]
[{"$f":"IFERROR('Lives scenario - input'!A81,\"\")","v":""},{"$f":"IFERROR('Lives scenario - input'!B81,\"\")","v":""},{"$f":"IFERROR('Lives scenario - input'!C81,\"\")","v":""},{"$f":"IFERROR(repcalc('Lives scenario - input'!$CX81:$GJ81,'Lives scenario - input'!$I81,'Lives scenario - input'!$G81,'Lives scenario - input'!$H81,20,TRUE,TRUE),\"\")","v":""},"","","","","","","","","","","","","","","","","","","",{"$f":"IFERROR(IF(OR(D96=\"\",'Lives scenario - input'!$F81=\"\"),\"\",D96/'Lives scenario - input'!$F81),\"\")","v":""},{"$f":"IFERROR(IF(OR(E96=\"\",'Lives scenario - input'!$F81=\"\"),\"\",E96/'Lives scenario - input'!$F81),\"\")","v":""},{"$f":"IFERROR(IF(OR(F96=\"\",'Lives scenario - input'!$F81=\"\"),\"\",F96/'Lives scenario - input'!$F81),\"\")","v":""},{"$f":"IFERROR(IF(OR(G96=\"\",'Lives scenario - input'!$F81=\"\"),\"\",G96/'Lives scenario - input'!$F81),\"\")","v":""},{"$f":"IFERROR(IF(OR(H96=\"\",'Lives scenario - input'!$F81=\"\"),\"\",H96/'Lives scenario - input'!$F81),\"\")","v":""},{"$f":"IFERROR(IF(OR(I96=\"\",'Lives scenario - input'!$F81=\"\"),\"\",I96/'Lives scenario - input'!$F81),\"\")","v":""},{"$f":"IFERROR(IF(OR(J96=\"\",'Lives scenario - input'!$F81=\"\"),\"\",J96/'Lives scenario - input'!$F81),\"\")","v":""},{"$f":"IFERROR(IF(OR(K96=\"\",'Lives scenario - input'!$F81=\"\"),\"\",K96/'Lives scenario - input'!$F81),\"\")","v":""},{"$f":"IFERROR(IF(OR(L96=\"\",'Lives scenario - input'!$F81=\"\"),\"\",L96/'Lives scenario - input'!$F81),\"\")","v":""},{"$f":"IFERROR(IF(OR(M96=\"\",'Lives scenario - input'!$F81=\"\"),\"\",M96/'Lives scenario - input'!$F81),\"\")","v":""},{"$f":"IFERROR(IF(OR(N96=\"\",'Lives scenario - input'!$F81=\"\"),\"\",N96/'Lives scenario - input'!$F81),\"\")","v":""},{"$f":"IFERROR(IF(OR(O96=\"\",'Lives scenario - input'!$F81=\"\"),\"\",O96/'Lives scenario - input'!$F81),\"\")","v":""},{"$f":"IFERROR(IF(OR(P96=\"\",'Lives scenario - input'!$F81=\"\"),\"\",P96/'Lives scenario - input'!$F81),\"\")","v":""},{"$f":"IFERROR(IF(OR(Q96=\"\",'Lives scenario - input'!$F81=\"\"),\"\",Q96/'Lives scenario - input'!$F81),\"\")","v":""},{"$f":"IFERROR(IF(OR(R96=\"\",'Lives scenario - input'!$F81=\"\"),\"\",R96/'Lives scenario - input'!$F81),\"\")","v":""},{"$f":"IFERROR(IF(OR(S96=\"\",'Lives scenario - input'!$F81=\"\"),\"\",S96/'Lives scenario - input'!$F81),\"\")","v":""},{"$f":"IFERROR(IF(OR(T96=\"\",'Lives scenario - input'!$F81=\"\"),\"\",T96/'Lives scenario - input'!$F81),\"\")","v":""},{"$f":"IFERROR(IF(OR(U96=\"\",'Lives scenario - input'!$F81=\"\"),\"\",U96/'Lives scenario - input'!$F81),\"\")","v":""},{"$f":"IFERROR(IF(OR(V96=\"\",'Lives scenario - input'!$F81=\"\"),\"\",V96/'Lives scenario - input'!$F81),\"\")","v":""},{"$f":"IFERROR(IF(OR(W96=\"\",'Lives scenario - input'!$F81=\"\"),\"\",W96/'Lives scenario - input'!$F81),\"\")","v":""}]
[{"$f":"IFERROR('Lives scenario - input'!A82,\"\")","v":""},{"$f":"IFERROR('Lives scenario - input'!B82,\"\")","v":""},{"$f":"IFERROR('Lives scenario - input'!C82,\"\")","v":""},{"$f":"IFERROR(repcalc('Lives scenario - input'!$CX82:$GJ82,'Lives scenario - input'!$I82,'Lives scenario - input'!$G82,'Lives scenario - input'!$H82,20,TRUE,TRUE),\"\")","v":""},"","","","","","","","","","","","","","","","","","","",{"$f":"IFERROR(IF(OR(D97=\"\",'Lives scenario - input'!$F82=\"\"),\"\",D97/'Lives scenario - input'!$F82),\"\")","v":""},{"$f":"IFERROR(IF(OR(E97=\"\",'Lives scenario - input'!$F82=\"\"),\"\",E97/'Lives scenario - input'!$F82),\"\")","v":""},{"$f":"IFERROR(IF(OR(F97=\"\",'Lives scenario - input'!$F82=\"\"),\"\",F97/'Lives scenario - input'!$F82),\"\")","v":""},{"$f":"IFERROR(IF(OR(G97=\"\",'Lives scenario - input'!$F82=\"\"),\"\",G97/'Lives scenario - input'!$F82),\"\")","v":""},{"$f":"IFERROR(IF(OR(H97=\"\",'Lives scenario - input'!$F82=\"\"),\"\",H97/'Lives scenario - input'!$F82),\"\")","v":""},{"$f":"IFERROR(IF(OR(I97=\"\",'Lives scenario - input'!$F82=\"\"),\"\",I97/'Lives scenario - input'!$F82),\"\")","v":""},{"$f":"IFERROR(IF(OR(J97=\"\",'Lives scenario - input'!$F82=\"\"),\"\",J97/'Lives scenario - input'!$F82),\"\")","v":""},{"$f":"IFERROR(IF(OR(K97=\"\",'Lives scenario - input'!$F82=\"\"),\"\",K97/'Lives scenario - input'!$F82),\"\")","v":""},{"$f":"IFERROR(IF(OR(L97=\"\",'Lives scenario - input'!$F82=\"\"),\"\",L97/'Lives scenario - input'!$F82),\"\")","v":""},{"$f":"IFERROR(IF(OR(M97=\"\",'Lives scenario - input'!$F82=\"\"),\"\",M97/'Lives scenario - input'!$F82),\"\")","v":""},{"$f":"IFERROR(IF(OR(N97=\"\",'Lives scenario - input'!$F82=\"\"),\"\",N97/'Lives scenario - input'!$F82),\"\")","v":""},{"$f":"IFERROR(IF(OR(O97=\"\",'Lives scenario - input'!$F82=\"\"),\"\",O97/'Lives scenario - input'!$F82),\"\")","v":""},{"$f":"IFERROR(IF(OR(P97=\"\",'Lives scenario - input'!$F82=\"\"),\"\",P97/'Lives scenario - input'!$F82),\"\")","v":""},{"$f":"IFERROR(IF(OR(Q97=\"\",'Lives scenario - input'!$F82=\"\"),\"\",Q97/'Lives scenario - input'!$F82),\"\")","v":""},{"$f":"IFERROR(IF(OR(R97=\"\",'Lives scenario - input'!$F82=\"\"),\"\",R97/'Lives scenario - input'!$F82),\"\")","v":""},{"$f":"IFERROR(IF(OR(S97=\"\",'Lives scenario - input'!$F82=\"\"),\"\",S97/'Lives scenario - input'!$F82),\"\")","v":""},{"$f":"IFERROR(IF(OR(T97=\"\",'Lives scenario - input'!$F82=\"\"),\"\",T97/'Lives scenario - input'!$F82),\"\")","v":""},{"$f":"IFERROR(IF(OR(U97=\"\",'Lives scenario - input'!$F82=\"\"),\"\",U97/'Lives scenario - input'!$F82),\"\")","v":""},{"$f":"IFERROR(IF(OR(V97=\"\",'Lives scenario - input'!$F82=\"\"),\"\",V97/'Lives scenario - input'!$F82),\"\")","v":""},{"$f":"IFERROR(IF(OR(W97=\"\",'Lives scenario - input'!$F82=\"\"),\"\",W97/'Lives scenario - input'!$F82),\"\")","v":""}]
[{"$f":"IFERROR('Lives scenario - input'!A83,\"\")","v":""},{"$f":"IFERROR('Lives scenario - input'!B83,\"\")","v":""},{"$f":"IFERROR('Lives scenario - input'!C83,\"\")","v":""},{"$f":"IFERROR(repcalc('Lives scenario - input'!$CX83:$GJ83,'Lives scenario - input'!$I83,'Lives scenario - input'!$G83,'Lives scenario - input'!$H83,20,TRUE,TRUE),\"\")","v":""},"","","","","","","","","","","","","","","","","","","",{"$f":"IFERROR(IF(OR(D98=\"\",'Lives scenario - input'!$F83=\"\"),\"\",D98/'Lives scenario - input'!$F83),\"\")","v":""},{"$f":"IFERROR(IF(OR(E98=\"\",'Lives scenario - input'!$F83=\"\"),\"\",E98/'Lives scenario - input'!$F83),\"\")","v":""},{"$f":"IFERROR(IF(OR(F98=\"\",'Lives scenario - input'!$F83=\"\"),\"\",F98/'Lives scenario - input'!$F83),\"\")","v":""},{"$f":"IFERROR(IF(OR(G98=\"\",'Lives scenario - input'!$F83=\"\"),\"\",G98/'Lives scenario - input'!$F83),\"\")","v":""},{"$f":"IFERROR(IF(OR(H98=\"\",'Lives scenario - input'!$F83=\"\"),\"\",H98/'Lives scenario - input'!$F83),\"\")","v":""},{"$f":"IFERROR(IF(OR(I98=\"\",'Lives scenario - input'!$F83=\"\"),\"\",I98/'Lives scenario - input'!$F83),\"\")","v":""},{"$f":"IFERROR(IF(OR(J98=\"\",'Lives scenario - input'!$F83=\"\"),\"\",J98/'Lives scenario - input'!$F83),\"\")","v":""},{"$f":"IFERROR(IF(OR(K98=\"\",'Lives scenario - input'!$F83=\"\"),\"\",K98/'Lives scenario - input'!$F83),\"\")","v":""},{"$f":"IFERROR(IF(OR(L98=\"\",'Lives scenario - input'!$F83=\"\"),\"\",L98/'Lives scenario - input'!$F83),\"\")","v":""},{"$f":"IFERROR(IF(OR(M98=\"\",'Lives scenario - input'!$F83=\"\"),\"\",M98/'Lives scenario - input'!$F83),\"\")","v":""},{"$f":"IFERROR(IF(OR(N98=\"\",'Lives scenario - input'!$F83=\"\"),\"\",N98/'Lives scenario - input'!$F83),\"\")","v":""},{"$f":"IFERROR(IF(OR(O98=\"\",'Lives scenario - input'!$F83=\"\"),\"\",O98/'Lives scenario - input'!$F83),\"\")","v":""},{"$f":"IFERROR(IF(OR(P98=\"\",'Lives scenario - input'!$F83=\"\"),\"\",P98/'Lives scenario - input'!$F83),\"\")","v":""},{"$f":"IFERROR(IF(OR(Q98=\"\",'Lives scenario - input'!$F83=\"\"),\"\",Q98/'Lives scenario - input'!$F83),\"\")","v":""},{"$f":"IFERROR(IF(OR(R98=\"\",'Lives scenario - input'!$F83=\"\"),\"\",R98/'Lives scenario - input'!$F83),\"\")","v":""},{"$f":"IFERROR(IF(OR(S98=\"\",'Lives scenario - input'!$F83=\"\"),\"\",S98/'Lives scenario - input'!$F83),\"\")","v":""},{"$f":"IFERROR(IF(OR(T98=\"\",'Lives scenario - input'!$F83=\"\"),\"\",T98/'Lives scenario - input'!$F83),\"\")","v":""},{"$f":"IFERROR(IF(OR(U98=\"\",'Lives scenario - input'!$F83=\"\"),\"\",U98/'Lives scenario - input'!$F83),\"\")","v":""},{"$f":"IFERROR(IF(OR(V98=\"\",'Lives scenario - input'!$F83=\"\"),\"\",V98/'Lives scenario - input'!$F83),\"\")","v":""},{"$f":"IFERROR(IF(OR(W98=\"\",'Lives scenario - input'!$F83=\"\"),\"\",W98/'Lives scenario - input'!$F83),\"\")","v":""}]
[{"$f":"IFERROR('Lives scenario - input'!A84,\"\")","v":""},{"$f":"IFERROR('Lives scenario - input'!B84,\"\")","v":""},{"$f":"IFERROR('Lives scenario - input'!C84,\"\")","v":""},{"$f":"IFERROR(repcalc('Lives scenario - input'!$CX84:$GJ84,'Lives scenario - input'!$I84,'Lives scenario - input'!$G84,'Lives scenario - input'!$H84,20,TRUE,TRUE),\"\")","v":""},"","","","","","","","","","","","","","","","","","","",{"$f":"IFERROR(IF(OR(D99=\"\",'Lives scenario - input'!$F84=\"\"),\"\",D99/'Lives scenario - input'!$F84),\"\")","v":""},{"$f":"IFERROR(IF(OR(E99=\"\",'Lives scenario - input'!$F84=\"\"),\"\",E99/'Lives scenario - input'!$F84),\"\")","v":""},{"$f":"IFERROR(IF(OR(F99=\"\",'Lives scenario - input'!$F84=\"\"),\"\",F99/'Lives scenario - input'!$F84),\"\")","v":""},{"$f":"IFERROR(IF(OR(G99=\"\",'Lives scenario - input'!$F84=\"\"),\"\",G99/'Lives scenario - input'!$F84),\"\")","v":""},{"$f":"IFERROR(IF(OR(H99=\"\",'Lives scenario - input'!$F84=\"\"),\"\",H99/'Lives scenario - input'!$F84),\"\")","v":""},{"$f":"IFERROR(IF(OR(I99=\"\",'Lives scenario - input'!$F84=\"\"),\"\",I99/'Lives scenario - input'!$F84),\"\")","v":""},{"$f":"IFERROR(IF(OR(J99=\"\",'Lives scenario - input'!$F84=\"\"),\"\",J99/'Lives scenario - input'!$F84),\"\")","v":""},{"$f":"IFERROR(IF(OR(K99=\"\",'Lives scenario - input'!$F84=\"\"),\"\",K99/'Lives scenario - input'!$F84),\"\")","v":""},{"$f":"IFERROR(IF(OR(L99=\"\",'Lives scenario - input'!$F84=\"\"),\"\",L99/'Lives scenario - input'!$F84),\"\")","v":""},{"$f":"IFERROR(IF(OR(M99=\"\",'Lives scenario - input'!$F84=\"\"),\"\",M99/'Lives scenario - input'!$F84),\"\")","v":""},{"$f":"IFERROR(IF(OR(N99=\"\",'Lives scenario - input'!$F84=\"\"),\"\",N99/'Lives scenario - input'!$F84),\"\")","v":""},{"$f":"IFERROR(IF(OR(O99=\"\",'Lives scenario - input'!$F84=\"\"),\"\",O99/'Lives scenario - input'!$F84),\"\")","v":""},{"$f":"IFERROR(IF(OR(P99=\"\",'Lives scenario - input'!$F84=\"\"),\"\",P99/'Lives scenario - input'!$F84),\"\")","v":""},{"$f":"IFERROR(IF(OR(Q99=\"\",'Lives scenario - input'!$F84=\"\"),\"\",Q99/'Lives scenario - input'!$F84),\"\")","v":""},{"$f":"IFERROR(IF(OR(R99=\"\",'Lives scenario - input'!$F84=\"\"),\"\",R99/'Lives scenario - input'!$F84),\"\")","v":""},{"$f":"IFERROR(IF(OR(S99=\"\",'Lives scenario - input'!$F84=\"\"),\"\",S99/'Lives scenario - input'!$F84),\"\")","v":""},{"$f":"IFERROR(IF(OR(T99=\"\",'Lives scenario - input'!$F84=\"\"),\"\",T99/'Lives scenario - input'!$F84),\"\")","v":""},{"$f":"IFERROR(IF(OR(U99=\"\",'Lives scenario - input'!$F84=\"\"),\"\",U99/'Lives scenario - input'!$F84),\"\")","v":""},{"$f":"IFERROR(IF(OR(V99=\"\",'Lives scenario - input'!$F84=\"\"),\"\",V99/'Lives scenario - input'!$F84),\"\")","v":""},{"$f":"IFERROR(IF(OR(W99=\"\",'Lives scenario - input'!$F84=\"\"),\"\",W99/'Lives scenario - input'!$F84),\"\")","v":""}]
[{"$f":"IFERROR('Lives scenario - input'!A85,\"\")","v":""},{"$f":"IFERROR('Lives scenario - input'!B85,\"\")","v":""},{"$f":"IFERROR('Lives scenario - input'!C85,\"\")","v":""},{"$f":"IFERROR(repcalc('Lives scenario - input'!$CX85:$GJ85,'Lives scenario - input'!$I85,'Lives scenario - input'!$G85,'Lives scenario - input'!$H85,20,TRUE,TRUE),\"\")","v":""},"","","","","","","","","","","","","","","","","","","",{"$f":"IFERROR(IF(OR(D100=\"\",'Lives scenario - input'!$F85=\"\"),\"\",D100/'Lives scenario - input'!$F85),\"\")","v":""},{"$f":"IFERROR(IF(OR(E100=\"\",'Lives scenario - input'!$F85=\"\"),\"\",E100/'Lives scenario - input'!$F85),\"\")","v":""},{"$f":"IFERROR(IF(OR(F100=\"\",'Lives scenario - input'!$F85=\"\"),\"\",F100/'Lives scenario - input'!$F85),\"\")","v":""},{"$f":"IFERROR(IF(OR(G100=\"\",'Lives scenario - input'!$F85=\"\"),\"\",G100/'Lives scenario - input'!$F85),\"\")","v":""},{"$f":"IFERROR(IF(OR(H100=\"\",'Lives scenario - input'!$F85=\"\"),\"\",H100/'Lives scenario - input'!$F85),\"\")","v":""},{"$f":"IFERROR(IF(OR(I100=\"\",'Lives scenario - input'!$F85=\"\"),\"\",I100/'Lives scenario - input'!$F85),\"\")","v":""},{"$f":"IFERROR(IF(OR(J100=\"\",'Lives scenario - input'!$F85=\"\"),\"\",J100/'Lives scenario - input'!$F85),\"\")","v":""},{"$f":"IFERROR(IF(OR(K100=\"\",'Lives scenario - input'!$F85=\"\"),\"\",K100/'Lives scenario - input'!$F85),\"\")","v":""},{"$f":"IFERROR(IF(OR(L100=\"\",'Lives scenario - input'!$F85=\"\"),\"\",L100/'Lives scenario - input'!$F85),\"\")","v":""},{"$f":"IFERROR(IF(OR(M100=\"\",'Lives scenario - input'!$F85=\"\"),\"\",M100/'Lives scenario - input'!$F85),\"\")","v":""},{"$f":"IFERROR(IF(OR(N100=\"\",'Lives scenario - input'!$F85=\"\"),\"\",N100/'Lives scenario - input'!$F85),\"\")","v":""},{"$f":"IFERROR(IF(OR(O100=\"\",'Lives scenario - input'!$F85=\"\"),\"\",O100/'Lives scenario - input'!$F85),\"\")","v":""},{"$f":"IFERROR(IF(OR(P100=\"\",'Lives scenario - input'!$F85=\"\"),\"\",P100/'Lives scenario - input'!$F85),\"\")","v":""},{"$f":"IFERROR(IF(OR(Q100=\"\",'Lives scenario - input'!$F85=\"\"),\"\",Q100/'Lives scenario - input'!$F85),\"\")","v":""},{"$f":"IFERROR(IF(OR(R100=\"\",'Lives scenario - input'!$F85=\"\"),\"\",R100/'Lives scenario - input'!$F85),\"\")","v":""},{"$f":"IFERROR(IF(OR(S100=\"\",'Lives scenario - input'!$F85=\"\"),\"\",S100/'Lives scenario - input'!$F85),\"\")","v":""},{"$f":"IFERROR(IF(OR(T100=\"\",'Lives scenario - input'!$F85=\"\"),\"\",T100/'Lives scenario - input'!$F85),\"\")","v":""},{"$f":"IFERROR(IF(OR(U100=\"\",'Lives scenario - input'!$F85=\"\"),\"\",U100/'Lives scenario - input'!$F85),\"\")","v":""},{"$f":"IFERROR(IF(OR(V100=\"\",'Lives scenario - input'!$F85=\"\"),\"\",V100/'Lives scenario - input'!$F85),\"\")","v":""},{"$f":"IFERROR(IF(OR(W100=\"\",'Lives scenario - input'!$F85=\"\"),\"\",W100/'Lives scenario - input'!$F85),\"\")","v":""}]
[{"$f":"IFERROR('Lives scenario - input'!A86,\"\")","v":""},{"$f":"IFERROR('Lives scenario - input'!B86,\"\")","v":""},{"$f":"IFERROR('Lives scenario - input'!C86,\"\")","v":""},{"$f":"IFERROR(repcalc('Lives scenario - input'!$CX86:$GJ86,'Lives scenario - input'!$I86,'Lives scenario - input'!$G86,'Lives scenario - input'!$H86,20,TRUE,TRUE),\"\")","v":""},"","","","","","","","","","","","","","","","","","","",{"$f":"IFERROR(IF(OR(D101=\"\",'Lives scenario - input'!$F86=\"\"),\"\",D101/'Lives scenario - input'!$F86),\"\")","v":""},{"$f":"IFERROR(IF(OR(E101=\"\",'Lives scenario - input'!$F86=\"\"),\"\",E101/'Lives scenario - input'!$F86),\"\")","v":""},{"$f":"IFERROR(IF(OR(F101=\"\",'Lives scenario - input'!$F86=\"\"),\"\",F101/'Lives scenario - input'!$F86),\"\")","v":""},{"$f":"IFERROR(IF(OR(G101=\"\",'Lives scenario - input'!$F86=\"\"),\"\",G101/'Lives scenario - input'!$F86),\"\")","v":""},{"$f":"IFERROR(IF(OR(H101=\"\",'Lives scenario - input'!$F86=\"\"),\"\",H101/'Lives scenario - input'!$F86),\"\")","v":""},{"$f":"IFERROR(IF(OR(I101=\"\",'Lives scenario - input'!$F86=\"\"),\"\",I101/'Lives scenario - input'!$F86),\"\")","v":""},{"$f":"IFERROR(IF(OR(J101=\"\",'Lives scenario - input'!$F86=\"\"),\"\",J101/'Lives scenario - input'!$F86),\"\")","v":""},{"$f":"IFERROR(IF(OR(K101=\"\",'Lives scenario - input'!$F86=\"\"),\"\",K101/'Lives scenario - input'!$F86),\"\")","v":""},{"$f":"IFERROR(IF(OR(L101=\"\",'Lives scenario - input'!$F86=\"\"),\"\",L101/'Lives scenario - input'!$F86),\"\")","v":""},{"$f":"IFERROR(IF(OR(M101=\"\",'Lives scenario - input'!$F86=\"\"),\"\",M101/'Lives scenario - input'!$F86),\"\")","v":""},{"$f":"IFERROR(IF(OR(N101=\"\",'Lives scenario - input'!$F86=\"\"),\"\",N101/'Lives scenario - input'!$F86),\"\")","v":""},{"$f":"IFERROR(IF(OR(O101=\"\",'Lives scenario - input'!$F86=\"\"),\"\",O101/'Lives scenario - input'!$F86),\"\")","v":""},{"$f":"IFERROR(IF(OR(P101=\"\",'Lives scenario - input'!$F86=\"\"),\"\",P101/'Lives scenario - input'!$F86),\"\")","v":""},{"$f":"IFERROR(IF(OR(Q101=\"\",'Lives scenario - input'!$F86=\"\"),\"\",Q101/'Lives scenario - input'!$F86),\"\")","v":""},{"$f":"IFERROR(IF(OR(R101=\"\",'Lives scenario - input'!$F86=\"\"),\"\",R101/'Lives scenario - input'!$F86),\"\")","v":""},{"$f":"IFERROR(IF(OR(S101=\"\",'Lives scenario - input'!$F86=\"\"),\"\",S101/'Lives scenario - input'!$F86),\"\")","v":""},{"$f":"IFERROR(IF(OR(T101=\"\",'Lives scenario - input'!$F86=\"\"),\"\",T101/'Lives scenario - input'!$F86),\"\")","v":""},{"$f":"IFERROR(IF(OR(U101=\"\",'Lives scenario - input'!$F86=\"\"),\"\",U101/'Lives scenario - input'!$F86),\"\")","v":""},{"$f":"IFERROR(IF(OR(V101=\"\",'Lives scenario - input'!$F86=\"\"),\"\",V101/'Lives scenario - input'!$F86),\"\")","v":""},{"$f":"IFERROR(IF(OR(W101=\"\",'Lives scenario - input'!$F86=\"\"),\"\",W101/'Lives scenario - input'!$F86),\"\")","v":""}]
[{"$f":"IFERROR('Lives scenario - input'!A87,\"\")","v":""},{"$f":"IFERROR('Lives scenario - input'!B87,\"\")","v":""},{"$f":"IFERROR('Lives scenario - input'!C87,\"\")","v":""},{"$f":"IFERROR(repcalc('Lives scenario - input'!$CX87:$GJ87,'Lives scenario - input'!$I87,'Lives scenario - input'!$G87,'Lives scenario - input'!$H87,20,TRUE,TRUE),\"\")","v":""},"","","","","","","","","","","","","","","","","","","",{"$f":"IFERROR(IF(OR(D102=\"\",'Lives scenario - input'!$F87=\"\"),\"\",D102/'Lives scenario - input'!$F87),\"\")","v":""},{"$f":"IFERROR(IF(OR(E102=\"\",'Lives scenario - input'!$F87=\"\"),\"\",E102/'Lives scenario - input'!$F87),\"\")","v":""},{"$f":"IFERROR(IF(OR(F102=\"\",'Lives scenario - input'!$F87=\"\"),\"\",F102/'Lives scenario - input'!$F87),\"\")","v":""},{"$f":"IFERROR(IF(OR(G102=\"\",'Lives scenario - input'!$F87=\"\"),\"\",G102/'Lives scenario - input'!$F87),\"\")","v":""},{"$f":"IFERROR(IF(OR(H102=\"\",'Lives scenario - input'!$F87=\"\"),\"\",H102/'Lives scenario - input'!$F87),\"\")","v":""},{"$f":"IFERROR(IF(OR(I102=\"\",'Lives scenario - input'!$F87=\"\"),\"\",I102/'Lives scenario - input'!$F87),\"\")","v":""},{"$f":"IFERROR(IF(OR(J102=\"\",'Lives scenario - input'!$F87=\"\"),\"\",J102/'Lives scenario - input'!$F87),\"\")","v":""},{"$f":"IFERROR(IF(OR(K102=\"\",'Lives scenario - input'!$F87=\"\"),\"\",K102/'Lives scenario - input'!$F87),\"\")","v":""},{"$f":"IFERROR(IF(OR(L102=\"\",'Lives scenario - input'!$F87=\"\"),\"\",L102/'Lives scenario - input'!$F87),\"\")","v":""},{"$f":"IFERROR(IF(OR(M102=\"\",'Lives scenario - input'!$F87=\"\"),\"\",M102/'Lives scenario - input'!$F87),\"\")","v":""},{"$f":"IFERROR(IF(OR(N102=\"\",'Lives scenario - input'!$F87=\"\"),\"\",N102/'Lives scenario - input'!$F87),\"\")","v":""},{"$f":"IFERROR(IF(OR(O102=\"\",'Lives scenario - input'!$F87=\"\"),\"\",O102/'Lives scenario - input'!$F87),\"\")","v":""},{"$f":"IFERROR(IF(OR(P102=\"\",'Lives scenario - input'!$F87=\"\"),\"\",P102/'Lives scenario - input'!$F87),\"\")","v":""},{"$f":"IFERROR(IF(OR(Q102=\"\",'Lives scenario - input'!$F87=\"\"),\"\",Q102/'Lives scenario - input'!$F87),\"\")","v":""},{"$f":"IFERROR(IF(OR(R102=\"\",'Lives scenario - input'!$F87=\"\"),\"\",R102/'Lives scenario - input'!$F87),\"\")","v":""},{"$f":"IFERROR(IF(OR(S102=\"\",'Lives scenario - input'!$F87=\"\"),\"\",S102/'Lives scenario - input'!$F87),\"\")","v":""},{"$f":"IFERROR(IF(OR(T102=\"\",'Lives scenario - input'!$F87=\"\"),\"\",T102/'Lives scenario - input'!$F87),\"\")","v":""},{"$f":"IFERROR(IF(OR(U102=\"\",'Lives scenario - input'!$F87=\"\"),\"\",U102/'Lives scenario - input'!$F87),\"\")","v":""},{"$f":"IFERROR(IF(OR(V102=\"\",'Lives scenario - input'!$F87=\"\"),\"\",V102/'Lives scenario - input'!$F87),\"\")","v":""},{"$f":"IFERROR(IF(OR(W102=\"\",'Lives scenario - input'!$F87=\"\"),\"\",W102/'Lives scenario - input'!$F87),\"\")","v":""}]
[{"$f":"IFERROR('Lives scenario - input'!A88,\"\")","v":""},{"$f":"IFERROR('Lives scenario - input'!B88,\"\")","v":""},{"$f":"IFERROR('Lives scenario - input'!C88,\"\")","v":""},{"$f":"IFERROR(repcalc('Lives scenario - input'!$CX88:$GJ88,'Lives scenario - input'!$I88,'Lives scenario - input'!$G88,'Lives scenario - input'!$H88,20,TRUE,TRUE),\"\")","v":""},"","","","","","","","","","","","","","","","","","","",{"$f":"IFERROR(IF(OR(D103=\"\",'Lives scenario - input'!$F88=\"\"),\"\",D103/'Lives scenario - input'!$F88),\"\")","v":""},{"$f":"IFERROR(IF(OR(E103=\"\",'Lives scenario - input'!$F88=\"\"),\"\",E103/'Lives scenario - input'!$F88),\"\")","v":""},{"$f":"IFERROR(IF(OR(F103=\"\",'Lives scenario - input'!$F88=\"\"),\"\",F103/'Lives scenario - input'!$F88),\"\")","v":""},{"$f":"IFERROR(IF(OR(G103=\"\",'Lives scenario - input'!$F88=\"\"),\"\",G103/'Lives scenario - input'!$F88),\"\")","v":""},{"$f":"IFERROR(IF(OR(H103=\"\",'Lives scenario - input'!$F88=\"\"),\"\",H103/'Lives scenario - input'!$F88),\"\")","v":""},{"$f":"IFERROR(IF(OR(I103=\"\",'Lives scenario - input'!$F88=\"\"),\"\",I103/'Lives scenario - input'!$F88),\"\")","v":""},{"$f":"IFERROR(IF(OR(J103=\"\",'Lives scenario - input'!$F88=\"\"),\"\",J103/'Lives scenario - input'!$F88),\"\")","v":""},{"$f":"IFERROR(IF(OR(K103=\"\",'Lives scenario - input'!$F88=\"\"),\"\",K103/'Lives scenario - input'!$F88),\"\")","v":""},{"$f":"IFERROR(IF(OR(L103=\"\",'Lives scenario - input'!$F88=\"\"),\"\",L103/'Lives scenario - input'!$F88),\"\")","v":""},{"$f":"IFERROR(IF(OR(M103=\"\",'Lives scenario - input'!$F88=\"\"),\"\",M103/'Lives scenario - input'!$F88),\"\")","v":""},{"$f":"IFERROR(IF(OR(N103=\"\",'Lives scenario - input'!$F88=\"\"),\"\",N103/'Lives scenario - input'!$F88),\"\")","v":""},{"$f":"IFERROR(IF(OR(O103=\"\",'Lives scenario - input'!$F88=\"\"),\"\",O103/'Lives scenario - input'!$F88),\"\")","v":""},{"$f":"IFERROR(IF(OR(P103=\"\",'Lives scenario - input'!$F88=\"\"),\"\",P103/'Lives scenario - input'!$F88),\"\")","v":""},{"$f":"IFERROR(IF(OR(Q103=\"\",'Lives scenario - input'!$F88=\"\"),\"\",Q103/'Lives scenario - input'!$F88),\"\")","v":""},{"$f":"IFERROR(IF(OR(R103=\"\",'Lives scenario - input'!$F88=\"\"),\"\",R103/'Lives scenario - input'!$F88),\"\")","v":""},{"$f":"IFERROR(IF(OR(S103=\"\",'Lives scenario - input'!$F88=\"\"),\"\",S103/'Lives scenario - input'!$F88),\"\")","v":""},{"$f":"IFERROR(IF(OR(T103=\"\",'Lives scenario - input'!$F88=\"\"),\"\",T103/'Lives scenario - input'!$F88),\"\")","v":""},{"$f":"IFERROR(IF(OR(U103=\"\",'Lives scenario - input'!$F88=\"\"),\"\",U103/'Lives scenario - input'!$F88),\"\")","v":""},{"$f":"IFERROR(IF(OR(V103=\"\",'Lives scenario - input'!$F88=\"\"),\"\",V103/'Lives scenario - input'!$F88),\"\")","v":""},{"$f":"IFERROR(IF(OR(W103=\"\",'Lives scenario - input'!$F88=\"\"),\"\",W103/'Lives scenario - input'!$F88),\"\")","v":""}]
[{"$f":"IFERROR('Lives scenario - input'!A89,\"\")","v":""},{"$f":"IFERROR('Lives scenario - input'!B89,\"\")","v":""},{"$f":"IFERROR('Lives scenario - input'!C89,\"\")","v":""},{"$f":"IFERROR(repcalc('Lives scenario - input'!$CX89:$GJ89,'Lives scenario - input'!$I89,'Lives scenario - input'!$G89,'Lives scenario - input'!$H89,20,TRUE,TRUE),\"\")","v":""},"","","","","","","","","","","","","","","","","","","",{"$f":"IFERROR(IF(OR(D104=\"\",'Lives scenario - input'!$F89=\"\"),\"\",D104/'Lives scenario - input'!$F89),\"\")","v":""},{"$f":"IFERROR(IF(OR(E104=\"\",'Lives scenario - input'!$F89=\"\"),\"\",E104/'Lives scenario - input'!$F89),\"\")","v":""},{"$f":"IFERROR(IF(OR(F104=\"\",'Lives scenario - input'!$F89=\"\"),\"\",F104/'Lives scenario - input'!$F89),\"\")","v":""},{"$f":"IFERROR(IF(OR(G104=\"\",'Lives scenario - input'!$F89=\"\"),\"\",G104/'Lives scenario - input'!$F89),\"\")","v":""},{"$f":"IFERROR(IF(OR(H104=\"\",'Lives scenario - input'!$F89=\"\"),\"\",H104/'Lives scenario - input'!$F89),\"\")","v":""},{"$f":"IFERROR(IF(OR(I104=\"\",'Lives scenario - input'!$F89=\"\"),\"\",I104/'Lives scenario - input'!$F89),\"\")","v":""},{"$f":"IFERROR(IF(OR(J104=\"\",'Lives scenario - input'!$F89=\"\"),\"\",J104/'Lives scenario - input'!$F89),\"\")","v":""},{"$f":"IFERROR(IF(OR(K104=\"\",'Lives scenario - input'!$F89=\"\"),\"\",K104/'Lives scenario - input'!$F89),\"\")","v":""},{"$f":"IFERROR(IF(OR(L104=\"\",'Lives scenario - input'!$F89=\"\"),\"\",L104/'Lives scenario - input'!$F89),\"\")","v":""},{"$f":"IFERROR(IF(OR(M104=\"\",'Lives scenario - input'!$F89=\"\"),\"\",M104/'Lives scenario - input'!$F89),\"\")","v":""},{"$f":"IFERROR(IF(OR(N104=\"\",'Lives scenario - input'!$F89=\"\"),\"\",N104/'Lives scenario - input'!$F89),\"\")","v":""},{"$f":"IFERROR(IF(OR(O104=\"\",'Lives scenario - input'!$F89=\"\"),\"\",O104/'Lives scenario - input'!$F89),\"\")","v":""},{"$f":"IFERROR(IF(OR(P104=\"\",'Lives scenario - input'!$F89=\"\"),\"\",P104/'Lives scenario - input'!$F89),\"\")","v":""},{"$f":"IFERROR(IF(OR(Q104=\"\",'Lives scenario - input'!$F89=\"\"),\"\",Q104/'Lives scenario - input'!$F89),\"\")","v":""},{"$f":"IFERROR(IF(OR(R104=\"\",'Lives scenario - input'!$F89=\"\"),\"\",R104/'Lives scenario - input'!$F89),\"\")","v":""},{"$f":"IFERROR(IF(OR(S104=\"\",'Lives scenario - input'!$F89=\"\"),\"\",S104/'Lives scenario - input'!$F89),\"\")","v":""},{"$f":"IFERROR(IF(OR(T104=\"\",'Lives scenario - input'!$F89=\"\"),\"\",T104/'Lives scenario - input'!$F89),\"\")","v":""},{"$f":"IFERROR(IF(OR(U104=\"\",'Lives scenario - input'!$F89=\"\"),\"\",U104/'Lives scenario - input'!$F89),\"\")","v":""},{"$f":"IFERROR(IF(OR(V104=\"\",'Lives scenario - input'!$F89=\"\"),\"\",V104/'Lives scenario - input'!$F89),\"\")","v":""},{"$f":"IFERROR(IF(OR(W104=\"\",'Lives scenario - input'!$F89=\"\"),\"\",W104/'Lives scenario - input'!$F89),\"\")","v":""}]
[{"$f":"IFERROR('Lives scenario - input'!A90,\"\")","v":""},{"$f":"IFERROR('Lives scenario - input'!B90,\"\")","v":""},{"$f":"IFERROR('Lives scenario - input'!C90,\"\")","v":""},{"$f":"IFERROR(repcalc('Lives scenario - input'!$CX90:$GJ90,'Lives scenario - input'!$I90,'Lives scenario - input'!$G90,'Lives scenario - input'!$H90,20,TRUE,TRUE),\"\")","v":""},"","","","","","","","","","","","","","","","","","","",{"$f":"IFERROR(IF(OR(D105=\"\",'Lives scenario - input'!$F90=\"\"),\"\",D105/'Lives scenario - input'!$F90),\"\")","v":""},{"$f":"IFERROR(IF(OR(E105=\"\",'Lives scenario - input'!$F90=\"\"),\"\",E105/'Lives scenario - input'!$F90),\"\")","v":""},{"$f":"IFERROR(IF(OR(F105=\"\",'Lives scenario - input'!$F90=\"\"),\"\",F105/'Lives scenario - input'!$F90),\"\")","v":""},{"$f":"IFERROR(IF(OR(G105=\"\",'Lives scenario - input'!$F90=\"\"),\"\",G105/'Lives scenario - input'!$F90),\"\")","v":""},{"$f":"IFERROR(IF(OR(H105=\"\",'Lives scenario - input'!$F90=\"\"),\"\",H105/'Lives scenario - input'!$F90),\"\")","v":""},{"$f":"IFERROR(IF(OR(I105=\"\",'Lives scenario - input'!$F90=\"\"),\"\",I105/'Lives scenario - input'!$F90),\"\")","v":""},{"$f":"IFERROR(IF(OR(J105=\"\",'Lives scenario - input'!$F90=\"\"),\"\",J105/'Lives scenario - input'!$F90),\"\")","v":""},{"$f":"IFERROR(IF(OR(K105=\"\",'Lives scenario - input'!$F90=\"\"),\"\",K105/'Lives scenario - input'!$F90),\"\")","v":""},{"$f":"IFERROR(IF(OR(L105=\"\",'Lives scenario - input'!$F90=\"\"),\"\",L105/'Lives scenario - input'!$F90),\"\")","v":""},{"$f":"IFERROR(IF(OR(M105=\"\",'Lives scenario - input'!$F90=\"\"),\"\",M105/'Lives scenario - input'!$F90),\"\")","v":""},{"$f":"IFERROR(IF(OR(N105=\"\",'Lives scenario - input'!$F90=\"\"),\"\",N105/'Lives scenario - input'!$F90),\"\")","v":""},{"$f":"IFERROR(IF(OR(O105=\"\",'Lives scenario - input'!$F90=\"\"),\"\",O105/'Lives scenario - input'!$F90),\"\")","v":""},{"$f":"IFERROR(IF(OR(P105=\"\",'Lives scenario - input'!$F90=\"\"),\"\",P105/'Lives scenario - input'!$F90),\"\")","v":""},{"$f":"IFERROR(IF(OR(Q105=\"\",'Lives scenario - input'!$F90=\"\"),\"\",Q105/'Lives scenario - input'!$F90),\"\")","v":""},{"$f":"IFERROR(IF(OR(R105=\"\",'Lives scenario - input'!$F90=\"\"),\"\",R105/'Lives scenario - input'!$F90),\"\")","v":""},{"$f":"IFERROR(IF(OR(S105=\"\",'Lives scenario - input'!$F90=\"\"),\"\",S105/'Lives scenario - input'!$F90),\"\")","v":""},{"$f":"IFERROR(IF(OR(T105=\"\",'Lives scenario - input'!$F90=\"\"),\"\",T105/'Lives scenario - input'!$F90),\"\")","v":""},{"$f":"IFERROR(IF(OR(U105=\"\",'Lives scenario - input'!$F90=\"\"),\"\",U105/'Lives scenario - input'!$F90),\"\")","v":""},{"$f":"IFERROR(IF(OR(V105=\"\",'Lives scenario - input'!$F90=\"\"),\"\",V105/'Lives scenario - input'!$F90),\"\")","v":""},{"$f":"IFERROR(IF(OR(W105=\"\",'Lives scenario - input'!$F90=\"\"),\"\",W105/'Lives scenario - input'!$F90),\"\")","v":""}]
[{"$f":"IFERROR('Lives scenario - input'!A91,\"\")","v":""},{"$f":"IFERROR('Lives scenario - input'!B91,\"\")","v":""},{"$f":"IFERROR('Lives scenario - input'!C91,\"\")","v":""},{"$f":"IFERROR(repcalc('Lives scenario - input'!$CX91:$GJ91,'Lives scenario - input'!$I91,'Lives scenario - input'!$G91,'Lives scenario - input'!$H91,20,TRUE,TRUE),\"\")","v":""},"","","","","","","","","","","","","","","","","","","",{"$f":"IFERROR(IF(OR(D106=\"\",'Lives scenario - input'!$F91=\"\"),\"\",D106/'Lives scenario - input'!$F91),\"\")","v":""},{"$f":"IFERROR(IF(OR(E106=\"\",'Lives scenario - input'!$F91=\"\"),\"\",E106/'Lives scenario - input'!$F91),\"\")","v":""},{"$f":"IFERROR(IF(OR(F106=\"\",'Lives scenario - input'!$F91=\"\"),\"\",F106/'Lives scenario - input'!$F91),\"\")","v":""},{"$f":"IFERROR(IF(OR(G106=\"\",'Lives scenario - input'!$F91=\"\"),\"\",G106/'Lives scenario - input'!$F91),\"\")","v":""},{"$f":"IFERROR(IF(OR(H106=\"\",'Lives scenario - input'!$F91=\"\"),\"\",H106/'Lives scenario - input'!$F91),\"\")","v":""},{"$f":"IFERROR(IF(OR(I106=\"\",'Lives scenario - input'!$F91=\"\"),\"\",I106/'Lives scenario - input'!$F91),\"\")","v":""},{"$f":"IFERROR(IF(OR(J106=\"\",'Lives scenario - input'!$F91=\"\"),\"\",J106/'Lives scenario - input'!$F91),\"\")","v":""},{"$f":"IFERROR(IF(OR(K106=\"\",'Lives scenario - input'!$F91=\"\"),\"\",K106/'Lives scenario - input'!$F91),\"\")","v":""},{"$f":"IFERROR(IF(OR(L106=\"\",'Lives scenario - input'!$F91=\"\"),\"\",L106/'Lives scenario - input'!$F91),\"\")","v":""},{"$f":"IFERROR(IF(OR(M106=\"\",'Lives scenario - input'!$F91=\"\"),\"\",M106/'Lives scenario - input'!$F91),\"\")","v":""},{"$f":"IFERROR(IF(OR(N106=\"\",'Lives scenario - input'!$F91=\"\"),\"\",N106/'Lives scenario - input'!$F91),\"\")","v":""},{"$f":"IFERROR(IF(OR(O106=\"\",'Lives scenario - input'!$F91=\"\"),\"\",O106/'Lives scenario - input'!$F91),\"\")","v":""},{"$f":"IFERROR(IF(OR(P106=\"\",'Lives scenario - input'!$F91=\"\"),\"\",P106/'Lives scenario - input'!$F91),\"\")","v":""},{"$f":"IFERROR(IF(OR(Q106=\"\",'Lives scenario - input'!$F91=\"\"),\"\",Q106/'Lives scenario - input'!$F91),\"\")","v":""},{"$f":"IFERROR(IF(OR(R106=\"\",'Lives scenario - input'!$F91=\"\"),\"\",R106/'Lives scenario - input'!$F91),\"\")","v":""},{"$f":"IFERROR(IF(OR(S106=\"\",'Lives scenario - input'!$F91=\"\"),\"\",S106/'Lives scenario - input'!$F91),\"\")","v":""},{"$f":"IFERROR(IF(OR(T106=\"\",'Lives scenario - input'!$F91=\"\"),\"\",T106/'Lives scenario - input'!$F91),\"\")","v":""},{"$f":"IFERROR(IF(OR(U106=\"\",'Lives scenario - input'!$F91=\"\"),\"\",U106/'Lives scenario - input'!$F91),\"\")","v":""},{"$f":"IFERROR(IF(OR(V106=\"\",'Lives scenario - input'!$F91=\"\"),\"\",V106/'Lives scenario - input'!$F91),\"\")","v":""},{"$f":"IFERROR(IF(OR(W106=\"\",'Lives scenario - input'!$F91=\"\"),\"\",W106/'Lives scenario - input'!$F91),\"\")","v":""}]
[{"$f":"IFERROR('Lives scenario - input'!A92,\"\")","v":""},{"$f":"IFERROR('Lives scenario - input'!B92,\"\")","v":""},{"$f":"IFERROR('Lives scenario - input'!C92,\"\")","v":""},{"$f":"IFERROR(repcalc('Lives scenario - input'!$CX92:$GJ92,'Lives scenario - input'!$I92,'Lives scenario - input'!$G92,'Lives scenario - input'!$H92,20,TRUE,TRUE),\"\")","v":""},"","","","","","","","","","","","","","","","","","","",{"$f":"IFERROR(IF(OR(D107=\"\",'Lives scenario - input'!$F92=\"\"),\"\",D107/'Lives scenario - input'!$F92),\"\")","v":""},{"$f":"IFERROR(IF(OR(E107=\"\",'Lives scenario - input'!$F92=\"\"),\"\",E107/'Lives scenario - input'!$F92),\"\")","v":""},{"$f":"IFERROR(IF(OR(F107=\"\",'Lives scenario - input'!$F92=\"\"),\"\",F107/'Lives scenario - input'!$F92),\"\")","v":""},{"$f":"IFERROR(IF(OR(G107=\"\",'Lives scenario - input'!$F92=\"\"),\"\",G107/'Lives scenario - input'!$F92),\"\")","v":""},{"$f":"IFERROR(IF(OR(H107=\"\",'Lives scenario - input'!$F92=\"\"),\"\",H107/'Lives scenario - input'!$F92),\"\")","v":""},{"$f":"IFERROR(IF(OR(I107=\"\",'Lives scenario - input'!$F92=\"\"),\"\",I107/'Lives scenario - input'!$F92),\"\")","v":""},{"$f":"IFERROR(IF(OR(J107=\"\",'Lives scenario - input'!$F92=\"\"),\"\",J107/'Lives scenario - input'!$F92),\"\")","v":""},{"$f":"IFERROR(IF(OR(K107=\"\",'Lives scenario - input'!$F92=\"\"),\"\",K107/'Lives scenario - input'!$F92),\"\")","v":""},{"$f":"IFERROR(IF(OR(L107=\"\",'Lives scenario - input'!$F92=\"\"),\"\",L107/'Lives scenario - input'!$F92),\"\")","v":""},{"$f":"IFERROR(IF(OR(M107=\"\",'Lives scenario - input'!$F92=\"\"),\"\",M107/'Lives scenario - input'!$F92),\"\")","v":""},{"$f":"IFERROR(IF(OR(N107=\"\",'Lives scenario - input'!$F92=\"\"),\"\",N107/'Lives scenario - input'!$F92),\"\")","v":""},{"$f":"IFERROR(IF(OR(O107=\"\",'Lives scenario - input'!$F92=\"\"),\"\",O107/'Lives scenario - input'!$F92),\"\")","v":""},{"$f":"IFERROR(IF(OR(P107=\"\",'Lives scenario - input'!$F92=\"\"),\"\",P107/'Lives scenario - input'!$F92),\"\")","v":""},{"$f":"IFERROR(IF(OR(Q107=\"\",'Lives scenario - input'!$F92=\"\"),\"\",Q107/'Lives scenario - input'!$F92),\"\")","v":""},{"$f":"IFERROR(IF(OR(R107=\"\",'Lives scenario - input'!$F92=\"\"),\"\",R107/'Lives scenario - input'!$F92),\"\")","v":""},{"$f":"IFERROR(IF(OR(S107=\"\",'Lives scenario - input'!$F92=\"\"),\"\",S107/'Lives scenario - input'!$F92),\"\")","v":""},{"$f":"IFERROR(IF(OR(T107=\"\",'Lives scenario - input'!$F92=\"\"),\"\",T107/'Lives scenario - input'!$F92),\"\")","v":""},{"$f":"IFERROR(IF(OR(U107=\"\",'Lives scenario - input'!$F92=\"\"),\"\",U107/'Lives scenario - input'!$F92),\"\")","v":""},{"$f":"IFERROR(IF(OR(V107=\"\",'Lives scenario - input'!$F92=\"\"),\"\",V107/'Lives scenario - input'!$F92),\"\")","v":""},{"$f":"IFERROR(IF(OR(W107=\"\",'Lives scenario - input'!$F92=\"\"),\"\",W107/'Lives scenario - input'!$F92),\"\")","v":""}]
[{"$f":"IFERROR('Lives scenario - input'!A93,\"\")","v":""},{"$f":"IFERROR('Lives scenario - input'!B93,\"\")","v":""},{"$f":"IFERROR('Lives scenario - input'!C93,\"\")","v":""},{"$f":"IFERROR(repcalc('Lives scenario - input'!$CX93:$GJ93,'Lives scenario - input'!$I93,'Lives scenario - input'!$G93,'Lives scenario - input'!$H93,20,TRUE,TRUE),\"\")","v":""},"","","","","","","","","","","","","","","","","","","",{"$f":"IFERROR(IF(OR(D108=\"\",'Lives scenario - input'!$F93=\"\"),\"\",D108/'Lives scenario - input'!$F93),\"\")","v":""},{"$f":"IFERROR(IF(OR(E108=\"\",'Lives scenario - input'!$F93=\"\"),\"\",E108/'Lives scenario - input'!$F93),\"\")","v":""},{"$f":"IFERROR(IF(OR(F108=\"\",'Lives scenario - input'!$F93=\"\"),\"\",F108/'Lives scenario - input'!$F93),\"\")","v":""},{"$f":"IFERROR(IF(OR(G108=\"\",'Lives scenario - input'!$F93=\"\"),\"\",G108/'Lives scenario - input'!$F93),\"\")","v":""},{"$f":"IFERROR(IF(OR(H108=\"\",'Lives scenario - input'!$F93=\"\"),\"\",H108/'Lives scenario - input'!$F93),\"\")","v":""},{"$f":"IFERROR(IF(OR(I108=\"\",'Lives scenario - input'!$F93=\"\"),\"\",I108/'Lives scenario - input'!$F93),\"\")","v":""},{"$f":"IFERROR(IF(OR(J108=\"\",'Lives scenario - input'!$F93=\"\"),\"\",J108/'Lives scenario - input'!$F93),\"\")","v":""},{"$f":"IFERROR(IF(OR(K108=\"\",'Lives scenario - input'!$F93=\"\"),\"\",K108/'Lives scenario - input'!$F93),\"\")","v":""},{"$f":"IFERROR(IF(OR(L108=\"\",'Lives scenario - input'!$F93=\"\"),\"\",L108/'Lives scenario - input'!$F93),\"\")","v":""},{"$f":"IFERROR(IF(OR(M108=\"\",'Lives scenario - input'!$F93=\"\"),\"\",M108/'Lives scenario - input'!$F93),\"\")","v":""},{"$f":"IFERROR(IF(OR(N108=\"\",'Lives scenario - input'!$F93=\"\"),\"\",N108/'Lives scenario - input'!$F93),\"\")","v":""},{"$f":"IFERROR(IF(OR(O108=\"\",'Lives scenario - input'!$F93=\"\"),\"\",O108/'Lives scenario - input'!$F93),\"\")","v":""},{"$f":"IFERROR(IF(OR(P108=\"\",'Lives scenario - input'!$F93=\"\"),\"\",P108/'Lives scenario - input'!$F93),\"\")","v":""},{"$f":"IFERROR(IF(OR(Q108=\"\",'Lives scenario - input'!$F93=\"\"),\"\",Q108/'Lives scenario - input'!$F93),\"\")","v":""},{"$f":"IFERROR(IF(OR(R108=\"\",'Lives scenario - input'!$F93=\"\"),\"\",R108/'Lives scenario - input'!$F93),\"\")","v":""},{"$f":"IFERROR(IF(OR(S108=\"\",'Lives scenario - input'!$F93=\"\"),\"\",S108/'Lives scenario - input'!$F93),\"\")","v":""},{"$f":"IFERROR(IF(OR(T108=\"\",'Lives scenario - input'!$F93=\"\"),\"\",T108/'Lives scenario - input'!$F93),\"\")","v":""},{"$f":"IFERROR(IF(OR(U108=\"\",'Lives scenario - input'!$F93=\"\"),\"\",U108/'Lives scenario - input'!$F93),\"\")","v":""},{"$f":"IFERROR(IF(OR(V108=\"\",'Lives scenario - input'!$F93=\"\"),\"\",V108/'Lives scenario - input'!$F93),\"\")","v":""},{"$f":"IFERROR(IF(OR(W108=\"\",'Lives scenario - input'!$F93=\"\"),\"\",W108/'Lives scenario - input'!$F93),\"\")","v":""}]
[{"$f":"IFERROR('Lives scenario - input'!A94,\"\")","v":""},{"$f":"IFERROR('Lives scenario - input'!B94,\"\")","v":""},{"$f":"IFERROR('Lives scenario - input'!C94,\"\")","v":""},{"$f":"IFERROR(repcalc('Lives scenario - input'!$CX94:$GJ94,'Lives scenario - input'!$I94,'Lives scenario - input'!$G94,'Lives scenario - input'!$H94,20,TRUE,TRUE),\"\")","v":""},"","","","","","","","","","","","","","","","","","","",{"$f":"IFERROR(IF(OR(D109=\"\",'Lives scenario - input'!$F94=\"\"),\"\",D109/'Lives scenario - input'!$F94),\"\")","v":""},{"$f":"IFERROR(IF(OR(E109=\"\",'Lives scenario - input'!$F94=\"\"),\"\",E109/'Lives scenario - input'!$F94),\"\")","v":""},{"$f":"IFERROR(IF(OR(F109=\"\",'Lives scenario - input'!$F94=\"\"),\"\",F109/'Lives scenario - input'!$F94),\"\")","v":""},{"$f":"IFERROR(IF(OR(G109=\"\",'Lives scenario - input'!$F94=\"\"),\"\",G109/'Lives scenario - input'!$F94),\"\")","v":""},{"$f":"IFERROR(IF(OR(H109=\"\",'Lives scenario - input'!$F94=\"\"),\"\",H109/'Lives scenario - input'!$F94),\"\")","v":""},{"$f":"IFERROR(IF(OR(I109=\"\",'Lives scenario - input'!$F94=\"\"),\"\",I109/'Lives scenario - input'!$F94),\"\")","v":""},{"$f":"IFERROR(IF(OR(J109=\"\",'Lives scenario - input'!$F94=\"\"),\"\",J109/'Lives scenario - input'!$F94),\"\")","v":""},{"$f":"IFERROR(IF(OR(K109=\"\",'Lives scenario - input'!$F94=\"\"),\"\",K109/'Lives scenario - input'!$F94),\"\")","v":""},{"$f":"IFERROR(IF(OR(L109=\"\",'Lives scenario - input'!$F94=\"\"),\"\",L109/'Lives scenario - input'!$F94),\"\")","v":""},{"$f":"IFERROR(IF(OR(M109=\"\",'Lives scenario - input'!$F94=\"\"),\"\",M109/'Lives scenario - input'!$F94),\"\")","v":""},{"$f":"IFERROR(IF(OR(N109=\"\",'Lives scenario - input'!$F94=\"\"),\"\",N109/'Lives scenario - input'!$F94),\"\")","v":""},{"$f":"IFERROR(IF(OR(O109=\"\",'Lives scenario - input'!$F94=\"\"),\"\",O109/'Lives scenario - input'!$F94),\"\")","v":""},{"$f":"IFERROR(IF(OR(P109=\"\",'Lives scenario - input'!$F94=\"\"),\"\",P109/'Lives scenario - input'!$F94),\"\")","v":""},{"$f":"IFERROR(IF(OR(Q109=\"\",'Lives scenario - input'!$F94=\"\"),\"\",Q109/'Lives scenario - input'!$F94),\"\")","v":""},{"$f":"IFERROR(IF(OR(R109=\"\",'Lives scenario - input'!$F94=\"\"),\"\",R109/'Lives scenario - input'!$F94),\"\")","v":""},{"$f":"IFERROR(IF(OR(S109=\"\",'Lives scenario - input'!$F94=\"\"),\"\",S109/'Lives scenario - input'!$F94),\"\")","v":""},{"$f":"IFERROR(IF(OR(T109=\"\",'Lives scenario - input'!$F94=\"\"),\"\",T109/'Lives scenario - input'!$F94),\"\")","v":""},{"$f":"IFERROR(IF(OR(U109=\"\",'Lives scenario - input'!$F94=\"\"),\"\",U109/'Lives scenario - input'!$F94),\"\")","v":""},{"$f":"IFERROR(IF(OR(V109=\"\",'Lives scenario - input'!$F94=\"\"),\"\",V109/'Lives scenario - input'!$F94),\"\")","v":""},{"$f":"IFERROR(IF(OR(W109=\"\",'Lives scenario - input'!$F94=\"\"),\"\",W109/'Lives scenario - input'!$F94),\"\")","v":""}]
[{"$f":"IFERROR('Lives scenario - input'!A95,\"\")","v":""},{"$f":"IFERROR('Lives scenario - input'!B95,\"\")","v":""},{"$f":"IFERROR('Lives scenario - input'!C95,\"\")","v":""},{"$f":"IFERROR(repcalc('Lives scenario - input'!$CX95:$GJ95,'Lives scenario - input'!$I95,'Lives scenario - input'!$G95,'Lives scenario - input'!$H95,20,TRUE,TRUE),\"\")","v":""},"","","","","","","","","","","","","","","","","","","",{"$f":"IFERROR(IF(OR(D110=\"\",'Lives scenario - input'!$F95=\"\"),\"\",D110/'Lives scenario - input'!$F95),\"\")","v":""},{"$f":"IFERROR(IF(OR(E110=\"\",'Lives scenario - input'!$F95=\"\"),\"\",E110/'Lives scenario - input'!$F95),\"\")","v":""},{"$f":"IFERROR(IF(OR(F110=\"\",'Lives scenario - input'!$F95=\"\"),\"\",F110/'Lives scenario - input'!$F95),\"\")","v":""},{"$f":"IFERROR(IF(OR(G110=\"\",'Lives scenario - input'!$F95=\"\"),\"\",G110/'Lives scenario - input'!$F95),\"\")","v":""},{"$f":"IFERROR(IF(OR(H110=\"\",'Lives scenario - input'!$F95=\"\"),\"\",H110/'Lives scenario - input'!$F95),\"\")","v":""},{"$f":"IFERROR(IF(OR(I110=\"\",'Lives scenario - input'!$F95=\"\"),\"\",I110/'Lives scenario - input'!$F95),\"\")","v":""},{"$f":"IFERROR(IF(OR(J110=\"\",'Lives scenario - input'!$F95=\"\"),\"\",J110/'Lives scenario - input'!$F95),\"\")","v":""},{"$f":"IFERROR(IF(OR(K110=\"\",'Lives scenario - input'!$F95=\"\"),\"\",K110/'Lives scenario - input'!$F95),\"\")","v":""},{"$f":"IFERROR(IF(OR(L110=\"\",'Lives scenario - input'!$F95=\"\"),\"\",L110/'Lives scenario - input'!$F95),\"\")","v":""},{"$f":"IFERROR(IF(OR(M110=\"\",'Lives scenario - input'!$F95=\"\"),\"\",M110/'Lives scenario - input'!$F95),\"\")","v":""},{"$f":"IFERROR(IF(OR(N110=\"\",'Lives scenario - input'!$F95=\"\"),\"\",N110/'Lives scenario - input'!$F95),\"\")","v":""},{"$f":"IFERROR(IF(OR(O110=\"\",'Lives scenario - input'!$F95=\"\"),\"\",O110/'Lives scenario - input'!$F95),\"\")","v":""},{"$f":"IFERROR(IF(OR(P110=\"\",'Lives scenario - input'!$F95=\"\"),\"\",P110/'Lives scenario - input'!$F95),\"\")","v":""},{"$f":"IFERROR(IF(OR(Q110=\"\",'Lives scenario - input'!$F95=\"\"),\"\",Q110/'Lives scenario - input'!$F95),\"\")","v":""},{"$f":"IFERROR(IF(OR(R110=\"\",'Lives scenario - input'!$F95=\"\"),\"\",R110/'Lives scenario - input'!$F95),\"\")","v":""},{"$f":"IFERROR(IF(OR(S110=\"\",'Lives scenario - input'!$F95=\"\"),\"\",S110/'Lives scenario - input'!$F95),\"\")","v":""},{"$f":"IFERROR(IF(OR(T110=\"\",'Lives scenario - input'!$F95=\"\"),\"\",T110/'Lives scenario - input'!$F95),\"\")","v":""},{"$f":"IFERROR(IF(OR(U110=\"\",'Lives scenario - input'!$F95=\"\"),\"\",U110/'Lives scenario - input'!$F95),\"\")","v":""},{"$f":"IFERROR(IF(OR(V110=\"\",'Lives scenario - input'!$F95=\"\"),\"\",V110/'Lives scenario - input'!$F95),\"\")","v":""},{"$f":"IFERROR(IF(OR(W110=\"\",'Lives scenario - input'!$F95=\"\"),\"\",W110/'Lives scenario - input'!$F95),\"\")","v":""}]
[{"$f":"IFERROR('Lives scenario - input'!A96,\"\")","v":""},{"$f":"IFERROR('Lives scenario - input'!B96,\"\")","v":""},{"$f":"IFERROR('Lives scenario - input'!C96,\"\")","v":""},{"$f":"IFERROR(repcalc('Lives scenario - input'!$CX96:$GJ96,'Lives scenario - input'!$I96,'Lives scenario - input'!$G96,'Lives scenario - input'!$H96,20,TRUE,TRUE),\"\")","v":""},"","","","","","","","","","","","","","","","","","","",{"$f":"IFERROR(IF(OR(D111=\"\",'Lives scenario - input'!$F96=\"\"),\"\",D111/'Lives scenario - input'!$F96),\"\")","v":""},{"$f":"IFERROR(IF(OR(E111=\"\",'Lives scenario - input'!$F96=\"\"),\"\",E111/'Lives scenario - input'!$F96),\"\")","v":""},{"$f":"IFERROR(IF(OR(F111=\"\",'Lives scenario - input'!$F96=\"\"),\"\",F111/'Lives scenario - input'!$F96),\"\")","v":""},{"$f":"IFERROR(IF(OR(G111=\"\",'Lives scenario - input'!$F96=\"\"),\"\",G111/'Lives scenario - input'!$F96),\"\")","v":""},{"$f":"IFERROR(IF(OR(H111=\"\",'Lives scenario - input'!$F96=\"\"),\"\",H111/'Lives scenario - input'!$F96),\"\")","v":""},{"$f":"IFERROR(IF(OR(I111=\"\",'Lives scenario - input'!$F96=\"\"),\"\",I111/'Lives scenario - input'!$F96),\"\")","v":""},{"$f":"IFERROR(IF(OR(J111=\"\",'Lives scenario - input'!$F96=\"\"),\"\",J111/'Lives scenario - input'!$F96),\"\")","v":""},{"$f":"IFERROR(IF(OR(K111=\"\",'Lives scenario - input'!$F96=\"\"),\"\",K111/'Lives scenario - input'!$F96),\"\")","v":""},{"$f":"IFERROR(IF(OR(L111=\"\",'Lives scenario - input'!$F96=\"\"),\"\",L111/'Lives scenario - input'!$F96),\"\")","v":""},{"$f":"IFERROR(IF(OR(M111=\"\",'Lives scenario - input'!$F96=\"\"),\"\",M111/'Lives scenario - input'!$F96),\"\")","v":""},{"$f":"IFERROR(IF(OR(N111=\"\",'Lives scenario - input'!$F96=\"\"),\"\",N111/'Lives scenario - input'!$F96),\"\")","v":""},{"$f":"IFERROR(IF(OR(O111=\"\",'Lives scenario - input'!$F96=\"\"),\"\",O111/'Lives scenario - input'!$F96),\"\")","v":""},{"$f":"IFERROR(IF(OR(P111=\"\",'Lives scenario - input'!$F96=\"\"),\"\",P111/'Lives scenario - input'!$F96),\"\")","v":""},{"$f":"IFERROR(IF(OR(Q111=\"\",'Lives scenario - input'!$F96=\"\"),\"\",Q111/'Lives scenario - input'!$F96),\"\")","v":""},{"$f":"IFERROR(IF(OR(R111=\"\",'Lives scenario - input'!$F96=\"\"),\"\",R111/'Lives scenario - input'!$F96),\"\")","v":""},{"$f":"IFERROR(IF(OR(S111=\"\",'Lives scenario - input'!$F96=\"\"),\"\",S111/'Lives scenario - input'!$F96),\"\")","v":""},{"$f":"IFERROR(IF(OR(T111=\"\",'Lives scenario - input'!$F96=\"\"),\"\",T111/'Lives scenario - input'!$F96),\"\")","v":""},{"$f":"IFERROR(IF(OR(U111=\"\",'Lives scenario - input'!$F96=\"\"),\"\",U111/'Lives scenario - input'!$F96),\"\")","v":""},{"$f":"IFERROR(IF(OR(V111=\"\",'Lives scenario - input'!$F96=\"\"),\"\",V111/'Lives scenario - input'!$F96),\"\")","v":""},{"$f":"IFERROR(IF(OR(W111=\"\",'Lives scenario - input'!$F96=\"\"),\"\",W111/'Lives scenario - input'!$F96),\"\")","v":""}]
[{"$f":"IFERROR('Lives scenario - input'!A97,\"\")","v":""},{"$f":"IFERROR('Lives scenario - input'!B97,\"\")","v":""},{"$f":"IFERROR('Lives scenario - input'!C97,\"\")","v":""},{"$f":"IFERROR(repcalc('Lives scenario - input'!$CX97:$GJ97,'Lives scenario - input'!$I97,'Lives scenario - input'!$G97,'Lives scenario - input'!$H97,20,TRUE,TRUE),\"\")","v":""},"","","","","","","","","","","","","","","","","","","",{"$f":"IFERROR(IF(OR(D112=\"\",'Lives scenario - input'!$F97=\"\"),\"\",D112/'Lives scenario - input'!$F97),\"\")","v":""},{"$f":"IFERROR(IF(OR(E112=\"\",'Lives scenario - input'!$F97=\"\"),\"\",E112/'Lives scenario - input'!$F97),\"\")","v":""},{"$f":"IFERROR(IF(OR(F112=\"\",'Lives scenario - input'!$F97=\"\"),\"\",F112/'Lives scenario - input'!$F97),\"\")","v":""},{"$f":"IFERROR(IF(OR(G112=\"\",'Lives scenario - input'!$F97=\"\"),\"\",G112/'Lives scenario - input'!$F97),\"\")","v":""},{"$f":"IFERROR(IF(OR(H112=\"\",'Lives scenario - input'!$F97=\"\"),\"\",H112/'Lives scenario - input'!$F97),\"\")","v":""},{"$f":"IFERROR(IF(OR(I112=\"\",'Lives scenario - input'!$F97=\"\"),\"\",I112/'Lives scenario - input'!$F97),\"\")","v":""},{"$f":"IFERROR(IF(OR(J112=\"\",'Lives scenario - input'!$F97=\"\"),\"\",J112/'Lives scenario - input'!$F97),\"\")","v":""},{"$f":"IFERROR(IF(OR(K112=\"\",'Lives scenario - input'!$F97=\"\"),\"\",K112/'Lives scenario - input'!$F97),\"\")","v":""},{"$f":"IFERROR(IF(OR(L112=\"\",'Lives scenario - input'!$F97=\"\"),\"\",L112/'Lives scenario - input'!$F97),\"\")","v":""},{"$f":"IFERROR(IF(OR(M112=\"\",'Lives scenario - input'!$F97=\"\"),\"\",M112/'Lives scenario - input'!$F97),\"\")","v":""},{"$f":"IFERROR(IF(OR(N112=\"\",'Lives scenario - input'!$F97=\"\"),\"\",N112/'Lives scenario - input'!$F97),\"\")","v":""},{"$f":"IFERROR(IF(OR(O112=\"\",'Lives scenario - input'!$F97=\"\"),\"\",O112/'Lives scenario - input'!$F97),\"\")","v":""},{"$f":"IFERROR(IF(OR(P112=\"\",'Lives scenario - input'!$F97=\"\"),\"\",P112/'Lives scenario - input'!$F97),\"\")","v":""},{"$f":"IFERROR(IF(OR(Q112=\"\",'Lives scenario - input'!$F97=\"\"),\"\",Q112/'Lives scenario - input'!$F97),\"\")","v":""},{"$f":"IFERROR(IF(OR(R112=\"\",'Lives scenario - input'!$F97=\"\"),\"\",R112/'Lives scenario - input'!$F97),\"\")","v":""},{"$f":"IFERROR(IF(OR(S112=\"\",'Lives scenario - input'!$F97=\"\"),\"\",S112/'Lives scenario - input'!$F97),\"\")","v":""},{"$f":"IFERROR(IF(OR(T112=\"\",'Lives scenario - input'!$F97=\"\"),\"\",T112/'Lives scenario - input'!$F97),\"\")","v":""},{"$f":"IFERROR(IF(OR(U112=\"\",'Lives scenario - input'!$F97=\"\"),\"\",U112/'Lives scenario - input'!$F97),\"\")","v":""},{"$f":"IFERROR(IF(OR(V112=\"\",'Lives scenario - input'!$F97=\"\"),\"\",V112/'Lives scenario - input'!$F97),\"\")","v":""},{"$f":"IFERROR(IF(OR(W112=\"\",'Lives scenario - input'!$F97=\"\"),\"\",W112/'Lives scenario - input'!$F97),\"\")","v":""}]
[{"$f":"IFERROR('Lives scenario - input'!A98,\"\")","v":""},{"$f":"IFERROR('Lives scenario - input'!B98,\"\")","v":""},{"$f":"IFERROR('Lives scenario - input'!C98,\"\")","v":""},{"$f":"IFERROR(repcalc('Lives scenario - input'!$CX98:$GJ98,'Lives scenario - input'!$I98,'Lives scenario - input'!$G98,'Lives scenario - input'!$H98,20,TRUE,TRUE),\"\")","v":""},"","","","","","","","","","","","","","","","","","","",{"$f":"IFERROR(IF(OR(D113=\"\",'Lives scenario - input'!$F98=\"\"),\"\",D113/'Lives scenario - input'!$F98),\"\")","v":""},{"$f":"IFERROR(IF(OR(E113=\"\",'Lives scenario - input'!$F98=\"\"),\"\",E113/'Lives scenario - input'!$F98),\"\")","v":""},{"$f":"IFERROR(IF(OR(F113=\"\",'Lives scenario - input'!$F98=\"\"),\"\",F113/'Lives scenario - input'!$F98),\"\")","v":""},{"$f":"IFERROR(IF(OR(G113=\"\",'Lives scenario - input'!$F98=\"\"),\"\",G113/'Lives scenario - input'!$F98),\"\")","v":""},{"$f":"IFERROR(IF(OR(H113=\"\",'Lives scenario - input'!$F98=\"\"),\"\",H113/'Lives scenario - input'!$F98),\"\")","v":""},{"$f":"IFERROR(IF(OR(I113=\"\",'Lives scenario - input'!$F98=\"\"),\"\",I113/'Lives scenario - input'!$F98),\"\")","v":""},{"$f":"IFERROR(IF(OR(J113=\"\",'Lives scenario - input'!$F98=\"\"),\"\",J113/'Lives scenario - input'!$F98),\"\")","v":""},{"$f":"IFERROR(IF(OR(K113=\"\",'Lives scenario - input'!$F98=\"\"),\"\",K113/'Lives scenario - input'!$F98),\"\")","v":""},{"$f":"IFERROR(IF(OR(L113=\"\",'Lives scenario - input'!$F98=\"\"),\"\",L113/'Lives scenario - input'!$F98),\"\")","v":""},{"$f":"IFERROR(IF(OR(M113=\"\",'Lives scenario - input'!$F98=\"\"),\"\",M113/'Lives scenario - input'!$F98),\"\")","v":""},{"$f":"IFERROR(IF(OR(N113=\"\",'Lives scenario - input'!$F98=\"\"),\"\",N113/'Lives scenario - input'!$F98),\"\")","v":""},{"$f":"IFERROR(IF(OR(O113=\"\",'Lives scenario - input'!$F98=\"\"),\"\",O113/'Lives scenario - input'!$F98),\"\")","v":""},{"$f":"IFERROR(IF(OR(P113=\"\",'Lives scenario - input'!$F98=\"\"),\"\",P113/'Lives scenario - input'!$F98),\"\")","v":""},{"$f":"IFERROR(IF(OR(Q113=\"\",'Lives scenario - input'!$F98=\"\"),\"\",Q113/'Lives scenario - input'!$F98),\"\")","v":""},{"$f":"IFERROR(IF(OR(R113=\"\",'Lives scenario - input'!$F98=\"\"),\"\",R113/'Lives scenario - input'!$F98),\"\")","v":""},{"$f":"IFERROR(IF(OR(S113=\"\",'Lives scenario - input'!$F98=\"\"),\"\",S113/'Lives scenario - input'!$F98),\"\")","v":""},{"$f":"IFERROR(IF(OR(T113=\"\",'Lives scenario - input'!$F98=\"\"),\"\",T113/'Lives scenario - input'!$F98),\"\")","v":""},{"$f":"IFERROR(IF(OR(U113=\"\",'Lives scenario - input'!$F98=\"\"),\"\",U113/'Lives scenario - input'!$F98),\"\")","v":""},{"$f":"IFERROR(IF(OR(V113=\"\",'Lives scenario - input'!$F98=\"\"),\"\",V113/'Lives scenario - input'!$F98),\"\")","v":""},{"$f":"IFERROR(IF(OR(W113=\"\",'Lives scenario - input'!$F98=\"\"),\"\",W113/'Lives scenario - input'!$F98),\"\")","v":""}]
[{"$f":"IFERROR('Lives scenario - input'!A99,\"\")","v":""},{"$f":"IFERROR('Lives scenario - input'!B99,\"\")","v":""},{"$f":"IFERROR('Lives scenario - input'!C99,\"\")","v":""},{"$f":"IFERROR(repcalc('Lives scenario - input'!$CX99:$GJ99,'Lives scenario - input'!$I99,'Lives scenario - input'!$G99,'Lives scenario - input'!$H99,20,TRUE,TRUE),\"\")","v":""},"","","","","","","","","","","","","","","","","","","",{"$f":"IFERROR(IF(OR(D114=\"\",'Lives scenario - input'!$F99=\"\"),\"\",D114/'Lives scenario - input'!$F99),\"\")","v":""},{"$f":"IFERROR(IF(OR(E114=\"\",'Lives scenario - input'!$F99=\"\"),\"\",E114/'Lives scenario - input'!$F99),\"\")","v":""},{"$f":"IFERROR(IF(OR(F114=\"\",'Lives scenario - input'!$F99=\"\"),\"\",F114/'Lives scenario - input'!$F99),\"\")","v":""},{"$f":"IFERROR(IF(OR(G114=\"\",'Lives scenario - input'!$F99=\"\"),\"\",G114/'Lives scenario - input'!$F99),\"\")","v":""},{"$f":"IFERROR(IF(OR(H114=\"\",'Lives scenario - input'!$F99=\"\"),\"\",H114/'Lives scenario - input'!$F99),\"\")","v":""},{"$f":"IFERROR(IF(OR(I114=\"\",'Lives scenario - input'!$F99=\"\"),\"\",I114/'Lives scenario - input'!$F99),\"\")","v":""},{"$f":"IFERROR(IF(OR(J114=\"\",'Lives scenario - input'!$F99=\"\"),\"\",J114/'Lives scenario - input'!$F99),\"\")","v":""},{"$f":"IFERROR(IF(OR(K114=\"\",'Lives scenario - input'!$F99=\"\"),\"\",K114/'Lives scenario - input'!$F99),\"\")","v":""},{"$f":"IFERROR(IF(OR(L114=\"\",'Lives scenario - input'!$F99=\"\"),\"\",L114/'Lives scenario - input'!$F99),\"\")","v":""},{"$f":"IFERROR(IF(OR(M114=\"\",'Lives scenario - input'!$F99=\"\"),\"\",M114/'Lives scenario - input'!$F99),\"\")","v":""},{"$f":"IFERROR(IF(OR(N114=\"\",'Lives scenario - input'!$F99=\"\"),\"\",N114/'Lives scenario - input'!$F99),\"\")","v":""},{"$f":"IFERROR(IF(OR(O114=\"\",'Lives scenario - input'!$F99=\"\"),\"\",O114/'Lives scenario - input'!$F99),\"\")","v":""},{"$f":"IFERROR(IF(OR(P114=\"\",'Lives scenario - input'!$F99=\"\"),\"\",P114/'Lives scenario - input'!$F99),\"\")","v":""},{"$f":"IFERROR(IF(OR(Q114=\"\",'Lives scenario - input'!$F99=\"\"),\"\",Q114/'Lives scenario - input'!$F99),\"\")","v":""},{"$f":"IFERROR(IF(OR(R114=\"\",'Lives scenario - input'!$F99=\"\"),\"\",R114/'Lives scenario - input'!$F99),\"\")","v":""},{"$f":"IFERROR(IF(OR(S114=\"\",'Lives scenario - input'!$F99=\"\"),\"\",S114/'Lives scenario - input'!$F99),\"\")","v":""},{"$f":"IFERROR(IF(OR(T114=\"\",'Lives scenario - input'!$F99=\"\"),\"\",T114/'Lives scenario - input'!$F99),\"\")","v":""},{"$f":"IFERROR(IF(OR(U114=\"\",'Lives scenario - input'!$F99=\"\"),\"\",U114/'Lives scenario - input'!$F99),\"\")","v":""},{"$f":"IFERROR(IF(OR(V114=\"\",'Lives scenario - input'!$F99=\"\"),\"\",V114/'Lives scenario - input'!$F99),\"\")","v":""},{"$f":"IFERROR(IF(OR(W114=\"\",'Lives scenario - input'!$F99=\"\"),\"\",W114/'Lives scenario - input'!$F99),\"\")","v":""}]
[{"$f":"IFERROR('Lives scenario - input'!A100,\"\")","v":""},{"$f":"IFERROR('Lives scenario - input'!B100,\"\")","v":""},{"$f":"IFERROR('Lives scenario - input'!C100,\"\")","v":""},{"$f":"IFERROR(repcalc('Lives scenario - input'!$CX100:$GJ100,'Lives scenario - input'!$I100,'Lives scenario - input'!$G100,'Lives scenario - input'!$H100,20,TRUE,TRUE),\"\")","v":""},"","","","","","","","","","","","","","","","","","","",{"$f":"IFERROR(IF(OR(D115=\"\",'Lives scenario - input'!$F100=\"\"),\"\",D115/'Lives scenario - input'!$F100),\"\")","v":""},{"$f":"IFERROR(IF(OR(E115=\"\",'Lives scenario - input'!$F100=\"\"),\"\",E115/'Lives scenario - input'!$F100),\"\")","v":""},{"$f":"IFERROR(IF(OR(F115=\"\",'Lives scenario - input'!$F100=\"\"),\"\",F115/'Lives scenario - input'!$F100),\"\")","v":""},{"$f":"IFERROR(IF(OR(G115=\"\",'Lives scenario - input'!$F100=\"\"),\"\",G115/'Lives scenario - input'!$F100),\"\")","v":""},{"$f":"IFERROR(IF(OR(H115=\"\",'Lives scenario - input'!$F100=\"\"),\"\",H115/'Lives scenario - input'!$F100),\"\")","v":""},{"$f":"IFERROR(IF(OR(I115=\"\",'Lives scenario - input'!$F100=\"\"),\"\",I115/'Lives scenario - input'!$F100),\"\")","v":""},{"$f":"IFERROR(IF(OR(J115=\"\",'Lives scenario - input'!$F100=\"\"),\"\",J115/'Lives scenario - input'!$F100),\"\")","v":""},{"$f":"IFERROR(IF(OR(K115=\"\",'Lives scenario - input'!$F100=\"\"),\"\",K115/'Lives scenario - input'!$F100),\"\")","v":""},{"$f":"IFERROR(IF(OR(L115=\"\",'Lives scenario - input'!$F100=\"\"),\"\",L115/'Lives scenario - input'!$F100),\"\")","v":""},{"$f":"IFERROR(IF(OR(M115=\"\",'Lives scenario - input'!$F100=\"\"),\"\",M115/'Lives scenario - input'!$F100),\"\")","v":""},{"$f":"IFERROR(IF(OR(N115=\"\",'Lives scenario - input'!$F100=\"\"),\"\",N115/'Lives scenario - input'!$F100),\"\")","v":""},{"$f":"IFERROR(IF(OR(O115=\"\",'Lives scenario - input'!$F100=\"\"),\"\",O115/'Lives scenario - input'!$F100),\"\")","v":""},{"$f":"IFERROR(IF(OR(P115=\"\",'Lives scenario - input'!$F100=\"\"),\"\",P115/'Lives scenario - input'!$F100),\"\")","v":""},{"$f":"IFERROR(IF(OR(Q115=\"\",'Lives scenario - input'!$F100=\"\"),\"\",Q115/'Lives scenario - input'!$F100),\"\")","v":""},{"$f":"IFERROR(IF(OR(R115=\"\",'Lives scenario - input'!$F100=\"\"),\"\",R115/'Lives scenario - input'!$F100),\"\")","v":""},{"$f":"IFERROR(IF(OR(S115=\"\",'Lives scenario - input'!$F100=\"\"),\"\",S115/'Lives scenario - input'!$F100),\"\")","v":""},{"$f":"IFERROR(IF(OR(T115=\"\",'Lives scenario - input'!$F100=\"\"),\"\",T115/'Lives scenario - input'!$F100),\"\")","v":""},{"$f":"IFERROR(IF(OR(U115=\"\",'Lives scenario - input'!$F100=\"\"),\"\",U115/'Lives scenario - input'!$F100),\"\")","v":""},{"$f":"IFERROR(IF(OR(V115=\"\",'Lives scenario - input'!$F100=\"\"),\"\",V115/'Lives scenario - input'!$F100),\"\")","v":""},{"$f":"IFERROR(IF(OR(W115=\"\",'Lives scenario - input'!$F100=\"\"),\"\",W115/'Lives scenario - input'!$F100),\"\")","v":""}]
[{"$f":"IFERROR('Lives scenario - input'!A101,\"\")","v":""},{"$f":"IFERROR('Lives scenario - input'!B101,\"\")","v":""},{"$f":"IFERROR('Lives scenario - input'!C101,\"\")","v":""},{"$f":"IFERROR(repcalc('Lives scenario - input'!$CX101:$GJ101,'Lives scenario - input'!$I101,'Lives scenario - input'!$G101,'Lives scenario - input'!$H101,20,TRUE,TRUE),\"\")","v":""},"","","","","","","","","","","","","","","","","","","",{"$f":"IFERROR(IF(OR(D116=\"\",'Lives scenario - input'!$F101=\"\"),\"\",D116/'Lives scenario - input'!$F101),\"\")","v":""},{"$f":"IFERROR(IF(OR(E116=\"\",'Lives scenario - input'!$F101=\"\"),\"\",E116/'Lives scenario - input'!$F101),\"\")","v":""},{"$f":"IFERROR(IF(OR(F116=\"\",'Lives scenario - input'!$F101=\"\"),\"\",F116/'Lives scenario - input'!$F101),\"\")","v":""},{"$f":"IFERROR(IF(OR(G116=\"\",'Lives scenario - input'!$F101=\"\"),\"\",G116/'Lives scenario - input'!$F101),\"\")","v":""},{"$f":"IFERROR(IF(OR(H116=\"\",'Lives scenario - input'!$F101=\"\"),\"\",H116/'Lives scenario - input'!$F101),\"\")","v":""},{"$f":"IFERROR(IF(OR(I116=\"\",'Lives scenario - input'!$F101=\"\"),\"\",I116/'Lives scenario - input'!$F101),\"\")","v":""},{"$f":"IFERROR(IF(OR(J116=\"\",'Lives scenario - input'!$F101=\"\"),\"\",J116/'Lives scenario - input'!$F101),\"\")","v":""},{"$f":"IFERROR(IF(OR(K116=\"\",'Lives scenario - input'!$F101=\"\"),\"\",K116/'Lives scenario - input'!$F101),\"\")","v":""},{"$f":"IFERROR(IF(OR(L116=\"\",'Lives scenario - input'!$F101=\"\"),\"\",L116/'Lives scenario - input'!$F101),\"\")","v":""},{"$f":"IFERROR(IF(OR(M116=\"\",'Lives scenario - input'!$F101=\"\"),\"\",M116/'Lives scenario - input'!$F101),\"\")","v":""},{"$f":"IFERROR(IF(OR(N116=\"\",'Lives scenario - input'!$F101=\"\"),\"\",N116/'Lives scenario - input'!$F101),\"\")","v":""},{"$f":"IFERROR(IF(OR(O116=\"\",'Lives scenario - input'!$F101=\"\"),\"\",O116/'Lives scenario - input'!$F101),\"\")","v":""},{"$f":"IFERROR(IF(OR(P116=\"\",'Lives scenario - input'!$F101=\"\"),\"\",P116/'Lives scenario - input'!$F101),\"\")","v":""},{"$f":"IFERROR(IF(OR(Q116=\"\",'Lives scenario - input'!$F101=\"\"),\"\",Q116/'Lives scenario - input'!$F101),\"\")","v":""},{"$f":"IFERROR(IF(OR(R116=\"\",'Lives scenario - input'!$F101=\"\"),\"\",R116/'Lives scenario - input'!$F101),\"\")","v":""},{"$f":"IFERROR(IF(OR(S116=\"\",'Lives scenario - input'!$F101=\"\"),\"\",S116/'Lives scenario - input'!$F101),\"\")","v":""},{"$f":"IFERROR(IF(OR(T116=\"\",'Lives scenario - input'!$F101=\"\"),\"\",T116/'Lives scenario - input'!$F101),\"\")","v":""},{"$f":"IFERROR(IF(OR(U116=\"\",'Lives scenario - input'!$F101=\"\"),\"\",U116/'Lives scenario - input'!$F101),\"\")","v":""},{"$f":"IFERROR(IF(OR(V116=\"\",'Lives scenario - input'!$F101=\"\"),\"\",V116/'Lives scenario - input'!$F101),\"\")","v":""},{"$f":"IFERROR(IF(OR(W116=\"\",'Lives scenario - input'!$F101=\"\"),\"\",W116/'Lives scenario - input'!$F101),\"\")","v":""}]
[{"$f":"IFERROR('Lives scenario - input'!A102,\"\")","v":""},{"$f":"IFERROR('Lives scenario - input'!B102,\"\")","v":""},{"$f":"IFERROR('Lives scenario - input'!C102,\"\")","v":""},{"$f":"IFERROR(repcalc('Lives scenario - input'!$CX102:$GJ102,'Lives scenario - input'!$I102,'Lives scenario - input'!$G102,'Lives scenario - input'!$H102,20,TRUE,TRUE),\"\")","v":""},"","","","","","","","","","","","","","","","","","","",{"$f":"IFERROR(IF(OR(D117=\"\",'Lives scenario - input'!$F102=\"\"),\"\",D117/'Lives scenario - input'!$F102),\"\")","v":""},{"$f":"IFERROR(IF(OR(E117=\"\",'Lives scenario - input'!$F102=\"\"),\"\",E117/'Lives scenario - input'!$F102),\"\")","v":""},{"$f":"IFERROR(IF(OR(F117=\"\",'Lives scenario - input'!$F102=\"\"),\"\",F117/'Lives scenario - input'!$F102),\"\")","v":""},{"$f":"IFERROR(IF(OR(G117=\"\",'Lives scenario - input'!$F102=\"\"),\"\",G117/'Lives scenario - input'!$F102),\"\")","v":""},{"$f":"IFERROR(IF(OR(H117=\"\",'Lives scenario - input'!$F102=\"\"),\"\",H117/'Lives scenario - input'!$F102),\"\")","v":""},{"$f":"IFERROR(IF(OR(I117=\"\",'Lives scenario - input'!$F102=\"\"),\"\",I117/'Lives scenario - input'!$F102),\"\")","v":""},{"$f":"IFERROR(IF(OR(J117=\"\",'Lives scenario - input'!$F102=\"\"),\"\",J117/'Lives scenario - input'!$F102),\"\")","v":""},{"$f":"IFERROR(IF(OR(K117=\"\",'Lives scenario - input'!$F102=\"\"),\"\",K117/'Lives scenario - input'!$F102),\"\")","v":""},{"$f":"IFERROR(IF(OR(L117=\"\",'Lives scenario - input'!$F102=\"\"),\"\",L117/'Lives scenario - input'!$F102),\"\")","v":""},{"$f":"IFERROR(IF(OR(M117=\"\",'Lives scenario - input'!$F102=\"\"),\"\",M117/'Lives scenario - input'!$F102),\"\")","v":""},{"$f":"IFERROR(IF(OR(N117=\"\",'Lives scenario - input'!$F102=\"\"),\"\",N117/'Lives scenario - input'!$F102),\"\")","v":""},{"$f":"IFERROR(IF(OR(O117=\"\",'Lives scenario - input'!$F102=\"\"),\"\",O117/'Lives scenario - input'!$F102),\"\")","v":""},{"$f":"IFERROR(IF(OR(P117=\"\",'Lives scenario - input'!$F102=\"\"),\"\",P117/'Lives scenario - input'!$F102),\"\")","v":""},{"$f":"IFERROR(IF(OR(Q117=\"\",'Lives scenario - input'!$F102=\"\"),\"\",Q117/'Lives scenario - input'!$F102),\"\")","v":""},{"$f":"IFERROR(IF(OR(R117=\"\",'Lives scenario - input'!$F102=\"\"),\"\",R117/'Lives scenario - input'!$F102),\"\")","v":""},{"$f":"IFERROR(IF(OR(S117=\"\",'Lives scenario - input'!$F102=\"\"),\"\",S117/'Lives scenario - input'!$F102),\"\")","v":""},{"$f":"IFERROR(IF(OR(T117=\"\",'Lives scenario - input'!$F102=\"\"),\"\",T117/'Lives scenario - input'!$F102),\"\")","v":""},{"$f":"IFERROR(IF(OR(U117=\"\",'Lives scenario - input'!$F102=\"\"),\"\",U117/'Lives scenario - input'!$F102),\"\")","v":""},{"$f":"IFERROR(IF(OR(V117=\"\",'Lives scenario - input'!$F102=\"\"),\"\",V117/'Lives scenario - input'!$F102),\"\")","v":""},{"$f":"IFERROR(IF(OR(W117=\"\",'Lives scenario - input'!$F102=\"\"),\"\",W117/'Lives scenario - input'!$F102),\"\")","v":""}]
[{"$f":"IFERROR('Lives scenario - input'!A103,\"\")","v":""},{"$f":"IFERROR('Lives scenario - input'!B103,\"\")","v":""},{"$f":"IFERROR('Lives scenario - input'!C103,\"\")","v":""},{"$f":"IFERROR(repcalc('Lives scenario - input'!$CX103:$GJ103,'Lives scenario - input'!$I103,'Lives scenario - input'!$G103,'Lives scenario - input'!$H103,20,TRUE,TRUE),\"\")","v":""},"","","","","","","","","","","","","","","","","","","",{"$f":"IFERROR(IF(OR(D118=\"\",'Lives scenario - input'!$F103=\"\"),\"\",D118/'Lives scenario - input'!$F103),\"\")","v":""},{"$f":"IFERROR(IF(OR(E118=\"\",'Lives scenario - input'!$F103=\"\"),\"\",E118/'Lives scenario - input'!$F103),\"\")","v":""},{"$f":"IFERROR(IF(OR(F118=\"\",'Lives scenario - input'!$F103=\"\"),\"\",F118/'Lives scenario - input'!$F103),\"\")","v":""},{"$f":"IFERROR(IF(OR(G118=\"\",'Lives scenario - input'!$F103=\"\"),\"\",G118/'Lives scenario - input'!$F103),\"\")","v":""},{"$f":"IFERROR(IF(OR(H118=\"\",'Lives scenario - input'!$F103=\"\"),\"\",H118/'Lives scenario - input'!$F103),\"\")","v":""},{"$f":"IFERROR(IF(OR(I118=\"\",'Lives scenario - input'!$F103=\"\"),\"\",I118/'Lives scenario - input'!$F103),\"\")","v":""},{"$f":"IFERROR(IF(OR(J118=\"\",'Lives scenario - input'!$F103=\"\"),\"\",J118/'Lives scenario - input'!$F103),\"\")","v":""},{"$f":"IFERROR(IF(OR(K118=\"\",'Lives scenario - input'!$F103=\"\"),\"\",K118/'Lives scenario - input'!$F103),\"\")","v":""},{"$f":"IFERROR(IF(OR(L118=\"\",'Lives scenario - input'!$F103=\"\"),\"\",L118/'Lives scenario - input'!$F103),\"\")","v":""},{"$f":"IFERROR(IF(OR(M118=\"\",'Lives scenario - input'!$F103=\"\"),\"\",M118/'Lives scenario - input'!$F103),\"\")","v":""},{"$f":"IFERROR(IF(OR(N118=\"\",'Lives scenario - input'!$F103=\"\"),\"\",N118/'Lives scenario - input'!$F103),\"\")","v":""},{"$f":"IFERROR(IF(OR(O118=\"\",'Lives scenario - input'!$F103=\"\"),\"\",O118/'Lives scenario - input'!$F103),\"\")","v":""},{"$f":"IFERROR(IF(OR(P118=\"\",'Lives scenario - input'!$F103=\"\"),\"\",P118/'Lives scenario - input'!$F103),\"\")","v":""},{"$f":"IFERROR(IF(OR(Q118=\"\",'Lives scenario - input'!$F103=\"\"),\"\",Q118/'Lives scenario - input'!$F103),\"\")","v":""},{"$f":"IFERROR(IF(OR(R118=\"\",'Lives scenario - input'!$F103=\"\"),\"\",R118/'Lives scenario - input'!$F103),\"\")","v":""},{"$f":"IFERROR(IF(OR(S118=\"\",'Lives scenario - input'!$F103=\"\"),\"\",S118/'Lives scenario - input'!$F103),\"\")","v":""},{"$f":"IFERROR(IF(OR(T118=\"\",'Lives scenario - input'!$F103=\"\"),\"\",T118/'Lives scenario - input'!$F103),\"\")","v":""},{"$f":"IFERROR(IF(OR(U118=\"\",'Lives scenario - input'!$F103=\"\"),\"\",U118/'Lives scenario - input'!$F103),\"\")","v":""},{"$f":"IFERROR(IF(OR(V118=\"\",'Lives scenario - input'!$F103=\"\"),\"\",V118/'Lives scenario - input'!$F103),\"\")","v":""},{"$f":"IFERROR(IF(OR(W118=\"\",'Lives scenario - input'!$F103=\"\"),\"\",W118/'Lives scenario - input'!$F103),\"\")","v":""}]
[{"$f":"IFERROR('Lives scenario - input'!A104,\"\")","v":""},{"$f":"IFERROR('Lives scenario - input'!B104,\"\")","v":""},{"$f":"IFERROR('Lives scenario - input'!C104,\"\")","v":""},{"$f":"IFERROR(repcalc('Lives scenario - input'!$CX104:$GJ104,'Lives scenario - input'!$I104,'Lives scenario - input'!$G104,'Lives scenario - input'!$H104,20,TRUE,TRUE),\"\")","v":""},"","","","","","","","","","","","","","","","","","","",{"$f":"IFERROR(IF(OR(D119=\"\",'Lives scenario - input'!$F104=\"\"),\"\",D119/'Lives scenario - input'!$F104),\"\")","v":""},{"$f":"IFERROR(IF(OR(E119=\"\",'Lives scenario - input'!$F104=\"\"),\"\",E119/'Lives scenario - input'!$F104),\"\")","v":""},{"$f":"IFERROR(IF(OR(F119=\"\",'Lives scenario - input'!$F104=\"\"),\"\",F119/'Lives scenario - input'!$F104),\"\")","v":""},{"$f":"IFERROR(IF(OR(G119=\"\",'Lives scenario - input'!$F104=\"\"),\"\",G119/'Lives scenario - input'!$F104),\"\")","v":""},{"$f":"IFERROR(IF(OR(H119=\"\",'Lives scenario - input'!$F104=\"\"),\"\",H119/'Lives scenario - input'!$F104),\"\")","v":""},{"$f":"IFERROR(IF(OR(I119=\"\",'Lives scenario - input'!$F104=\"\"),\"\",I119/'Lives scenario - input'!$F104),\"\")","v":""},{"$f":"IFERROR(IF(OR(J119=\"\",'Lives scenario - input'!$F104=\"\"),\"\",J119/'Lives scenario - input'!$F104),\"\")","v":""},{"$f":"IFERROR(IF(OR(K119=\"\",'Lives scenario - input'!$F104=\"\"),\"\",K119/'Lives scenario - input'!$F104),\"\")","v":""},{"$f":"IFERROR(IF(OR(L119=\"\",'Lives scenario - input'!$F104=\"\"),\"\",L119/'Lives scenario - input'!$F104),\"\")","v":""},{"$f":"IFERROR(IF(OR(M119=\"\",'Lives scenario - input'!$F104=\"\"),\"\",M119/'Lives scenario - input'!$F104),\"\")","v":""},{"$f":"IFERROR(IF(OR(N119=\"\",'Lives scenario - input'!$F104=\"\"),\"\",N119/'Lives scenario - input'!$F104),\"\")","v":""},{"$f":"IFERROR(IF(OR(O119=\"\",'Lives scenario - input'!$F104=\"\"),\"\",O119/'Lives scenario - input'!$F104),\"\")","v":""},{"$f":"IFERROR(IF(OR(P119=\"\",'Lives scenario - input'!$F104=\"\"),\"\",P119/'Lives scenario - input'!$F104),\"\")","v":""},{"$f":"IFERROR(IF(OR(Q119=\"\",'Lives scenario - input'!$F104=\"\"),\"\",Q119/'Lives scenario - input'!$F104),\"\")","v":""},{"$f":"IFERROR(IF(OR(R119=\"\",'Lives scenario - input'!$F104=\"\"),\"\",R119/'Lives scenario - input'!$F104),\"\")","v":""},{"$f":"IFERROR(IF(OR(S119=\"\",'Lives scenario - input'!$F104=\"\"),\"\",S119/'Lives scenario - input'!$F104),\"\")","v":""},{"$f":"IFERROR(IF(OR(T119=\"\",'Lives scenario - input'!$F104=\"\"),\"\",T119/'Lives scenario - input'!$F104),\"\")","v":""},{"$f":"IFERROR(IF(OR(U119=\"\",'Lives scenario - input'!$F104=\"\"),\"\",U119/'Lives scenario - input'!$F104),\"\")","v":""},{"$f":"IFERROR(IF(OR(V119=\"\",'Lives scenario - input'!$F104=\"\"),\"\",V119/'Lives scenario - input'!$F104),\"\")","v":""},{"$f":"IFERROR(IF(OR(W119=\"\",'Lives scenario - input'!$F104=\"\"),\"\",W119/'Lives scenario - input'!$F104),\"\")","v":""}]
[{"$f":"IFERROR('Lives scenario - input'!A105,\"\")","v":""},{"$f":"IFERROR('Lives scenario - input'!B105,\"\")","v":""},{"$f":"IFERROR('Lives scenario - input'!C105,\"\")","v":""},{"$f":"IFERROR(repcalc('Lives scenario - input'!$CX105:$GJ105,'Lives scenario - input'!$I105,'Lives scenario - input'!$G105,'Lives scenario - input'!$H105,20,TRUE,TRUE),\"\")","v":""},"","","","","","","","","","","","","","","","","","","",{"$f":"IFERROR(IF(OR(D120=\"\",'Lives scenario - input'!$F105=\"\"),\"\",D120/'Lives scenario - input'!$F105),\"\")","v":""},{"$f":"IFERROR(IF(OR(E120=\"\",'Lives scenario - input'!$F105=\"\"),\"\",E120/'Lives scenario - input'!$F105),\"\")","v":""},{"$f":"IFERROR(IF(OR(F120=\"\",'Lives scenario - input'!$F105=\"\"),\"\",F120/'Lives scenario - input'!$F105),\"\")","v":""},{"$f":"IFERROR(IF(OR(G120=\"\",'Lives scenario - input'!$F105=\"\"),\"\",G120/'Lives scenario - input'!$F105),\"\")","v":""},{"$f":"IFERROR(IF(OR(H120=\"\",'Lives scenario - input'!$F105=\"\"),\"\",H120/'Lives scenario - input'!$F105),\"\")","v":""},{"$f":"IFERROR(IF(OR(I120=\"\",'Lives scenario - input'!$F105=\"\"),\"\",I120/'Lives scenario - input'!$F105),\"\")","v":""},{"$f":"IFERROR(IF(OR(J120=\"\",'Lives scenario - input'!$F105=\"\"),\"\",J120/'Lives scenario - input'!$F105),\"\")","v":""},{"$f":"IFERROR(IF(OR(K120=\"\",'Lives scenario - input'!$F105=\"\"),\"\",K120/'Lives scenario - input'!$F105),\"\")","v":""},{"$f":"IFERROR(IF(OR(L120=\"\",'Lives scenario - input'!$F105=\"\"),\"\",L120/'Lives scenario - input'!$F105),\"\")","v":""},{"$f":"IFERROR(IF(OR(M120=\"\",'Lives scenario - input'!$F105=\"\"),\"\",M120/'Lives scenario - input'!$F105),\"\")","v":""},{"$f":"IFERROR(IF(OR(N120=\"\",'Lives scenario - input'!$F105=\"\"),\"\",N120/'Lives scenario - input'!$F105),\"\")","v":""},{"$f":"IFERROR(IF(OR(O120=\"\",'Lives scenario - input'!$F105=\"\"),\"\",O120/'Lives scenario - input'!$F105),\"\")","v":""},{"$f":"IFERROR(IF(OR(P120=\"\",'Lives scenario - input'!$F105=\"\"),\"\",P120/'Lives scenario - input'!$F105),\"\")","v":""},{"$f":"IFERROR(IF(OR(Q120=\"\",'Lives scenario - input'!$F105=\"\"),\"\",Q120/'Lives scenario - input'!$F105),\"\")","v":""},{"$f":"IFERROR(IF(OR(R120=\"\",'Lives scenario - input'!$F105=\"\"),\"\",R120/'Lives scenario - input'!$F105),\"\")","v":""},{"$f":"IFERROR(IF(OR(S120=\"\",'Lives scenario - input'!$F105=\"\"),\"\",S120/'Lives scenario - input'!$F105),\"\")","v":""},{"$f":"IFERROR(IF(OR(T120=\"\",'Lives scenario - input'!$F105=\"\"),\"\",T120/'Lives scenario - input'!$F105),\"\")","v":""},{"$f":"IFERROR(IF(OR(U120=\"\",'Lives scenario - input'!$F105=\"\"),\"\",U120/'Lives scenario - input'!$F105),\"\")","v":""},{"$f":"IFERROR(IF(OR(V120=\"\",'Lives scenario - input'!$F105=\"\"),\"\",V120/'Lives scenario - input'!$F105),\"\")","v":""},{"$f":"IFERROR(IF(OR(W120=\"\",'Lives scenario - input'!$F105=\"\"),\"\",W120/'Lives scenario - input'!$F105),\"\")","v":""}]
[{"$f":"IFERROR('Lives scenario - input'!A106,\"\")","v":""},{"$f":"IFERROR('Lives scenario - input'!B106,\"\")","v":""},{"$f":"IFERROR('Lives scenario - input'!C106,\"\")","v":""},{"$f":"IFERROR(repcalc('Lives scenario - input'!$CX106:$GJ106,'Lives scenario - input'!$I106,'Lives scenario - input'!$G106,'Lives scenario - input'!$H106,20,TRUE,TRUE),\"\")","v":""},"","","","","","","","","","","","","","","","","","","",{"$f":"IFERROR(IF(OR(D121=\"\",'Lives scenario - input'!$F106=\"\"),\"\",D121/'Lives scenario - input'!$F106),\"\")","v":""},{"$f":"IFERROR(IF(OR(E121=\"\",'Lives scenario - input'!$F106=\"\"),\"\",E121/'Lives scenario - input'!$F106),\"\")","v":""},{"$f":"IFERROR(IF(OR(F121=\"\",'Lives scenario - input'!$F106=\"\"),\"\",F121/'Lives scenario - input'!$F106),\"\")","v":""},{"$f":"IFERROR(IF(OR(G121=\"\",'Lives scenario - input'!$F106=\"\"),\"\",G121/'Lives scenario - input'!$F106),\"\")","v":""},{"$f":"IFERROR(IF(OR(H121=\"\",'Lives scenario - input'!$F106=\"\"),\"\",H121/'Lives scenario - input'!$F106),\"\")","v":""},{"$f":"IFERROR(IF(OR(I121=\"\",'Lives scenario - input'!$F106=\"\"),\"\",I121/'Lives scenario - input'!$F106),\"\")","v":""},{"$f":"IFERROR(IF(OR(J121=\"\",'Lives scenario - input'!$F106=\"\"),\"\",J121/'Lives scenario - input'!$F106),\"\")","v":""},{"$f":"IFERROR(IF(OR(K121=\"\",'Lives scenario - input'!$F106=\"\"),\"\",K121/'Lives scenario - input'!$F106),\"\")","v":""},{"$f":"IFERROR(IF(OR(L121=\"\",'Lives scenario - input'!$F106=\"\"),\"\",L121/'Lives scenario - input'!$F106),\"\")","v":""},{"$f":"IFERROR(IF(OR(M121=\"\",'Lives scenario - input'!$F106=\"\"),\"\",M121/'Lives scenario - input'!$F106),\"\")","v":""},{"$f":"IFERROR(IF(OR(N121=\"\",'Lives scenario - input'!$F106=\"\"),\"\",N121/'Lives scenario - input'!$F106),\"\")","v":""},{"$f":"IFERROR(IF(OR(O121=\"\",'Lives scenario - input'!$F106=\"\"),\"\",O121/'Lives scenario - input'!$F106),\"\")","v":""},{"$f":"IFERROR(IF(OR(P121=\"\",'Lives scenario - input'!$F106=\"\"),\"\",P121/'Lives scenario - input'!$F106),\"\")","v":""},{"$f":"IFERROR(IF(OR(Q121=\"\",'Lives scenario - input'!$F106=\"\"),\"\",Q121/'Lives scenario - input'!$F106),\"\")","v":""},{"$f":"IFERROR(IF(OR(R121=\"\",'Lives scenario - input'!$F106=\"\"),\"\",R121/'Lives scenario - input'!$F106),\"\")","v":""},{"$f":"IFERROR(IF(OR(S121=\"\",'Lives scenario - input'!$F106=\"\"),\"\",S121/'Lives scenario - input'!$F106),\"\")","v":""},{"$f":"IFERROR(IF(OR(T121=\"\",'Lives scenario - input'!$F106=\"\"),\"\",T121/'Lives scenario - input'!$F106),\"\")","v":""},{"$f":"IFERROR(IF(OR(U121=\"\",'Lives scenario - input'!$F106=\"\"),\"\",U121/'Lives scenario - input'!$F106),\"\")","v":""},{"$f":"IFERROR(IF(OR(V121=\"\",'Lives scenario - input'!$F106=\"\"),\"\",V121/'Lives scenario - input'!$F106),\"\")","v":""},{"$f":"IFERROR(IF(OR(W121=\"\",'Lives scenario - input'!$F106=\"\"),\"\",W121/'Lives scenario - input'!$F106),\"\")","v":""}]
[{"$f":"IFERROR('Lives scenario - input'!A107,\"\")","v":""},{"$f":"IFERROR('Lives scenario - input'!B107,\"\")","v":""},{"$f":"IFERROR('Lives scenario - input'!C107,\"\")","v":""},{"$f":"IFERROR(repcalc('Lives scenario - input'!$CX107:$GJ107,'Lives scenario - input'!$I107,'Lives scenario - input'!$G107,'Lives scenario - input'!$H107,20,TRUE,TRUE),\"\")","v":""},"","","","","","","","","","","","","","","","","","","",{"$f":"IFERROR(IF(OR(D122=\"\",'Lives scenario - input'!$F107=\"\"),\"\",D122/'Lives scenario - input'!$F107),\"\")","v":""},{"$f":"IFERROR(IF(OR(E122=\"\",'Lives scenario - input'!$F107=\"\"),\"\",E122/'Lives scenario - input'!$F107),\"\")","v":""},{"$f":"IFERROR(IF(OR(F122=\"\",'Lives scenario - input'!$F107=\"\"),\"\",F122/'Lives scenario - input'!$F107),\"\")","v":""},{"$f":"IFERROR(IF(OR(G122=\"\",'Lives scenario - input'!$F107=\"\"),\"\",G122/'Lives scenario - input'!$F107),\"\")","v":""},{"$f":"IFERROR(IF(OR(H122=\"\",'Lives scenario - input'!$F107=\"\"),\"\",H122/'Lives scenario - input'!$F107),\"\")","v":""},{"$f":"IFERROR(IF(OR(I122=\"\",'Lives scenario - input'!$F107=\"\"),\"\",I122/'Lives scenario - input'!$F107),\"\")","v":""},{"$f":"IFERROR(IF(OR(J122=\"\",'Lives scenario - input'!$F107=\"\"),\"\",J122/'Lives scenario - input'!$F107),\"\")","v":""},{"$f":"IFERROR(IF(OR(K122=\"\",'Lives scenario - input'!$F107=\"\"),\"\",K122/'Lives scenario - input'!$F107),\"\")","v":""},{"$f":"IFERROR(IF(OR(L122=\"\",'Lives scenario - input'!$F107=\"\"),\"\",L122/'Lives scenario - input'!$F107),\"\")","v":""},{"$f":"IFERROR(IF(OR(M122=\"\",'Lives scenario - input'!$F107=\"\"),\"\",M122/'Lives scenario - input'!$F107),\"\")","v":""},{"$f":"IFERROR(IF(OR(N122=\"\",'Lives scenario - input'!$F107=\"\"),\"\",N122/'Lives scenario - input'!$F107),\"\")","v":""},{"$f":"IFERROR(IF(OR(O122=\"\",'Lives scenario - input'!$F107=\"\"),\"\",O122/'Lives scenario - input'!$F107),\"\")","v":""},{"$f":"IFERROR(IF(OR(P122=\"\",'Lives scenario - input'!$F107=\"\"),\"\",P122/'Lives scenario - input'!$F107),\"\")","v":""},{"$f":"IFERROR(IF(OR(Q122=\"\",'Lives scenario - input'!$F107=\"\"),\"\",Q122/'Lives scenario - input'!$F107),\"\")","v":""},{"$f":"IFERROR(IF(OR(R122=\"\",'Lives scenario - input'!$F107=\"\"),\"\",R122/'Lives scenario - input'!$F107),\"\")","v":""},{"$f":"IFERROR(IF(OR(S122=\"\",'Lives scenario - input'!$F107=\"\"),\"\",S122/'Lives scenario - input'!$F107),\"\")","v":""},{"$f":"IFERROR(IF(OR(T122=\"\",'Lives scenario - input'!$F107=\"\"),\"\",T122/'Lives scenario - input'!$F107),\"\")","v":""},{"$f":"IFERROR(IF(OR(U122=\"\",'Lives scenario - input'!$F107=\"\"),\"\",U122/'Lives scenario - input'!$F107),\"\")","v":""},{"$f":"IFERROR(IF(OR(V122=\"\",'Lives scenario - input'!$F107=\"\"),\"\",V122/'Lives scenario - input'!$F107),\"\")","v":""},{"$f":"IFERROR(IF(OR(W122=\"\",'Lives scenario - input'!$F107=\"\"),\"\",W122/'Lives scenario - input'!$F107),\"\")","v":""}]
[{"$f":"IFERROR('Lives scenario - input'!A108,\"\")","v":""},{"$f":"IFERROR('Lives scenario - input'!B108,\"\")","v":""},{"$f":"IFERROR('Lives scenario - input'!C108,\"\")","v":""},{"$f":"IFERROR(repcalc('Lives scenario - input'!$CX108:$GJ108,'Lives scenario - input'!$I108,'Lives scenario - input'!$G108,'Lives scenario - input'!$H108,20,TRUE,TRUE),\"\")","v":""},"","","","","","","","","","","","","","","","","","","",{"$f":"IFERROR(IF(OR(D123=\"\",'Lives scenario - input'!$F108=\"\"),\"\",D123/'Lives scenario - input'!$F108),\"\")","v":""},{"$f":"IFERROR(IF(OR(E123=\"\",'Lives scenario - input'!$F108=\"\"),\"\",E123/'Lives scenario - input'!$F108),\"\")","v":""},{"$f":"IFERROR(IF(OR(F123=\"\",'Lives scenario - input'!$F108=\"\"),\"\",F123/'Lives scenario - input'!$F108),\"\")","v":""},{"$f":"IFERROR(IF(OR(G123=\"\",'Lives scenario - input'!$F108=\"\"),\"\",G123/'Lives scenario - input'!$F108),\"\")","v":""},{"$f":"IFERROR(IF(OR(H123=\"\",'Lives scenario - input'!$F108=\"\"),\"\",H123/'Lives scenario - input'!$F108),\"\")","v":""},{"$f":"IFERROR(IF(OR(I123=\"\",'Lives scenario - input'!$F108=\"\"),\"\",I123/'Lives scenario - input'!$F108),\"\")","v":""},{"$f":"IFERROR(IF(OR(J123=\"\",'Lives scenario - input'!$F108=\"\"),\"\",J123/'Lives scenario - input'!$F108),\"\")","v":""},{"$f":"IFERROR(IF(OR(K123=\"\",'Lives scenario - input'!$F108=\"\"),\"\",K123/'Lives scenario - input'!$F108),\"\")","v":""},{"$f":"IFERROR(IF(OR(L123=\"\",'Lives scenario - input'!$F108=\"\"),\"\",L123/'Lives scenario - input'!$F108),\"\")","v":""},{"$f":"IFERROR(IF(OR(M123=\"\",'Lives scenario - input'!$F108=\"\"),\"\",M123/'Lives scenario - input'!$F108),\"\")","v":""},{"$f":"IFERROR(IF(OR(N123=\"\",'Lives scenario - input'!$F108=\"\"),\"\",N123/'Lives scenario - input'!$F108),\"\")","v":""},{"$f":"IFERROR(IF(OR(O123=\"\",'Lives scenario - input'!$F108=\"\"),\"\",O123/'Lives scenario - input'!$F108),\"\")","v":""},{"$f":"IFERROR(IF(OR(P123=\"\",'Lives scenario - input'!$F108=\"\"),\"\",P123/'Lives scenario - input'!$F108),\"\")","v":""},{"$f":"IFERROR(IF(OR(Q123=\"\",'Lives scenario - input'!$F108=\"\"),\"\",Q123/'Lives scenario - input'!$F108),\"\")","v":""},{"$f":"IFERROR(IF(OR(R123=\"\",'Lives scenario - input'!$F108=\"\"),\"\",R123/'Lives scenario - input'!$F108),\"\")","v":""},{"$f":"IFERROR(IF(OR(S123=\"\",'Lives scenario - input'!$F108=\"\"),\"\",S123/'Lives scenario - input'!$F108),\"\")","v":""},{"$f":"IFERROR(IF(OR(T123=\"\",'Lives scenario - input'!$F108=\"\"),\"\",T123/'Lives scenario - input'!$F108),\"\")","v":""},{"$f":"IFERROR(IF(OR(U123=\"\",'Lives scenario - input'!$F108=\"\"),\"\",U123/'Lives scenario - input'!$F108),\"\")","v":""},{"$f":"IFERROR(IF(OR(V123=\"\",'Lives scenario - input'!$F108=\"\"),\"\",V123/'Lives scenario - input'!$F108),\"\")","v":""},{"$f":"IFERROR(IF(OR(W123=\"\",'Lives scenario - input'!$F108=\"\"),\"\",W123/'Lives scenario - input'!$F108),\"\")","v":""}]
[{"$f":"IFERROR('Lives scenario - input'!A109,\"\")","v":""},{"$f":"IFERROR('Lives scenario - input'!B109,\"\")","v":""},{"$f":"IFERROR('Lives scenario - input'!C109,\"\")","v":""},{"$f":"IFERROR(repcalc('Lives scenario - input'!$CX109:$GJ109,'Lives scenario - input'!$I109,'Lives scenario - input'!$G109,'Lives scenario - input'!$H109,20,TRUE,TRUE),\"\")","v":""},"","","","","","","","","","","","","","","","","","","",{"$f":"IFERROR(IF(OR(D124=\"\",'Lives scenario - input'!$F109=\"\"),\"\",D124/'Lives scenario - input'!$F109),\"\")","v":""},{"$f":"IFERROR(IF(OR(E124=\"\",'Lives scenario - input'!$F109=\"\"),\"\",E124/'Lives scenario - input'!$F109),\"\")","v":""},{"$f":"IFERROR(IF(OR(F124=\"\",'Lives scenario - input'!$F109=\"\"),\"\",F124/'Lives scenario - input'!$F109),\"\")","v":""},{"$f":"IFERROR(IF(OR(G124=\"\",'Lives scenario - input'!$F109=\"\"),\"\",G124/'Lives scenario - input'!$F109),\"\")","v":""},{"$f":"IFERROR(IF(OR(H124=\"\",'Lives scenario - input'!$F109=\"\"),\"\",H124/'Lives scenario - input'!$F109),\"\")","v":""},{"$f":"IFERROR(IF(OR(I124=\"\",'Lives scenario - input'!$F109=\"\"),\"\",I124/'Lives scenario - input'!$F109),\"\")","v":""},{"$f":"IFERROR(IF(OR(J124=\"\",'Lives scenario - input'!$F109=\"\"),\"\",J124/'Lives scenario - input'!$F109),\"\")","v":""},{"$f":"IFERROR(IF(OR(K124=\"\",'Lives scenario - input'!$F109=\"\"),\"\",K124/'Lives scenario - input'!$F109),\"\")","v":""},{"$f":"IFERROR(IF(OR(L124=\"\",'Lives scenario - input'!$F109=\"\"),\"\",L124/'Lives scenario - input'!$F109),\"\")","v":""},{"$f":"IFERROR(IF(OR(M124=\"\",'Lives scenario - input'!$F109=\"\"),\"\",M124/'Lives scenario - input'!$F109),\"\")","v":""},{"$f":"IFERROR(IF(OR(N124=\"\",'Lives scenario - input'!$F109=\"\"),\"\",N124/'Lives scenario - input'!$F109),\"\")","v":""},{"$f":"IFERROR(IF(OR(O124=\"\",'Lives scenario - input'!$F109=\"\"),\"\",O124/'Lives scenario - input'!$F109),\"\")","v":""},{"$f":"IFERROR(IF(OR(P124=\"\",'Lives scenario - input'!$F109=\"\"),\"\",P124/'Lives scenario - input'!$F109),\"\")","v":""},{"$f":"IFERROR(IF(OR(Q124=\"\",'Lives scenario - input'!$F109=\"\"),\"\",Q124/'Lives scenario - input'!$F109),\"\")","v":""},{"$f":"IFERROR(IF(OR(R124=\"\",'Lives scenario - input'!$F109=\"\"),\"\",R124/'Lives scenario - input'!$F109),\"\")","v":""},{"$f":"IFERROR(IF(OR(S124=\"\",'Lives scenario - input'!$F109=\"\"),\"\",S124/'Lives scenario - input'!$F109),\"\")","v":""},{"$f":"IFERROR(IF(OR(T124=\"\",'Lives scenario - input'!$F109=\"\"),\"\",T124/'Lives scenario - input'!$F109),\"\")","v":""},{"$f":"IFERROR(IF(OR(U124=\"\",'Lives scenario - input'!$F109=\"\"),\"\",U124/'Lives scenario - input'!$F109),\"\")","v":""},{"$f":"IFERROR(IF(OR(V124=\"\",'Lives scenario - input'!$F109=\"\"),\"\",V124/'Lives scenario - input'!$F109),\"\")","v":""},{"$f":"IFERROR(IF(OR(W124=\"\",'Lives scenario - input'!$F109=\"\"),\"\",W124/'Lives scenario - input'!$F109),\"\")","v":""}]
[{"$f":"IFERROR('Lives scenario - input'!A110,\"\")","v":""},{"$f":"IFERROR('Lives scenario - input'!B110,\"\")","v":""},{"$f":"IFERROR('Lives scenario - input'!C110,\"\")","v":""},{"$f":"IFERROR(repcalc('Lives scenario - input'!$CX110:$GJ110,'Lives scenario - input'!$I110,'Lives scenario - input'!$G110,'Lives scenario - input'!$H110,20,TRUE,TRUE),\"\")","v":""},"","","","","","","","","","","","","","","","","","","",{"$f":"IFERROR(IF(OR(D125=\"\",'Lives scenario - input'!$F110=\"\"),\"\",D125/'Lives scenario - input'!$F110),\"\")","v":""},{"$f":"IFERROR(IF(OR(E125=\"\",'Lives scenario - input'!$F110=\"\"),\"\",E125/'Lives scenario - input'!$F110),\"\")","v":""},{"$f":"IFERROR(IF(OR(F125=\"\",'Lives scenario - input'!$F110=\"\"),\"\",F125/'Lives scenario - input'!$F110),\"\")","v":""},{"$f":"IFERROR(IF(OR(G125=\"\",'Lives scenario - input'!$F110=\"\"),\"\",G125/'Lives scenario - input'!$F110),\"\")","v":""},{"$f":"IFERROR(IF(OR(H125=\"\",'Lives scenario - input'!$F110=\"\"),\"\",H125/'Lives scenario - input'!$F110),\"\")","v":""},{"$f":"IFERROR(IF(OR(I125=\"\",'Lives scenario - input'!$F110=\"\"),\"\",I125/'Lives scenario - input'!$F110),\"\")","v":""},{"$f":"IFERROR(IF(OR(J125=\"\",'Lives scenario - input'!$F110=\"\"),\"\",J125/'Lives scenario - input'!$F110),\"\")","v":""},{"$f":"IFERROR(IF(OR(K125=\"\",'Lives scenario - input'!$F110=\"\"),\"\",K125/'Lives scenario - input'!$F110),\"\")","v":""},{"$f":"IFERROR(IF(OR(L125=\"\",'Lives scenario - input'!$F110=\"\"),\"\",L125/'Lives scenario - input'!$F110),\"\")","v":""},{"$f":"IFERROR(IF(OR(M125=\"\",'Lives scenario - input'!$F110=\"\"),\"\",M125/'Lives scenario - input'!$F110),\"\")","v":""},{"$f":"IFERROR(IF(OR(N125=\"\",'Lives scenario - input'!$F110=\"\"),\"\",N125/'Lives scenario - input'!$F110),\"\")","v":""},{"$f":"IFERROR(IF(OR(O125=\"\",'Lives scenario - input'!$F110=\"\"),\"\",O125/'Lives scenario - input'!$F110),\"\")","v":""},{"$f":"IFERROR(IF(OR(P125=\"\",'Lives scenario - input'!$F110=\"\"),\"\",P125/'Lives scenario - input'!$F110),\"\")","v":""},{"$f":"IFERROR(IF(OR(Q125=\"\",'Lives scenario - input'!$F110=\"\"),\"\",Q125/'Lives scenario - input'!$F110),\"\")","v":""},{"$f":"IFERROR(IF(OR(R125=\"\",'Lives scenario - input'!$F110=\"\"),\"\",R125/'Lives scenario - input'!$F110),\"\")","v":""},{"$f":"IFERROR(IF(OR(S125=\"\",'Lives scenario - input'!$F110=\"\"),\"\",S125/'Lives scenario - input'!$F110),\"\")","v":""},{"$f":"IFERROR(IF(OR(T125=\"\",'Lives scenario - input'!$F110=\"\"),\"\",T125/'Lives scenario - input'!$F110),\"\")","v":""},{"$f":"IFERROR(IF(OR(U125=\"\",'Lives scenario - input'!$F110=\"\"),\"\",U125/'Lives scenario - input'!$F110),\"\")","v":""},{"$f":"IFERROR(IF(OR(V125=\"\",'Lives scenario - input'!$F110=\"\"),\"\",V125/'Lives scenario - input'!$F110),\"\")","v":""},{"$f":"IFERROR(IF(OR(W125=\"\",'Lives scenario - input'!$F110=\"\"),\"\",W125/'Lives scenario - input'!$F110),\"\")","v":""}]
[{"$f":"IFERROR('Lives scenario - input'!A111,\"\")","v":""},{"$f":"IFERROR('Lives scenario - input'!B111,\"\")","v":""},{"$f":"IFERROR('Lives scenario - input'!C111,\"\")","v":""},{"$f":"IFERROR(repcalc('Lives scenario - input'!$CX111:$GJ111,'Lives scenario - input'!$I111,'Lives scenario - input'!$G111,'Lives scenario - input'!$H111,20,TRUE,TRUE),\"\")","v":""},"","","","","","","","","","","","","","","","","","","",{"$f":"IFERROR(IF(OR(D126=\"\",'Lives scenario - input'!$F111=\"\"),\"\",D126/'Lives scenario - input'!$F111),\"\")","v":""},{"$f":"IFERROR(IF(OR(E126=\"\",'Lives scenario - input'!$F111=\"\"),\"\",E126/'Lives scenario - input'!$F111),\"\")","v":""},{"$f":"IFERROR(IF(OR(F126=\"\",'Lives scenario - input'!$F111=\"\"),\"\",F126/'Lives scenario - input'!$F111),\"\")","v":""},{"$f":"IFERROR(IF(OR(G126=\"\",'Lives scenario - input'!$F111=\"\"),\"\",G126/'Lives scenario - input'!$F111),\"\")","v":""},{"$f":"IFERROR(IF(OR(H126=\"\",'Lives scenario - input'!$F111=\"\"),\"\",H126/'Lives scenario - input'!$F111),\"\")","v":""},{"$f":"IFERROR(IF(OR(I126=\"\",'Lives scenario - input'!$F111=\"\"),\"\",I126/'Lives scenario - input'!$F111),\"\")","v":""},{"$f":"IFERROR(IF(OR(J126=\"\",'Lives scenario - input'!$F111=\"\"),\"\",J126/'Lives scenario - input'!$F111),\"\")","v":""},{"$f":"IFERROR(IF(OR(K126=\"\",'Lives scenario - input'!$F111=\"\"),\"\",K126/'Lives scenario - input'!$F111),\"\")","v":""},{"$f":"IFERROR(IF(OR(L126=\"\",'Lives scenario - input'!$F111=\"\"),\"\",L126/'Lives scenario - input'!$F111),\"\")","v":""},{"$f":"IFERROR(IF(OR(M126=\"\",'Lives scenario - input'!$F111=\"\"),\"\",M126/'Lives scenario - input'!$F111),\"\")","v":""},{"$f":"IFERROR(IF(OR(N126=\"\",'Lives scenario - input'!$F111=\"\"),\"\",N126/'Lives scenario - input'!$F111),\"\")","v":""},{"$f":"IFERROR(IF(OR(O126=\"\",'Lives scenario - input'!$F111=\"\"),\"\",O126/'Lives scenario - input'!$F111),\"\")","v":""},{"$f":"IFERROR(IF(OR(P126=\"\",'Lives scenario - input'!$F111=\"\"),\"\",P126/'Lives scenario - input'!$F111),\"\")","v":""},{"$f":"IFERROR(IF(OR(Q126=\"\",'Lives scenario - input'!$F111=\"\"),\"\",Q126/'Lives scenario - input'!$F111),\"\")","v":""},{"$f":"IFERROR(IF(OR(R126=\"\",'Lives scenario - input'!$F111=\"\"),\"\",R126/'Lives scenario - input'!$F111),\"\")","v":""},{"$f":"IFERROR(IF(OR(S126=\"\",'Lives scenario - input'!$F111=\"\"),\"\",S126/'Lives scenario - input'!$F111),\"\")","v":""},{"$f":"IFERROR(IF(OR(T126=\"\",'Lives scenario - input'!$F111=\"\"),\"\",T126/'Lives scenario - input'!$F111),\"\")","v":""},{"$f":"IFERROR(IF(OR(U126=\"\",'Lives scenario - input'!$F111=\"\"),\"\",U126/'Lives scenario - input'!$F111),\"\")","v":""},{"$f":"IFERROR(IF(OR(V126=\"\",'Lives scenario - input'!$F111=\"\"),\"\",V126/'Lives scenario - input'!$F111),\"\")","v":""},{"$f":"IFERROR(IF(OR(W126=\"\",'Lives scenario - input'!$F111=\"\"),\"\",W126/'Lives scenario - input'!$F111),\"\")","v":""}]
[{"$f":"IFERROR('Lives scenario - input'!A112,\"\")","v":""},{"$f":"IFERROR('Lives scenario - input'!B112,\"\")","v":""},{"$f":"IFERROR('Lives scenario - input'!C112,\"\")","v":""},{"$f":"IFERROR(repcalc('Lives scenario - input'!$CX112:$GJ112,'Lives scenario - input'!$I112,'Lives scenario - input'!$G112,'Lives scenario - input'!$H112,20,TRUE,TRUE),\"\")","v":""},"","","","","","","","","","","","","","","","","","","",{"$f":"IFERROR(IF(OR(D127=\"\",'Lives scenario - input'!$F112=\"\"),\"\",D127/'Lives scenario - input'!$F112),\"\")","v":""},{"$f":"IFERROR(IF(OR(E127=\"\",'Lives scenario - input'!$F112=\"\"),\"\",E127/'Lives scenario - input'!$F112),\"\")","v":""},{"$f":"IFERROR(IF(OR(F127=\"\",'Lives scenario - input'!$F112=\"\"),\"\",F127/'Lives scenario - input'!$F112),\"\")","v":""},{"$f":"IFERROR(IF(OR(G127=\"\",'Lives scenario - input'!$F112=\"\"),\"\",G127/'Lives scenario - input'!$F112),\"\")","v":""},{"$f":"IFERROR(IF(OR(H127=\"\",'Lives scenario - input'!$F112=\"\"),\"\",H127/'Lives scenario - input'!$F112),\"\")","v":""},{"$f":"IFERROR(IF(OR(I127=\"\",'Lives scenario - input'!$F112=\"\"),\"\",I127/'Lives scenario - input'!$F112),\"\")","v":""},{"$f":"IFERROR(IF(OR(J127=\"\",'Lives scenario - input'!$F112=\"\"),\"\",J127/'Lives scenario - input'!$F112),\"\")","v":""},{"$f":"IFERROR(IF(OR(K127=\"\",'Lives scenario - input'!$F112=\"\"),\"\",K127/'Lives scenario - input'!$F112),\"\")","v":""},{"$f":"IFERROR(IF(OR(L127=\"\",'Lives scenario - input'!$F112=\"\"),\"\",L127/'Lives scenario - input'!$F112),\"\")","v":""},{"$f":"IFERROR(IF(OR(M127=\"\",'Lives scenario - input'!$F112=\"\"),\"\",M127/'Lives scenario - input'!$F112),\"\")","v":""},{"$f":"IFERROR(IF(OR(N127=\"\",'Lives scenario - input'!$F112=\"\"),\"\",N127/'Lives scenario - input'!$F112),\"\")","v":""},{"$f":"IFERROR(IF(OR(O127=\"\",'Lives scenario - input'!$F112=\"\"),\"\",O127/'Lives scenario - input'!$F112),\"\")","v":""},{"$f":"IFERROR(IF(OR(P127=\"\",'Lives scenario - input'!$F112=\"\"),\"\",P127/'Lives scenario - input'!$F112),\"\")","v":""},{"$f":"IFERROR(IF(OR(Q127=\"\",'Lives scenario - input'!$F112=\"\"),\"\",Q127/'Lives scenario - input'!$F112),\"\")","v":""},{"$f":"IFERROR(IF(OR(R127=\"\",'Lives scenario - input'!$F112=\"\"),\"\",R127/'Lives scenario - input'!$F112),\"\")","v":""},{"$f":"IFERROR(IF(OR(S127=\"\",'Lives scenario - input'!$F112=\"\"),\"\",S127/'Lives scenario - input'!$F112),\"\")","v":""},{"$f":"IFERROR(IF(OR(T127=\"\",'Lives scenario - input'!$F112=\"\"),\"\",T127/'Lives scenario - input'!$F112),\"\")","v":""},{"$f":"IFERROR(IF(OR(U127=\"\",'Lives scenario - input'!$F112=\"\"),\"\",U127/'Lives scenario - input'!$F112),\"\")","v":""},{"$f":"IFERROR(IF(OR(V127=\"\",'Lives scenario - input'!$F112=\"\"),\"\",V127/'Lives scenario - input'!$F112),\"\")","v":""},{"$f":"IFERROR(IF(OR(W127=\"\",'Lives scenario - input'!$F112=\"\"),\"\",W127/'Lives scenario - input'!$F112),\"\")","v":""}]
[{"$f":"IFERROR('Lives scenario - input'!A113,\"\")","v":""},{"$f":"IFERROR('Lives scenario - input'!B113,\"\")","v":""},{"$f":"IFERROR('Lives scenario - input'!C113,\"\")","v":""},{"$f":"IFERROR(repcalc('Lives scenario - input'!$CX113:$GJ113,'Lives scenario - input'!$I113,'Lives scenario - input'!$G113,'Lives scenario - input'!$H113,20,TRUE,TRUE),\"\")","v":""},"","","","","","","","","","","","","","","","","","","",{"$f":"IFERROR(IF(OR(D128=\"\",'Lives scenario - input'!$F113=\"\"),\"\",D128/'Lives scenario - input'!$F113),\"\")","v":""},{"$f":"IFERROR(IF(OR(E128=\"\",'Lives scenario - input'!$F113=\"\"),\"\",E128/'Lives scenario - input'!$F113),\"\")","v":""},{"$f":"IFERROR(IF(OR(F128=\"\",'Lives scenario - input'!$F113=\"\"),\"\",F128/'Lives scenario - input'!$F113),\"\")","v":""},{"$f":"IFERROR(IF(OR(G128=\"\",'Lives scenario - input'!$F113=\"\"),\"\",G128/'Lives scenario - input'!$F113),\"\")","v":""},{"$f":"IFERROR(IF(OR(H128=\"\",'Lives scenario - input'!$F113=\"\"),\"\",H128/'Lives scenario - input'!$F113),\"\")","v":""},{"$f":"IFERROR(IF(OR(I128=\"\",'Lives scenario - input'!$F113=\"\"),\"\",I128/'Lives scenario - input'!$F113),\"\")","v":""},{"$f":"IFERROR(IF(OR(J128=\"\",'Lives scenario - input'!$F113=\"\"),\"\",J128/'Lives scenario - input'!$F113),\"\")","v":""},{"$f":"IFERROR(IF(OR(K128=\"\",'Lives scenario - input'!$F113=\"\"),\"\",K128/'Lives scenario - input'!$F113),\"\")","v":""},{"$f":"IFERROR(IF(OR(L128=\"\",'Lives scenario - input'!$F113=\"\"),\"\",L128/'Lives scenario - input'!$F113),\"\")","v":""},{"$f":"IFERROR(IF(OR(M128=\"\",'Lives scenario - input'!$F113=\"\"),\"\",M128/'Lives scenario - input'!$F113),\"\")","v":""},{"$f":"IFERROR(IF(OR(N128=\"\",'Lives scenario - input'!$F113=\"\"),\"\",N128/'Lives scenario - input'!$F113),\"\")","v":""},{"$f":"IFERROR(IF(OR(O128=\"\",'Lives scenario - input'!$F113=\"\"),\"\",O128/'Lives scenario - input'!$F113),\"\")","v":""},{"$f":"IFERROR(IF(OR(P128=\"\",'Lives scenario - input'!$F113=\"\"),\"\",P128/'Lives scenario - input'!$F113),\"\")","v":""},{"$f":"IFERROR(IF(OR(Q128=\"\",'Lives scenario - input'!$F113=\"\"),\"\",Q128/'Lives scenario - input'!$F113),\"\")","v":""},{"$f":"IFERROR(IF(OR(R128=\"\",'Lives scenario - input'!$F113=\"\"),\"\",R128/'Lives scenario - input'!$F113),\"\")","v":""},{"$f":"IFERROR(IF(OR(S128=\"\",'Lives scenario - input'!$F113=\"\"),\"\",S128/'Lives scenario - input'!$F113),\"\")","v":""},{"$f":"IFERROR(IF(OR(T128=\"\",'Lives scenario - input'!$F113=\"\"),\"\",T128/'Lives scenario - input'!$F113),\"\")","v":""},{"$f":"IFERROR(IF(OR(U128=\"\",'Lives scenario - input'!$F113=\"\"),\"\",U128/'Lives scenario - input'!$F113),\"\")","v":""},{"$f":"IFERROR(IF(OR(V128=\"\",'Lives scenario - input'!$F113=\"\"),\"\",V128/'Lives scenario - input'!$F113),\"\")","v":""},{"$f":"IFERROR(IF(OR(W128=\"\",'Lives scenario - input'!$F113=\"\"),\"\",W128/'Lives scenario - input'!$F113),\"\")","v":""}]
[{"$f":"IFERROR('Lives scenario - input'!A114,\"\")","v":""},{"$f":"IFERROR('Lives scenario - input'!B114,\"\")","v":""},{"$f":"IFERROR('Lives scenario - input'!C114,\"\")","v":""},{"$f":"IFERROR(repcalc('Lives scenario - input'!$CX114:$GJ114,'Lives scenario - input'!$I114,'Lives scenario - input'!$G114,'Lives scenario - input'!$H114,20,TRUE,TRUE),\"\")","v":""},"","","","","","","","","","","","","","","","","","","",{"$f":"IFERROR(IF(OR(D129=\"\",'Lives scenario - input'!$F114=\"\"),\"\",D129/'Lives scenario - input'!$F114),\"\")","v":""},{"$f":"IFERROR(IF(OR(E129=\"\",'Lives scenario - input'!$F114=\"\"),\"\",E129/'Lives scenario - input'!$F114),\"\")","v":""},{"$f":"IFERROR(IF(OR(F129=\"\",'Lives scenario - input'!$F114=\"\"),\"\",F129/'Lives scenario - input'!$F114),\"\")","v":""},{"$f":"IFERROR(IF(OR(G129=\"\",'Lives scenario - input'!$F114=\"\"),\"\",G129/'Lives scenario - input'!$F114),\"\")","v":""},{"$f":"IFERROR(IF(OR(H129=\"\",'Lives scenario - input'!$F114=\"\"),\"\",H129/'Lives scenario - input'!$F114),\"\")","v":""},{"$f":"IFERROR(IF(OR(I129=\"\",'Lives scenario - input'!$F114=\"\"),\"\",I129/'Lives scenario - input'!$F114),\"\")","v":""},{"$f":"IFERROR(IF(OR(J129=\"\",'Lives scenario - input'!$F114=\"\"),\"\",J129/'Lives scenario - input'!$F114),\"\")","v":""},{"$f":"IFERROR(IF(OR(K129=\"\",'Lives scenario - input'!$F114=\"\"),\"\",K129/'Lives scenario - input'!$F114),\"\")","v":""},{"$f":"IFERROR(IF(OR(L129=\"\",'Lives scenario - input'!$F114=\"\"),\"\",L129/'Lives scenario - input'!$F114),\"\")","v":""},{"$f":"IFERROR(IF(OR(M129=\"\",'Lives scenario - input'!$F114=\"\"),\"\",M129/'Lives scenario - input'!$F114),\"\")","v":""},{"$f":"IFERROR(IF(OR(N129=\"\",'Lives scenario - input'!$F114=\"\"),\"\",N129/'Lives scenario - input'!$F114),\"\")","v":""},{"$f":"IFERROR(IF(OR(O129=\"\",'Lives scenario - input'!$F114=\"\"),\"\",O129/'Lives scenario - input'!$F114),\"\")","v":""},{"$f":"IFERROR(IF(OR(P129=\"\",'Lives scenario - input'!$F114=\"\"),\"\",P129/'Lives scenario - input'!$F114),\"\")","v":""},{"$f":"IFERROR(IF(OR(Q129=\"\",'Lives scenario - input'!$F114=\"\"),\"\",Q129/'Lives scenario - input'!$F114),\"\")","v":""},{"$f":"IFERROR(IF(OR(R129=\"\",'Lives scenario - input'!$F114=\"\"),\"\",R129/'Lives scenario - input'!$F114),\"\")","v":""},{"$f":"IFERROR(IF(OR(S129=\"\",'Lives scenario - input'!$F114=\"\"),\"\",S129/'Lives scenario - input'!$F114),\"\")","v":""},{"$f":"IFERROR(IF(OR(T129=\"\",'Lives scenario - input'!$F114=\"\"),\"\",T129/'Lives scenario - input'!$F114),\"\")","v":""},{"$f":"IFERROR(IF(OR(U129=\"\",'Lives scenario - input'!$F114=\"\"),\"\",U129/'Lives scenario - input'!$F114),\"\")","v":""},{"$f":"IFERROR(IF(OR(V129=\"\",'Lives scenario - input'!$F114=\"\"),\"\",V129/'Lives scenario - input'!$F114),\"\")","v":""},{"$f":"IFERROR(IF(OR(W129=\"\",'Lives scenario - input'!$F114=\"\"),\"\",W129/'Lives scenario - input'!$F114),\"\")","v":""}]
[{"$f":"IFERROR('Lives scenario - input'!A115,\"\")","v":""},{"$f":"IFERROR('Lives scenario - input'!B115,\"\")","v":""},{"$f":"IFERROR('Lives scenario - input'!C115,\"\")","v":""},{"$f":"IFERROR(repcalc('Lives scenario - input'!$CX115:$GJ115,'Lives scenario - input'!$I115,'Lives scenario - input'!$G115,'Lives scenario - input'!$H115,20,TRUE,TRUE),\"\")","v":""},"","","","","","","","","","","","","","","","","","","",{"$f":"IFERROR(IF(OR(D130=\"\",'Lives scenario - input'!$F115=\"\"),\"\",D130/'Lives scenario - input'!$F115),\"\")","v":""},{"$f":"IFERROR(IF(OR(E130=\"\",'Lives scenario - input'!$F115=\"\"),\"\",E130/'Lives scenario - input'!$F115),\"\")","v":""},{"$f":"IFERROR(IF(OR(F130=\"\",'Lives scenario - input'!$F115=\"\"),\"\",F130/'Lives scenario - input'!$F115),\"\")","v":""},{"$f":"IFERROR(IF(OR(G130=\"\",'Lives scenario - input'!$F115=\"\"),\"\",G130/'Lives scenario - input'!$F115),\"\")","v":""},{"$f":"IFERROR(IF(OR(H130=\"\",'Lives scenario - input'!$F115=\"\"),\"\",H130/'Lives scenario - input'!$F115),\"\")","v":""},{"$f":"IFERROR(IF(OR(I130=\"\",'Lives scenario - input'!$F115=\"\"),\"\",I130/'Lives scenario - input'!$F115),\"\")","v":""},{"$f":"IFERROR(IF(OR(J130=\"\",'Lives scenario - input'!$F115=\"\"),\"\",J130/'Lives scenario - input'!$F115),\"\")","v":""},{"$f":"IFERROR(IF(OR(K130=\"\",'Lives scenario - input'!$F115=\"\"),\"\",K130/'Lives scenario - input'!$F115),\"\")","v":""},{"$f":"IFERROR(IF(OR(L130=\"\",'Lives scenario - input'!$F115=\"\"),\"\",L130/'Lives scenario - input'!$F115),\"\")","v":""},{"$f":"IFERROR(IF(OR(M130=\"\",'Lives scenario - input'!$F115=\"\"),\"\",M130/'Lives scenario - input'!$F115),\"\")","v":""},{"$f":"IFERROR(IF(OR(N130=\"\",'Lives scenario - input'!$F115=\"\"),\"\",N130/'Lives scenario - input'!$F115),\"\")","v":""},{"$f":"IFERROR(IF(OR(O130=\"\",'Lives scenario - input'!$F115=\"\"),\"\",O130/'Lives scenario - input'!$F115),\"\")","v":""},{"$f":"IFERROR(IF(OR(P130=\"\",'Lives scenario - input'!$F115=\"\"),\"\",P130/'Lives scenario - input'!$F115),\"\")","v":""},{"$f":"IFERROR(IF(OR(Q130=\"\",'Lives scenario - input'!$F115=\"\"),\"\",Q130/'Lives scenario - input'!$F115),\"\")","v":""},{"$f":"IFERROR(IF(OR(R130=\"\",'Lives scenario - input'!$F115=\"\"),\"\",R130/'Lives scenario - input'!$F115),\"\")","v":""},{"$f":"IFERROR(IF(OR(S130=\"\",'Lives scenario - input'!$F115=\"\"),\"\",S130/'Lives scenario - input'!$F115),\"\")","v":""},{"$f":"IFERROR(IF(OR(T130=\"\",'Lives scenario - input'!$F115=\"\"),\"\",T130/'Lives scenario - input'!$F115),\"\")","v":""},{"$f":"IFERROR(IF(OR(U130=\"\",'Lives scenario - input'!$F115=\"\"),\"\",U130/'Lives scenario - input'!$F115),\"\")","v":""},{"$f":"IFERROR(IF(OR(V130=\"\",'Lives scenario - input'!$F115=\"\"),\"\",V130/'Lives scenario - input'!$F115),\"\")","v":""},{"$f":"IFERROR(IF(OR(W130=\"\",'Lives scenario - input'!$F115=\"\"),\"\",W130/'Lives scenario - input'!$F115),\"\")","v":""}]
[{"$f":"IFERROR('Lives scenario - input'!A116,\"\")","v":""},{"$f":"IFERROR('Lives scenario - input'!B116,\"\")","v":""},{"$f":"IFERROR('Lives scenario - input'!C116,\"\")","v":""},{"$f":"IFERROR(repcalc('Lives scenario - input'!$CX116:$GJ116,'Lives scenario - input'!$I116,'Lives scenario - input'!$G116,'Lives scenario - input'!$H116,20,TRUE,TRUE),\"\")","v":""},"","","","","","","","","","","","","","","","","","","",{"$f":"IFERROR(IF(OR(D131=\"\",'Lives scenario - input'!$F116=\"\"),\"\",D131/'Lives scenario - input'!$F116),\"\")","v":""},{"$f":"IFERROR(IF(OR(E131=\"\",'Lives scenario - input'!$F116=\"\"),\"\",E131/'Lives scenario - input'!$F116),\"\")","v":""},{"$f":"IFERROR(IF(OR(F131=\"\",'Lives scenario - input'!$F116=\"\"),\"\",F131/'Lives scenario - input'!$F116),\"\")","v":""},{"$f":"IFERROR(IF(OR(G131=\"\",'Lives scenario - input'!$F116=\"\"),\"\",G131/'Lives scenario - input'!$F116),\"\")","v":""},{"$f":"IFERROR(IF(OR(H131=\"\",'Lives scenario - input'!$F116=\"\"),\"\",H131/'Lives scenario - input'!$F116),\"\")","v":""},{"$f":"IFERROR(IF(OR(I131=\"\",'Lives scenario - input'!$F116=\"\"),\"\",I131/'Lives scenario - input'!$F116),\"\")","v":""},{"$f":"IFERROR(IF(OR(J131=\"\",'Lives scenario - input'!$F116=\"\"),\"\",J131/'Lives scenario - input'!$F116),\"\")","v":""},{"$f":"IFERROR(IF(OR(K131=\"\",'Lives scenario - input'!$F116=\"\"),\"\",K131/'Lives scenario - input'!$F116),\"\")","v":""},{"$f":"IFERROR(IF(OR(L131=\"\",'Lives scenario - input'!$F116=\"\"),\"\",L131/'Lives scenario - input'!$F116),\"\")","v":""},{"$f":"IFERROR(IF(OR(M131=\"\",'Lives scenario - input'!$F116=\"\"),\"\",M131/'Lives scenario - input'!$F116),\"\")","v":""},{"$f":"IFERROR(IF(OR(N131=\"\",'Lives scenario - input'!$F116=\"\"),\"\",N131/'Lives scenario - input'!$F116),\"\")","v":""},{"$f":"IFERROR(IF(OR(O131=\"\",'Lives scenario - input'!$F116=\"\"),\"\",O131/'Lives scenario - input'!$F116),\"\")","v":""},{"$f":"IFERROR(IF(OR(P131=\"\",'Lives scenario - input'!$F116=\"\"),\"\",P131/'Lives scenario - input'!$F116),\"\")","v":""},{"$f":"IFERROR(IF(OR(Q131=\"\",'Lives scenario - input'!$F116=\"\"),\"\",Q131/'Lives scenario - input'!$F116),\"\")","v":""},{"$f":"IFERROR(IF(OR(R131=\"\",'Lives scenario - input'!$F116=\"\"),\"\",R131/'Lives scenario - input'!$F116),\"\")","v":""},{"$f":"IFERROR(IF(OR(S131=\"\",'Lives scenario - input'!$F116=\"\"),\"\",S131/'Lives scenario - input'!$F116),\"\")","v":""},{"$f":"IFERROR(IF(OR(T131=\"\",'Lives scenario - input'!$F116=\"\"),\"\",T131/'Lives scenario - input'!$F116),\"\")","v":""},{"$f":"IFERROR(IF(OR(U131=\"\",'Lives scenario - input'!$F116=\"\"),\"\",U131/'Lives scenario - input'!$F116),\"\")","v":""},{"$f":"IFERROR(IF(OR(V131=\"\",'Lives scenario - input'!$F116=\"\"),\"\",V131/'Lives scenario - input'!$F116),\"\")","v":""},{"$f":"IFERROR(IF(OR(W131=\"\",'Lives scenario - input'!$F116=\"\"),\"\",W131/'Lives scenario - input'!$F116),\"\")","v":""}]
[{"$f":"IFERROR('Lives scenario - input'!A117,\"\")","v":""},{"$f":"IFERROR('Lives scenario - input'!B117,\"\")","v":""},{"$f":"IFERROR('Lives scenario - input'!C117,\"\")","v":""},{"$f":"IFERROR(repcalc('Lives scenario - input'!$CX117:$GJ117,'Lives scenario - input'!$I117,'Lives scenario - input'!$G117,'Lives scenario - input'!$H117,20,TRUE,TRUE),\"\")","v":""},"","","","","","","","","","","","","","","","","","","",{"$f":"IFERROR(IF(OR(D132=\"\",'Lives scenario - input'!$F117=\"\"),\"\",D132/'Lives scenario - input'!$F117),\"\")","v":""},{"$f":"IFERROR(IF(OR(E132=\"\",'Lives scenario - input'!$F117=\"\"),\"\",E132/'Lives scenario - input'!$F117),\"\")","v":""},{"$f":"IFERROR(IF(OR(F132=\"\",'Lives scenario - input'!$F117=\"\"),\"\",F132/'Lives scenario - input'!$F117),\"\")","v":""},{"$f":"IFERROR(IF(OR(G132=\"\",'Lives scenario - input'!$F117=\"\"),\"\",G132/'Lives scenario - input'!$F117),\"\")","v":""},{"$f":"IFERROR(IF(OR(H132=\"\",'Lives scenario - input'!$F117=\"\"),\"\",H132/'Lives scenario - input'!$F117),\"\")","v":""},{"$f":"IFERROR(IF(OR(I132=\"\",'Lives scenario - input'!$F117=\"\"),\"\",I132/'Lives scenario - input'!$F117),\"\")","v":""},{"$f":"IFERROR(IF(OR(J132=\"\",'Lives scenario - input'!$F117=\"\"),\"\",J132/'Lives scenario - input'!$F117),\"\")","v":""},{"$f":"IFERROR(IF(OR(K132=\"\",'Lives scenario - input'!$F117=\"\"),\"\",K132/'Lives scenario - input'!$F117),\"\")","v":""},{"$f":"IFERROR(IF(OR(L132=\"\",'Lives scenario - input'!$F117=\"\"),\"\",L132/'Lives scenario - input'!$F117),\"\")","v":""},{"$f":"IFERROR(IF(OR(M132=\"\",'Lives scenario - input'!$F117=\"\"),\"\",M132/'Lives scenario - input'!$F117),\"\")","v":""},{"$f":"IFERROR(IF(OR(N132=\"\",'Lives scenario - input'!$F117=\"\"),\"\",N132/'Lives scenario - input'!$F117),\"\")","v":""},{"$f":"IFERROR(IF(OR(O132=\"\",'Lives scenario - input'!$F117=\"\"),\"\",O132/'Lives scenario - input'!$F117),\"\")","v":""},{"$f":"IFERROR(IF(OR(P132=\"\",'Lives scenario - input'!$F117=\"\"),\"\",P132/'Lives scenario - input'!$F117),\"\")","v":""},{"$f":"IFERROR(IF(OR(Q132=\"\",'Lives scenario - input'!$F117=\"\"),\"\",Q132/'Lives scenario - input'!$F117),\"\")","v":""},{"$f":"IFERROR(IF(OR(R132=\"\",'Lives scenario - input'!$F117=\"\"),\"\",R132/'Lives scenario - input'!$F117),\"\")","v":""},{"$f":"IFERROR(IF(OR(S132=\"\",'Lives scenario - input'!$F117=\"\"),\"\",S132/'Lives scenario - input'!$F117),\"\")","v":""},{"$f":"IFERROR(IF(OR(T132=\"\",'Lives scenario - input'!$F117=\"\"),\"\",T132/'Lives scenario - input'!$F117),\"\")","v":""},{"$f":"IFERROR(IF(OR(U132=\"\",'Lives scenario - input'!$F117=\"\"),\"\",U132/'Lives scenario - input'!$F117),\"\")","v":""},{"$f":"IFERROR(IF(OR(V132=\"\",'Lives scenario - input'!$F117=\"\"),\"\",V132/'Lives scenario - input'!$F117),\"\")","v":""},{"$f":"IFERROR(IF(OR(W132=\"\",'Lives scenario - input'!$F117=\"\"),\"\",W132/'Lives scenario - input'!$F117),\"\")","v":""}]
[{"$f":"IFERROR('Lives scenario - input'!A118,\"\")","v":""},{"$f":"IFERROR('Lives scenario - input'!B118,\"\")","v":""},{"$f":"IFERROR('Lives scenario - input'!C118,\"\")","v":""},{"$f":"IFERROR(repcalc('Lives scenario - input'!$CX118:$GJ118,'Lives scenario - input'!$I118,'Lives scenario - input'!$G118,'Lives scenario - input'!$H118,20,TRUE,TRUE),\"\")","v":""},"","","","","","","","","","","","","","","","","","","",{"$f":"IFERROR(IF(OR(D133=\"\",'Lives scenario - input'!$F118=\"\"),\"\",D133/'Lives scenario - input'!$F118),\"\")","v":""},{"$f":"IFERROR(IF(OR(E133=\"\",'Lives scenario - input'!$F118=\"\"),\"\",E133/'Lives scenario - input'!$F118),\"\")","v":""},{"$f":"IFERROR(IF(OR(F133=\"\",'Lives scenario - input'!$F118=\"\"),\"\",F133/'Lives scenario - input'!$F118),\"\")","v":""},{"$f":"IFERROR(IF(OR(G133=\"\",'Lives scenario - input'!$F118=\"\"),\"\",G133/'Lives scenario - input'!$F118),\"\")","v":""},{"$f":"IFERROR(IF(OR(H133=\"\",'Lives scenario - input'!$F118=\"\"),\"\",H133/'Lives scenario - input'!$F118),\"\")","v":""},{"$f":"IFERROR(IF(OR(I133=\"\",'Lives scenario - input'!$F118=\"\"),\"\",I133/'Lives scenario - input'!$F118),\"\")","v":""},{"$f":"IFERROR(IF(OR(J133=\"\",'Lives scenario - input'!$F118=\"\"),\"\",J133/'Lives scenario - input'!$F118),\"\")","v":""},{"$f":"IFERROR(IF(OR(K133=\"\",'Lives scenario - input'!$F118=\"\"),\"\",K133/'Lives scenario - input'!$F118),\"\")","v":""},{"$f":"IFERROR(IF(OR(L133=\"\",'Lives scenario - input'!$F118=\"\"),\"\",L133/'Lives scenario - input'!$F118),\"\")","v":""},{"$f":"IFERROR(IF(OR(M133=\"\",'Lives scenario - input'!$F118=\"\"),\"\",M133/'Lives scenario - input'!$F118),\"\")","v":""},{"$f":"IFERROR(IF(OR(N133=\"\",'Lives scenario - input'!$F118=\"\"),\"\",N133/'Lives scenario - input'!$F118),\"\")","v":""},{"$f":"IFERROR(IF(OR(O133=\"\",'Lives scenario - input'!$F118=\"\"),\"\",O133/'Lives scenario - input'!$F118),\"\")","v":""},{"$f":"IFERROR(IF(OR(P133=\"\",'Lives scenario - input'!$F118=\"\"),\"\",P133/'Lives scenario - input'!$F118),\"\")","v":""},{"$f":"IFERROR(IF(OR(Q133=\"\",'Lives scenario - input'!$F118=\"\"),\"\",Q133/'Lives scenario - input'!$F118),\"\")","v":""},{"$f":"IFERROR(IF(OR(R133=\"\",'Lives scenario - input'!$F118=\"\"),\"\",R133/'Lives scenario - input'!$F118),\"\")","v":""},{"$f":"IFERROR(IF(OR(S133=\"\",'Lives scenario - input'!$F118=\"\"),\"\",S133/'Lives scenario - input'!$F118),\"\")","v":""},{"$f":"IFERROR(IF(OR(T133=\"\",'Lives scenario - input'!$F118=\"\"),\"\",T133/'Lives scenario - input'!$F118),\"\")","v":""},{"$f":"IFERROR(IF(OR(U133=\"\",'Lives scenario - input'!$F118=\"\"),\"\",U133/'Lives scenario - input'!$F118),\"\")","v":""},{"$f":"IFERROR(IF(OR(V133=\"\",'Lives scenario - input'!$F118=\"\"),\"\",V133/'Lives scenario - input'!$F118),\"\")","v":""},{"$f":"IFERROR(IF(OR(W133=\"\",'Lives scenario - input'!$F118=\"\"),\"\",W133/'Lives scenario - input'!$F118),\"\")","v":""}]
[{"$f":"IFERROR('Lives scenario - input'!A119,\"\")","v":""},{"$f":"IFERROR('Lives scenario - input'!B119,\"\")","v":""},{"$f":"IFERROR('Lives scenario - input'!C119,\"\")","v":""},{"$f":"IFERROR(repcalc('Lives scenario - input'!$CX119:$GJ119,'Lives scenario - input'!$I119,'Lives scenario - input'!$G119,'Lives scenario - input'!$H119,20,TRUE,TRUE),\"\")","v":""},"","","","","","","","","","","","","","","","","","","",{"$f":"IFERROR(IF(OR(D134=\"\",'Lives scenario - input'!$F119=\"\"),\"\",D134/'Lives scenario - input'!$F119),\"\")","v":""},{"$f":"IFERROR(IF(OR(E134=\"\",'Lives scenario - input'!$F119=\"\"),\"\",E134/'Lives scenario - input'!$F119),\"\")","v":""},{"$f":"IFERROR(IF(OR(F134=\"\",'Lives scenario - input'!$F119=\"\"),\"\",F134/'Lives scenario - input'!$F119),\"\")","v":""},{"$f":"IFERROR(IF(OR(G134=\"\",'Lives scenario - input'!$F119=\"\"),\"\",G134/'Lives scenario - input'!$F119),\"\")","v":""},{"$f":"IFERROR(IF(OR(H134=\"\",'Lives scenario - input'!$F119=\"\"),\"\",H134/'Lives scenario - input'!$F119),\"\")","v":""},{"$f":"IFERROR(IF(OR(I134=\"\",'Lives scenario - input'!$F119=\"\"),\"\",I134/'Lives scenario - input'!$F119),\"\")","v":""},{"$f":"IFERROR(IF(OR(J134=\"\",'Lives scenario - input'!$F119=\"\"),\"\",J134/'Lives scenario - input'!$F119),\"\")","v":""},{"$f":"IFERROR(IF(OR(K134=\"\",'Lives scenario - input'!$F119=\"\"),\"\",K134/'Lives scenario - input'!$F119),\"\")","v":""},{"$f":"IFERROR(IF(OR(L134=\"\",'Lives scenario - input'!$F119=\"\"),\"\",L134/'Lives scenario - input'!$F119),\"\")","v":""},{"$f":"IFERROR(IF(OR(M134=\"\",'Lives scenario - input'!$F119=\"\"),\"\",M134/'Lives scenario - input'!$F119),\"\")","v":""},{"$f":"IFERROR(IF(OR(N134=\"\",'Lives scenario - input'!$F119=\"\"),\"\",N134/'Lives scenario - input'!$F119),\"\")","v":""},{"$f":"IFERROR(IF(OR(O134=\"\",'Lives scenario - input'!$F119=\"\"),\"\",O134/'Lives scenario - input'!$F119),\"\")","v":""},{"$f":"IFERROR(IF(OR(P134=\"\",'Lives scenario - input'!$F119=\"\"),\"\",P134/'Lives scenario - input'!$F119),\"\")","v":""},{"$f":"IFERROR(IF(OR(Q134=\"\",'Lives scenario - input'!$F119=\"\"),\"\",Q134/'Lives scenario - input'!$F119),\"\")","v":""},{"$f":"IFERROR(IF(OR(R134=\"\",'Lives scenario - input'!$F119=\"\"),\"\",R134/'Lives scenario - input'!$F119),\"\")","v":""},{"$f":"IFERROR(IF(OR(S134=\"\",'Lives scenario - input'!$F119=\"\"),\"\",S134/'Lives scenario - input'!$F119),\"\")","v":""},{"$f":"IFERROR(IF(OR(T134=\"\",'Lives scenario - input'!$F119=\"\"),\"\",T134/'Lives scenario - input'!$F119),\"\")","v":""},{"$f":"IFERROR(IF(OR(U134=\"\",'Lives scenario - input'!$F119=\"\"),\"\",U134/'Lives scenario - input'!$F119),\"\")","v":""},{"$f":"IFERROR(IF(OR(V134=\"\",'Lives scenario - input'!$F119=\"\"),\"\",V134/'Lives scenario - input'!$F119),\"\")","v":""},{"$f":"IFERROR(IF(OR(W134=\"\",'Lives scenario - input'!$F119=\"\"),\"\",W134/'Lives scenario - input'!$F119),\"\")","v":""}]
[{"$f":"IFERROR('Lives scenario - input'!A120,\"\")","v":""},{"$f":"IFERROR('Lives scenario - input'!B120,\"\")","v":""},{"$f":"IFERROR('Lives scenario - input'!C120,\"\")","v":""},{"$f":"IFERROR(repcalc('Lives scenario - input'!$CX120:$GJ120,'Lives scenario - input'!$I120,'Lives scenario - input'!$G120,'Lives scenario - input'!$H120,20,TRUE,TRUE),\"\")","v":""},"","","","","","","","","","","","","","","","","","","",{"$f":"IFERROR(IF(OR(D135=\"\",'Lives scenario - input'!$F120=\"\"),\"\",D135/'Lives scenario - input'!$F120),\"\")","v":""},{"$f":"IFERROR(IF(OR(E135=\"\",'Lives scenario - input'!$F120=\"\"),\"\",E135/'Lives scenario - input'!$F120),\"\")","v":""},{"$f":"IFERROR(IF(OR(F135=\"\",'Lives scenario - input'!$F120=\"\"),\"\",F135/'Lives scenario - input'!$F120),\"\")","v":""},{"$f":"IFERROR(IF(OR(G135=\"\",'Lives scenario - input'!$F120=\"\"),\"\",G135/'Lives scenario - input'!$F120),\"\")","v":""},{"$f":"IFERROR(IF(OR(H135=\"\",'Lives scenario - input'!$F120=\"\"),\"\",H135/'Lives scenario - input'!$F120),\"\")","v":""},{"$f":"IFERROR(IF(OR(I135=\"\",'Lives scenario - input'!$F120=\"\"),\"\",I135/'Lives scenario - input'!$F120),\"\")","v":""},{"$f":"IFERROR(IF(OR(J135=\"\",'Lives scenario - input'!$F120=\"\"),\"\",J135/'Lives scenario - input'!$F120),\"\")","v":""},{"$f":"IFERROR(IF(OR(K135=\"\",'Lives scenario - input'!$F120=\"\"),\"\",K135/'Lives scenario - input'!$F120),\"\")","v":""},{"$f":"IFERROR(IF(OR(L135=\"\",'Lives scenario - input'!$F120=\"\"),\"\",L135/'Lives scenario - input'!$F120),\"\")","v":""},{"$f":"IFERROR(IF(OR(M135=\"\",'Lives scenario - input'!$F120=\"\"),\"\",M135/'Lives scenario - input'!$F120),\"\")","v":""},{"$f":"IFERROR(IF(OR(N135=\"\",'Lives scenario - input'!$F120=\"\"),\"\",N135/'Lives scenario - input'!$F120),\"\")","v":""},{"$f":"IFERROR(IF(OR(O135=\"\",'Lives scenario - input'!$F120=\"\"),\"\",O135/'Lives scenario - input'!$F120),\"\")","v":""},{"$f":"IFERROR(IF(OR(P135=\"\",'Lives scenario - input'!$F120=\"\"),\"\",P135/'Lives scenario - input'!$F120),\"\")","v":""},{"$f":"IFERROR(IF(OR(Q135=\"\",'Lives scenario - input'!$F120=\"\"),\"\",Q135/'Lives scenario - input'!$F120),\"\")","v":""},{"$f":"IFERROR(IF(OR(R135=\"\",'Lives scenario - input'!$F120=\"\"),\"\",R135/'Lives scenario - input'!$F120),\"\")","v":""},{"$f":"IFERROR(IF(OR(S135=\"\",'Lives scenario - input'!$F120=\"\"),\"\",S135/'Lives scenario - input'!$F120),\"\")","v":""},{"$f":"IFERROR(IF(OR(T135=\"\",'Lives scenario - input'!$F120=\"\"),\"\",T135/'Lives scenario - input'!$F120),\"\")","v":""},{"$f":"IFERROR(IF(OR(U135=\"\",'Lives scenario - input'!$F120=\"\"),\"\",U135/'Lives scenario - input'!$F120),\"\")","v":""},{"$f":"IFERROR(IF(OR(V135=\"\",'Lives scenario - input'!$F120=\"\"),\"\",V135/'Lives scenario - input'!$F120),\"\")","v":""},{"$f":"IFERROR(IF(OR(W135=\"\",'Lives scenario - input'!$F120=\"\"),\"\",W135/'Lives scenario - input'!$F120),\"\")","v":""}]
[{"$f":"IFERROR('Lives scenario - input'!A121,\"\")","v":""},{"$f":"IFERROR('Lives scenario - input'!B121,\"\")","v":""},{"$f":"IFERROR('Lives scenario - input'!C121,\"\")","v":""},{"$f":"IFERROR(repcalc('Lives scenario - input'!$CX121:$GJ121,'Lives scenario - input'!$I121,'Lives scenario - input'!$G121,'Lives scenario - input'!$H121,20,TRUE,TRUE),\"\")","v":""},"","","","","","","","","","","","","","","","","","","",{"$f":"IFERROR(IF(OR(D136=\"\",'Lives scenario - input'!$F121=\"\"),\"\",D136/'Lives scenario - input'!$F121),\"\")","v":""},{"$f":"IFERROR(IF(OR(E136=\"\",'Lives scenario - input'!$F121=\"\"),\"\",E136/'Lives scenario - input'!$F121),\"\")","v":""},{"$f":"IFERROR(IF(OR(F136=\"\",'Lives scenario - input'!$F121=\"\"),\"\",F136/'Lives scenario - input'!$F121),\"\")","v":""},{"$f":"IFERROR(IF(OR(G136=\"\",'Lives scenario - input'!$F121=\"\"),\"\",G136/'Lives scenario - input'!$F121),\"\")","v":""},{"$f":"IFERROR(IF(OR(H136=\"\",'Lives scenario - input'!$F121=\"\"),\"\",H136/'Lives scenario - input'!$F121),\"\")","v":""},{"$f":"IFERROR(IF(OR(I136=\"\",'Lives scenario - input'!$F121=\"\"),\"\",I136/'Lives scenario - input'!$F121),\"\")","v":""},{"$f":"IFERROR(IF(OR(J136=\"\",'Lives scenario - input'!$F121=\"\"),\"\",J136/'Lives scenario - input'!$F121),\"\")","v":""},{"$f":"IFERROR(IF(OR(K136=\"\",'Lives scenario - input'!$F121=\"\"),\"\",K136/'Lives scenario - input'!$F121),\"\")","v":""},{"$f":"IFERROR(IF(OR(L136=\"\",'Lives scenario - input'!$F121=\"\"),\"\",L136/'Lives scenario - input'!$F121),\"\")","v":""},{"$f":"IFERROR(IF(OR(M136=\"\",'Lives scenario - input'!$F121=\"\"),\"\",M136/'Lives scenario - input'!$F121),\"\")","v":""},{"$f":"IFERROR(IF(OR(N136=\"\",'Lives scenario - input'!$F121=\"\"),\"\",N136/'Lives scenario - input'!$F121),\"\")","v":""},{"$f":"IFERROR(IF(OR(O136=\"\",'Lives scenario - input'!$F121=\"\"),\"\",O136/'Lives scenario - input'!$F121),\"\")","v":""},{"$f":"IFERROR(IF(OR(P136=\"\",'Lives scenario - input'!$F121=\"\"),\"\",P136/'Lives scenario - input'!$F121),\"\")","v":""},{"$f":"IFERROR(IF(OR(Q136=\"\",'Lives scenario - input'!$F121=\"\"),\"\",Q136/'Lives scenario - input'!$F121),\"\")","v":""},{"$f":"IFERROR(IF(OR(R136=\"\",'Lives scenario - input'!$F121=\"\"),\"\",R136/'Lives scenario - input'!$F121),\"\")","v":""},{"$f":"IFERROR(IF(OR(S136=\"\",'Lives scenario - input'!$F121=\"\"),\"\",S136/'Lives scenario - input'!$F121),\"\")","v":""},{"$f":"IFERROR(IF(OR(T136=\"\",'Lives scenario - input'!$F121=\"\"),\"\",T136/'Lives scenario - input'!$F121),\"\")","v":""},{"$f":"IFERROR(IF(OR(U136=\"\",'Lives scenario - input'!$F121=\"\"),\"\",U136/'Lives scenario - input'!$F121),\"\")","v":""},{"$f":"IFERROR(IF(OR(V136=\"\",'Lives scenario - input'!$F121=\"\"),\"\",V136/'Lives scenario - input'!$F121),\"\")","v":""},{"$f":"IFERROR(IF(OR(W136=\"\",'Lives scenario - input'!$F121=\"\"),\"\",W136/'Lives scenario - input'!$F121),\"\")","v":""}]
[{"$f":"IFERROR('Lives scenario - input'!A122,\"\")","v":""},{"$f":"IFERROR('Lives scenario - input'!B122,\"\")","v":""},{"$f":"IFERROR('Lives scenario - input'!C122,\"\")","v":""},{"$f":"IFERROR(repcalc('Lives scenario - input'!$CX122:$GJ122,'Lives scenario - input'!$I122,'Lives scenario - input'!$G122,'Lives scenario - input'!$H122,20,TRUE,TRUE),\"\")","v":""},"","","","","","","","","","","","","","","","","","","",{"$f":"IFERROR(IF(OR(D137=\"\",'Lives scenario - input'!$F122=\"\"),\"\",D137/'Lives scenario - input'!$F122),\"\")","v":""},{"$f":"IFERROR(IF(OR(E137=\"\",'Lives scenario - input'!$F122=\"\"),\"\",E137/'Lives scenario - input'!$F122),\"\")","v":""},{"$f":"IFERROR(IF(OR(F137=\"\",'Lives scenario - input'!$F122=\"\"),\"\",F137/'Lives scenario - input'!$F122),\"\")","v":""},{"$f":"IFERROR(IF(OR(G137=\"\",'Lives scenario - input'!$F122=\"\"),\"\",G137/'Lives scenario - input'!$F122),\"\")","v":""},{"$f":"IFERROR(IF(OR(H137=\"\",'Lives scenario - input'!$F122=\"\"),\"\",H137/'Lives scenario - input'!$F122),\"\")","v":""},{"$f":"IFERROR(IF(OR(I137=\"\",'Lives scenario - input'!$F122=\"\"),\"\",I137/'Lives scenario - input'!$F122),\"\")","v":""},{"$f":"IFERROR(IF(OR(J137=\"\",'Lives scenario - input'!$F122=\"\"),\"\",J137/'Lives scenario - input'!$F122),\"\")","v":""},{"$f":"IFERROR(IF(OR(K137=\"\",'Lives scenario - input'!$F122=\"\"),\"\",K137/'Lives scenario - input'!$F122),\"\")","v":""},{"$f":"IFERROR(IF(OR(L137=\"\",'Lives scenario - input'!$F122=\"\"),\"\",L137/'Lives scenario - input'!$F122),\"\")","v":""},{"$f":"IFERROR(IF(OR(M137=\"\",'Lives scenario - input'!$F122=\"\"),\"\",M137/'Lives scenario - input'!$F122),\"\")","v":""},{"$f":"IFERROR(IF(OR(N137=\"\",'Lives scenario - input'!$F122=\"\"),\"\",N137/'Lives scenario - input'!$F122),\"\")","v":""},{"$f":"IFERROR(IF(OR(O137=\"\",'Lives scenario - input'!$F122=\"\"),\"\",O137/'Lives scenario - input'!$F122),\"\")","v":""},{"$f":"IFERROR(IF(OR(P137=\"\",'Lives scenario - input'!$F122=\"\"),\"\",P137/'Lives scenario - input'!$F122),\"\")","v":""},{"$f":"IFERROR(IF(OR(Q137=\"\",'Lives scenario - input'!$F122=\"\"),\"\",Q137/'Lives scenario - input'!$F122),\"\")","v":""},{"$f":"IFERROR(IF(OR(R137=\"\",'Lives scenario - input'!$F122=\"\"),\"\",R137/'Lives scenario - input'!$F122),\"\")","v":""},{"$f":"IFERROR(IF(OR(S137=\"\",'Lives scenario - input'!$F122=\"\"),\"\",S137/'Lives scenario - input'!$F122),\"\")","v":""},{"$f":"IFERROR(IF(OR(T137=\"\",'Lives scenario - input'!$F122=\"\"),\"\",T137/'Lives scenario - input'!$F122),\"\")","v":""},{"$f":"IFERROR(IF(OR(U137=\"\",'Lives scenario - input'!$F122=\"\"),\"\",U137/'Lives scenario - input'!$F122),\"\")","v":""},{"$f":"IFERROR(IF(OR(V137=\"\",'Lives scenario - input'!$F122=\"\"),\"\",V137/'Lives scenario - input'!$F122),\"\")","v":""},{"$f":"IFERROR(IF(OR(W137=\"\",'Lives scenario - input'!$F122=\"\"),\"\",W137/'Lives scenario - input'!$F122),\"\")","v":""}]
[{"$f":"IFERROR('Lives scenario - input'!A123,\"\")","v":""},{"$f":"IFERROR('Lives scenario - input'!B123,\"\")","v":""},{"$f":"IFERROR('Lives scenario - input'!C123,\"\")","v":""},{"$f":"IFERROR(repcalc('Lives scenario - input'!$CX123:$GJ123,'Lives scenario - input'!$I123,'Lives scenario - input'!$G123,'Lives scenario - input'!$H123,20,TRUE,TRUE),\"\")","v":""},"","","","","","","","","","","","","","","","","","","",{"$f":"IFERROR(IF(OR(D138=\"\",'Lives scenario - input'!$F123=\"\"),\"\",D138/'Lives scenario - input'!$F123),\"\")","v":""},{"$f":"IFERROR(IF(OR(E138=\"\",'Lives scenario - input'!$F123=\"\"),\"\",E138/'Lives scenario - input'!$F123),\"\")","v":""},{"$f":"IFERROR(IF(OR(F138=\"\",'Lives scenario - input'!$F123=\"\"),\"\",F138/'Lives scenario - input'!$F123),\"\")","v":""},{"$f":"IFERROR(IF(OR(G138=\"\",'Lives scenario - input'!$F123=\"\"),\"\",G138/'Lives scenario - input'!$F123),\"\")","v":""},{"$f":"IFERROR(IF(OR(H138=\"\",'Lives scenario - input'!$F123=\"\"),\"\",H138/'Lives scenario - input'!$F123),\"\")","v":""},{"$f":"IFERROR(IF(OR(I138=\"\",'Lives scenario - input'!$F123=\"\"),\"\",I138/'Lives scenario - input'!$F123),\"\")","v":""},{"$f":"IFERROR(IF(OR(J138=\"\",'Lives scenario - input'!$F123=\"\"),\"\",J138/'Lives scenario - input'!$F123),\"\")","v":""},{"$f":"IFERROR(IF(OR(K138=\"\",'Lives scenario - input'!$F123=\"\"),\"\",K138/'Lives scenario - input'!$F123),\"\")","v":""},{"$f":"IFERROR(IF(OR(L138=\"\",'Lives scenario - input'!$F123=\"\"),\"\",L138/'Lives scenario - input'!$F123),\"\")","v":""},{"$f":"IFERROR(IF(OR(M138=\"\",'Lives scenario - input'!$F123=\"\"),\"\",M138/'Lives scenario - input'!$F123),\"\")","v":""},{"$f":"IFERROR(IF(OR(N138=\"\",'Lives scenario - input'!$F123=\"\"),\"\",N138/'Lives scenario - input'!$F123),\"\")","v":""},{"$f":"IFERROR(IF(OR(O138=\"\",'Lives scenario - input'!$F123=\"\"),\"\",O138/'Lives scenario - input'!$F123),\"\")","v":""},{"$f":"IFERROR(IF(OR(P138=\"\",'Lives scenario - input'!$F123=\"\"),\"\",P138/'Lives scenario - input'!$F123),\"\")","v":""},{"$f":"IFERROR(IF(OR(Q138=\"\",'Lives scenario - input'!$F123=\"\"),\"\",Q138/'Lives scenario - input'!$F123),\"\")","v":""},{"$f":"IFERROR(IF(OR(R138=\"\",'Lives scenario - input'!$F123=\"\"),\"\",R138/'Lives scenario - input'!$F123),\"\")","v":""},{"$f":"IFERROR(IF(OR(S138=\"\",'Lives scenario - input'!$F123=\"\"),\"\",S138/'Lives scenario - input'!$F123),\"\")","v":""},{"$f":"IFERROR(IF(OR(T138=\"\",'Lives scenario - input'!$F123=\"\"),\"\",T138/'Lives scenario - input'!$F123),\"\")","v":""},{"$f":"IFERROR(IF(OR(U138=\"\",'Lives scenario - input'!$F123=\"\"),\"\",U138/'Lives scenario - input'!$F123),\"\")","v":""},{"$f":"IFERROR(IF(OR(V138=\"\",'Lives scenario - input'!$F123=\"\"),\"\",V138/'Lives scenario - input'!$F123),\"\")","v":""},{"$f":"IFERROR(IF(OR(W138=\"\",'Lives scenario - input'!$F123=\"\"),\"\",W138/'Lives scenario - input'!$F123),\"\")","v":""}]
[{"$f":"IFERROR('Lives scenario - input'!A124,\"\")","v":""},{"$f":"IFERROR('Lives scenario - input'!B124,\"\")","v":""},{"$f":"IFERROR('Lives scenario - input'!C124,\"\")","v":""},{"$f":"IFERROR(repcalc('Lives scenario - input'!$CX124:$GJ124,'Lives scenario - input'!$I124,'Lives scenario - input'!$G124,'Lives scenario - input'!$H124,20,TRUE,TRUE),\"\")","v":""},"","","","","","","","","","","","","","","","","","","",{"$f":"IFERROR(IF(OR(D139=\"\",'Lives scenario - input'!$F124=\"\"),\"\",D139/'Lives scenario - input'!$F124),\"\")","v":""},{"$f":"IFERROR(IF(OR(E139=\"\",'Lives scenario - input'!$F124=\"\"),\"\",E139/'Lives scenario - input'!$F124),\"\")","v":""},{"$f":"IFERROR(IF(OR(F139=\"\",'Lives scenario - input'!$F124=\"\"),\"\",F139/'Lives scenario - input'!$F124),\"\")","v":""},{"$f":"IFERROR(IF(OR(G139=\"\",'Lives scenario - input'!$F124=\"\"),\"\",G139/'Lives scenario - input'!$F124),\"\")","v":""},{"$f":"IFERROR(IF(OR(H139=\"\",'Lives scenario - input'!$F124=\"\"),\"\",H139/'Lives scenario - input'!$F124),\"\")","v":""},{"$f":"IFERROR(IF(OR(I139=\"\",'Lives scenario - input'!$F124=\"\"),\"\",I139/'Lives scenario - input'!$F124),\"\")","v":""},{"$f":"IFERROR(IF(OR(J139=\"\",'Lives scenario - input'!$F124=\"\"),\"\",J139/'Lives scenario - input'!$F124),\"\")","v":""},{"$f":"IFERROR(IF(OR(K139=\"\",'Lives scenario - input'!$F124=\"\"),\"\",K139/'Lives scenario - input'!$F124),\"\")","v":""},{"$f":"IFERROR(IF(OR(L139=\"\",'Lives scenario - input'!$F124=\"\"),\"\",L139/'Lives scenario - input'!$F124),\"\")","v":""},{"$f":"IFERROR(IF(OR(M139=\"\",'Lives scenario - input'!$F124=\"\"),\"\",M139/'Lives scenario - input'!$F124),\"\")","v":""},{"$f":"IFERROR(IF(OR(N139=\"\",'Lives scenario - input'!$F124=\"\"),\"\",N139/'Lives scenario - input'!$F124),\"\")","v":""},{"$f":"IFERROR(IF(OR(O139=\"\",'Lives scenario - input'!$F124=\"\"),\"\",O139/'Lives scenario - input'!$F124),\"\")","v":""},{"$f":"IFERROR(IF(OR(P139=\"\",'Lives scenario - input'!$F124=\"\"),\"\",P139/'Lives scenario - input'!$F124),\"\")","v":""},{"$f":"IFERROR(IF(OR(Q139=\"\",'Lives scenario - input'!$F124=\"\"),\"\",Q139/'Lives scenario - input'!$F124),\"\")","v":""},{"$f":"IFERROR(IF(OR(R139=\"\",'Lives scenario - input'!$F124=\"\"),\"\",R139/'Lives scenario - input'!$F124),\"\")","v":""},{"$f":"IFERROR(IF(OR(S139=\"\",'Lives scenario - input'!$F124=\"\"),\"\",S139/'Lives scenario - input'!$F124),\"\")","v":""},{"$f":"IFERROR(IF(OR(T139=\"\",'Lives scenario - input'!$F124=\"\"),\"\",T139/'Lives scenario - input'!$F124),\"\")","v":""},{"$f":"IFERROR(IF(OR(U139=\"\",'Lives scenario - input'!$F124=\"\"),\"\",U139/'Lives scenario - input'!$F124),\"\")","v":""},{"$f":"IFERROR(IF(OR(V139=\"\",'Lives scenario - input'!$F124=\"\"),\"\",V139/'Lives scenario - input'!$F124),\"\")","v":""},{"$f":"IFERROR(IF(OR(W139=\"\",'Lives scenario - input'!$F124=\"\"),\"\",W139/'Lives scenario - input'!$F124),\"\")","v":""}]
[{"$f":"IFERROR('Lives scenario - input'!A125,\"\")","v":""},{"$f":"IFERROR('Lives scenario - input'!B125,\"\")","v":""},{"$f":"IFERROR('Lives scenario - input'!C125,\"\")","v":""},{"$f":"IFERROR(repcalc('Lives scenario - input'!$CX125:$GJ125,'Lives scenario - input'!$I125,'Lives scenario - input'!$G125,'Lives scenario - input'!$H125,20,TRUE,TRUE),\"\")","v":""},"","","","","","","","","","","","","","","","","","","",{"$f":"IFERROR(IF(OR(D140=\"\",'Lives scenario - input'!$F125=\"\"),\"\",D140/'Lives scenario - input'!$F125),\"\")","v":""},{"$f":"IFERROR(IF(OR(E140=\"\",'Lives scenario - input'!$F125=\"\"),\"\",E140/'Lives scenario - input'!$F125),\"\")","v":""},{"$f":"IFERROR(IF(OR(F140=\"\",'Lives scenario - input'!$F125=\"\"),\"\",F140/'Lives scenario - input'!$F125),\"\")","v":""},{"$f":"IFERROR(IF(OR(G140=\"\",'Lives scenario - input'!$F125=\"\"),\"\",G140/'Lives scenario - input'!$F125),\"\")","v":""},{"$f":"IFERROR(IF(OR(H140=\"\",'Lives scenario - input'!$F125=\"\"),\"\",H140/'Lives scenario - input'!$F125),\"\")","v":""},{"$f":"IFERROR(IF(OR(I140=\"\",'Lives scenario - input'!$F125=\"\"),\"\",I140/'Lives scenario - input'!$F125),\"\")","v":""},{"$f":"IFERROR(IF(OR(J140=\"\",'Lives scenario - input'!$F125=\"\"),\"\",J140/'Lives scenario - input'!$F125),\"\")","v":""},{"$f":"IFERROR(IF(OR(K140=\"\",'Lives scenario - input'!$F125=\"\"),\"\",K140/'Lives scenario - input'!$F125),\"\")","v":""},{"$f":"IFERROR(IF(OR(L140=\"\",'Lives scenario - input'!$F125=\"\"),\"\",L140/'Lives scenario - input'!$F125),\"\")","v":""},{"$f":"IFERROR(IF(OR(M140=\"\",'Lives scenario - input'!$F125=\"\"),\"\",M140/'Lives scenario - input'!$F125),\"\")","v":""},{"$f":"IFERROR(IF(OR(N140=\"\",'Lives scenario - input'!$F125=\"\"),\"\",N140/'Lives scenario - input'!$F125),\"\")","v":""},{"$f":"IFERROR(IF(OR(O140=\"\",'Lives scenario - input'!$F125=\"\"),\"\",O140/'Lives scenario - input'!$F125),\"\")","v":""},{"$f":"IFERROR(IF(OR(P140=\"\",'Lives scenario - input'!$F125=\"\"),\"\",P140/'Lives scenario - input'!$F125),\"\")","v":""},{"$f":"IFERROR(IF(OR(Q140=\"\",'Lives scenario - input'!$F125=\"\"),\"\",Q140/'Lives scenario - input'!$F125),\"\")","v":""},{"$f":"IFERROR(IF(OR(R140=\"\",'Lives scenario - input'!$F125=\"\"),\"\",R140/'Lives scenario - input'!$F125),\"\")","v":""},{"$f":"IFERROR(IF(OR(S140=\"\",'Lives scenario - input'!$F125=\"\"),\"\",S140/'Lives scenario - input'!$F125),\"\")","v":""},{"$f":"IFERROR(IF(OR(T140=\"\",'Lives scenario - input'!$F125=\"\"),\"\",T140/'Lives scenario - input'!$F125),\"\")","v":""},{"$f":"IFERROR(IF(OR(U140=\"\",'Lives scenario - input'!$F125=\"\"),\"\",U140/'Lives scenario - input'!$F125),\"\")","v":""},{"$f":"IFERROR(IF(OR(V140=\"\",'Lives scenario - input'!$F125=\"\"),\"\",V140/'Lives scenario - input'!$F125),\"\")","v":""},{"$f":"IFERROR(IF(OR(W140=\"\",'Lives scenario - input'!$F125=\"\"),\"\",W140/'Lives scenario - input'!$F125),\"\")","v":""}]
[{"$f":"IFERROR('Lives scenario - input'!A126,\"\")","v":""},{"$f":"IFERROR('Lives scenario - input'!B126,\"\")","v":""},{"$f":"IFERROR('Lives scenario - input'!C126,\"\")","v":""},{"$f":"IFERROR(repcalc('Lives scenario - input'!$CX126:$GJ126,'Lives scenario - input'!$I126,'Lives scenario - input'!$G126,'Lives scenario - input'!$H126,20,TRUE,TRUE),\"\")","v":""},"","","","","","","","","","","","","","","","","","","",{"$f":"IFERROR(IF(OR(D141=\"\",'Lives scenario - input'!$F126=\"\"),\"\",D141/'Lives scenario - input'!$F126),\"\")","v":""},{"$f":"IFERROR(IF(OR(E141=\"\",'Lives scenario - input'!$F126=\"\"),\"\",E141/'Lives scenario - input'!$F126),\"\")","v":""},{"$f":"IFERROR(IF(OR(F141=\"\",'Lives scenario - input'!$F126=\"\"),\"\",F141/'Lives scenario - input'!$F126),\"\")","v":""},{"$f":"IFERROR(IF(OR(G141=\"\",'Lives scenario - input'!$F126=\"\"),\"\",G141/'Lives scenario - input'!$F126),\"\")","v":""},{"$f":"IFERROR(IF(OR(H141=\"\",'Lives scenario - input'!$F126=\"\"),\"\",H141/'Lives scenario - input'!$F126),\"\")","v":""},{"$f":"IFERROR(IF(OR(I141=\"\",'Lives scenario - input'!$F126=\"\"),\"\",I141/'Lives scenario - input'!$F126),\"\")","v":""},{"$f":"IFERROR(IF(OR(J141=\"\",'Lives scenario - input'!$F126=\"\"),\"\",J141/'Lives scenario - input'!$F126),\"\")","v":""},{"$f":"IFERROR(IF(OR(K141=\"\",'Lives scenario - input'!$F126=\"\"),\"\",K141/'Lives scenario - input'!$F126),\"\")","v":""},{"$f":"IFERROR(IF(OR(L141=\"\",'Lives scenario - input'!$F126=\"\"),\"\",L141/'Lives scenario - input'!$F126),\"\")","v":""},{"$f":"IFERROR(IF(OR(M141=\"\",'Lives scenario - input'!$F126=\"\"),\"\",M141/'Lives scenario - input'!$F126),\"\")","v":""},{"$f":"IFERROR(IF(OR(N141=\"\",'Lives scenario - input'!$F126=\"\"),\"\",N141/'Lives scenario - input'!$F126),\"\")","v":""},{"$f":"IFERROR(IF(OR(O141=\"\",'Lives scenario - input'!$F126=\"\"),\"\",O141/'Lives scenario - input'!$F126),\"\")","v":""},{"$f":"IFERROR(IF(OR(P141=\"\",'Lives scenario - input'!$F126=\"\"),\"\",P141/'Lives scenario - input'!$F126),\"\")","v":""},{"$f":"IFERROR(IF(OR(Q141=\"\",'Lives scenario - input'!$F126=\"\"),\"\",Q141/'Lives scenario - input'!$F126),\"\")","v":""},{"$f":"IFERROR(IF(OR(R141=\"\",'Lives scenario - input'!$F126=\"\"),\"\",R141/'Lives scenario - input'!$F126),\"\")","v":""},{"$f":"IFERROR(IF(OR(S141=\"\",'Lives scenario - input'!$F126=\"\"),\"\",S141/'Lives scenario - input'!$F126),\"\")","v":""},{"$f":"IFERROR(IF(OR(T141=\"\",'Lives scenario - input'!$F126=\"\"),\"\",T141/'Lives scenario - input'!$F126),\"\")","v":""},{"$f":"IFERROR(IF(OR(U141=\"\",'Lives scenario - input'!$F126=\"\"),\"\",U141/'Lives scenario - input'!$F126),\"\")","v":""},{"$f":"IFERROR(IF(OR(V141=\"\",'Lives scenario - input'!$F126=\"\"),\"\",V141/'Lives scenario - input'!$F126),\"\")","v":""},{"$f":"IFERROR(IF(OR(W141=\"\",'Lives scenario - input'!$F126=\"\"),\"\",W141/'Lives scenario - input'!$F126),\"\")","v":""}]
[{"$f":"IFERROR('Lives scenario - input'!A127,\"\")","v":""},{"$f":"IFERROR('Lives scenario - input'!B127,\"\")","v":""},{"$f":"IFERROR('Lives scenario - input'!C127,\"\")","v":""},{"$f":"IFERROR(repcalc('Lives scenario - input'!$CX127:$GJ127,'Lives scenario - input'!$I127,'Lives scenario - input'!$G127,'Lives scenario - input'!$H127,20,TRUE,TRUE),\"\")","v":""},"","","","","","","","","","","","","","","","","","","",{"$f":"IFERROR(IF(OR(D142=\"\",'Lives scenario - input'!$F127=\"\"),\"\",D142/'Lives scenario - input'!$F127),\"\")","v":""},{"$f":"IFERROR(IF(OR(E142=\"\",'Lives scenario - input'!$F127=\"\"),\"\",E142/'Lives scenario - input'!$F127),\"\")","v":""},{"$f":"IFERROR(IF(OR(F142=\"\",'Lives scenario - input'!$F127=\"\"),\"\",F142/'Lives scenario - input'!$F127),\"\")","v":""},{"$f":"IFERROR(IF(OR(G142=\"\",'Lives scenario - input'!$F127=\"\"),\"\",G142/'Lives scenario - input'!$F127),\"\")","v":""},{"$f":"IFERROR(IF(OR(H142=\"\",'Lives scenario - input'!$F127=\"\"),\"\",H142/'Lives scenario - input'!$F127),\"\")","v":""},{"$f":"IFERROR(IF(OR(I142=\"\",'Lives scenario - input'!$F127=\"\"),\"\",I142/'Lives scenario - input'!$F127),\"\")","v":""},{"$f":"IFERROR(IF(OR(J142=\"\",'Lives scenario - input'!$F127=\"\"),\"\",J142/'Lives scenario - input'!$F127),\"\")","v":""},{"$f":"IFERROR(IF(OR(K142=\"\",'Lives scenario - input'!$F127=\"\"),\"\",K142/'Lives scenario - input'!$F127),\"\")","v":""},{"$f":"IFERROR(IF(OR(L142=\"\",'Lives scenario - input'!$F127=\"\"),\"\",L142/'Lives scenario - input'!$F127),\"\")","v":""},{"$f":"IFERROR(IF(OR(M142=\"\",'Lives scenario - input'!$F127=\"\"),\"\",M142/'Lives scenario - input'!$F127),\"\")","v":""},{"$f":"IFERROR(IF(OR(N142=\"\",'Lives scenario - input'!$F127=\"\"),\"\",N142/'Lives scenario - input'!$F127),\"\")","v":""},{"$f":"IFERROR(IF(OR(O142=\"\",'Lives scenario - input'!$F127=\"\"),\"\",O142/'Lives scenario - input'!$F127),\"\")","v":""},{"$f":"IFERROR(IF(OR(P142=\"\",'Lives scenario - input'!$F127=\"\"),\"\",P142/'Lives scenario - input'!$F127),\"\")","v":""},{"$f":"IFERROR(IF(OR(Q142=\"\",'Lives scenario - input'!$F127=\"\"),\"\",Q142/'Lives scenario - input'!$F127),\"\")","v":""},{"$f":"IFERROR(IF(OR(R142=\"\",'Lives scenario - input'!$F127=\"\"),\"\",R142/'Lives scenario - input'!$F127),\"\")","v":""},{"$f":"IFERROR(IF(OR(S142=\"\",'Lives scenario - input'!$F127=\"\"),\"\",S142/'Lives scenario - input'!$F127),\"\")","v":""},{"$f":"IFERROR(IF(OR(T142=\"\",'Lives scenario - input'!$F127=\"\"),\"\",T142/'Lives scenario - input'!$F127),\"\")","v":""},{"$f":"IFERROR(IF(OR(U142=\"\",'Lives scenario - input'!$F127=\"\"),\"\",U142/'Lives scenario - input'!$F127),\"\")","v":""},{"$f":"IFERROR(IF(OR(V142=\"\",'Lives scenario - input'!$F127=\"\"),\"\",V142/'Lives scenario - input'!$F127),\"\")","v":""},{"$f":"IFERROR(IF(OR(W142=\"\",'Lives scenario - input'!$F127=\"\"),\"\",W142/'Lives scenario - input'!$F127),\"\")","v":""}]
[{"$f":"IFERROR('Lives scenario - input'!A128,\"\")","v":""},{"$f":"IFERROR('Lives scenario - input'!B128,\"\")","v":""},{"$f":"IFERROR('Lives scenario - input'!C128,\"\")","v":""},{"$f":"IFERROR(repcalc('Lives scenario - input'!$CX128:$GJ128,'Lives scenario - input'!$I128,'Lives scenario - input'!$G128,'Lives scenario - input'!$H128,20,TRUE,TRUE),\"\")","v":""},"","","","","","","","","","","","","","","","","","","",{"$f":"IFERROR(IF(OR(D143=\"\",'Lives scenario - input'!$F128=\"\"),\"\",D143/'Lives scenario - input'!$F128),\"\")","v":""},{"$f":"IFERROR(IF(OR(E143=\"\",'Lives scenario - input'!$F128=\"\"),\"\",E143/'Lives scenario - input'!$F128),\"\")","v":""},{"$f":"IFERROR(IF(OR(F143=\"\",'Lives scenario - input'!$F128=\"\"),\"\",F143/'Lives scenario - input'!$F128),\"\")","v":""},{"$f":"IFERROR(IF(OR(G143=\"\",'Lives scenario - input'!$F128=\"\"),\"\",G143/'Lives scenario - input'!$F128),\"\")","v":""},{"$f":"IFERROR(IF(OR(H143=\"\",'Lives scenario - input'!$F128=\"\"),\"\",H143/'Lives scenario - input'!$F128),\"\")","v":""},{"$f":"IFERROR(IF(OR(I143=\"\",'Lives scenario - input'!$F128=\"\"),\"\",I143/'Lives scenario - input'!$F128),\"\")","v":""},{"$f":"IFERROR(IF(OR(J143=\"\",'Lives scenario - input'!$F128=\"\"),\"\",J143/'Lives scenario - input'!$F128),\"\")","v":""},{"$f":"IFERROR(IF(OR(K143=\"\",'Lives scenario - input'!$F128=\"\"),\"\",K143/'Lives scenario - input'!$F128),\"\")","v":""},{"$f":"IFERROR(IF(OR(L143=\"\",'Lives scenario - input'!$F128=\"\"),\"\",L143/'Lives scenario - input'!$F128),\"\")","v":""},{"$f":"IFERROR(IF(OR(M143=\"\",'Lives scenario - input'!$F128=\"\"),\"\",M143/'Lives scenario - input'!$F128),\"\")","v":""},{"$f":"IFERROR(IF(OR(N143=\"\",'Lives scenario - input'!$F128=\"\"),\"\",N143/'Lives scenario - input'!$F128),\"\")","v":""},{"$f":"IFERROR(IF(OR(O143=\"\",'Lives scenario - input'!$F128=\"\"),\"\",O143/'Lives scenario - input'!$F128),\"\")","v":""},{"$f":"IFERROR(IF(OR(P143=\"\",'Lives scenario - input'!$F128=\"\"),\"\",P143/'Lives scenario - input'!$F128),\"\")","v":""},{"$f":"IFERROR(IF(OR(Q143=\"\",'Lives scenario - input'!$F128=\"\"),\"\",Q143/'Lives scenario - input'!$F128),\"\")","v":""},{"$f":"IFERROR(IF(OR(R143=\"\",'Lives scenario - input'!$F128=\"\"),\"\",R143/'Lives scenario - input'!$F128),\"\")","v":""},{"$f":"IFERROR(IF(OR(S143=\"\",'Lives scenario - input'!$F128=\"\"),\"\",S143/'Lives scenario - input'!$F128),\"\")","v":""},{"$f":"IFERROR(IF(OR(T143=\"\",'Lives scenario - input'!$F128=\"\"),\"\",T143/'Lives scenario - input'!$F128),\"\")","v":""},{"$f":"IFERROR(IF(OR(U143=\"\",'Lives scenario - input'!$F128=\"\"),\"\",U143/'Lives scenario - input'!$F128),\"\")","v":""},{"$f":"IFERROR(IF(OR(V143=\"\",'Lives scenario - input'!$F128=\"\"),\"\",V143/'Lives scenario - input'!$F128),\"\")","v":""},{"$f":"IFERROR(IF(OR(W143=\"\",'Lives scenario - input'!$F128=\"\"),\"\",W143/'Lives scenario - input'!$F128),\"\")","v":""}]
[{"$f":"IFERROR('Lives scenario - input'!A129,\"\")","v":""},{"$f":"IFERROR('Lives scenario - input'!B129,\"\")","v":""},{"$f":"IFERROR('Lives scenario - input'!C129,\"\")","v":""},{"$f":"IFERROR(repcalc('Lives scenario - input'!$CX129:$GJ129,'Lives scenario - input'!$I129,'Lives scenario - input'!$G129,'Lives scenario - input'!$H129,20,TRUE,TRUE),\"\")","v":""},"","","","","","","","","","","","","","","","","","","",{"$f":"IFERROR(IF(OR(D144=\"\",'Lives scenario - input'!$F129=\"\"),\"\",D144/'Lives scenario - input'!$F129),\"\")","v":""},{"$f":"IFERROR(IF(OR(E144=\"\",'Lives scenario - input'!$F129=\"\"),\"\",E144/'Lives scenario - input'!$F129),\"\")","v":""},{"$f":"IFERROR(IF(OR(F144=\"\",'Lives scenario - input'!$F129=\"\"),\"\",F144/'Lives scenario - input'!$F129),\"\")","v":""},{"$f":"IFERROR(IF(OR(G144=\"\",'Lives scenario - input'!$F129=\"\"),\"\",G144/'Lives scenario - input'!$F129),\"\")","v":""},{"$f":"IFERROR(IF(OR(H144=\"\",'Lives scenario - input'!$F129=\"\"),\"\",H144/'Lives scenario - input'!$F129),\"\")","v":""},{"$f":"IFERROR(IF(OR(I144=\"\",'Lives scenario - input'!$F129=\"\"),\"\",I144/'Lives scenario - input'!$F129),\"\")","v":""},{"$f":"IFERROR(IF(OR(J144=\"\",'Lives scenario - input'!$F129=\"\"),\"\",J144/'Lives scenario - input'!$F129),\"\")","v":""},{"$f":"IFERROR(IF(OR(K144=\"\",'Lives scenario - input'!$F129=\"\"),\"\",K144/'Lives scenario - input'!$F129),\"\")","v":""},{"$f":"IFERROR(IF(OR(L144=\"\",'Lives scenario - input'!$F129=\"\"),\"\",L144/'Lives scenario - input'!$F129),\"\")","v":""},{"$f":"IFERROR(IF(OR(M144=\"\",'Lives scenario - input'!$F129=\"\"),\"\",M144/'Lives scenario - input'!$F129),\"\")","v":""},{"$f":"IFERROR(IF(OR(N144=\"\",'Lives scenario - input'!$F129=\"\"),\"\",N144/'Lives scenario - input'!$F129),\"\")","v":""},{"$f":"IFERROR(IF(OR(O144=\"\",'Lives scenario - input'!$F129=\"\"),\"\",O144/'Lives scenario - input'!$F129),\"\")","v":""},{"$f":"IFERROR(IF(OR(P144=\"\",'Lives scenario - input'!$F129=\"\"),\"\",P144/'Lives scenario - input'!$F129),\"\")","v":""},{"$f":"IFERROR(IF(OR(Q144=\"\",'Lives scenario - input'!$F129=\"\"),\"\",Q144/'Lives scenario - input'!$F129),\"\")","v":""},{"$f":"IFERROR(IF(OR(R144=\"\",'Lives scenario - input'!$F129=\"\"),\"\",R144/'Lives scenario - input'!$F129),\"\")","v":""},{"$f":"IFERROR(IF(OR(S144=\"\",'Lives scenario - input'!$F129=\"\"),\"\",S144/'Lives scenario - input'!$F129),\"\")","v":""},{"$f":"IFERROR(IF(OR(T144=\"\",'Lives scenario - input'!$F129=\"\"),\"\",T144/'Lives scenario - input'!$F129),\"\")","v":""},{"$f":"IFERROR(IF(OR(U144=\"\",'Lives scenario - input'!$F129=\"\"),\"\",U144/'Lives scenario - input'!$F129),\"\")","v":""},{"$f":"IFERROR(IF(OR(V144=\"\",'Lives scenario - input'!$F129=\"\"),\"\",V144/'Lives scenario - input'!$F129),\"\")","v":""},{"$f":"IFERROR(IF(OR(W144=\"\",'Lives scenario - input'!$F129=\"\"),\"\",W144/'Lives scenario - input'!$F129),\"\")","v":""}]
[{"$f":"IFERROR('Lives scenario - input'!A130,\"\")","v":""},{"$f":"IFERROR('Lives scenario - input'!B130,\"\")","v":""},{"$f":"IFERROR('Lives scenario - input'!C130,\"\")","v":""},{"$f":"IFERROR(repcalc('Lives scenario - input'!$CX130:$GJ130,'Lives scenario - input'!$I130,'Lives scenario - input'!$G130,'Lives scenario - input'!$H130,20,TRUE,TRUE),\"\")","v":""},"","","","","","","","","","","","","","","","","","","",{"$f":"IFERROR(IF(OR(D145=\"\",'Lives scenario - input'!$F130=\"\"),\"\",D145/'Lives scenario - input'!$F130),\"\")","v":""},{"$f":"IFERROR(IF(OR(E145=\"\",'Lives scenario - input'!$F130=\"\"),\"\",E145/'Lives scenario - input'!$F130),\"\")","v":""},{"$f":"IFERROR(IF(OR(F145=\"\",'Lives scenario - input'!$F130=\"\"),\"\",F145/'Lives scenario - input'!$F130),\"\")","v":""},{"$f":"IFERROR(IF(OR(G145=\"\",'Lives scenario - input'!$F130=\"\"),\"\",G145/'Lives scenario - input'!$F130),\"\")","v":""},{"$f":"IFERROR(IF(OR(H145=\"\",'Lives scenario - input'!$F130=\"\"),\"\",H145/'Lives scenario - input'!$F130),\"\")","v":""},{"$f":"IFERROR(IF(OR(I145=\"\",'Lives scenario - input'!$F130=\"\"),\"\",I145/'Lives scenario - input'!$F130),\"\")","v":""},{"$f":"IFERROR(IF(OR(J145=\"\",'Lives scenario - input'!$F130=\"\"),\"\",J145/'Lives scenario - input'!$F130),\"\")","v":""},{"$f":"IFERROR(IF(OR(K145=\"\",'Lives scenario - input'!$F130=\"\"),\"\",K145/'Lives scenario - input'!$F130),\"\")","v":""},{"$f":"IFERROR(IF(OR(L145=\"\",'Lives scenario - input'!$F130=\"\"),\"\",L145/'Lives scenario - input'!$F130),\"\")","v":""},{"$f":"IFERROR(IF(OR(M145=\"\",'Lives scenario - input'!$F130=\"\"),\"\",M145/'Lives scenario - input'!$F130),\"\")","v":""},{"$f":"IFERROR(IF(OR(N145=\"\",'Lives scenario - input'!$F130=\"\"),\"\",N145/'Lives scenario - input'!$F130),\"\")","v":""},{"$f":"IFERROR(IF(OR(O145=\"\",'Lives scenario - input'!$F130=\"\"),\"\",O145/'Lives scenario - input'!$F130),\"\")","v":""},{"$f":"IFERROR(IF(OR(P145=\"\",'Lives scenario - input'!$F130=\"\"),\"\",P145/'Lives scenario - input'!$F130),\"\")","v":""},{"$f":"IFERROR(IF(OR(Q145=\"\",'Lives scenario - input'!$F130=\"\"),\"\",Q145/'Lives scenario - input'!$F130),\"\")","v":""},{"$f":"IFERROR(IF(OR(R145=\"\",'Lives scenario - input'!$F130=\"\"),\"\",R145/'Lives scenario - input'!$F130),\"\")","v":""},{"$f":"IFERROR(IF(OR(S145=\"\",'Lives scenario - input'!$F130=\"\"),\"\",S145/'Lives scenario - input'!$F130),\"\")","v":""},{"$f":"IFERROR(IF(OR(T145=\"\",'Lives scenario - input'!$F130=\"\"),\"\",T145/'Lives scenario - input'!$F130),\"\")","v":""},{"$f":"IFERROR(IF(OR(U145=\"\",'Lives scenario - input'!$F130=\"\"),\"\",U145/'Lives scenario - input'!$F130),\"\")","v":""},{"$f":"IFERROR(IF(OR(V145=\"\",'Lives scenario - input'!$F130=\"\"),\"\",V145/'Lives scenario - input'!$F130),\"\")","v":""},{"$f":"IFERROR(IF(OR(W145=\"\",'Lives scenario - input'!$F130=\"\"),\"\",W145/'Lives scenario - input'!$F130),\"\")","v":""}]
[{"$f":"IFERROR('Lives scenario - input'!A131,\"\")","v":""},{"$f":"IFERROR('Lives scenario - input'!B131,\"\")","v":""},{"$f":"IFERROR('Lives scenario - input'!C131,\"\")","v":""},{"$f":"IFERROR(repcalc('Lives scenario - input'!$CX131:$GJ131,'Lives scenario - input'!$I131,'Lives scenario - input'!$G131,'Lives scenario - input'!$H131,20,TRUE,TRUE),\"\")","v":""},"","","","","","","","","","","","","","","","","","","",{"$f":"IFERROR(IF(OR(D146=\"\",'Lives scenario - input'!$F131=\"\"),\"\",D146/'Lives scenario - input'!$F131),\"\")","v":""},{"$f":"IFERROR(IF(OR(E146=\"\",'Lives scenario - input'!$F131=\"\"),\"\",E146/'Lives scenario - input'!$F131),\"\")","v":""},{"$f":"IFERROR(IF(OR(F146=\"\",'Lives scenario - input'!$F131=\"\"),\"\",F146/'Lives scenario - input'!$F131),\"\")","v":""},{"$f":"IFERROR(IF(OR(G146=\"\",'Lives scenario - input'!$F131=\"\"),\"\",G146/'Lives scenario - input'!$F131),\"\")","v":""},{"$f":"IFERROR(IF(OR(H146=\"\",'Lives scenario - input'!$F131=\"\"),\"\",H146/'Lives scenario - input'!$F131),\"\")","v":""},{"$f":"IFERROR(IF(OR(I146=\"\",'Lives scenario - input'!$F131=\"\"),\"\",I146/'Lives scenario - input'!$F131),\"\")","v":""},{"$f":"IFERROR(IF(OR(J146=\"\",'Lives scenario - input'!$F131=\"\"),\"\",J146/'Lives scenario - input'!$F131),\"\")","v":""},{"$f":"IFERROR(IF(OR(K146=\"\",'Lives scenario - input'!$F131=\"\"),\"\",K146/'Lives scenario - input'!$F131),\"\")","v":""},{"$f":"IFERROR(IF(OR(L146=\"\",'Lives scenario - input'!$F131=\"\"),\"\",L146/'Lives scenario - input'!$F131),\"\")","v":""},{"$f":"IFERROR(IF(OR(M146=\"\",'Lives scenario - input'!$F131=\"\"),\"\",M146/'Lives scenario - input'!$F131),\"\")","v":""},{"$f":"IFERROR(IF(OR(N146=\"\",'Lives scenario - input'!$F131=\"\"),\"\",N146/'Lives scenario - input'!$F131),\"\")","v":""},{"$f":"IFERROR(IF(OR(O146=\"\",'Lives scenario - input'!$F131=\"\"),\"\",O146/'Lives scenario - input'!$F131),\"\")","v":""},{"$f":"IFERROR(IF(OR(P146=\"\",'Lives scenario - input'!$F131=\"\"),\"\",P146/'Lives scenario - input'!$F131),\"\")","v":""},{"$f":"IFERROR(IF(OR(Q146=\"\",'Lives scenario - input'!$F131=\"\"),\"\",Q146/'Lives scenario - input'!$F131),\"\")","v":""},{"$f":"IFERROR(IF(OR(R146=\"\",'Lives scenario - input'!$F131=\"\"),\"\",R146/'Lives scenario - input'!$F131),\"\")","v":""},{"$f":"IFERROR(IF(OR(S146=\"\",'Lives scenario - input'!$F131=\"\"),\"\",S146/'Lives scenario - input'!$F131),\"\")","v":""},{"$f":"IFERROR(IF(OR(T146=\"\",'Lives scenario - input'!$F131=\"\"),\"\",T146/'Lives scenario - input'!$F131),\"\")","v":""},{"$f":"IFERROR(IF(OR(U146=\"\",'Lives scenario - input'!$F131=\"\"),\"\",U146/'Lives scenario - input'!$F131),\"\")","v":""},{"$f":"IFERROR(IF(OR(V146=\"\",'Lives scenario - input'!$F131=\"\"),\"\",V146/'Lives scenario - input'!$F131),\"\")","v":""},{"$f":"IFERROR(IF(OR(W146=\"\",'Lives scenario - input'!$F131=\"\"),\"\",W146/'Lives scenario - input'!$F131),\"\")","v":""}]
[{"$f":"IFERROR('Lives scenario - input'!A132,\"\")","v":""},{"$f":"IFERROR('Lives scenario - input'!B132,\"\")","v":""},{"$f":"IFERROR('Lives scenario - input'!C132,\"\")","v":""},{"$f":"IFERROR(repcalc('Lives scenario - input'!$CX132:$GJ132,'Lives scenario - input'!$I132,'Lives scenario - input'!$G132,'Lives scenario - input'!$H132,20,TRUE,TRUE),\"\")","v":""},"","","","","","","","","","","","","","","","","","","",{"$f":"IFERROR(IF(OR(D147=\"\",'Lives scenario - input'!$F132=\"\"),\"\",D147/'Lives scenario - input'!$F132),\"\")","v":""},{"$f":"IFERROR(IF(OR(E147=\"\",'Lives scenario - input'!$F132=\"\"),\"\",E147/'Lives scenario - input'!$F132),\"\")","v":""},{"$f":"IFERROR(IF(OR(F147=\"\",'Lives scenario - input'!$F132=\"\"),\"\",F147/'Lives scenario - input'!$F132),\"\")","v":""},{"$f":"IFERROR(IF(OR(G147=\"\",'Lives scenario - input'!$F132=\"\"),\"\",G147/'Lives scenario - input'!$F132),\"\")","v":""},{"$f":"IFERROR(IF(OR(H147=\"\",'Lives scenario - input'!$F132=\"\"),\"\",H147/'Lives scenario - input'!$F132),\"\")","v":""},{"$f":"IFERROR(IF(OR(I147=\"\",'Lives scenario - input'!$F132=\"\"),\"\",I147/'Lives scenario - input'!$F132),\"\")","v":""},{"$f":"IFERROR(IF(OR(J147=\"\",'Lives scenario - input'!$F132=\"\"),\"\",J147/'Lives scenario - input'!$F132),\"\")","v":""},{"$f":"IFERROR(IF(OR(K147=\"\",'Lives scenario - input'!$F132=\"\"),\"\",K147/'Lives scenario - input'!$F132),\"\")","v":""},{"$f":"IFERROR(IF(OR(L147=\"\",'Lives scenario - input'!$F132=\"\"),\"\",L147/'Lives scenario - input'!$F132),\"\")","v":""},{"$f":"IFERROR(IF(OR(M147=\"\",'Lives scenario - input'!$F132=\"\"),\"\",M147/'Lives scenario - input'!$F132),\"\")","v":""},{"$f":"IFERROR(IF(OR(N147=\"\",'Lives scenario - input'!$F132=\"\"),\"\",N147/'Lives scenario - input'!$F132),\"\")","v":""},{"$f":"IFERROR(IF(OR(O147=\"\",'Lives scenario - input'!$F132=\"\"),\"\",O147/'Lives scenario - input'!$F132),\"\")","v":""},{"$f":"IFERROR(IF(OR(P147=\"\",'Lives scenario - input'!$F132=\"\"),\"\",P147/'Lives scenario - input'!$F132),\"\")","v":""},{"$f":"IFERROR(IF(OR(Q147=\"\",'Lives scenario - input'!$F132=\"\"),\"\",Q147/'Lives scenario - input'!$F132),\"\")","v":""},{"$f":"IFERROR(IF(OR(R147=\"\",'Lives scenario - input'!$F132=\"\"),\"\",R147/'Lives scenario - input'!$F132),\"\")","v":""},{"$f":"IFERROR(IF(OR(S147=\"\",'Lives scenario - input'!$F132=\"\"),\"\",S147/'Lives scenario - input'!$F132),\"\")","v":""},{"$f":"IFERROR(IF(OR(T147=\"\",'Lives scenario - input'!$F132=\"\"),\"\",T147/'Lives scenario - input'!$F132),\"\")","v":""},{"$f":"IFERROR(IF(OR(U147=\"\",'Lives scenario - input'!$F132=\"\"),\"\",U147/'Lives scenario - input'!$F132),\"\")","v":""},{"$f":"IFERROR(IF(OR(V147=\"\",'Lives scenario - input'!$F132=\"\"),\"\",V147/'Lives scenario - input'!$F132),\"\")","v":""},{"$f":"IFERROR(IF(OR(W147=\"\",'Lives scenario - input'!$F132=\"\"),\"\",W147/'Lives scenario - input'!$F132),\"\")","v":""}]
[{"$f":"IFERROR('Lives scenario - input'!A133,\"\")","v":""},{"$f":"IFERROR('Lives scenario - input'!B133,\"\")","v":""},{"$f":"IFERROR('Lives scenario - input'!C133,\"\")","v":""},{"$f":"IFERROR(repcalc('Lives scenario - input'!$CX133:$GJ133,'Lives scenario - input'!$I133,'Lives scenario - input'!$G133,'Lives scenario - input'!$H133,20,TRUE,TRUE),\"\")","v":""},"","","","","","","","","","","","","","","","","","","",{"$f":"IFERROR(IF(OR(D148=\"\",'Lives scenario - input'!$F133=\"\"),\"\",D148/'Lives scenario - input'!$F133),\"\")","v":""},{"$f":"IFERROR(IF(OR(E148=\"\",'Lives scenario - input'!$F133=\"\"),\"\",E148/'Lives scenario - input'!$F133),\"\")","v":""},{"$f":"IFERROR(IF(OR(F148=\"\",'Lives scenario - input'!$F133=\"\"),\"\",F148/'Lives scenario - input'!$F133),\"\")","v":""},{"$f":"IFERROR(IF(OR(G148=\"\",'Lives scenario - input'!$F133=\"\"),\"\",G148/'Lives scenario - input'!$F133),\"\")","v":""},{"$f":"IFERROR(IF(OR(H148=\"\",'Lives scenario - input'!$F133=\"\"),\"\",H148/'Lives scenario - input'!$F133),\"\")","v":""},{"$f":"IFERROR(IF(OR(I148=\"\",'Lives scenario - input'!$F133=\"\"),\"\",I148/'Lives scenario - input'!$F133),\"\")","v":""},{"$f":"IFERROR(IF(OR(J148=\"\",'Lives scenario - input'!$F133=\"\"),\"\",J148/'Lives scenario - input'!$F133),\"\")","v":""},{"$f":"IFERROR(IF(OR(K148=\"\",'Lives scenario - input'!$F133=\"\"),\"\",K148/'Lives scenario - input'!$F133),\"\")","v":""},{"$f":"IFERROR(IF(OR(L148=\"\",'Lives scenario - input'!$F133=\"\"),\"\",L148/'Lives scenario - input'!$F133),\"\")","v":""},{"$f":"IFERROR(IF(OR(M148=\"\",'Lives scenario - input'!$F133=\"\"),\"\",M148/'Lives scenario - input'!$F133),\"\")","v":""},{"$f":"IFERROR(IF(OR(N148=\"\",'Lives scenario - input'!$F133=\"\"),\"\",N148/'Lives scenario - input'!$F133),\"\")","v":""},{"$f":"IFERROR(IF(OR(O148=\"\",'Lives scenario - input'!$F133=\"\"),\"\",O148/'Lives scenario - input'!$F133),\"\")","v":""},{"$f":"IFERROR(IF(OR(P148=\"\",'Lives scenario - input'!$F133=\"\"),\"\",P148/'Lives scenario - input'!$F133),\"\")","v":""},{"$f":"IFERROR(IF(OR(Q148=\"\",'Lives scenario - input'!$F133=\"\"),\"\",Q148/'Lives scenario - input'!$F133),\"\")","v":""},{"$f":"IFERROR(IF(OR(R148=\"\",'Lives scenario - input'!$F133=\"\"),\"\",R148/'Lives scenario - input'!$F133),\"\")","v":""},{"$f":"IFERROR(IF(OR(S148=\"\",'Lives scenario - input'!$F133=\"\"),\"\",S148/'Lives scenario - input'!$F133),\"\")","v":""},{"$f":"IFERROR(IF(OR(T148=\"\",'Lives scenario - input'!$F133=\"\"),\"\",T148/'Lives scenario - input'!$F133),\"\")","v":""},{"$f":"IFERROR(IF(OR(U148=\"\",'Lives scenario - input'!$F133=\"\"),\"\",U148/'Lives scenario - input'!$F133),\"\")","v":""},{"$f":"IFERROR(IF(OR(V148=\"\",'Lives scenario - input'!$F133=\"\"),\"\",V148/'Lives scenario - input'!$F133),\"\")","v":""},{"$f":"IFERROR(IF(OR(W148=\"\",'Lives scenario - input'!$F133=\"\"),\"\",W148/'Lives scenario - input'!$F133),\"\")","v":""}]
[{"$f":"IFERROR('Lives scenario - input'!A134,\"\")","v":""},{"$f":"IFERROR('Lives scenario - input'!B134,\"\")","v":""},{"$f":"IFERROR('Lives scenario - input'!C134,\"\")","v":""},{"$f":"IFERROR(repcalc('Lives scenario - input'!$CX134:$GJ134,'Lives scenario - input'!$I134,'Lives scenario - input'!$G134,'Lives scenario - input'!$H134,20,TRUE,TRUE),\"\")","v":""},"","","","","","","","","","","","","","","","","","","",{"$f":"IFERROR(IF(OR(D149=\"\",'Lives scenario - input'!$F134=\"\"),\"\",D149/'Lives scenario - input'!$F134),\"\")","v":""},{"$f":"IFERROR(IF(OR(E149=\"\",'Lives scenario - input'!$F134=\"\"),\"\",E149/'Lives scenario - input'!$F134),\"\")","v":""},{"$f":"IFERROR(IF(OR(F149=\"\",'Lives scenario - input'!$F134=\"\"),\"\",F149/'Lives scenario - input'!$F134),\"\")","v":""},{"$f":"IFERROR(IF(OR(G149=\"\",'Lives scenario - input'!$F134=\"\"),\"\",G149/'Lives scenario - input'!$F134),\"\")","v":""},{"$f":"IFERROR(IF(OR(H149=\"\",'Lives scenario - input'!$F134=\"\"),\"\",H149/'Lives scenario - input'!$F134),\"\")","v":""},{"$f":"IFERROR(IF(OR(I149=\"\",'Lives scenario - input'!$F134=\"\"),\"\",I149/'Lives scenario - input'!$F134),\"\")","v":""},{"$f":"IFERROR(IF(OR(J149=\"\",'Lives scenario - input'!$F134=\"\"),\"\",J149/'Lives scenario - input'!$F134),\"\")","v":""},{"$f":"IFERROR(IF(OR(K149=\"\",'Lives scenario - input'!$F134=\"\"),\"\",K149/'Lives scenario - input'!$F134),\"\")","v":""},{"$f":"IFERROR(IF(OR(L149=\"\",'Lives scenario - input'!$F134=\"\"),\"\",L149/'Lives scenario - input'!$F134),\"\")","v":""},{"$f":"IFERROR(IF(OR(M149=\"\",'Lives scenario - input'!$F134=\"\"),\"\",M149/'Lives scenario - input'!$F134),\"\")","v":""},{"$f":"IFERROR(IF(OR(N149=\"\",'Lives scenario - input'!$F134=\"\"),\"\",N149/'Lives scenario - input'!$F134),\"\")","v":""},{"$f":"IFERROR(IF(OR(O149=\"\",'Lives scenario - input'!$F134=\"\"),\"\",O149/'Lives scenario - input'!$F134),\"\")","v":""},{"$f":"IFERROR(IF(OR(P149=\"\",'Lives scenario - input'!$F134=\"\"),\"\",P149/'Lives scenario - input'!$F134),\"\")","v":""},{"$f":"IFERROR(IF(OR(Q149=\"\",'Lives scenario - input'!$F134=\"\"),\"\",Q149/'Lives scenario - input'!$F134),\"\")","v":""},{"$f":"IFERROR(IF(OR(R149=\"\",'Lives scenario - input'!$F134=\"\"),\"\",R149/'Lives scenario - input'!$F134),\"\")","v":""},{"$f":"IFERROR(IF(OR(S149=\"\",'Lives scenario - input'!$F134=\"\"),\"\",S149/'Lives scenario - input'!$F134),\"\")","v":""},{"$f":"IFERROR(IF(OR(T149=\"\",'Lives scenario - input'!$F134=\"\"),\"\",T149/'Lives scenario - input'!$F134),\"\")","v":""},{"$f":"IFERROR(IF(OR(U149=\"\",'Lives scenario - input'!$F134=\"\"),\"\",U149/'Lives scenario - input'!$F134),\"\")","v":""},{"$f":"IFERROR(IF(OR(V149=\"\",'Lives scenario - input'!$F134=\"\"),\"\",V149/'Lives scenario - input'!$F134),\"\")","v":""},{"$f":"IFERROR(IF(OR(W149=\"\",'Lives scenario - input'!$F134=\"\"),\"\",W149/'Lives scenario - input'!$F134),\"\")","v":""}]
[{"$f":"IFERROR('Lives scenario - input'!A135,\"\")","v":""},{"$f":"IFERROR('Lives scenario - input'!B135,\"\")","v":""},{"$f":"IFERROR('Lives scenario - input'!C135,\"\")","v":""},{"$f":"IFERROR(repcalc('Lives scenario - input'!$CX135:$GJ135,'Lives scenario - input'!$I135,'Lives scenario - input'!$G135,'Lives scenario - input'!$H135,20,TRUE,TRUE),\"\")","v":""},"","","","","","","","","","","","","","","","","","","",{"$f":"IFERROR(IF(OR(D150=\"\",'Lives scenario - input'!$F135=\"\"),\"\",D150/'Lives scenario - input'!$F135),\"\")","v":""},{"$f":"IFERROR(IF(OR(E150=\"\",'Lives scenario - input'!$F135=\"\"),\"\",E150/'Lives scenario - input'!$F135),\"\")","v":""},{"$f":"IFERROR(IF(OR(F150=\"\",'Lives scenario - input'!$F135=\"\"),\"\",F150/'Lives scenario - input'!$F135),\"\")","v":""},{"$f":"IFERROR(IF(OR(G150=\"\",'Lives scenario - input'!$F135=\"\"),\"\",G150/'Lives scenario - input'!$F135),\"\")","v":""},{"$f":"IFERROR(IF(OR(H150=\"\",'Lives scenario - input'!$F135=\"\"),\"\",H150/'Lives scenario - input'!$F135),\"\")","v":""},{"$f":"IFERROR(IF(OR(I150=\"\",'Lives scenario - input'!$F135=\"\"),\"\",I150/'Lives scenario - input'!$F135),\"\")","v":""},{"$f":"IFERROR(IF(OR(J150=\"\",'Lives scenario - input'!$F135=\"\"),\"\",J150/'Lives scenario - input'!$F135),\"\")","v":""},{"$f":"IFERROR(IF(OR(K150=\"\",'Lives scenario - input'!$F135=\"\"),\"\",K150/'Lives scenario - input'!$F135),\"\")","v":""},{"$f":"IFERROR(IF(OR(L150=\"\",'Lives scenario - input'!$F135=\"\"),\"\",L150/'Lives scenario - input'!$F135),\"\")","v":""},{"$f":"IFERROR(IF(OR(M150=\"\",'Lives scenario - input'!$F135=\"\"),\"\",M150/'Lives scenario - input'!$F135),\"\")","v":""},{"$f":"IFERROR(IF(OR(N150=\"\",'Lives scenario - input'!$F135=\"\"),\"\",N150/'Lives scenario - input'!$F135),\"\")","v":""},{"$f":"IFERROR(IF(OR(O150=\"\",'Lives scenario - input'!$F135=\"\"),\"\",O150/'Lives scenario - input'!$F135),\"\")","v":""},{"$f":"IFERROR(IF(OR(P150=\"\",'Lives scenario - input'!$F135=\"\"),\"\",P150/'Lives scenario - input'!$F135),\"\")","v":""},{"$f":"IFERROR(IF(OR(Q150=\"\",'Lives scenario - input'!$F135=\"\"),\"\",Q150/'Lives scenario - input'!$F135),\"\")","v":""},{"$f":"IFERROR(IF(OR(R150=\"\",'Lives scenario - input'!$F135=\"\"),\"\",R150/'Lives scenario - input'!$F135),\"\")","v":""},{"$f":"IFERROR(IF(OR(S150=\"\",'Lives scenario - input'!$F135=\"\"),\"\",S150/'Lives scenario - input'!$F135),\"\")","v":""},{"$f":"IFERROR(IF(OR(T150=\"\",'Lives scenario - input'!$F135=\"\"),\"\",T150/'Lives scenario - input'!$F135),\"\")","v":""},{"$f":"IFERROR(IF(OR(U150=\"\",'Lives scenario - input'!$F135=\"\"),\"\",U150/'Lives scenario - input'!$F135),\"\")","v":""},{"$f":"IFERROR(IF(OR(V150=\"\",'Lives scenario - input'!$F135=\"\"),\"\",V150/'Lives scenario - input'!$F135),\"\")","v":""},{"$f":"IFERROR(IF(OR(W150=\"\",'Lives scenario - input'!$F135=\"\"),\"\",W150/'Lives scenario - input'!$F135),\"\")","v":""}]
[{"$f":"IFERROR('Lives scenario - input'!A136,\"\")","v":""},{"$f":"IFERROR('Lives scenario - input'!B136,\"\")","v":""},{"$f":"IFERROR('Lives scenario - input'!C136,\"\")","v":""},{"$f":"IFERROR(repcalc('Lives scenario - input'!$CX136:$GJ136,'Lives scenario - input'!$I136,'Lives scenario - input'!$G136,'Lives scenario - input'!$H136,20,TRUE,TRUE),\"\")","v":""},"","","","","","","","","","","","","","","","","","","",{"$f":"IFERROR(IF(OR(D151=\"\",'Lives scenario - input'!$F136=\"\"),\"\",D151/'Lives scenario - input'!$F136),\"\")","v":""},{"$f":"IFERROR(IF(OR(E151=\"\",'Lives scenario - input'!$F136=\"\"),\"\",E151/'Lives scenario - input'!$F136),\"\")","v":""},{"$f":"IFERROR(IF(OR(F151=\"\",'Lives scenario - input'!$F136=\"\"),\"\",F151/'Lives scenario - input'!$F136),\"\")","v":""},{"$f":"IFERROR(IF(OR(G151=\"\",'Lives scenario - input'!$F136=\"\"),\"\",G151/'Lives scenario - input'!$F136),\"\")","v":""},{"$f":"IFERROR(IF(OR(H151=\"\",'Lives scenario - input'!$F136=\"\"),\"\",H151/'Lives scenario - input'!$F136),\"\")","v":""},{"$f":"IFERROR(IF(OR(I151=\"\",'Lives scenario - input'!$F136=\"\"),\"\",I151/'Lives scenario - input'!$F136),\"\")","v":""},{"$f":"IFERROR(IF(OR(J151=\"\",'Lives scenario - input'!$F136=\"\"),\"\",J151/'Lives scenario - input'!$F136),\"\")","v":""},{"$f":"IFERROR(IF(OR(K151=\"\",'Lives scenario - input'!$F136=\"\"),\"\",K151/'Lives scenario - input'!$F136),\"\")","v":""},{"$f":"IFERROR(IF(OR(L151=\"\",'Lives scenario - input'!$F136=\"\"),\"\",L151/'Lives scenario - input'!$F136),\"\")","v":""},{"$f":"IFERROR(IF(OR(M151=\"\",'Lives scenario - input'!$F136=\"\"),\"\",M151/'Lives scenario - input'!$F136),\"\")","v":""},{"$f":"IFERROR(IF(OR(N151=\"\",'Lives scenario - input'!$F136=\"\"),\"\",N151/'Lives scenario - input'!$F136),\"\")","v":""},{"$f":"IFERROR(IF(OR(O151=\"\",'Lives scenario - input'!$F136=\"\"),\"\",O151/'Lives scenario - input'!$F136),\"\")","v":""},{"$f":"IFERROR(IF(OR(P151=\"\",'Lives scenario - input'!$F136=\"\"),\"\",P151/'Lives scenario - input'!$F136),\"\")","v":""},{"$f":"IFERROR(IF(OR(Q151=\"\",'Lives scenario - input'!$F136=\"\"),\"\",Q151/'Lives scenario - input'!$F136),\"\")","v":""},{"$f":"IFERROR(IF(OR(R151=\"\",'Lives scenario - input'!$F136=\"\"),\"\",R151/'Lives scenario - input'!$F136),\"\")","v":""},{"$f":"IFERROR(IF(OR(S151=\"\",'Lives scenario - input'!$F136=\"\"),\"\",S151/'Lives scenario - input'!$F136),\"\")","v":""},{"$f":"IFERROR(IF(OR(T151=\"\",'Lives scenario - input'!$F136=\"\"),\"\",T151/'Lives scenario - input'!$F136),\"\")","v":""},{"$f":"IFERROR(IF(OR(U151=\"\",'Lives scenario - input'!$F136=\"\"),\"\",U151/'Lives scenario - input'!$F136),\"\")","v":""},{"$f":"IFERROR(IF(OR(V151=\"\",'Lives scenario - input'!$F136=\"\"),\"\",V151/'Lives scenario - input'!$F136),\"\")","v":""},{"$f":"IFERROR(IF(OR(W151=\"\",'Lives scenario - input'!$F136=\"\"),\"\",W151/'Lives scenario - input'!$F136),\"\")","v":""}]
[{"$f":"IFERROR('Lives scenario - input'!A137,\"\")","v":""},{"$f":"IFERROR('Lives scenario - input'!B137,\"\")","v":""},{"$f":"IFERROR('Lives scenario - input'!C137,\"\")","v":""},{"$f":"IFERROR(repcalc('Lives scenario - input'!$CX137:$GJ137,'Lives scenario - input'!$I137,'Lives scenario - input'!$G137,'Lives scenario - input'!$H137,20,TRUE,TRUE),\"\")","v":""},"","","","","","","","","","","","","","","","","","","",{"$f":"IFERROR(IF(OR(D152=\"\",'Lives scenario - input'!$F137=\"\"),\"\",D152/'Lives scenario - input'!$F137),\"\")","v":""},{"$f":"IFERROR(IF(OR(E152=\"\",'Lives scenario - input'!$F137=\"\"),\"\",E152/'Lives scenario - input'!$F137),\"\")","v":""},{"$f":"IFERROR(IF(OR(F152=\"\",'Lives scenario - input'!$F137=\"\"),\"\",F152/'Lives scenario - input'!$F137),\"\")","v":""},{"$f":"IFERROR(IF(OR(G152=\"\",'Lives scenario - input'!$F137=\"\"),\"\",G152/'Lives scenario - input'!$F137),\"\")","v":""},{"$f":"IFERROR(IF(OR(H152=\"\",'Lives scenario - input'!$F137=\"\"),\"\",H152/'Lives scenario - input'!$F137),\"\")","v":""},{"$f":"IFERROR(IF(OR(I152=\"\",'Lives scenario - input'!$F137=\"\"),\"\",I152/'Lives scenario - input'!$F137),\"\")","v":""},{"$f":"IFERROR(IF(OR(J152=\"\",'Lives scenario - input'!$F137=\"\"),\"\",J152/'Lives scenario - input'!$F137),\"\")","v":""},{"$f":"IFERROR(IF(OR(K152=\"\",'Lives scenario - input'!$F137=\"\"),\"\",K152/'Lives scenario - input'!$F137),\"\")","v":""},{"$f":"IFERROR(IF(OR(L152=\"\",'Lives scenario - input'!$F137=\"\"),\"\",L152/'Lives scenario - input'!$F137),\"\")","v":""},{"$f":"IFERROR(IF(OR(M152=\"\",'Lives scenario - input'!$F137=\"\"),\"\",M152/'Lives scenario - input'!$F137),\"\")","v":""},{"$f":"IFERROR(IF(OR(N152=\"\",'Lives scenario - input'!$F137=\"\"),\"\",N152/'Lives scenario - input'!$F137),\"\")","v":""},{"$f":"IFERROR(IF(OR(O152=\"\",'Lives scenario - input'!$F137=\"\"),\"\",O152/'Lives scenario - input'!$F137),\"\")","v":""},{"$f":"IFERROR(IF(OR(P152=\"\",'Lives scenario - input'!$F137=\"\"),\"\",P152/'Lives scenario - input'!$F137),\"\")","v":""},{"$f":"IFERROR(IF(OR(Q152=\"\",'Lives scenario - input'!$F137=\"\"),\"\",Q152/'Lives scenario - input'!$F137),\"\")","v":""},{"$f":"IFERROR(IF(OR(R152=\"\",'Lives scenario - input'!$F137=\"\"),\"\",R152/'Lives scenario - input'!$F137),\"\")","v":""},{"$f":"IFERROR(IF(OR(S152=\"\",'Lives scenario - input'!$F137=\"\"),\"\",S152/'Lives scenario - input'!$F137),\"\")","v":""},{"$f":"IFERROR(IF(OR(T152=\"\",'Lives scenario - input'!$F137=\"\"),\"\",T152/'Lives scenario - input'!$F137),\"\")","v":""},{"$f":"IFERROR(IF(OR(U152=\"\",'Lives scenario - input'!$F137=\"\"),\"\",U152/'Lives scenario - input'!$F137),\"\")","v":""},{"$f":"IFERROR(IF(OR(V152=\"\",'Lives scenario - input'!$F137=\"\"),\"\",V152/'Lives scenario - input'!$F137),\"\")","v":""},{"$f":"IFERROR(IF(OR(W152=\"\",'Lives scenario - input'!$F137=\"\"),\"\",W152/'Lives scenario - input'!$F137),\"\")","v":""}]
[{"$f":"IFERROR('Lives scenario - input'!A138,\"\")","v":""},{"$f":"IFERROR('Lives scenario - input'!B138,\"\")","v":""},{"$f":"IFERROR('Lives scenario - input'!C138,\"\")","v":""},{"$f":"IFERROR(repcalc('Lives scenario - input'!$CX138:$GJ138,'Lives scenario - input'!$I138,'Lives scenario - input'!$G138,'Lives scenario - input'!$H138,20,TRUE,TRUE),\"\")","v":""},"","","","","","","","","","","","","","","","","","","",{"$f":"IFERROR(IF(OR(D153=\"\",'Lives scenario - input'!$F138=\"\"),\"\",D153/'Lives scenario - input'!$F138),\"\")","v":""},{"$f":"IFERROR(IF(OR(E153=\"\",'Lives scenario - input'!$F138=\"\"),\"\",E153/'Lives scenario - input'!$F138),\"\")","v":""},{"$f":"IFERROR(IF(OR(F153=\"\",'Lives scenario - input'!$F138=\"\"),\"\",F153/'Lives scenario - input'!$F138),\"\")","v":""},{"$f":"IFERROR(IF(OR(G153=\"\",'Lives scenario - input'!$F138=\"\"),\"\",G153/'Lives scenario - input'!$F138),\"\")","v":""},{"$f":"IFERROR(IF(OR(H153=\"\",'Lives scenario - input'!$F138=\"\"),\"\",H153/'Lives scenario - input'!$F138),\"\")","v":""},{"$f":"IFERROR(IF(OR(I153=\"\",'Lives scenario - input'!$F138=\"\"),\"\",I153/'Lives scenario - input'!$F138),\"\")","v":""},{"$f":"IFERROR(IF(OR(J153=\"\",'Lives scenario - input'!$F138=\"\"),\"\",J153/'Lives scenario - input'!$F138),\"\")","v":""},{"$f":"IFERROR(IF(OR(K153=\"\",'Lives scenario - input'!$F138=\"\"),\"\",K153/'Lives scenario - input'!$F138),\"\")","v":""},{"$f":"IFERROR(IF(OR(L153=\"\",'Lives scenario - input'!$F138=\"\"),\"\",L153/'Lives scenario - input'!$F138),\"\")","v":""},{"$f":"IFERROR(IF(OR(M153=\"\",'Lives scenario - input'!$F138=\"\"),\"\",M153/'Lives scenario - input'!$F138),\"\")","v":""},{"$f":"IFERROR(IF(OR(N153=\"\",'Lives scenario - input'!$F138=\"\"),\"\",N153/'Lives scenario - input'!$F138),\"\")","v":""},{"$f":"IFERROR(IF(OR(O153=\"\",'Lives scenario - input'!$F138=\"\"),\"\",O153/'Lives scenario - input'!$F138),\"\")","v":""},{"$f":"IFERROR(IF(OR(P153=\"\",'Lives scenario - input'!$F138=\"\"),\"\",P153/'Lives scenario - input'!$F138),\"\")","v":""},{"$f":"IFERROR(IF(OR(Q153=\"\",'Lives scenario - input'!$F138=\"\"),\"\",Q153/'Lives scenario - input'!$F138),\"\")","v":""},{"$f":"IFERROR(IF(OR(R153=\"\",'Lives scenario - input'!$F138=\"\"),\"\",R153/'Lives scenario - input'!$F138),\"\")","v":""},{"$f":"IFERROR(IF(OR(S153=\"\",'Lives scenario - input'!$F138=\"\"),\"\",S153/'Lives scenario - input'!$F138),\"\")","v":""},{"$f":"IFERROR(IF(OR(T153=\"\",'Lives scenario - input'!$F138=\"\"),\"\",T153/'Lives scenario - input'!$F138),\"\")","v":""},{"$f":"IFERROR(IF(OR(U153=\"\",'Lives scenario - input'!$F138=\"\"),\"\",U153/'Lives scenario - input'!$F138),\"\")","v":""},{"$f":"IFERROR(IF(OR(V153=\"\",'Lives scenario - input'!$F138=\"\"),\"\",V153/'Lives scenario - input'!$F138),\"\")","v":""},{"$f":"IFERROR(IF(OR(W153=\"\",'Lives scenario - input'!$F138=\"\"),\"\",W153/'Lives scenario - input'!$F138),\"\")","v":""}]
[{"$f":"IFERROR('Lives scenario - input'!A139,\"\")","v":""},{"$f":"IFERROR('Lives scenario - input'!B139,\"\")","v":""},{"$f":"IFERROR('Lives scenario - input'!C139,\"\")","v":""},{"$f":"IFERROR(repcalc('Lives scenario - input'!$CX139:$GJ139,'Lives scenario - input'!$I139,'Lives scenario - input'!$G139,'Lives scenario - input'!$H139,20,TRUE,TRUE),\"\")","v":""},"","","","","","","","","","","","","","","","","","","",{"$f":"IFERROR(IF(OR(D154=\"\",'Lives scenario - input'!$F139=\"\"),\"\",D154/'Lives scenario - input'!$F139),\"\")","v":""},{"$f":"IFERROR(IF(OR(E154=\"\",'Lives scenario - input'!$F139=\"\"),\"\",E154/'Lives scenario - input'!$F139),\"\")","v":""},{"$f":"IFERROR(IF(OR(F154=\"\",'Lives scenario - input'!$F139=\"\"),\"\",F154/'Lives scenario - input'!$F139),\"\")","v":""},{"$f":"IFERROR(IF(OR(G154=\"\",'Lives scenario - input'!$F139=\"\"),\"\",G154/'Lives scenario - input'!$F139),\"\")","v":""},{"$f":"IFERROR(IF(OR(H154=\"\",'Lives scenario - input'!$F139=\"\"),\"\",H154/'Lives scenario - input'!$F139),\"\")","v":""},{"$f":"IFERROR(IF(OR(I154=\"\",'Lives scenario - input'!$F139=\"\"),\"\",I154/'Lives scenario - input'!$F139),\"\")","v":""},{"$f":"IFERROR(IF(OR(J154=\"\",'Lives scenario - input'!$F139=\"\"),\"\",J154/'Lives scenario - input'!$F139),\"\")","v":""},{"$f":"IFERROR(IF(OR(K154=\"\",'Lives scenario - input'!$F139=\"\"),\"\",K154/'Lives scenario - input'!$F139),\"\")","v":""},{"$f":"IFERROR(IF(OR(L154=\"\",'Lives scenario - input'!$F139=\"\"),\"\",L154/'Lives scenario - input'!$F139),\"\")","v":""},{"$f":"IFERROR(IF(OR(M154=\"\",'Lives scenario - input'!$F139=\"\"),\"\",M154/'Lives scenario - input'!$F139),\"\")","v":""},{"$f":"IFERROR(IF(OR(N154=\"\",'Lives scenario - input'!$F139=\"\"),\"\",N154/'Lives scenario - input'!$F139),\"\")","v":""},{"$f":"IFERROR(IF(OR(O154=\"\",'Lives scenario - input'!$F139=\"\"),\"\",O154/'Lives scenario - input'!$F139),\"\")","v":""},{"$f":"IFERROR(IF(OR(P154=\"\",'Lives scenario - input'!$F139=\"\"),\"\",P154/'Lives scenario - input'!$F139),\"\")","v":""},{"$f":"IFERROR(IF(OR(Q154=\"\",'Lives scenario - input'!$F139=\"\"),\"\",Q154/'Lives scenario - input'!$F139),\"\")","v":""},{"$f":"IFERROR(IF(OR(R154=\"\",'Lives scenario - input'!$F139=\"\"),\"\",R154/'Lives scenario - input'!$F139),\"\")","v":""},{"$f":"IFERROR(IF(OR(S154=\"\",'Lives scenario - input'!$F139=\"\"),\"\",S154/'Lives scenario - input'!$F139),\"\")","v":""},{"$f":"IFERROR(IF(OR(T154=\"\",'Lives scenario - input'!$F139=\"\"),\"\",T154/'Lives scenario - input'!$F139),\"\")","v":""},{"$f":"IFERROR(IF(OR(U154=\"\",'Lives scenario - input'!$F139=\"\"),\"\",U154/'Lives scenario - input'!$F139),\"\")","v":""},{"$f":"IFERROR(IF(OR(V154=\"\",'Lives scenario - input'!$F139=\"\"),\"\",V154/'Lives scenario - input'!$F139),\"\")","v":""},{"$f":"IFERROR(IF(OR(W154=\"\",'Lives scenario - input'!$F139=\"\"),\"\",W154/'Lives scenario - input'!$F139),\"\")","v":""}]
[{"$f":"IFERROR('Lives scenario - input'!A140,\"\")","v":""},{"$f":"IFERROR('Lives scenario - input'!B140,\"\")","v":""},{"$f":"IFERROR('Lives scenario - input'!C140,\"\")","v":""},{"$f":"IFERROR(repcalc('Lives scenario - input'!$CX140:$GJ140,'Lives scenario - input'!$I140,'Lives scenario - input'!$G140,'Lives scenario - input'!$H140,20,TRUE,TRUE),\"\")","v":""},"","","","","","","","","","","","","","","","","","","",{"$f":"IFERROR(IF(OR(D155=\"\",'Lives scenario - input'!$F140=\"\"),\"\",D155/'Lives scenario - input'!$F140),\"\")","v":""},{"$f":"IFERROR(IF(OR(E155=\"\",'Lives scenario - input'!$F140=\"\"),\"\",E155/'Lives scenario - input'!$F140),\"\")","v":""},{"$f":"IFERROR(IF(OR(F155=\"\",'Lives scenario - input'!$F140=\"\"),\"\",F155/'Lives scenario - input'!$F140),\"\")","v":""},{"$f":"IFERROR(IF(OR(G155=\"\",'Lives scenario - input'!$F140=\"\"),\"\",G155/'Lives scenario - input'!$F140),\"\")","v":""},{"$f":"IFERROR(IF(OR(H155=\"\",'Lives scenario - input'!$F140=\"\"),\"\",H155/'Lives scenario - input'!$F140),\"\")","v":""},{"$f":"IFERROR(IF(OR(I155=\"\",'Lives scenario - input'!$F140=\"\"),\"\",I155/'Lives scenario - input'!$F140),\"\")","v":""},{"$f":"IFERROR(IF(OR(J155=\"\",'Lives scenario - input'!$F140=\"\"),\"\",J155/'Lives scenario - input'!$F140),\"\")","v":""},{"$f":"IFERROR(IF(OR(K155=\"\",'Lives scenario - input'!$F140=\"\"),\"\",K155/'Lives scenario - input'!$F140),\"\")","v":""},{"$f":"IFERROR(IF(OR(L155=\"\",'Lives scenario - input'!$F140=\"\"),\"\",L155/'Lives scenario - input'!$F140),\"\")","v":""},{"$f":"IFERROR(IF(OR(M155=\"\",'Lives scenario - input'!$F140=\"\"),\"\",M155/'Lives scenario - input'!$F140),\"\")","v":""},{"$f":"IFERROR(IF(OR(N155=\"\",'Lives scenario - input'!$F140=\"\"),\"\",N155/'Lives scenario - input'!$F140),\"\")","v":""},{"$f":"IFERROR(IF(OR(O155=\"\",'Lives scenario - input'!$F140=\"\"),\"\",O155/'Lives scenario - input'!$F140),\"\")","v":""},{"$f":"IFERROR(IF(OR(P155=\"\",'Lives scenario - input'!$F140=\"\"),\"\",P155/'Lives scenario - input'!$F140),\"\")","v":""},{"$f":"IFERROR(IF(OR(Q155=\"\",'Lives scenario - input'!$F140=\"\"),\"\",Q155/'Lives scenario - input'!$F140),\"\")","v":""},{"$f":"IFERROR(IF(OR(R155=\"\",'Lives scenario - input'!$F140=\"\"),\"\",R155/'Lives scenario - input'!$F140),\"\")","v":""},{"$f":"IFERROR(IF(OR(S155=\"\",'Lives scenario - input'!$F140=\"\"),\"\",S155/'Lives scenario - input'!$F140),\"\")","v":""},{"$f":"IFERROR(IF(OR(T155=\"\",'Lives scenario - input'!$F140=\"\"),\"\",T155/'Lives scenario - input'!$F140),\"\")","v":""},{"$f":"IFERROR(IF(OR(U155=\"\",'Lives scenario - input'!$F140=\"\"),\"\",U155/'Lives scenario - input'!$F140),\"\")","v":""},{"$f":"IFERROR(IF(OR(V155=\"\",'Lives scenario - input'!$F140=\"\"),\"\",V155/'Lives scenario - input'!$F140),\"\")","v":""},{"$f":"IFERROR(IF(OR(W155=\"\",'Lives scenario - input'!$F140=\"\"),\"\",W155/'Lives scenario - input'!$F140),\"\")","v":""}]
[{"$f":"IFERROR('Lives scenario - input'!A141,\"\")","v":""},{"$f":"IFERROR('Lives scenario - input'!B141,\"\")","v":""},{"$f":"IFERROR('Lives scenario - input'!C141,\"\")","v":""},{"$f":"IFERROR(repcalc('Lives scenario - input'!$CX141:$GJ141,'Lives scenario - input'!$I141,'Lives scenario - input'!$G141,'Lives scenario - input'!$H141,20,TRUE,TRUE),\"\")","v":""},"","","","","","","","","","","","","","","","","","","",{"$f":"IFERROR(IF(OR(D156=\"\",'Lives scenario - input'!$F141=\"\"),\"\",D156/'Lives scenario - input'!$F141),\"\")","v":""},{"$f":"IFERROR(IF(OR(E156=\"\",'Lives scenario - input'!$F141=\"\"),\"\",E156/'Lives scenario - input'!$F141),\"\")","v":""},{"$f":"IFERROR(IF(OR(F156=\"\",'Lives scenario - input'!$F141=\"\"),\"\",F156/'Lives scenario - input'!$F141),\"\")","v":""},{"$f":"IFERROR(IF(OR(G156=\"\",'Lives scenario - input'!$F141=\"\"),\"\",G156/'Lives scenario - input'!$F141),\"\")","v":""},{"$f":"IFERROR(IF(OR(H156=\"\",'Lives scenario - input'!$F141=\"\"),\"\",H156/'Lives scenario - input'!$F141),\"\")","v":""},{"$f":"IFERROR(IF(OR(I156=\"\",'Lives scenario - input'!$F141=\"\"),\"\",I156/'Lives scenario - input'!$F141),\"\")","v":""},{"$f":"IFERROR(IF(OR(J156=\"\",'Lives scenario - input'!$F141=\"\"),\"\",J156/'Lives scenario - input'!$F141),\"\")","v":""},{"$f":"IFERROR(IF(OR(K156=\"\",'Lives scenario - input'!$F141=\"\"),\"\",K156/'Lives scenario - input'!$F141),\"\")","v":""},{"$f":"IFERROR(IF(OR(L156=\"\",'Lives scenario - input'!$F141=\"\"),\"\",L156/'Lives scenario - input'!$F141),\"\")","v":""},{"$f":"IFERROR(IF(OR(M156=\"\",'Lives scenario - input'!$F141=\"\"),\"\",M156/'Lives scenario - input'!$F141),\"\")","v":""},{"$f":"IFERROR(IF(OR(N156=\"\",'Lives scenario - input'!$F141=\"\"),\"\",N156/'Lives scenario - input'!$F141),\"\")","v":""},{"$f":"IFERROR(IF(OR(O156=\"\",'Lives scenario - input'!$F141=\"\"),\"\",O156/'Lives scenario - input'!$F141),\"\")","v":""},{"$f":"IFERROR(IF(OR(P156=\"\",'Lives scenario - input'!$F141=\"\"),\"\",P156/'Lives scenario - input'!$F141),\"\")","v":""},{"$f":"IFERROR(IF(OR(Q156=\"\",'Lives scenario - input'!$F141=\"\"),\"\",Q156/'Lives scenario - input'!$F141),\"\")","v":""},{"$f":"IFERROR(IF(OR(R156=\"\",'Lives scenario - input'!$F141=\"\"),\"\",R156/'Lives scenario - input'!$F141),\"\")","v":""},{"$f":"IFERROR(IF(OR(S156=\"\",'Lives scenario - input'!$F141=\"\"),\"\",S156/'Lives scenario - input'!$F141),\"\")","v":""},{"$f":"IFERROR(IF(OR(T156=\"\",'Lives scenario - input'!$F141=\"\"),\"\",T156/'Lives scenario - input'!$F141),\"\")","v":""},{"$f":"IFERROR(IF(OR(U156=\"\",'Lives scenario - input'!$F141=\"\"),\"\",U156/'Lives scenario - input'!$F141),\"\")","v":""},{"$f":"IFERROR(IF(OR(V156=\"\",'Lives scenario - input'!$F141=\"\"),\"\",V156/'Lives scenario - input'!$F141),\"\")","v":""},{"$f":"IFERROR(IF(OR(W156=\"\",'Lives scenario - input'!$F141=\"\"),\"\",W156/'Lives scenario - input'!$F141),\"\")","v":""}]
[{"$f":"IFERROR('Lives scenario - input'!A142,\"\")","v":""},{"$f":"IFERROR('Lives scenario - input'!B142,\"\")","v":""},{"$f":"IFERROR('Lives scenario - input'!C142,\"\")","v":""},{"$f":"IFERROR(repcalc('Lives scenario - input'!$CX142:$GJ142,'Lives scenario - input'!$I142,'Lives scenario - input'!$G142,'Lives scenario - input'!$H142,20,TRUE,TRUE),\"\")","v":""},"","","","","","","","","","","","","","","","","","","",{"$f":"IFERROR(IF(OR(D157=\"\",'Lives scenario - input'!$F142=\"\"),\"\",D157/'Lives scenario - input'!$F142),\"\")","v":""},{"$f":"IFERROR(IF(OR(E157=\"\",'Lives scenario - input'!$F142=\"\"),\"\",E157/'Lives scenario - input'!$F142),\"\")","v":""},{"$f":"IFERROR(IF(OR(F157=\"\",'Lives scenario - input'!$F142=\"\"),\"\",F157/'Lives scenario - input'!$F142),\"\")","v":""},{"$f":"IFERROR(IF(OR(G157=\"\",'Lives scenario - input'!$F142=\"\"),\"\",G157/'Lives scenario - input'!$F142),\"\")","v":""},{"$f":"IFERROR(IF(OR(H157=\"\",'Lives scenario - input'!$F142=\"\"),\"\",H157/'Lives scenario - input'!$F142),\"\")","v":""},{"$f":"IFERROR(IF(OR(I157=\"\",'Lives scenario - input'!$F142=\"\"),\"\",I157/'Lives scenario - input'!$F142),\"\")","v":""},{"$f":"IFERROR(IF(OR(J157=\"\",'Lives scenario - input'!$F142=\"\"),\"\",J157/'Lives scenario - input'!$F142),\"\")","v":""},{"$f":"IFERROR(IF(OR(K157=\"\",'Lives scenario - input'!$F142=\"\"),\"\",K157/'Lives scenario - input'!$F142),\"\")","v":""},{"$f":"IFERROR(IF(OR(L157=\"\",'Lives scenario - input'!$F142=\"\"),\"\",L157/'Lives scenario - input'!$F142),\"\")","v":""},{"$f":"IFERROR(IF(OR(M157=\"\",'Lives scenario - input'!$F142=\"\"),\"\",M157/'Lives scenario - input'!$F142),\"\")","v":""},{"$f":"IFERROR(IF(OR(N157=\"\",'Lives scenario - input'!$F142=\"\"),\"\",N157/'Lives scenario - input'!$F142),\"\")","v":""},{"$f":"IFERROR(IF(OR(O157=\"\",'Lives scenario - input'!$F142=\"\"),\"\",O157/'Lives scenario - input'!$F142),\"\")","v":""},{"$f":"IFERROR(IF(OR(P157=\"\",'Lives scenario - input'!$F142=\"\"),\"\",P157/'Lives scenario - input'!$F142),\"\")","v":""},{"$f":"IFERROR(IF(OR(Q157=\"\",'Lives scenario - input'!$F142=\"\"),\"\",Q157/'Lives scenario - input'!$F142),\"\")","v":""},{"$f":"IFERROR(IF(OR(R157=\"\",'Lives scenario - input'!$F142=\"\"),\"\",R157/'Lives scenario - input'!$F142),\"\")","v":""},{"$f":"IFERROR(IF(OR(S157=\"\",'Lives scenario - input'!$F142=\"\"),\"\",S157/'Lives scenario - input'!$F142),\"\")","v":""},{"$f":"IFERROR(IF(OR(T157=\"\",'Lives scenario - input'!$F142=\"\"),\"\",T157/'Lives scenario - input'!$F142),\"\")","v":""},{"$f":"IFERROR(IF(OR(U157=\"\",'Lives scenario - input'!$F142=\"\"),\"\",U157/'Lives scenario - input'!$F142),\"\")","v":""},{"$f":"IFERROR(IF(OR(V157=\"\",'Lives scenario - input'!$F142=\"\"),\"\",V157/'Lives scenario - input'!$F142),\"\")","v":""},{"$f":"IFERROR(IF(OR(W157=\"\",'Lives scenario - input'!$F142=\"\"),\"\",W157/'Lives scenario - input'!$F142),\"\")","v":""}]
[{"$f":"IFERROR('Lives scenario - input'!A143,\"\")","v":""},{"$f":"IFERROR('Lives scenario - input'!B143,\"\")","v":""},{"$f":"IFERROR('Lives scenario - input'!C143,\"\")","v":""},{"$f":"IFERROR(repcalc('Lives scenario - input'!$CX143:$GJ143,'Lives scenario - input'!$I143,'Lives scenario - input'!$G143,'Lives scenario - input'!$H143,20,TRUE,TRUE),\"\")","v":""},"","","","","","","","","","","","","","","","","","","",{"$f":"IFERROR(IF(OR(D158=\"\",'Lives scenario - input'!$F143=\"\"),\"\",D158/'Lives scenario - input'!$F143),\"\")","v":""},{"$f":"IFERROR(IF(OR(E158=\"\",'Lives scenario - input'!$F143=\"\"),\"\",E158/'Lives scenario - input'!$F143),\"\")","v":""},{"$f":"IFERROR(IF(OR(F158=\"\",'Lives scenario - input'!$F143=\"\"),\"\",F158/'Lives scenario - input'!$F143),\"\")","v":""},{"$f":"IFERROR(IF(OR(G158=\"\",'Lives scenario - input'!$F143=\"\"),\"\",G158/'Lives scenario - input'!$F143),\"\")","v":""},{"$f":"IFERROR(IF(OR(H158=\"\",'Lives scenario - input'!$F143=\"\"),\"\",H158/'Lives scenario - input'!$F143),\"\")","v":""},{"$f":"IFERROR(IF(OR(I158=\"\",'Lives scenario - input'!$F143=\"\"),\"\",I158/'Lives scenario - input'!$F143),\"\")","v":""},{"$f":"IFERROR(IF(OR(J158=\"\",'Lives scenario - input'!$F143=\"\"),\"\",J158/'Lives scenario - input'!$F143),\"\")","v":""},{"$f":"IFERROR(IF(OR(K158=\"\",'Lives scenario - input'!$F143=\"\"),\"\",K158/'Lives scenario - input'!$F143),\"\")","v":""},{"$f":"IFERROR(IF(OR(L158=\"\",'Lives scenario - input'!$F143=\"\"),\"\",L158/'Lives scenario - input'!$F143),\"\")","v":""},{"$f":"IFERROR(IF(OR(M158=\"\",'Lives scenario - input'!$F143=\"\"),\"\",M158/'Lives scenario - input'!$F143),\"\")","v":""},{"$f":"IFERROR(IF(OR(N158=\"\",'Lives scenario - input'!$F143=\"\"),\"\",N158/'Lives scenario - input'!$F143),\"\")","v":""},{"$f":"IFERROR(IF(OR(O158=\"\",'Lives scenario - input'!$F143=\"\"),\"\",O158/'Lives scenario - input'!$F143),\"\")","v":""},{"$f":"IFERROR(IF(OR(P158=\"\",'Lives scenario - input'!$F143=\"\"),\"\",P158/'Lives scenario - input'!$F143),\"\")","v":""},{"$f":"IFERROR(IF(OR(Q158=\"\",'Lives scenario - input'!$F143=\"\"),\"\",Q158/'Lives scenario - input'!$F143),\"\")","v":""},{"$f":"IFERROR(IF(OR(R158=\"\",'Lives scenario - input'!$F143=\"\"),\"\",R158/'Lives scenario - input'!$F143),\"\")","v":""},{"$f":"IFERROR(IF(OR(S158=\"\",'Lives scenario - input'!$F143=\"\"),\"\",S158/'Lives scenario - input'!$F143),\"\")","v":""},{"$f":"IFERROR(IF(OR(T158=\"\",'Lives scenario - input'!$F143=\"\"),\"\",T158/'Lives scenario - input'!$F143),\"\")","v":""},{"$f":"IFERROR(IF(OR(U158=\"\",'Lives scenario - input'!$F143=\"\"),\"\",U158/'Lives scenario - input'!$F143),\"\")","v":""},{"$f":"IFERROR(IF(OR(V158=\"\",'Lives scenario - input'!$F143=\"\"),\"\",V158/'Lives scenario - input'!$F143),\"\")","v":""},{"$f":"IFERROR(IF(OR(W158=\"\",'Lives scenario - input'!$F143=\"\"),\"\",W158/'Lives scenario - input'!$F143),\"\")","v":""}]
[{"$f":"IFERROR('Lives scenario - input'!A144,\"\")","v":""},{"$f":"IFERROR('Lives scenario - input'!B144,\"\")","v":""},{"$f":"IFERROR('Lives scenario - input'!C144,\"\")","v":""},{"$f":"IFERROR(repcalc('Lives scenario - input'!$CX144:$GJ144,'Lives scenario - input'!$I144,'Lives scenario - input'!$G144,'Lives scenario - input'!$H144,20,TRUE,TRUE),\"\")","v":""},"","","","","","","","","","","","","","","","","","","",{"$f":"IFERROR(IF(OR(D159=\"\",'Lives scenario - input'!$F144=\"\"),\"\",D159/'Lives scenario - input'!$F144),\"\")","v":""},{"$f":"IFERROR(IF(OR(E159=\"\",'Lives scenario - input'!$F144=\"\"),\"\",E159/'Lives scenario - input'!$F144),\"\")","v":""},{"$f":"IFERROR(IF(OR(F159=\"\",'Lives scenario - input'!$F144=\"\"),\"\",F159/'Lives scenario - input'!$F144),\"\")","v":""},{"$f":"IFERROR(IF(OR(G159=\"\",'Lives scenario - input'!$F144=\"\"),\"\",G159/'Lives scenario - input'!$F144),\"\")","v":""},{"$f":"IFERROR(IF(OR(H159=\"\",'Lives scenario - input'!$F144=\"\"),\"\",H159/'Lives scenario - input'!$F144),\"\")","v":""},{"$f":"IFERROR(IF(OR(I159=\"\",'Lives scenario - input'!$F144=\"\"),\"\",I159/'Lives scenario - input'!$F144),\"\")","v":""},{"$f":"IFERROR(IF(OR(J159=\"\",'Lives scenario - input'!$F144=\"\"),\"\",J159/'Lives scenario - input'!$F144),\"\")","v":""},{"$f":"IFERROR(IF(OR(K159=\"\",'Lives scenario - input'!$F144=\"\"),\"\",K159/'Lives scenario - input'!$F144),\"\")","v":""},{"$f":"IFERROR(IF(OR(L159=\"\",'Lives scenario - input'!$F144=\"\"),\"\",L159/'Lives scenario - input'!$F144),\"\")","v":""},{"$f":"IFERROR(IF(OR(M159=\"\",'Lives scenario - input'!$F144=\"\"),\"\",M159/'Lives scenario - input'!$F144),\"\")","v":""},{"$f":"IFERROR(IF(OR(N159=\"\",'Lives scenario - input'!$F144=\"\"),\"\",N159/'Lives scenario - input'!$F144),\"\")","v":""},{"$f":"IFERROR(IF(OR(O159=\"\",'Lives scenario - input'!$F144=\"\"),\"\",O159/'Lives scenario - input'!$F144),\"\")","v":""},{"$f":"IFERROR(IF(OR(P159=\"\",'Lives scenario - input'!$F144=\"\"),\"\",P159/'Lives scenario - input'!$F144),\"\")","v":""},{"$f":"IFERROR(IF(OR(Q159=\"\",'Lives scenario - input'!$F144=\"\"),\"\",Q159/'Lives scenario - input'!$F144),\"\")","v":""},{"$f":"IFERROR(IF(OR(R159=\"\",'Lives scenario - input'!$F144=\"\"),\"\",R159/'Lives scenario - input'!$F144),\"\")","v":""},{"$f":"IFERROR(IF(OR(S159=\"\",'Lives scenario - input'!$F144=\"\"),\"\",S159/'Lives scenario - input'!$F144),\"\")","v":""},{"$f":"IFERROR(IF(OR(T159=\"\",'Lives scenario - input'!$F144=\"\"),\"\",T159/'Lives scenario - input'!$F144),\"\")","v":""},{"$f":"IFERROR(IF(OR(U159=\"\",'Lives scenario - input'!$F144=\"\"),\"\",U159/'Lives scenario - input'!$F144),\"\")","v":""},{"$f":"IFERROR(IF(OR(V159=\"\",'Lives scenario - input'!$F144=\"\"),\"\",V159/'Lives scenario - input'!$F144),\"\")","v":""},{"$f":"IFERROR(IF(OR(W159=\"\",'Lives scenario - input'!$F144=\"\"),\"\",W159/'Lives scenario - input'!$F144),\"\")","v":""}]
[{"$f":"IFERROR('Lives scenario - input'!A145,\"\")","v":""},{"$f":"IFERROR('Lives scenario - input'!B145,\"\")","v":""},{"$f":"IFERROR('Lives scenario - input'!C145,\"\")","v":""},{"$f":"IFERROR(repcalc('Lives scenario - input'!$CX145:$GJ145,'Lives scenario - input'!$I145,'Lives scenario - input'!$G145,'Lives scenario - input'!$H145,20,TRUE,TRUE),\"\")","v":""},"","","","","","","","","","","","","","","","","","","",{"$f":"IFERROR(IF(OR(D160=\"\",'Lives scenario - input'!$F145=\"\"),\"\",D160/'Lives scenario - input'!$F145),\"\")","v":""},{"$f":"IFERROR(IF(OR(E160=\"\",'Lives scenario - input'!$F145=\"\"),\"\",E160/'Lives scenario - input'!$F145),\"\")","v":""},{"$f":"IFERROR(IF(OR(F160=\"\",'Lives scenario - input'!$F145=\"\"),\"\",F160/'Lives scenario - input'!$F145),\"\")","v":""},{"$f":"IFERROR(IF(OR(G160=\"\",'Lives scenario - input'!$F145=\"\"),\"\",G160/'Lives scenario - input'!$F145),\"\")","v":""},{"$f":"IFERROR(IF(OR(H160=\"\",'Lives scenario - input'!$F145=\"\"),\"\",H160/'Lives scenario - input'!$F145),\"\")","v":""},{"$f":"IFERROR(IF(OR(I160=\"\",'Lives scenario - input'!$F145=\"\"),\"\",I160/'Lives scenario - input'!$F145),\"\")","v":""},{"$f":"IFERROR(IF(OR(J160=\"\",'Lives scenario - input'!$F145=\"\"),\"\",J160/'Lives scenario - input'!$F145),\"\")","v":""},{"$f":"IFERROR(IF(OR(K160=\"\",'Lives scenario - input'!$F145=\"\"),\"\",K160/'Lives scenario - input'!$F145),\"\")","v":""},{"$f":"IFERROR(IF(OR(L160=\"\",'Lives scenario - input'!$F145=\"\"),\"\",L160/'Lives scenario - input'!$F145),\"\")","v":""},{"$f":"IFERROR(IF(OR(M160=\"\",'Lives scenario - input'!$F145=\"\"),\"\",M160/'Lives scenario - input'!$F145),\"\")","v":""},{"$f":"IFERROR(IF(OR(N160=\"\",'Lives scenario - input'!$F145=\"\"),\"\",N160/'Lives scenario - input'!$F145),\"\")","v":""},{"$f":"IFERROR(IF(OR(O160=\"\",'Lives scenario - input'!$F145=\"\"),\"\",O160/'Lives scenario - input'!$F145),\"\")","v":""},{"$f":"IFERROR(IF(OR(P160=\"\",'Lives scenario - input'!$F145=\"\"),\"\",P160/'Lives scenario - input'!$F145),\"\")","v":""},{"$f":"IFERROR(IF(OR(Q160=\"\",'Lives scenario - input'!$F145=\"\"),\"\",Q160/'Lives scenario - input'!$F145),\"\")","v":""},{"$f":"IFERROR(IF(OR(R160=\"\",'Lives scenario - input'!$F145=\"\"),\"\",R160/'Lives scenario - input'!$F145),\"\")","v":""},{"$f":"IFERROR(IF(OR(S160=\"\",'Lives scenario - input'!$F145=\"\"),\"\",S160/'Lives scenario - input'!$F145),\"\")","v":""},{"$f":"IFERROR(IF(OR(T160=\"\",'Lives scenario - input'!$F145=\"\"),\"\",T160/'Lives scenario - input'!$F145),\"\")","v":""},{"$f":"IFERROR(IF(OR(U160=\"\",'Lives scenario - input'!$F145=\"\"),\"\",U160/'Lives scenario - input'!$F145),\"\")","v":""},{"$f":"IFERROR(IF(OR(V160=\"\",'Lives scenario - input'!$F145=\"\"),\"\",V160/'Lives scenario - input'!$F145),\"\")","v":""},{"$f":"IFERROR(IF(OR(W160=\"\",'Lives scenario - input'!$F145=\"\"),\"\",W160/'Lives scenario - input'!$F145),\"\")","v":""}]
[{"$f":"IFERROR('Lives scenario - input'!A146,\"\")","v":""},{"$f":"IFERROR('Lives scenario - input'!B146,\"\")","v":""},{"$f":"IFERROR('Lives scenario - input'!C146,\"\")","v":""},{"$f":"IFERROR(repcalc('Lives scenario - input'!$CX146:$GJ146,'Lives scenario - input'!$I146,'Lives scenario - input'!$G146,'Lives scenario - input'!$H146,20,TRUE,TRUE),\"\")","v":""},"","","","","","","","","","","","","","","","","","","",{"$f":"IFERROR(IF(OR(D161=\"\",'Lives scenario - input'!$F146=\"\"),\"\",D161/'Lives scenario - input'!$F146),\"\")","v":""},{"$f":"IFERROR(IF(OR(E161=\"\",'Lives scenario - input'!$F146=\"\"),\"\",E161/'Lives scenario - input'!$F146),\"\")","v":""},{"$f":"IFERROR(IF(OR(F161=\"\",'Lives scenario - input'!$F146=\"\"),\"\",F161/'Lives scenario - input'!$F146),\"\")","v":""},{"$f":"IFERROR(IF(OR(G161=\"\",'Lives scenario - input'!$F146=\"\"),\"\",G161/'Lives scenario - input'!$F146),\"\")","v":""},{"$f":"IFERROR(IF(OR(H161=\"\",'Lives scenario - input'!$F146=\"\"),\"\",H161/'Lives scenario - input'!$F146),\"\")","v":""},{"$f":"IFERROR(IF(OR(I161=\"\",'Lives scenario - input'!$F146=\"\"),\"\",I161/'Lives scenario - input'!$F146),\"\")","v":""},{"$f":"IFERROR(IF(OR(J161=\"\",'Lives scenario - input'!$F146=\"\"),\"\",J161/'Lives scenario - input'!$F146),\"\")","v":""},{"$f":"IFERROR(IF(OR(K161=\"\",'Lives scenario - input'!$F146=\"\"),\"\",K161/'Lives scenario - input'!$F146),\"\")","v":""},{"$f":"IFERROR(IF(OR(L161=\"\",'Lives scenario - input'!$F146=\"\"),\"\",L161/'Lives scenario - input'!$F146),\"\")","v":""},{"$f":"IFERROR(IF(OR(M161=\"\",'Lives scenario - input'!$F146=\"\"),\"\",M161/'Lives scenario - input'!$F146),\"\")","v":""},{"$f":"IFERROR(IF(OR(N161=\"\",'Lives scenario - input'!$F146=\"\"),\"\",N161/'Lives scenario - input'!$F146),\"\")","v":""},{"$f":"IFERROR(IF(OR(O161=\"\",'Lives scenario - input'!$F146=\"\"),\"\",O161/'Lives scenario - input'!$F146),\"\")","v":""},{"$f":"IFERROR(IF(OR(P161=\"\",'Lives scenario - input'!$F146=\"\"),\"\",P161/'Lives scenario - input'!$F146),\"\")","v":""},{"$f":"IFERROR(IF(OR(Q161=\"\",'Lives scenario - input'!$F146=\"\"),\"\",Q161/'Lives scenario - input'!$F146),\"\")","v":""},{"$f":"IFERROR(IF(OR(R161=\"\",'Lives scenario - input'!$F146=\"\"),\"\",R161/'Lives scenario - input'!$F146),\"\")","v":""},{"$f":"IFERROR(IF(OR(S161=\"\",'Lives scenario - input'!$F146=\"\"),\"\",S161/'Lives scenario - input'!$F146),\"\")","v":""},{"$f":"IFERROR(IF(OR(T161=\"\",'Lives scenario - input'!$F146=\"\"),\"\",T161/'Lives scenario - input'!$F146),\"\")","v":""},{"$f":"IFERROR(IF(OR(U161=\"\",'Lives scenario - input'!$F146=\"\"),\"\",U161/'Lives scenario - input'!$F146),\"\")","v":""},{"$f":"IFERROR(IF(OR(V161=\"\",'Lives scenario - input'!$F146=\"\"),\"\",V161/'Lives scenario - input'!$F146),\"\")","v":""},{"$f":"IFERROR(IF(OR(W161=\"\",'Lives scenario - input'!$F146=\"\"),\"\",W161/'Lives scenario - input'!$F146),\"\")","v":""}]
[{"$f":"IFERROR('Lives scenario - input'!A147,\"\")","v":""},{"$f":"IFERROR('Lives scenario - input'!B147,\"\")","v":""},{"$f":"IFERROR('Lives scenario - input'!C147,\"\")","v":""},{"$f":"IFERROR(repcalc('Lives scenario - input'!$CX147:$GJ147,'Lives scenario - input'!$I147,'Lives scenario - input'!$G147,'Lives scenario - input'!$H147,20,TRUE,TRUE),\"\")","v":""},"","","","","","","","","","","","","","","","","","","",{"$f":"IFERROR(IF(OR(D162=\"\",'Lives scenario - input'!$F147=\"\"),\"\",D162/'Lives scenario - input'!$F147),\"\")","v":""},{"$f":"IFERROR(IF(OR(E162=\"\",'Lives scenario - input'!$F147=\"\"),\"\",E162/'Lives scenario - input'!$F147),\"\")","v":""},{"$f":"IFERROR(IF(OR(F162=\"\",'Lives scenario - input'!$F147=\"\"),\"\",F162/'Lives scenario - input'!$F147),\"\")","v":""},{"$f":"IFERROR(IF(OR(G162=\"\",'Lives scenario - input'!$F147=\"\"),\"\",G162/'Lives scenario - input'!$F147),\"\")","v":""},{"$f":"IFERROR(IF(OR(H162=\"\",'Lives scenario - input'!$F147=\"\"),\"\",H162/'Lives scenario - input'!$F147),\"\")","v":""},{"$f":"IFERROR(IF(OR(I162=\"\",'Lives scenario - input'!$F147=\"\"),\"\",I162/'Lives scenario - input'!$F147),\"\")","v":""},{"$f":"IFERROR(IF(OR(J162=\"\",'Lives scenario - input'!$F147=\"\"),\"\",J162/'Lives scenario - input'!$F147),\"\")","v":""},{"$f":"IFERROR(IF(OR(K162=\"\",'Lives scenario - input'!$F147=\"\"),\"\",K162/'Lives scenario - input'!$F147),\"\")","v":""},{"$f":"IFERROR(IF(OR(L162=\"\",'Lives scenario - input'!$F147=\"\"),\"\",L162/'Lives scenario - input'!$F147),\"\")","v":""},{"$f":"IFERROR(IF(OR(M162=\"\",'Lives scenario - input'!$F147=\"\"),\"\",M162/'Lives scenario - input'!$F147),\"\")","v":""},{"$f":"IFERROR(IF(OR(N162=\"\",'Lives scenario - input'!$F147=\"\"),\"\",N162/'Lives scenario - input'!$F147),\"\")","v":""},{"$f":"IFERROR(IF(OR(O162=\"\",'Lives scenario - input'!$F147=\"\"),\"\",O162/'Lives scenario - input'!$F147),\"\")","v":""},{"$f":"IFERROR(IF(OR(P162=\"\",'Lives scenario - input'!$F147=\"\"),\"\",P162/'Lives scenario - input'!$F147),\"\")","v":""},{"$f":"IFERROR(IF(OR(Q162=\"\",'Lives scenario - input'!$F147=\"\"),\"\",Q162/'Lives scenario - input'!$F147),\"\")","v":""},{"$f":"IFERROR(IF(OR(R162=\"\",'Lives scenario - input'!$F147=\"\"),\"\",R162/'Lives scenario - input'!$F147),\"\")","v":""},{"$f":"IFERROR(IF(OR(S162=\"\",'Lives scenario - input'!$F147=\"\"),\"\",S162/'Lives scenario - input'!$F147),\"\")","v":""},{"$f":"IFERROR(IF(OR(T162=\"\",'Lives scenario - input'!$F147=\"\"),\"\",T162/'Lives scenario - input'!$F147),\"\")","v":""},{"$f":"IFERROR(IF(OR(U162=\"\",'Lives scenario - input'!$F147=\"\"),\"\",U162/'Lives scenario - input'!$F147),\"\")","v":""},{"$f":"IFERROR(IF(OR(V162=\"\",'Lives scenario - input'!$F147=\"\"),\"\",V162/'Lives scenario - input'!$F147),\"\")","v":""},{"$f":"IFERROR(IF(OR(W162=\"\",'Lives scenario - input'!$F147=\"\"),\"\",W162/'Lives scenario - input'!$F147),\"\")","v":""}]
[{"$f":"IFERROR('Lives scenario - input'!A148,\"\")","v":""},{"$f":"IFERROR('Lives scenario - input'!B148,\"\")","v":""},{"$f":"IFERROR('Lives scenario - input'!C148,\"\")","v":""},{"$f":"IFERROR(repcalc('Lives scenario - input'!$CX148:$GJ148,'Lives scenario - input'!$I148,'Lives scenario - input'!$G148,'Lives scenario - input'!$H148,20,TRUE,TRUE),\"\")","v":""},"","","","","","","","","","","","","","","","","","","",{"$f":"IFERROR(IF(OR(D163=\"\",'Lives scenario - input'!$F148=\"\"),\"\",D163/'Lives scenario - input'!$F148),\"\")","v":""},{"$f":"IFERROR(IF(OR(E163=\"\",'Lives scenario - input'!$F148=\"\"),\"\",E163/'Lives scenario - input'!$F148),\"\")","v":""},{"$f":"IFERROR(IF(OR(F163=\"\",'Lives scenario - input'!$F148=\"\"),\"\",F163/'Lives scenario - input'!$F148),\"\")","v":""},{"$f":"IFERROR(IF(OR(G163=\"\",'Lives scenario - input'!$F148=\"\"),\"\",G163/'Lives scenario - input'!$F148),\"\")","v":""},{"$f":"IFERROR(IF(OR(H163=\"\",'Lives scenario - input'!$F148=\"\"),\"\",H163/'Lives scenario - input'!$F148),\"\")","v":""},{"$f":"IFERROR(IF(OR(I163=\"\",'Lives scenario - input'!$F148=\"\"),\"\",I163/'Lives scenario - input'!$F148),\"\")","v":""},{"$f":"IFERROR(IF(OR(J163=\"\",'Lives scenario - input'!$F148=\"\"),\"\",J163/'Lives scenario - input'!$F148),\"\")","v":""},{"$f":"IFERROR(IF(OR(K163=\"\",'Lives scenario - input'!$F148=\"\"),\"\",K163/'Lives scenario - input'!$F148),\"\")","v":""},{"$f":"IFERROR(IF(OR(L163=\"\",'Lives scenario - input'!$F148=\"\"),\"\",L163/'Lives scenario - input'!$F148),\"\")","v":""},{"$f":"IFERROR(IF(OR(M163=\"\",'Lives scenario - input'!$F148=\"\"),\"\",M163/'Lives scenario - input'!$F148),\"\")","v":""},{"$f":"IFERROR(IF(OR(N163=\"\",'Lives scenario - input'!$F148=\"\"),\"\",N163/'Lives scenario - input'!$F148),\"\")","v":""},{"$f":"IFERROR(IF(OR(O163=\"\",'Lives scenario - input'!$F148=\"\"),\"\",O163/'Lives scenario - input'!$F148),\"\")","v":""},{"$f":"IFERROR(IF(OR(P163=\"\",'Lives scenario - input'!$F148=\"\"),\"\",P163/'Lives scenario - input'!$F148),\"\")","v":""},{"$f":"IFERROR(IF(OR(Q163=\"\",'Lives scenario - input'!$F148=\"\"),\"\",Q163/'Lives scenario - input'!$F148),\"\")","v":""},{"$f":"IFERROR(IF(OR(R163=\"\",'Lives scenario - input'!$F148=\"\"),\"\",R163/'Lives scenario - input'!$F148),\"\")","v":""},{"$f":"IFERROR(IF(OR(S163=\"\",'Lives scenario - input'!$F148=\"\"),\"\",S163/'Lives scenario - input'!$F148),\"\")","v":""},{"$f":"IFERROR(IF(OR(T163=\"\",'Lives scenario - input'!$F148=\"\"),\"\",T163/'Lives scenario - input'!$F148),\"\")","v":""},{"$f":"IFERROR(IF(OR(U163=\"\",'Lives scenario - input'!$F148=\"\"),\"\",U163/'Lives scenario - input'!$F148),\"\")","v":""},{"$f":"IFERROR(IF(OR(V163=\"\",'Lives scenario - input'!$F148=\"\"),\"\",V163/'Lives scenario - input'!$F148),\"\")","v":""},{"$f":"IFERROR(IF(OR(W163=\"\",'Lives scenario - input'!$F148=\"\"),\"\",W163/'Lives scenario - input'!$F148),\"\")","v":""}]
[{"$f":"IFERROR('Lives scenario - input'!A149,\"\")","v":""},{"$f":"IFERROR('Lives scenario - input'!B149,\"\")","v":""},{"$f":"IFERROR('Lives scenario - input'!C149,\"\")","v":""},{"$f":"IFERROR(repcalc('Lives scenario - input'!$CX149:$GJ149,'Lives scenario - input'!$I149,'Lives scenario - input'!$G149,'Lives scenario - input'!$H149,20,TRUE,TRUE),\"\")","v":""},"","","","","","","","","","","","","","","","","","","",{"$f":"IFERROR(IF(OR(D164=\"\",'Lives scenario - input'!$F149=\"\"),\"\",D164/'Lives scenario - input'!$F149),\"\")","v":""},{"$f":"IFERROR(IF(OR(E164=\"\",'Lives scenario - input'!$F149=\"\"),\"\",E164/'Lives scenario - input'!$F149),\"\")","v":""},{"$f":"IFERROR(IF(OR(F164=\"\",'Lives scenario - input'!$F149=\"\"),\"\",F164/'Lives scenario - input'!$F149),\"\")","v":""},{"$f":"IFERROR(IF(OR(G164=\"\",'Lives scenario - input'!$F149=\"\"),\"\",G164/'Lives scenario - input'!$F149),\"\")","v":""},{"$f":"IFERROR(IF(OR(H164=\"\",'Lives scenario - input'!$F149=\"\"),\"\",H164/'Lives scenario - input'!$F149),\"\")","v":""},{"$f":"IFERROR(IF(OR(I164=\"\",'Lives scenario - input'!$F149=\"\"),\"\",I164/'Lives scenario - input'!$F149),\"\")","v":""},{"$f":"IFERROR(IF(OR(J164=\"\",'Lives scenario - input'!$F149=\"\"),\"\",J164/'Lives scenario - input'!$F149),\"\")","v":""},{"$f":"IFERROR(IF(OR(K164=\"\",'Lives scenario - input'!$F149=\"\"),\"\",K164/'Lives scenario - input'!$F149),\"\")","v":""},{"$f":"IFERROR(IF(OR(L164=\"\",'Lives scenario - input'!$F149=\"\"),\"\",L164/'Lives scenario - input'!$F149),\"\")","v":""},{"$f":"IFERROR(IF(OR(M164=\"\",'Lives scenario - input'!$F149=\"\"),\"\",M164/'Lives scenario - input'!$F149),\"\")","v":""},{"$f":"IFERROR(IF(OR(N164=\"\",'Lives scenario - input'!$F149=\"\"),\"\",N164/'Lives scenario - input'!$F149),\"\")","v":""},{"$f":"IFERROR(IF(OR(O164=\"\",'Lives scenario - input'!$F149=\"\"),\"\",O164/'Lives scenario - input'!$F149),\"\")","v":""},{"$f":"IFERROR(IF(OR(P164=\"\",'Lives scenario - input'!$F149=\"\"),\"\",P164/'Lives scenario - input'!$F149),\"\")","v":""},{"$f":"IFERROR(IF(OR(Q164=\"\",'Lives scenario - input'!$F149=\"\"),\"\",Q164/'Lives scenario - input'!$F149),\"\")","v":""},{"$f":"IFERROR(IF(OR(R164=\"\",'Lives scenario - input'!$F149=\"\"),\"\",R164/'Lives scenario - input'!$F149),\"\")","v":""},{"$f":"IFERROR(IF(OR(S164=\"\",'Lives scenario - input'!$F149=\"\"),\"\",S164/'Lives scenario - input'!$F149),\"\")","v":""},{"$f":"IFERROR(IF(OR(T164=\"\",'Lives scenario - input'!$F149=\"\"),\"\",T164/'Lives scenario - input'!$F149),\"\")","v":""},{"$f":"IFERROR(IF(OR(U164=\"\",'Lives scenario - input'!$F149=\"\"),\"\",U164/'Lives scenario - input'!$F149),\"\")","v":""},{"$f":"IFERROR(IF(OR(V164=\"\",'Lives scenario - input'!$F149=\"\"),\"\",V164/'Lives scenario - input'!$F149),\"\")","v":""},{"$f":"IFERROR(IF(OR(W164=\"\",'Lives scenario - input'!$F149=\"\"),\"\",W164/'Lives scenario - input'!$F149),\"\")","v":""}]
[{"$f":"IFERROR('Lives scenario - input'!A150,\"\")","v":""},{"$f":"IFERROR('Lives scenario - input'!B150,\"\")","v":""},{"$f":"IFERROR('Lives scenario - input'!C150,\"\")","v":""},{"$f":"IFERROR(repcalc('Lives scenario - input'!$CX150:$GJ150,'Lives scenario - input'!$I150,'Lives scenario - input'!$G150,'Lives scenario - input'!$H150,20,TRUE,TRUE),\"\")","v":""},"","","","","","","","","","","","","","","","","","","",{"$f":"IFERROR(IF(OR(D165=\"\",'Lives scenario - input'!$F150=\"\"),\"\",D165/'Lives scenario - input'!$F150),\"\")","v":""},{"$f":"IFERROR(IF(OR(E165=\"\",'Lives scenario - input'!$F150=\"\"),\"\",E165/'Lives scenario - input'!$F150),\"\")","v":""},{"$f":"IFERROR(IF(OR(F165=\"\",'Lives scenario - input'!$F150=\"\"),\"\",F165/'Lives scenario - input'!$F150),\"\")","v":""},{"$f":"IFERROR(IF(OR(G165=\"\",'Lives scenario - input'!$F150=\"\"),\"\",G165/'Lives scenario - input'!$F150),\"\")","v":""},{"$f":"IFERROR(IF(OR(H165=\"\",'Lives scenario - input'!$F150=\"\"),\"\",H165/'Lives scenario - input'!$F150),\"\")","v":""},{"$f":"IFERROR(IF(OR(I165=\"\",'Lives scenario - input'!$F150=\"\"),\"\",I165/'Lives scenario - input'!$F150),\"\")","v":""},{"$f":"IFERROR(IF(OR(J165=\"\",'Lives scenario - input'!$F150=\"\"),\"\",J165/'Lives scenario - input'!$F150),\"\")","v":""},{"$f":"IFERROR(IF(OR(K165=\"\",'Lives scenario - input'!$F150=\"\"),\"\",K165/'Lives scenario - input'!$F150),\"\")","v":""},{"$f":"IFERROR(IF(OR(L165=\"\",'Lives scenario - input'!$F150=\"\"),\"\",L165/'Lives scenario - input'!$F150),\"\")","v":""},{"$f":"IFERROR(IF(OR(M165=\"\",'Lives scenario - input'!$F150=\"\"),\"\",M165/'Lives scenario - input'!$F150),\"\")","v":""},{"$f":"IFERROR(IF(OR(N165=\"\",'Lives scenario - input'!$F150=\"\"),\"\",N165/'Lives scenario - input'!$F150),\"\")","v":""},{"$f":"IFERROR(IF(OR(O165=\"\",'Lives scenario - input'!$F150=\"\"),\"\",O165/'Lives scenario - input'!$F150),\"\")","v":""},{"$f":"IFERROR(IF(OR(P165=\"\",'Lives scenario - input'!$F150=\"\"),\"\",P165/'Lives scenario - input'!$F150),\"\")","v":""},{"$f":"IFERROR(IF(OR(Q165=\"\",'Lives scenario - input'!$F150=\"\"),\"\",Q165/'Lives scenario - input'!$F150),\"\")","v":""},{"$f":"IFERROR(IF(OR(R165=\"\",'Lives scenario - input'!$F150=\"\"),\"\",R165/'Lives scenario - input'!$F150),\"\")","v":""},{"$f":"IFERROR(IF(OR(S165=\"\",'Lives scenario - input'!$F150=\"\"),\"\",S165/'Lives scenario - input'!$F150),\"\")","v":""},{"$f":"IFERROR(IF(OR(T165=\"\",'Lives scenario - input'!$F150=\"\"),\"\",T165/'Lives scenario - input'!$F150),\"\")","v":""},{"$f":"IFERROR(IF(OR(U165=\"\",'Lives scenario - input'!$F150=\"\"),\"\",U165/'Lives scenario - input'!$F150),\"\")","v":""},{"$f":"IFERROR(IF(OR(V165=\"\",'Lives scenario - input'!$F150=\"\"),\"\",V165/'Lives scenario - input'!$F150),\"\")","v":""},{"$f":"IFERROR(IF(OR(W165=\"\",'Lives scenario - input'!$F150=\"\"),\"\",W165/'Lives scenario - input'!$F150),\"\")","v":""}]
[{"$f":"IFERROR('Lives scenario - input'!A151,\"\")","v":""},{"$f":"IFERROR('Lives scenario - input'!B151,\"\")","v":""},{"$f":"IFERROR('Lives scenario - input'!C151,\"\")","v":""},{"$f":"IFERROR(repcalc('Lives scenario - input'!$CX151:$GJ151,'Lives scenario - input'!$I151,'Lives scenario - input'!$G151,'Lives scenario - input'!$H151,20,TRUE,TRUE),\"\")","v":""},"","","","","","","","","","","","","","","","","","","",{"$f":"IFERROR(IF(OR(D166=\"\",'Lives scenario - input'!$F151=\"\"),\"\",D166/'Lives scenario - input'!$F151),\"\")","v":""},{"$f":"IFERROR(IF(OR(E166=\"\",'Lives scenario - input'!$F151=\"\"),\"\",E166/'Lives scenario - input'!$F151),\"\")","v":""},{"$f":"IFERROR(IF(OR(F166=\"\",'Lives scenario - input'!$F151=\"\"),\"\",F166/'Lives scenario - input'!$F151),\"\")","v":""},{"$f":"IFERROR(IF(OR(G166=\"\",'Lives scenario - input'!$F151=\"\"),\"\",G166/'Lives scenario - input'!$F151),\"\")","v":""},{"$f":"IFERROR(IF(OR(H166=\"\",'Lives scenario - input'!$F151=\"\"),\"\",H166/'Lives scenario - input'!$F151),\"\")","v":""},{"$f":"IFERROR(IF(OR(I166=\"\",'Lives scenario - input'!$F151=\"\"),\"\",I166/'Lives scenario - input'!$F151),\"\")","v":""},{"$f":"IFERROR(IF(OR(J166=\"\",'Lives scenario - input'!$F151=\"\"),\"\",J166/'Lives scenario - input'!$F151),\"\")","v":""},{"$f":"IFERROR(IF(OR(K166=\"\",'Lives scenario - input'!$F151=\"\"),\"\",K166/'Lives scenario - input'!$F151),\"\")","v":""},{"$f":"IFERROR(IF(OR(L166=\"\",'Lives scenario - input'!$F151=\"\"),\"\",L166/'Lives scenario - input'!$F151),\"\")","v":""},{"$f":"IFERROR(IF(OR(M166=\"\",'Lives scenario - input'!$F151=\"\"),\"\",M166/'Lives scenario - input'!$F151),\"\")","v":""},{"$f":"IFERROR(IF(OR(N166=\"\",'Lives scenario - input'!$F151=\"\"),\"\",N166/'Lives scenario - input'!$F151),\"\")","v":""},{"$f":"IFERROR(IF(OR(O166=\"\",'Lives scenario - input'!$F151=\"\"),\"\",O166/'Lives scenario - input'!$F151),\"\")","v":""},{"$f":"IFERROR(IF(OR(P166=\"\",'Lives scenario - input'!$F151=\"\"),\"\",P166/'Lives scenario - input'!$F151),\"\")","v":""},{"$f":"IFERROR(IF(OR(Q166=\"\",'Lives scenario - input'!$F151=\"\"),\"\",Q166/'Lives scenario - input'!$F151),\"\")","v":""},{"$f":"IFERROR(IF(OR(R166=\"\",'Lives scenario - input'!$F151=\"\"),\"\",R166/'Lives scenario - input'!$F151),\"\")","v":""},{"$f":"IFERROR(IF(OR(S166=\"\",'Lives scenario - input'!$F151=\"\"),\"\",S166/'Lives scenario - input'!$F151),\"\")","v":""},{"$f":"IFERROR(IF(OR(T166=\"\",'Lives scenario - input'!$F151=\"\"),\"\",T166/'Lives scenario - input'!$F151),\"\")","v":""},{"$f":"IFERROR(IF(OR(U166=\"\",'Lives scenario - input'!$F151=\"\"),\"\",U166/'Lives scenario - input'!$F151),\"\")","v":""},{"$f":"IFERROR(IF(OR(V166=\"\",'Lives scenario - input'!$F151=\"\"),\"\",V166/'Lives scenario - input'!$F151),\"\")","v":""},{"$f":"IFERROR(IF(OR(W166=\"\",'Lives scenario - input'!$F151=\"\"),\"\",W166/'Lives scenario - input'!$F151),\"\")","v":""}]
[{"$f":"IFERROR('Lives scenario - input'!A152,\"\")","v":""},{"$f":"IFERROR('Lives scenario - input'!B152,\"\")","v":""},{"$f":"IFERROR('Lives scenario - input'!C152,\"\")","v":""},{"$f":"IFERROR(repcalc('Lives scenario - input'!$CX152:$GJ152,'Lives scenario - input'!$I152,'Lives scenario - input'!$G152,'Lives scenario - input'!$H152,20,TRUE,TRUE),\"\")","v":""},"","","","","","","","","","","","","","","","","","","",{"$f":"IFERROR(IF(OR(D167=\"\",'Lives scenario - input'!$F152=\"\"),\"\",D167/'Lives scenario - input'!$F152),\"\")","v":""},{"$f":"IFERROR(IF(OR(E167=\"\",'Lives scenario - input'!$F152=\"\"),\"\",E167/'Lives scenario - input'!$F152),\"\")","v":""},{"$f":"IFERROR(IF(OR(F167=\"\",'Lives scenario - input'!$F152=\"\"),\"\",F167/'Lives scenario - input'!$F152),\"\")","v":""},{"$f":"IFERROR(IF(OR(G167=\"\",'Lives scenario - input'!$F152=\"\"),\"\",G167/'Lives scenario - input'!$F152),\"\")","v":""},{"$f":"IFERROR(IF(OR(H167=\"\",'Lives scenario - input'!$F152=\"\"),\"\",H167/'Lives scenario - input'!$F152),\"\")","v":""},{"$f":"IFERROR(IF(OR(I167=\"\",'Lives scenario - input'!$F152=\"\"),\"\",I167/'Lives scenario - input'!$F152),\"\")","v":""},{"$f":"IFERROR(IF(OR(J167=\"\",'Lives scenario - input'!$F152=\"\"),\"\",J167/'Lives scenario - input'!$F152),\"\")","v":""},{"$f":"IFERROR(IF(OR(K167=\"\",'Lives scenario - input'!$F152=\"\"),\"\",K167/'Lives scenario - input'!$F152),\"\")","v":""},{"$f":"IFERROR(IF(OR(L167=\"\",'Lives scenario - input'!$F152=\"\"),\"\",L167/'Lives scenario - input'!$F152),\"\")","v":""},{"$f":"IFERROR(IF(OR(M167=\"\",'Lives scenario - input'!$F152=\"\"),\"\",M167/'Lives scenario - input'!$F152),\"\")","v":""},{"$f":"IFERROR(IF(OR(N167=\"\",'Lives scenario - input'!$F152=\"\"),\"\",N167/'Lives scenario - input'!$F152),\"\")","v":""},{"$f":"IFERROR(IF(OR(O167=\"\",'Lives scenario - input'!$F152=\"\"),\"\",O167/'Lives scenario - input'!$F152),\"\")","v":""},{"$f":"IFERROR(IF(OR(P167=\"\",'Lives scenario - input'!$F152=\"\"),\"\",P167/'Lives scenario - input'!$F152),\"\")","v":""},{"$f":"IFERROR(IF(OR(Q167=\"\",'Lives scenario - input'!$F152=\"\"),\"\",Q167/'Lives scenario - input'!$F152),\"\")","v":""},{"$f":"IFERROR(IF(OR(R167=\"\",'Lives scenario - input'!$F152=\"\"),\"\",R167/'Lives scenario - input'!$F152),\"\")","v":""},{"$f":"IFERROR(IF(OR(S167=\"\",'Lives scenario - input'!$F152=\"\"),\"\",S167/'Lives scenario - input'!$F152),\"\")","v":""},{"$f":"IFERROR(IF(OR(T167=\"\",'Lives scenario - input'!$F152=\"\"),\"\",T167/'Lives scenario - input'!$F152),\"\")","v":""},{"$f":"IFERROR(IF(OR(U167=\"\",'Lives scenario - input'!$F152=\"\"),\"\",U167/'Lives scenario - input'!$F152),\"\")","v":""},{"$f":"IFERROR(IF(OR(V167=\"\",'Lives scenario - input'!$F152=\"\"),\"\",V167/'Lives scenario - input'!$F152),\"\")","v":""},{"$f":"IFERROR(IF(OR(W167=\"\",'Lives scenario - input'!$F152=\"\"),\"\",W167/'Lives scenario - input'!$F152),\"\")","v":""}]
[{"$f":"IFERROR('Lives scenario - input'!A153,\"\")","v":""},{"$f":"IFERROR('Lives scenario - input'!B153,\"\")","v":""},{"$f":"IFERROR('Lives scenario - input'!C153,\"\")","v":""},{"$f":"IFERROR(repcalc('Lives scenario - input'!$CX153:$GJ153,'Lives scenario - input'!$I153,'Lives scenario - input'!$G153,'Lives scenario - input'!$H153,20,TRUE,TRUE),\"\")","v":""},"","","","","","","","","","","","","","","","","","","",{"$f":"IFERROR(IF(OR(D168=\"\",'Lives scenario - input'!$F153=\"\"),\"\",D168/'Lives scenario - input'!$F153),\"\")","v":""},{"$f":"IFERROR(IF(OR(E168=\"\",'Lives scenario - input'!$F153=\"\"),\"\",E168/'Lives scenario - input'!$F153),\"\")","v":""},{"$f":"IFERROR(IF(OR(F168=\"\",'Lives scenario - input'!$F153=\"\"),\"\",F168/'Lives scenario - input'!$F153),\"\")","v":""},{"$f":"IFERROR(IF(OR(G168=\"\",'Lives scenario - input'!$F153=\"\"),\"\",G168/'Lives scenario - input'!$F153),\"\")","v":""},{"$f":"IFERROR(IF(OR(H168=\"\",'Lives scenario - input'!$F153=\"\"),\"\",H168/'Lives scenario - input'!$F153),\"\")","v":""},{"$f":"IFERROR(IF(OR(I168=\"\",'Lives scenario - input'!$F153=\"\"),\"\",I168/'Lives scenario - input'!$F153),\"\")","v":""},{"$f":"IFERROR(IF(OR(J168=\"\",'Lives scenario - input'!$F153=\"\"),\"\",J168/'Lives scenario - input'!$F153),\"\")","v":""},{"$f":"IFERROR(IF(OR(K168=\"\",'Lives scenario - input'!$F153=\"\"),\"\",K168/'Lives scenario - input'!$F153),\"\")","v":""},{"$f":"IFERROR(IF(OR(L168=\"\",'Lives scenario - input'!$F153=\"\"),\"\",L168/'Lives scenario - input'!$F153),\"\")","v":""},{"$f":"IFERROR(IF(OR(M168=\"\",'Lives scenario - input'!$F153=\"\"),\"\",M168/'Lives scenario - input'!$F153),\"\")","v":""},{"$f":"IFERROR(IF(OR(N168=\"\",'Lives scenario - input'!$F153=\"\"),\"\",N168/'Lives scenario - input'!$F153),\"\")","v":""},{"$f":"IFERROR(IF(OR(O168=\"\",'Lives scenario - input'!$F153=\"\"),\"\",O168/'Lives scenario - input'!$F153),\"\")","v":""},{"$f":"IFERROR(IF(OR(P168=\"\",'Lives scenario - input'!$F153=\"\"),\"\",P168/'Lives scenario - input'!$F153),\"\")","v":""},{"$f":"IFERROR(IF(OR(Q168=\"\",'Lives scenario - input'!$F153=\"\"),\"\",Q168/'Lives scenario - input'!$F153),\"\")","v":""},{"$f":"IFERROR(IF(OR(R168=\"\",'Lives scenario - input'!$F153=\"\"),\"\",R168/'Lives scenario - input'!$F153),\"\")","v":""},{"$f":"IFERROR(IF(OR(S168=\"\",'Lives scenario - input'!$F153=\"\"),\"\",S168/'Lives scenario - input'!$F153),\"\")","v":""},{"$f":"IFERROR(IF(OR(T168=\"\",'Lives scenario - input'!$F153=\"\"),\"\",T168/'Lives scenario - input'!$F153),\"\")","v":""},{"$f":"IFERROR(IF(OR(U168=\"\",'Lives scenario - input'!$F153=\"\"),\"\",U168/'Lives scenario - input'!$F153),\"\")","v":""},{"$f":"IFERROR(IF(OR(V168=\"\",'Lives scenario - input'!$F153=\"\"),\"\",V168/'Lives scenario - input'!$F153),\"\")","v":""},{"$f":"IFERROR(IF(OR(W168=\"\",'Lives scenario - input'!$F153=\"\"),\"\",W168/'Lives scenario - input'!$F153),\"\")","v":""}]
[{"$f":"IFERROR('Lives scenario - input'!A154,\"\")","v":""},{"$f":"IFERROR('Lives scenario - input'!B154,\"\")","v":""},{"$f":"IFERROR('Lives scenario - input'!C154,\"\")","v":""},{"$f":"IFERROR(repcalc('Lives scenario - input'!$CX154:$GJ154,'Lives scenario - input'!$I154,'Lives scenario - input'!$G154,'Lives scenario - input'!$H154,20,TRUE,TRUE),\"\")","v":""},"","","","","","","","","","","","","","","","","","","",{"$f":"IFERROR(IF(OR(D169=\"\",'Lives scenario - input'!$F154=\"\"),\"\",D169/'Lives scenario - input'!$F154),\"\")","v":""},{"$f":"IFERROR(IF(OR(E169=\"\",'Lives scenario - input'!$F154=\"\"),\"\",E169/'Lives scenario - input'!$F154),\"\")","v":""},{"$f":"IFERROR(IF(OR(F169=\"\",'Lives scenario - input'!$F154=\"\"),\"\",F169/'Lives scenario - input'!$F154),\"\")","v":""},{"$f":"IFERROR(IF(OR(G169=\"\",'Lives scenario - input'!$F154=\"\"),\"\",G169/'Lives scenario - input'!$F154),\"\")","v":""},{"$f":"IFERROR(IF(OR(H169=\"\",'Lives scenario - input'!$F154=\"\"),\"\",H169/'Lives scenario - input'!$F154),\"\")","v":""},{"$f":"IFERROR(IF(OR(I169=\"\",'Lives scenario - input'!$F154=\"\"),\"\",I169/'Lives scenario - input'!$F154),\"\")","v":""},{"$f":"IFERROR(IF(OR(J169=\"\",'Lives scenario - input'!$F154=\"\"),\"\",J169/'Lives scenario - input'!$F154),\"\")","v":""},{"$f":"IFERROR(IF(OR(K169=\"\",'Lives scenario - input'!$F154=\"\"),\"\",K169/'Lives scenario - input'!$F154),\"\")","v":""},{"$f":"IFERROR(IF(OR(L169=\"\",'Lives scenario - input'!$F154=\"\"),\"\",L169/'Lives scenario - input'!$F154),\"\")","v":""},{"$f":"IFERROR(IF(OR(M169=\"\",'Lives scenario - input'!$F154=\"\"),\"\",M169/'Lives scenario - input'!$F154),\"\")","v":""},{"$f":"IFERROR(IF(OR(N169=\"\",'Lives scenario - input'!$F154=\"\"),\"\",N169/'Lives scenario - input'!$F154),\"\")","v":""},{"$f":"IFERROR(IF(OR(O169=\"\",'Lives scenario - input'!$F154=\"\"),\"\",O169/'Lives scenario - input'!$F154),\"\")","v":""},{"$f":"IFERROR(IF(OR(P169=\"\",'Lives scenario - input'!$F154=\"\"),\"\",P169/'Lives scenario - input'!$F154),\"\")","v":""},{"$f":"IFERROR(IF(OR(Q169=\"\",'Lives scenario - input'!$F154=\"\"),\"\",Q169/'Lives scenario - input'!$F154),\"\")","v":""},{"$f":"IFERROR(IF(OR(R169=\"\",'Lives scenario - input'!$F154=\"\"),\"\",R169/'Lives scenario - input'!$F154),\"\")","v":""},{"$f":"IFERROR(IF(OR(S169=\"\",'Lives scenario - input'!$F154=\"\"),\"\",S169/'Lives scenario - input'!$F154),\"\")","v":""},{"$f":"IFERROR(IF(OR(T169=\"\",'Lives scenario - input'!$F154=\"\"),\"\",T169/'Lives scenario - input'!$F154),\"\")","v":""},{"$f":"IFERROR(IF(OR(U169=\"\",'Lives scenario - input'!$F154=\"\"),\"\",U169/'Lives scenario - input'!$F154),\"\")","v":""},{"$f":"IFERROR(IF(OR(V169=\"\",'Lives scenario - input'!$F154=\"\"),\"\",V169/'Lives scenario - input'!$F154),\"\")","v":""},{"$f":"IFERROR(IF(OR(W169=\"\",'Lives scenario - input'!$F154=\"\"),\"\",W169/'Lives scenario - input'!$F154),\"\")","v":""}]
[{"$f":"IFERROR('Lives scenario - input'!A155,\"\")","v":""},{"$f":"IFERROR('Lives scenario - input'!B155,\"\")","v":""},{"$f":"IFERROR('Lives scenario - input'!C155,\"\")","v":""},{"$f":"IFERROR(repcalc('Lives scenario - input'!$CX155:$GJ155,'Lives scenario - input'!$I155,'Lives scenario - input'!$G155,'Lives scenario - input'!$H155,20,TRUE,TRUE),\"\")","v":""},"","","","","","","","","","","","","","","","","","","",{"$f":"IFERROR(IF(OR(D170=\"\",'Lives scenario - input'!$F155=\"\"),\"\",D170/'Lives scenario - input'!$F155),\"\")","v":""},{"$f":"IFERROR(IF(OR(E170=\"\",'Lives scenario - input'!$F155=\"\"),\"\",E170/'Lives scenario - input'!$F155),\"\")","v":""},{"$f":"IFERROR(IF(OR(F170=\"\",'Lives scenario - input'!$F155=\"\"),\"\",F170/'Lives scenario - input'!$F155),\"\")","v":""},{"$f":"IFERROR(IF(OR(G170=\"\",'Lives scenario - input'!$F155=\"\"),\"\",G170/'Lives scenario - input'!$F155),\"\")","v":""},{"$f":"IFERROR(IF(OR(H170=\"\",'Lives scenario - input'!$F155=\"\"),\"\",H170/'Lives scenario - input'!$F155),\"\")","v":""},{"$f":"IFERROR(IF(OR(I170=\"\",'Lives scenario - input'!$F155=\"\"),\"\",I170/'Lives scenario - input'!$F155),\"\")","v":""},{"$f":"IFERROR(IF(OR(J170=\"\",'Lives scenario - input'!$F155=\"\"),\"\",J170/'Lives scenario - input'!$F155),\"\")","v":""},{"$f":"IFERROR(IF(OR(K170=\"\",'Lives scenario - input'!$F155=\"\"),\"\",K170/'Lives scenario - input'!$F155),\"\")","v":""},{"$f":"IFERROR(IF(OR(L170=\"\",'Lives scenario - input'!$F155=\"\"),\"\",L170/'Lives scenario - input'!$F155),\"\")","v":""},{"$f":"IFERROR(IF(OR(M170=\"\",'Lives scenario - input'!$F155=\"\"),\"\",M170/'Lives scenario - input'!$F155),\"\")","v":""},{"$f":"IFERROR(IF(OR(N170=\"\",'Lives scenario - input'!$F155=\"\"),\"\",N170/'Lives scenario - input'!$F155),\"\")","v":""},{"$f":"IFERROR(IF(OR(O170=\"\",'Lives scenario - input'!$F155=\"\"),\"\",O170/'Lives scenario - input'!$F155),\"\")","v":""},{"$f":"IFERROR(IF(OR(P170=\"\",'Lives scenario - input'!$F155=\"\"),\"\",P170/'Lives scenario - input'!$F155),\"\")","v":""},{"$f":"IFERROR(IF(OR(Q170=\"\",'Lives scenario - input'!$F155=\"\"),\"\",Q170/'Lives scenario - input'!$F155),\"\")","v":""},{"$f":"IFERROR(IF(OR(R170=\"\",'Lives scenario - input'!$F155=\"\"),\"\",R170/'Lives scenario - input'!$F155),\"\")","v":""},{"$f":"IFERROR(IF(OR(S170=\"\",'Lives scenario - input'!$F155=\"\"),\"\",S170/'Lives scenario - input'!$F155),\"\")","v":""},{"$f":"IFERROR(IF(OR(T170=\"\",'Lives scenario - input'!$F155=\"\"),\"\",T170/'Lives scenario - input'!$F155),\"\")","v":""},{"$f":"IFERROR(IF(OR(U170=\"\",'Lives scenario - input'!$F155=\"\"),\"\",U170/'Lives scenario - input'!$F155),\"\")","v":""},{"$f":"IFERROR(IF(OR(V170=\"\",'Lives scenario - input'!$F155=\"\"),\"\",V170/'Lives scenario - input'!$F155),\"\")","v":""},{"$f":"IFERROR(IF(OR(W170=\"\",'Lives scenario - input'!$F155=\"\"),\"\",W170/'Lives scenario - input'!$F155),\"\")","v":""}]
[{"$f":"IFERROR('Lives scenario - input'!A156,\"\")","v":""},{"$f":"IFERROR('Lives scenario - input'!B156,\"\")","v":""},{"$f":"IFERROR('Lives scenario - input'!C156,\"\")","v":""},{"$f":"IFERROR(repcalc('Lives scenario - input'!$CX156:$GJ156,'Lives scenario - input'!$I156,'Lives scenario - input'!$G156,'Lives scenario - input'!$H156,20,TRUE,TRUE),\"\")","v":""},"","","","","","","","","","","","","","","","","","","",{"$f":"IFERROR(IF(OR(D171=\"\",'Lives scenario - input'!$F156=\"\"),\"\",D171/'Lives scenario - input'!$F156),\"\")","v":""},{"$f":"IFERROR(IF(OR(E171=\"\",'Lives scenario - input'!$F156=\"\"),\"\",E171/'Lives scenario - input'!$F156),\"\")","v":""},{"$f":"IFERROR(IF(OR(F171=\"\",'Lives scenario - input'!$F156=\"\"),\"\",F171/'Lives scenario - input'!$F156),\"\")","v":""},{"$f":"IFERROR(IF(OR(G171=\"\",'Lives scenario - input'!$F156=\"\"),\"\",G171/'Lives scenario - input'!$F156),\"\")","v":""},{"$f":"IFERROR(IF(OR(H171=\"\",'Lives scenario - input'!$F156=\"\"),\"\",H171/'Lives scenario - input'!$F156),\"\")","v":""},{"$f":"IFERROR(IF(OR(I171=\"\",'Lives scenario - input'!$F156=\"\"),\"\",I171/'Lives scenario - input'!$F156),\"\")","v":""},{"$f":"IFERROR(IF(OR(J171=\"\",'Lives scenario - input'!$F156=\"\"),\"\",J171/'Lives scenario - input'!$F156),\"\")","v":""},{"$f":"IFERROR(IF(OR(K171=\"\",'Lives scenario - input'!$F156=\"\"),\"\",K171/'Lives scenario - input'!$F156),\"\")","v":""},{"$f":"IFERROR(IF(OR(L171=\"\",'Lives scenario - input'!$F156=\"\"),\"\",L171/'Lives scenario - input'!$F156),\"\")","v":""},{"$f":"IFERROR(IF(OR(M171=\"\",'Lives scenario - input'!$F156=\"\"),\"\",M171/'Lives scenario - input'!$F156),\"\")","v":""},{"$f":"IFERROR(IF(OR(N171=\"\",'Lives scenario - input'!$F156=\"\"),\"\",N171/'Lives scenario - input'!$F156),\"\")","v":""},{"$f":"IFERROR(IF(OR(O171=\"\",'Lives scenario - input'!$F156=\"\"),\"\",O171/'Lives scenario - input'!$F156),\"\")","v":""},{"$f":"IFERROR(IF(OR(P171=\"\",'Lives scenario - input'!$F156=\"\"),\"\",P171/'Lives scenario - input'!$F156),\"\")","v":""},{"$f":"IFERROR(IF(OR(Q171=\"\",'Lives scenario - input'!$F156=\"\"),\"\",Q171/'Lives scenario - input'!$F156),\"\")","v":""},{"$f":"IFERROR(IF(OR(R171=\"\",'Lives scenario - input'!$F156=\"\"),\"\",R171/'Lives scenario - input'!$F156),\"\")","v":""},{"$f":"IFERROR(IF(OR(S171=\"\",'Lives scenario - input'!$F156=\"\"),\"\",S171/'Lives scenario - input'!$F156),\"\")","v":""},{"$f":"IFERROR(IF(OR(T171=\"\",'Lives scenario - input'!$F156=\"\"),\"\",T171/'Lives scenario - input'!$F156),\"\")","v":""},{"$f":"IFERROR(IF(OR(U171=\"\",'Lives scenario - input'!$F156=\"\"),\"\",U171/'Lives scenario - input'!$F156),\"\")","v":""},{"$f":"IFERROR(IF(OR(V171=\"\",'Lives scenario - input'!$F156=\"\"),\"\",V171/'Lives scenario - input'!$F156),\"\")","v":""},{"$f":"IFERROR(IF(OR(W171=\"\",'Lives scenario - input'!$F156=\"\"),\"\",W171/'Lives scenario - input'!$F156),\"\")","v":""}]
[{"$f":"IFERROR('Lives scenario - input'!A157,\"\")","v":""},{"$f":"IFERROR('Lives scenario - input'!B157,\"\")","v":""},{"$f":"IFERROR('Lives scenario - input'!C157,\"\")","v":""},{"$f":"IFERROR(repcalc('Lives scenario - input'!$CX157:$GJ157,'Lives scenario - input'!$I157,'Lives scenario - input'!$G157,'Lives scenario - input'!$H157,20,TRUE,TRUE),\"\")","v":""},"","","","","","","","","","","","","","","","","","","",{"$f":"IFERROR(IF(OR(D172=\"\",'Lives scenario - input'!$F157=\"\"),\"\",D172/'Lives scenario - input'!$F157),\"\")","v":""},{"$f":"IFERROR(IF(OR(E172=\"\",'Lives scenario - input'!$F157=\"\"),\"\",E172/'Lives scenario - input'!$F157),\"\")","v":""},{"$f":"IFERROR(IF(OR(F172=\"\",'Lives scenario - input'!$F157=\"\"),\"\",F172/'Lives scenario - input'!$F157),\"\")","v":""},{"$f":"IFERROR(IF(OR(G172=\"\",'Lives scenario - input'!$F157=\"\"),\"\",G172/'Lives scenario - input'!$F157),\"\")","v":""},{"$f":"IFERROR(IF(OR(H172=\"\",'Lives scenario - input'!$F157=\"\"),\"\",H172/'Lives scenario - input'!$F157),\"\")","v":""},{"$f":"IFERROR(IF(OR(I172=\"\",'Lives scenario - input'!$F157=\"\"),\"\",I172/'Lives scenario - input'!$F157),\"\")","v":""},{"$f":"IFERROR(IF(OR(J172=\"\",'Lives scenario - input'!$F157=\"\"),\"\",J172/'Lives scenario - input'!$F157),\"\")","v":""},{"$f":"IFERROR(IF(OR(K172=\"\",'Lives scenario - input'!$F157=\"\"),\"\",K172/'Lives scenario - input'!$F157),\"\")","v":""},{"$f":"IFERROR(IF(OR(L172=\"\",'Lives scenario - input'!$F157=\"\"),\"\",L172/'Lives scenario - input'!$F157),\"\")","v":""},{"$f":"IFERROR(IF(OR(M172=\"\",'Lives scenario - input'!$F157=\"\"),\"\",M172/'Lives scenario - input'!$F157),\"\")","v":""},{"$f":"IFERROR(IF(OR(N172=\"\",'Lives scenario - input'!$F157=\"\"),\"\",N172/'Lives scenario - input'!$F157),\"\")","v":""},{"$f":"IFERROR(IF(OR(O172=\"\",'Lives scenario - input'!$F157=\"\"),\"\",O172/'Lives scenario - input'!$F157),\"\")","v":""},{"$f":"IFERROR(IF(OR(P172=\"\",'Lives scenario - input'!$F157=\"\"),\"\",P172/'Lives scenario - input'!$F157),\"\")","v":""},{"$f":"IFERROR(IF(OR(Q172=\"\",'Lives scenario - input'!$F157=\"\"),\"\",Q172/'Lives scenario - input'!$F157),\"\")","v":""},{"$f":"IFERROR(IF(OR(R172=\"\",'Lives scenario - input'!$F157=\"\"),\"\",R172/'Lives scenario - input'!$F157),\"\")","v":""},{"$f":"IFERROR(IF(OR(S172=\"\",'Lives scenario - input'!$F157=\"\"),\"\",S172/'Lives scenario - input'!$F157),\"\")","v":""},{"$f":"IFERROR(IF(OR(T172=\"\",'Lives scenario - input'!$F157=\"\"),\"\",T172/'Lives scenario - input'!$F157),\"\")","v":""},{"$f":"IFERROR(IF(OR(U172=\"\",'Lives scenario - input'!$F157=\"\"),\"\",U172/'Lives scenario - input'!$F157),\"\")","v":""},{"$f":"IFERROR(IF(OR(V172=\"\",'Lives scenario - input'!$F157=\"\"),\"\",V172/'Lives scenario - input'!$F157),\"\")","v":""},{"$f":"IFERROR(IF(OR(W172=\"\",'Lives scenario - input'!$F157=\"\"),\"\",W172/'Lives scenario - input'!$F157),\"\")","v":""}]
[{"$f":"IFERROR('Lives scenario - input'!A158,\"\")","v":""},{"$f":"IFERROR('Lives scenario - input'!B158,\"\")","v":""},{"$f":"IFERROR('Lives scenario - input'!C158,\"\")","v":""},{"$f":"IFERROR(repcalc('Lives scenario - input'!$CX158:$GJ158,'Lives scenario - input'!$I158,'Lives scenario - input'!$G158,'Lives scenario - input'!$H158,20,TRUE,TRUE),\"\")","v":""},"","","","","","","","","","","","","","","","","","","",{"$f":"IFERROR(IF(OR(D173=\"\",'Lives scenario - input'!$F158=\"\"),\"\",D173/'Lives scenario - input'!$F158),\"\")","v":""},{"$f":"IFERROR(IF(OR(E173=\"\",'Lives scenario - input'!$F158=\"\"),\"\",E173/'Lives scenario - input'!$F158),\"\")","v":""},{"$f":"IFERROR(IF(OR(F173=\"\",'Lives scenario - input'!$F158=\"\"),\"\",F173/'Lives scenario - input'!$F158),\"\")","v":""},{"$f":"IFERROR(IF(OR(G173=\"\",'Lives scenario - input'!$F158=\"\"),\"\",G173/'Lives scenario - input'!$F158),\"\")","v":""},{"$f":"IFERROR(IF(OR(H173=\"\",'Lives scenario - input'!$F158=\"\"),\"\",H173/'Lives scenario - input'!$F158),\"\")","v":""},{"$f":"IFERROR(IF(OR(I173=\"\",'Lives scenario - input'!$F158=\"\"),\"\",I173/'Lives scenario - input'!$F158),\"\")","v":""},{"$f":"IFERROR(IF(OR(J173=\"\",'Lives scenario - input'!$F158=\"\"),\"\",J173/'Lives scenario - input'!$F158),\"\")","v":""},{"$f":"IFERROR(IF(OR(K173=\"\",'Lives scenario - input'!$F158=\"\"),\"\",K173/'Lives scenario - input'!$F158),\"\")","v":""},{"$f":"IFERROR(IF(OR(L173=\"\",'Lives scenario - input'!$F158=\"\"),\"\",L173/'Lives scenario - input'!$F158),\"\")","v":""},{"$f":"IFERROR(IF(OR(M173=\"\",'Lives scenario - input'!$F158=\"\"),\"\",M173/'Lives scenario - input'!$F158),\"\")","v":""},{"$f":"IFERROR(IF(OR(N173=\"\",'Lives scenario - input'!$F158=\"\"),\"\",N173/'Lives scenario - input'!$F158),\"\")","v":""},{"$f":"IFERROR(IF(OR(O173=\"\",'Lives scenario - input'!$F158=\"\"),\"\",O173/'Lives scenario - input'!$F158),\"\")","v":""},{"$f":"IFERROR(IF(OR(P173=\"\",'Lives scenario - input'!$F158=\"\"),\"\",P173/'Lives scenario - input'!$F158),\"\")","v":""},{"$f":"IFERROR(IF(OR(Q173=\"\",'Lives scenario - input'!$F158=\"\"),\"\",Q173/'Lives scenario - input'!$F158),\"\")","v":""},{"$f":"IFERROR(IF(OR(R173=\"\",'Lives scenario - input'!$F158=\"\"),\"\",R173/'Lives scenario - input'!$F158),\"\")","v":""},{"$f":"IFERROR(IF(OR(S173=\"\",'Lives scenario - input'!$F158=\"\"),\"\",S173/'Lives scenario - input'!$F158),\"\")","v":""},{"$f":"IFERROR(IF(OR(T173=\"\",'Lives scenario - input'!$F158=\"\"),\"\",T173/'Lives scenario - input'!$F158),\"\")","v":""},{"$f":"IFERROR(IF(OR(U173=\"\",'Lives scenario - input'!$F158=\"\"),\"\",U173/'Lives scenario - input'!$F158),\"\")","v":""},{"$f":"IFERROR(IF(OR(V173=\"\",'Lives scenario - input'!$F158=\"\"),\"\",V173/'Lives scenario - input'!$F158),\"\")","v":""},{"$f":"IFERROR(IF(OR(W173=\"\",'Lives scenario - input'!$F158=\"\"),\"\",W173/'Lives scenario - input'!$F158),\"\")","v":""}]
[{"$f":"IFERROR('Lives scenario - input'!A159,\"\")","v":""},{"$f":"IFERROR('Lives scenario - input'!B159,\"\")","v":""},{"$f":"IFERROR('Lives scenario - input'!C159,\"\")","v":""},{"$f":"IFERROR(repcalc('Lives scenario - input'!$CX159:$GJ159,'Lives scenario - input'!$I159,'Lives scenario - input'!$G159,'Lives scenario - input'!$H159,20,TRUE,TRUE),\"\")","v":""},"","","","","","","","","","","","","","","","","","","",{"$f":"IFERROR(IF(OR(D174=\"\",'Lives scenario - input'!$F159=\"\"),\"\",D174/'Lives scenario - input'!$F159),\"\")","v":""},{"$f":"IFERROR(IF(OR(E174=\"\",'Lives scenario - input'!$F159=\"\"),\"\",E174/'Lives scenario - input'!$F159),\"\")","v":""},{"$f":"IFERROR(IF(OR(F174=\"\",'Lives scenario - input'!$F159=\"\"),\"\",F174/'Lives scenario - input'!$F159),\"\")","v":""},{"$f":"IFERROR(IF(OR(G174=\"\",'Lives scenario - input'!$F159=\"\"),\"\",G174/'Lives scenario - input'!$F159),\"\")","v":""},{"$f":"IFERROR(IF(OR(H174=\"\",'Lives scenario - input'!$F159=\"\"),\"\",H174/'Lives scenario - input'!$F159),\"\")","v":""},{"$f":"IFERROR(IF(OR(I174=\"\",'Lives scenario - input'!$F159=\"\"),\"\",I174/'Lives scenario - input'!$F159),\"\")","v":""},{"$f":"IFERROR(IF(OR(J174=\"\",'Lives scenario - input'!$F159=\"\"),\"\",J174/'Lives scenario - input'!$F159),\"\")","v":""},{"$f":"IFERROR(IF(OR(K174=\"\",'Lives scenario - input'!$F159=\"\"),\"\",K174/'Lives scenario - input'!$F159),\"\")","v":""},{"$f":"IFERROR(IF(OR(L174=\"\",'Lives scenario - input'!$F159=\"\"),\"\",L174/'Lives scenario - input'!$F159),\"\")","v":""},{"$f":"IFERROR(IF(OR(M174=\"\",'Lives scenario - input'!$F159=\"\"),\"\",M174/'Lives scenario - input'!$F159),\"\")","v":""},{"$f":"IFERROR(IF(OR(N174=\"\",'Lives scenario - input'!$F159=\"\"),\"\",N174/'Lives scenario - input'!$F159),\"\")","v":""},{"$f":"IFERROR(IF(OR(O174=\"\",'Lives scenario - input'!$F159=\"\"),\"\",O174/'Lives scenario - input'!$F159),\"\")","v":""},{"$f":"IFERROR(IF(OR(P174=\"\",'Lives scenario - input'!$F159=\"\"),\"\",P174/'Lives scenario - input'!$F159),\"\")","v":""},{"$f":"IFERROR(IF(OR(Q174=\"\",'Lives scenario - input'!$F159=\"\"),\"\",Q174/'Lives scenario - input'!$F159),\"\")","v":""},{"$f":"IFERROR(IF(OR(R174=\"\",'Lives scenario - input'!$F159=\"\"),\"\",R174/'Lives scenario - input'!$F159),\"\")","v":""},{"$f":"IFERROR(IF(OR(S174=\"\",'Lives scenario - input'!$F159=\"\"),\"\",S174/'Lives scenario - input'!$F159),\"\")","v":""},{"$f":"IFERROR(IF(OR(T174=\"\",'Lives scenario - input'!$F159=\"\"),\"\",T174/'Lives scenario - input'!$F159),\"\")","v":""},{"$f":"IFERROR(IF(OR(U174=\"\",'Lives scenario - input'!$F159=\"\"),\"\",U174/'Lives scenario - input'!$F159),\"\")","v":""},{"$f":"IFERROR(IF(OR(V174=\"\",'Lives scenario - input'!$F159=\"\"),\"\",V174/'Lives scenario - input'!$F159),\"\")","v":""},{"$f":"IFERROR(IF(OR(W174=\"\",'Lives scenario - input'!$F159=\"\"),\"\",W174/'Lives scenario - input'!$F159),\"\")","v":""}]
[{"$f":"IFERROR('Lives scenario - input'!A160,\"\")","v":""},{"$f":"IFERROR('Lives scenario - input'!B160,\"\")","v":""},{"$f":"IFERROR('Lives scenario - input'!C160,\"\")","v":""},{"$f":"IFERROR(repcalc('Lives scenario - input'!$CX160:$GJ160,'Lives scenario - input'!$I160,'Lives scenario - input'!$G160,'Lives scenario - input'!$H160,20,TRUE,TRUE),\"\")","v":""},"","","","","","","","","","","","","","","","","","","",{"$f":"IFERROR(IF(OR(D175=\"\",'Lives scenario - input'!$F160=\"\"),\"\",D175/'Lives scenario - input'!$F160),\"\")","v":""},{"$f":"IFERROR(IF(OR(E175=\"\",'Lives scenario - input'!$F160=\"\"),\"\",E175/'Lives scenario - input'!$F160),\"\")","v":""},{"$f":"IFERROR(IF(OR(F175=\"\",'Lives scenario - input'!$F160=\"\"),\"\",F175/'Lives scenario - input'!$F160),\"\")","v":""},{"$f":"IFERROR(IF(OR(G175=\"\",'Lives scenario - input'!$F160=\"\"),\"\",G175/'Lives scenario - input'!$F160),\"\")","v":""},{"$f":"IFERROR(IF(OR(H175=\"\",'Lives scenario - input'!$F160=\"\"),\"\",H175/'Lives scenario - input'!$F160),\"\")","v":""},{"$f":"IFERROR(IF(OR(I175=\"\",'Lives scenario - input'!$F160=\"\"),\"\",I175/'Lives scenario - input'!$F160),\"\")","v":""},{"$f":"IFERROR(IF(OR(J175=\"\",'Lives scenario - input'!$F160=\"\"),\"\",J175/'Lives scenario - input'!$F160),\"\")","v":""},{"$f":"IFERROR(IF(OR(K175=\"\",'Lives scenario - input'!$F160=\"\"),\"\",K175/'Lives scenario - input'!$F160),\"\")","v":""},{"$f":"IFERROR(IF(OR(L175=\"\",'Lives scenario - input'!$F160=\"\"),\"\",L175/'Lives scenario - input'!$F160),\"\")","v":""},{"$f":"IFERROR(IF(OR(M175=\"\",'Lives scenario - input'!$F160=\"\"),\"\",M175/'Lives scenario - input'!$F160),\"\")","v":""},{"$f":"IFERROR(IF(OR(N175=\"\",'Lives scenario - input'!$F160=\"\"),\"\",N175/'Lives scenario - input'!$F160),\"\")","v":""},{"$f":"IFERROR(IF(OR(O175=\"\",'Lives scenario - input'!$F160=\"\"),\"\",O175/'Lives scenario - input'!$F160),\"\")","v":""},{"$f":"IFERROR(IF(OR(P175=\"\",'Lives scenario - input'!$F160=\"\"),\"\",P175/'Lives scenario - input'!$F160),\"\")","v":""},{"$f":"IFERROR(IF(OR(Q175=\"\",'Lives scenario - input'!$F160=\"\"),\"\",Q175/'Lives scenario - input'!$F160),\"\")","v":""},{"$f":"IFERROR(IF(OR(R175=\"\",'Lives scenario - input'!$F160=\"\"),\"\",R175/'Lives scenario - input'!$F160),\"\")","v":""},{"$f":"IFERROR(IF(OR(S175=\"\",'Lives scenario - input'!$F160=\"\"),\"\",S175/'Lives scenario - input'!$F160),\"\")","v":""},{"$f":"IFERROR(IF(OR(T175=\"\",'Lives scenario - input'!$F160=\"\"),\"\",T175/'Lives scenario - input'!$F160),\"\")","v":""},{"$f":"IFERROR(IF(OR(U175=\"\",'Lives scenario - input'!$F160=\"\"),\"\",U175/'Lives scenario - input'!$F160),\"\")","v":""},{"$f":"IFERROR(IF(OR(V175=\"\",'Lives scenario - input'!$F160=\"\"),\"\",V175/'Lives scenario - input'!$F160),\"\")","v":""},{"$f":"IFERROR(IF(OR(W175=\"\",'Lives scenario - input'!$F160=\"\"),\"\",W175/'Lives scenario - input'!$F160),\"\")","v":""}]

{"sheet":"Combined scenario - input","index":6,"n_rows":190,"n_cols":190,"rows_kept":190,"cut":false,"hidden":false,"merged":[[2,3,3,3],[2,4,3,5],[2,6,3,6]]}
[null,"Unit cost - comparative"]
[null,"Replacement lives - comparative"]
[null,null,null,"Unit cost","Replacement \nlife",null,"Method","Volume",null,null,null,null,null,null,null,null,null,null,null,null,null,null,null,null,null,null,null,null,null,null,null,null,null,null,null,null,null,null,null,null,null,null,null,null,null,null,null,null,null,null,null,null,null,null,null,null,null,null,null,null,null,null,null,null,null,null,null,null,null,null,null,null,null,null,null,null,null,null,null,null,null,null,null,null,null,null,null,null,null,null,null,null,null,null,null,null,null,null,null,"Replacement Cost (NOT depreciated)"]
[null,null,null,null,null,null,null,"Installation date",null,null,null,null,null,null,null,null,null,null,null,null,null,null,null,null,null,null,null,null,null,null,null,null,null,null,null,null,null,null,null,null,null,null,null,null,null,null,null,null,null,null,null,null,null,null,null,null,null,null,null,null,null,null,null,null,null,null,null,null,null,null,null,null,null,null,null,null,null,null,null,null,null,null,null,null,null,null,null,null,null,null,null,null,null,null,null,null,null,null,null,"Installation date"]
["ID","Asset group","Asset category","$ ('000)","μ","σ","#",2019,2018,2017,2016,2015,2014,2013,2012,2011,2010,2009,2008,2007,2006,2005,2004,2003,2002,2001,2000,1999,1998,1997,1996,1995,1994,1993,1992,1991,1990,1989,1988,1987,1986,1985,1984,1983,1982,1981,1980,1979,1978,1977,1976,1975,1974,1973,1972,1971,1970,1969,1968,1967,1966,1965,1964,1963,1962,1961,1960,1959,1958,1957,1956,1955,1954,1953,1952,1951,1950,1949,1948,1947,1946,1945,1944,1943,1942,1941,1940,1939,1938,1937,1936,1935,1934,1933,1932,1931,1930,1929,null,2019,2018,2017,2016,2015,2014,2013,2012,2011,2010,2009,2008,2007,2006,2005,2004,2003,2002,2001,2000,1999,1998,1997,1996,1995,1994,1993,1992,1991,1990,1989,1988,1987,1986,1985,1984,1983,1982,1981,1980,1979,1978,1977,1976,1975,1974,1973,1972,1971,1970,1969,1968,1967,1966,1965,1964,1963,1962,1961,1960,1959,1958,1957,1956,1955,1954,1953,1952,1951,1950,1949,1948,1947,1946,1945,1944,1943,1942,1941,1940,1939,1938,1937,1936,1935,1934,1933,1932,1931,1930,1929]
[1,"OVERHEAD CONDUCTORS","˂ = 1 kv",81.710362468035612,73.36785069618206,8.5655035284670831,2,17.702689999999997,18.48236,13.37276,19.029859999999999,21.382090000000002,27.005610000000001,38.707226999999996,37.28763,35.284382000000001,30.668676999999999,39.310144000000001,28.873533999999999,26.730554999999999,21.910481999999998,19.102374999999999,29.537651999999998,20.114369,21.084419,39.605641000000006,21.394096000000001,36.868538000000001,33.696016999999998,32.816095000000004,24.534625999999999,15.234165000000001,17.776460999999998,17.873431,53.321916999999999,32.720505000000003,73.137790999999993,65.073250000000002,76.962717999999995,62.566357000000004,107.562355,95.371972,57.305833,60.6554,43.652462,41.554130000000001,46.856095000000003,44.510120000000001,79.420428999999999,47.112336999999997,49.589040000000004,39.199656000000004,70.036342000000005,54.678069000000001,77.940843999999998,68.737081000000003,17.473617999999998,46.092343,61.353639000000001,44.463397999999998,42.436964000000003,58.238144999999996,24.275917,11.084513000000001,19.912188999999998,23.922408000000001,15.903030000000001,11.868613999999999,9.8195769999999989,3.9259490000000001,1.6355789999999999,5.3430209999999994,5.6680000000000003E-3,0,0.19349,3.0449999999999998E-2,0,0,0,7.6560000000000003E-2,0,0,0,0,0,0,0,0,0,0,0,0,0,0,0,0,0,0,null,1446.4932165592691,1510.2003348647227,1092.6930667980478,1554.9367583159722,1747.1383242241598,2206.6381817704073,3162.7815483025342,3046.7857628739989,2883.0996426806314,2505.948714085107,3212.0461149106754,2359.2669288731499,2184.1633380217618,1790.3134260693696,1560.8619852503416,2413.5322513746969,1643.5523818058191,1722.815518917937,3236.1912818888927,1748.1193388359509,3012.5416036465449,2753.3137627990895,2681.4150172354916,2004.7331834776905,1244.7891440478618,1452.5210717088987,1460.4445255574242,4356.9531655605097,2673.6043236871719,5976.1154127214322,5317.1588444730987,6288.6515843052084,5112.3197087745175,8788.9590149655232,7792.8784014113435,4682.4803859627164,4956.1747196436872,3566.8584926421508,3395.4030243438729,3828.6285062867114,3636.9380386957614,6489.4720409568872,3849.5661329862451,4051.9384328419169,3203.0181003823072,5722.6948907553069,4467.7648370422612,6368.5746143046181,5616.5318035047239,1427.7756604079914,3766.2220535310239,5013.2280814230062,3633.1203671405297,3467.5397104829785,4758.6599374160151,1983.5939773139476,905.71957501165298,1627.0321807220314,1954.7086287882348,1299.4423456400446,969.78875193320198,802.36119595278569,320.79071582102193,133.64375293510722,436.58018258432605,0.46313433446882585,0,15.810138033940211,2.4880805371516841,0,0,0,6.2557453505528064,0,0,0,0,0,0,0,0,0,0,0,0,0,0,0,0,0,0]
[1,"OVERHEAD CONDUCTORS","˃ 11 kv & < = 22 kv ; multiple-phase",66.261223854863431,73.980137793099516,8.6011707222388925,2,5.6311499999999999,2.68669,11.546049999999999,9.9442500000000003,9.508280000000001,8.2909299999999995,17.336201000000003,9.3928899999999995,16.823108000000001,5.6836319999999994,16.38804,9.6601700000000008,7.5880799999999997,6.2698939999999999,3.7902800000000001,4.7412799999999997,11.634729999999999,5.8322099999999999,4.5407999999999999,23.461364,2.1048,12.949731999999999,18.533989000000002,1.3655599999999999,8.2577499999999997,5.5879700000000003,1.9056849999999999,14.353442999999999,9.1089069999999985,44.509402999999999,42.665427999999999,35.605078999999996,54.144152999999996,47.913213999999996,32.380664000000003,36.853150999999997,48.676154000000004,55.289716999999996,32.03586,52.989345999999998,32.885839999999995,52.795915000000001,51.203108999999998,50.130978000000006,34.588836999999998,25.832234,7.1393300000000002,15.112718999999998,9.4451540000000005,4.4079600000000001,34.656928999999998,13.25605,21.690416000000003,10.41751,16.316638999999999,0.36819999999999997,5.5348699999999997,4.1057799999999993,9.1955599999999986,8.9149999999999991,16.47419,2.8792199999999997,6.9465200000000005,1.0980799999999999,1.28111,2.51505,0,0,0.84989000000000003,0,0,0,0,0,0,0,0,0,3.2292399999999999,0,0,0.12040000000000001,0,0,0,0,0,0,0,0,0,null,373.12689071031423,178.02336751862302,765.05540368944582,658.91817531872573,630.03026955472092,549.36716869500287,1148.7178952539075,622.38438693410819,1114.7197251225439,376.60441226066513,1085.8915869824561,640.0946868460361,502.79546750861209,415.45084988026508,251.14859155261178,314.16301543858685,770.93144902089512,386.44937237857306,300.87896528016387,1554.578691944434,139.46662396971655,858.06509091248824,1228.0847940525766,90.483676847247295,547.16862128749847,370.26573106426122,126.2730203818554,951.07669971102246,603.56732580013238,2949.24751582933,2827.0634755715582,2359.2361099890968,3587.6578423649753,3174.7881984599762,2145.5824258731177,2441.9348881680839,3225.3415365878063,3663.5643150090477,2122.7352908430653,3511.1389172288118,2179.0560058952215,3498.3219424373419,3392.7806675139723,3321.7399553212344,2291.8986713363829,1711.6754397452141,473.06074330374213,1001.3872567146477,625.84746353765877,292.07682430328384,2296.410530591108,878.36209648126237,1437.2335100811117,690.27696212027831,1081.160469337995,24.397382623360713,366.74726007756794,272.05400767882111,609.30905963082785,590.7188106661074,1091.5999914175527,190.78064094739986,460.28491673228598,72.760124690548437,84.887916492704093,166.65029105617427,0,0,56.314751542009887,0,0,0,0,0,0,0,0,0,213.97339452107917,0,0,7.9778513521255574,0,0,0,0,0,0,0,0,0]
[1,"OVERHEAD CONDUCTORS","˃ 11 kv & < = 22 kv ; single-phase",66.261223854863431,81.694015816994181,9.0384741973960505,2,0.26362999999999998,1.8699999999999998E-2,3.7431100000000002,3.4504999999999999,2.1535000000000002,0,5.1878100000000007,12.82043,22.658249999999999,13.360569999999999,1.02182,0.27655000000000002,1.2007399999999999,2.8031999999999999,6.1039999999999997E-2,0.80974999999999997,0.24841999999999997,1.4541900000000001,0.91982000000000008,0,0.24446999999999999,0,8.4229999999999999E-2,0,0,0.50739999999999996,0,0.99541000000000002,0.30939,1.006,1.7411400000000001,3.0373099999999997,2.33548,1.20756,10.446569999999999,12.0726,24.438279999999999,11.745209999999998,6.57768,5.9860299999999995,3.5355599999999998,5.72973,15.03782,10.906409999999999,4.8366099999999994,5.81494,5.4918500000000003,7.8987700000000007,3.79488,0.49682999999999999,0.54603999999999997,2.0717399999999997,7.9469500000000002,0.29055000000000003,1.9127700000000001,0.73041,3.4319799999999998,4.33406,0,0.44768999999999998,2.7646100000000002,0.86129999999999995,0,0,0,0,0,0,0,0,0,0,0,0,0,0,0,0,0,0,0,0,0,0,0,0,0,0,0,0,0,null,17.468446444857644,1.239084886085946,248.02304962337786,228.63435291120626,142.69354557144842,0,343.75063972649912,849.49738214560682,1501.3633754094592,885.28771959857261,67.707043759376546,18.324541457062484,79.562501931488711,185.74346270995315,4.0445851041008636,53.655026016475659,16.460613230025171,96.356409117503858,60.948398926180488,0,16.198881395798463,0,5.5811828852951466,0,0,33.620944983957699,0,65.957084837369607,20.500560048456197,66.658791197992613,115.37006730265692,201.25587782661523,154.75176308855646,80.014403478178878,692.20251328550069,799.94525111022426,1619.3103417078319,778.25198903238038,435.84512692565806,396.64167383192813,234.27053261230094,379.65892215792667,996.42435730914235,722.67207446292105,320.47969790867097,385.30504104259956,363.89670222733173,523.3821671480797,251.45339318234414,32.920563847811799,36.181278673709627,137.27602790907474,526.57463291340696,19.25219859103057,126.74248115286713,48.3978605158308,227.4071950454142,287.18011986040938,0,29.664487307583808,183.18644208139401,57.070792106193871,0,0,0,0,0,0,0,0,0,0,0,0,0,0,0,0,0,0,0,0,0,0,0,0,0,0,0,0,0]
[1,"OVERHEAD CONDUCTORS","> 1 kv & < = 11 kv",58.930852846750383,81.140834933847245,9.0078207649712514,2,1.9844000000000002,0.51112000000000002,1.3440699999999999,0.71269000000000005,1.52803,0.38261000000000001,3.0202800000000001,0.61460999999999999,0.71348,1.5720499999999999,5.0076299999999998,1.1480899999999998,1.09605,2.2650300000000003,0.22141999999999998,0.45873000000000003,0.70316000000000001,0.31713999999999998,0.11953,1.41801,1.1471179999999999,2.2168699999999997,1.7945229999999999,0,0.60142999999999991,1.40452,1.1746300000000001,2.4201199999999998,1.72309,9.2180900000000001,2.6464499999999997,12.049149,8.3402819999999984,12.481,12.981200000000001,1.9185260000000002,0.78862999999999994,5.6697499999999996,12.414882,4.8471899999999994,11.001340000000001,14.922254000000001,6.95817,16.035685000000001,8.4188150000000004,4.461551,3.258162,4.4512510000000001,3.0830900000000003,1.43584,6.1802099999999998,12.690200000000001,3.0491250000000001,14.997717,12.77252,7.3470200000000006,5.3215200000000005,0.60582000000000003,4.2056319999999996,0.78010999999999997,1.17424,0,0,6.7080000000000001E-2,0.38579000000000002,0,0,0,0,0,0,0,0,0,0,0,0,0.24636000000000002,0,0,0,0,0,0,0,0,0,0,0,0,0,null,116.94238438909147,30.120737507031055,79.207191385731775,41.999429515350535,90.048111075419982,22.547533607695165,177.98767623598326,36.21949146814125,42.045984889099465,92.642247217733939,295.10390664097264,67.657922844825634,64.591161262680757,133.48014962347503,13.048469437327469,27.033350126389806,41.437818487721003,18.689330671818414,7.0440048407720735,83.564538645220509,67.6006420558586,130.64203975037552,105.75277084310903,0,35.44278282762108,82.769561440317844,69.221947679378403,142.61973559147754,101.54316323170711,543.22990531810126,155.95755551628253,710.06662664756948,491.49993124240086,735.51597438029148,764.9931869742361,113.06037338866463,46.474638480532754,334.12320292786296,731.61958425177011,285.64904061023998,648.3183486570689,879.38115461583232,410.05089235267309,944.99659303184251,496.12794790901484,262.92300544927201,192.00626537287391,262.31601766495049,181.68912310328767,84.615275751478066,364.20504607201519,747.84430879583181,179.68753668634776,883.82825356420665,752.69549660217626,432.96615448213203,313.60171204103915,35.701489271618321,247.84148051958448,45.97254761427844,69.198964646768161,0,0,3.9530816089600158,22.734933719747833,0,0,0,0,0,0,0,0,0,0,0,0,14.518204907325426,0,0,0,0,0,0,0,0,0,0,0,0,0]
[1,"OVERHEAD CONDUCTORS","> 22 kv & < = 66 kv",66.261223854863431,90.482322508096885,9.5122196414978184,2,2.1515599999999999,1.7095899999999999,14.211040000000001,0.8528,6.2591599999999996,2.82056,0.62130999999999992,4.9574829999999999,1.1436600000000001,0,1.11565,0.25818000000000002,1.2607699999999999,10.460520000000001,23.50375,0,0.18095,4.7083999999999993,3.3149600000000001,17.718509999999998,0,6.0015700000000001,0.57991999999999999,0,0,0.24221999999999999,2.3780300000000003,6.1893900000000004,0,1.11619,0,0,0,3.7816000000000001,0,14.978959999999999,2.80158,34.08699,1.6926300000000001,9.9954000000000001,15.129610000000001,0,4.1534300000000002,3.6043499999999997,12.36741,2.6895199999999999,13.10768,0.44086999999999998,0,0,20.906130000000001,0,8.0166000000000004,39.931350000000002,0,24.360959999999999,0,0,0,0,0,0,0,0,0,0,0,0,0,0,0,0,0,0,0,0,0,0,0,0,0,0,0,0,0,0,0,0,0,0,0,null,142.56499879716995,113.27952569003597,941.64090265041841,56.507571703427537,414.73960190340699,186.89375755607361,41.168760993265195,328.48889081967991,75.780311273853115,0,73.924334393678393,17.10732277484864,83.540163199496163,693.12685735827608,1557.3872401787464,0,11.989968456537538,311.98434639823893,219.65330662991809,1174.0501574846362,0,397.67137325063271,38.426208937912399,0,0,16.049793642125021,157.5711781635809,410.11655631505317,0,73.960115454560011,0,0,0,250.57344412955155,0,992.52422167304508,185.6361195273083,2258.6456749284912,112.1557353334575,662.30743691890189,1002.5064750467805,0,275.21135499550542,238.82864220127698,819.47972251487647,178.21088678213229,868.53091869791626,29.212585760893639,0,0,1385.2657598688761,0,531.18972715489815,2645.9001211769009,0,1614.1870238793738,0,0,0,0,0,0,0,0,0,0,0,0,0,0,0,0,0,0,0,0,0,0,0,0,0,0,0,0,0,0,0,0,0,0,0]
[2,"POLES","˂ = 1 kv ; concrete",9.7186080796212497,69.432445616379013,8.3326133725487956,2,37,18,6,15,5,8,8,20,9,15,9,13,20,16,14,10,25,21,21,49,134,340,409,269,204,509,733,516,674,885,317,743,548,576,550,468,406,193,215,656,35,583,182,125,23,15,107,84,17,7,8,13,13,9,3,5,3,6,4,1,0,3,0,2,2,1,2,0,0,3,0,0,0,0,0,0,0,0,0,2,0,0,0,1,0,0,0,1,0,0,0,null,359.58849894598626,174.93494543318249,58.311648477727502,145.77912119431875,48.593040398106247,77.748864636969998,77.748864636969998,194.37216159242499,87.467472716591246,145.77912119431875,87.467472716591246,126.34190503507625,194.37216159242499,155.49772927394,136.0605131146975,97.186080796212494,242.96520199053126,204.09076967204624,204.09076967204624,476.21179590144123,1302.2934826692474,3304.3267470712249,3974.9107045650912,2614.3055734181162,1982.5960482427349,4946.7715125272161,7123.7397223623757,5014.8017690845645,6550.3418456647223,8600.9681504648051,3080.7987612399361,7220.9258031585887,5325.7972276324444,5597.9182538618397,5345.2344437916872,4548.3085812627451,3945.7548803262275,1875.6913593669012,2089.5007371185688,6375.40690023154,340.15128278674376,5665.948510419189,1768.7866704910675,1214.8260099526562,223.52798583128873,145.77912119431875,1039.8910645194737,816.36307868818494,165.21633735356124,68.03025655734875,77.748864636969998,126.34190503507625,126.34190503507625,87.467472716591246,29.155824238863751,48.593040398106247,29.155824238863751,58.311648477727502,38.874432318484999,9.7186080796212497,0,29.155824238863751,0,19.437216159242499,19.437216159242499,9.7186080796212497,19.437216159242499,0,0,29.155824238863751,0,0,0,0,0,0,0,0,0,19.437216159242499,0,0,0,9.7186080796212497,0,0,0,9.7186080796212497,0,0,0]
[2,"POLES","˂ = 1 kv ; steel",9.0684548732328469,69.432445616379013,8.3326133725487956,2,0,4,3,8,0,13,8,13,0,5,10,9,5,9,7,0,7,15,22,35,13,28,16,4,15,20,16,17,15,13,20,29,14,13,13,20,4,6,7,11,5,6,3,8,8,5,3,3,2,8,10,3,5,6,10,3,1,7,1,0,0,0,0,3,0,0,0,0,0,0,0,0,0,0,0,0,0,0,0,0,0,0,1,0,0,0,0,0,0,0,0,null,0,36.273819492931388,27.205364619698543,72.547638985862775,0,117.88991335202701,72.547638985862775,117.88991335202701,0,45.342274366164233,90.684548732328466,81.616093859095628,45.342274366164233,81.616093859095628,63.47918411262993,0,63.47918411262993,136.02682309849271,199.50600721112264,317.39592056314962,117.88991335202701,253.91673645051972,145.09527797172555,36.273819492931388,136.02682309849271,181.36909746465693,145.09527797172555,154.16373284495839,136.02682309849271,117.88991335202701,181.36909746465693,262.98519132375259,126.95836822525986,117.88991335202701,117.88991335202701,181.36909746465693,36.273819492931388,54.410729239397085,63.47918411262993,99.753003605561318,45.342274366164233,54.410729239397085,27.205364619698543,72.547638985862775,72.547638985862775,45.342274366164233,27.205364619698543,27.205364619698543,18.136909746465694,72.547638985862775,90.684548732328466,27.205364619698543,45.342274366164233,54.410729239397085,90.684548732328466,27.205364619698543,9.0684548732328469,63.47918411262993,9.0684548732328469,0,0,0,0,27.205364619698543,0,0,0,0,0,0,0,0,0,0,0,0,0,0,0,0,0,0,9.0684548732328469,0,0,0,0,0,0,0,0]
[2,"POLES","˂ = 1 kv ; wood",3.5318181720334834,70.808604055078234,8.4147848490070274,2,221,247,166,165,147,202,291,306,139,156,168,190,120,134,116,122,179,161,282,195,163,67,118,117,64,85,108,217,152,344,340,537,381,815,634,530,666,454,414,543,619,665,471,931,771,864,814,1295,1228,596,883,1076,1087,697,955,802,626,665,725,473,358,296,238,106,144,68,127,21,34,94,11,16,39,10,8,7,23,52,57,131,66,68,39,39,19,20,13,9,2,2,5,null,780.5318160193998,872.35908849227042,586.28181655755827,582.7499983855248,519.17727128892204,713.42727075076368,1027.7590880617436,1080.7363606422459,490.92272591265419,550.96363483722337,593.34545290162521,671.04545268636184,423.81818064401801,473.26363505248679,409.69090795588409,430.88181698808495,632.19545279399347,568.62272569739082,995.97272451344236,688.70454354652929,575.68636204145776,236.6318175262434,416.75454429995102,413.22272612791755,226.03636301014294,300.20454462284607,381.43636257961623,766.40454333126593,536.8363621490895,1214.9454511795184,1200.8181784913843,1896.5863583819805,1345.6227235447573,2878.4318102072889,2239.1727210692284,1871.8636311777461,2352.1909025742998,1603.4454501032014,1462.172723221862,1917.7772674141816,2186.195448488726,2348.6590844022662,1663.4863590277707,3288.122718163173,2723.0318106378159,3051.4909006369298,2874.8999920352553,4573.7045327833612,4337.0727152571171,2104.9636305319559,3118.5954459055656,3800.2363531080282,3839.0863530003962,2461.6772659073381,3372.8863542919767,2832.5181739708537,2210.9181756929606,2348.6590844022662,2560.5681747242757,1670.5499953718377,1264.3909055879869,1045.418178921911,840.57272494396909,374.37272623554924,508.58181677282158,240.16363569827686,448.5409078482524,74.168181612703151,120.08181784913843,331.99090817114745,38.849999892368317,56.509090752535734,137.74090870930584,35.318181720334834,28.254545376267867,24.722727204234385,81.231817956770115,183.65454494574112,201.31363580590855,462.66818053638633,233.0999993542099,240.16363569827686,137.74090870930584,137.74090870930584,67.104545268636187,70.636363440669669,45.913636236435281,31.786363548301349,7.0636363440669667,7.0636363440669667,17.659090860167417]
[2,"POLES","˃ 11 kv & < = 22 kv ; concrete",12.34058880412428,64.908665909847429,8.0565914573005024,2,46,55,45,38,66,76,59,51,71,54,52,49,60,54,41,47,44,56,58,75,105,273,188,133,98,242,277,227,123,190,102,276,157,165,259,290,142,63,240,271,12,222,65,36,2,3,10,7,10,1,1,1,4,3,5,2,2,0,2,3,1,0,0,0,1,1,0,0,0,0,0,0,0,0,0,0,0,1,0,0,0,0,0,0,0,1,0,0,0,0,0,null,567.66708498971684,678.73238422683539,555.32649618559265,468.94237455672265,814.47886107220256,937.88474911344531,728.09473944333251,629.37002901033827,876.18180509282388,666.39179542271108,641.71061781446258,604.68885140208977,740.43532824745682,666.39179542271108,505.96414096909552,580.00767379384115,542.98590738146834,691.0729730309597,715.75415063920832,925.544160309321,1295.7618244330495,3368.9807435259286,2320.0306951753646,1641.2983109485292,1209.3777028041795,2986.4224905980759,3418.3430987424258,2801.3136585362117,1517.8924229072866,2344.7118727836132,1258.7400580206765,3406.0025099383015,1937.4724422475119,2036.1971526805062,3196.2125002681887,3578.7707531960414,1752.3636101856478,777.45709465982964,2961.7413129898273,3344.29956591768,148.08706564949136,2739.6107145155902,802.13827226807825,444.26119694847409,24.681177608248561,37.021766412372841,123.4058880412428,86.384121628869963,123.4058880412428,12.34058880412428,12.34058880412428,12.34058880412428,49.362355216497122,37.021766412372841,61.702944020621402,24.681177608248561,24.681177608248561,0,24.681177608248561,37.021766412372841,12.34058880412428,0,0,0,12.34058880412428,12.34058880412428,0,0,0,0,0,0,0,0,0,0,0,12.34058880412428,0,0,0,0,0,0,0,12.34058880412428,0,0,0,0,0]
[2,"POLES","˃ 11 kv & < = 22 kv ; steel",10.15045560150087,64.908665909847429,8.0565914573005024,2,1,0,3,0,0,0,0,0,0,0,0,0,0,0,4,0,2,0,0,0,1,0,1,2,0,0,0,0,0,2,0,0,0,1,0,1,0,0,0,0,0,0,0,0,0,0,0,0,0,0,0,0,1,0,0,0,0,0,0,0,2,0,0,0,0,0,0,0,0,0,0,0,0,0,0,0,0,0,0,0,0,0,0,0,0,0,0,0,0,0,0,null,10.15045560150087,0,30.451366804502609,0,0,0,0,0,0,0,0,0,0,0,40.601822406003478,0,20.300911203001739,0,0,0,10.15045560150087,0,10.15045560150087,20.300911203001739,0,0,0,0,0,20.300911203001739,0,0,0,10.15045560150087,0,10.15045560150087,0,0,0,0,0,0,0,0,0,0,0,0,0,0,0,0,10.15045560150087,0,0,0,0,0,0,0,20.300911203001739,0,0,0,0,0,0,0,0,0,0,0,0,0,0,0,0,0,0,0,0,0,0,0,0,0,0,0,0,0,0]
[2,"POLES","˃ 11 kv & < = 22 kv ; wood",4.4424295966098422,66.062540658615333,8.1278866046848446,2,133,190,198,244,285,330,388,365,267,302,282,225,192,163,167,149,278,181,241,209,144,135,128,153,63,121,197,223,285,764,605,553,427,773,496,446,519,363,407,327,384,441,487,539,447,545,516,505,572,334,473,521,532,392,664,308,222,199,265,196,144,82,52,26,26,58,17,32,18,11,17,2,0,2,4,5,6,32,50,28,28,37,2,22,8,0,1,0,0,0,0,null,590.84313634910905,844.06162335586998,879.60106012874871,1083.9528215728014,1266.092435033805,1466.0017668812479,1723.6626834846188,1621.4868027625923,1186.1287022948279,1341.6137381761723,1252.7651462439756,999.5466592372145,852.94648254908975,724.11602424740431,741.88574263384362,661.92200989486651,1234.995427857536,804.07975698638143,1070.625532782972,928.46778569145704,639.70986191181726,599.7279955423287,568.6309883660598,679.69172828130581,279.87306458642007,537.53398118979089,875.15863053213889,990.66180004399484,1266.092435033805,3394.0162118099192,2687.6699059489547,2456.6635669252428,1896.9174377524025,3433.9980781794079,2203.4450799184815,1981.3236000879897,2305.6209606405082,1612.6019435693727,1808.0688458202058,1452.6744780914185,1705.8929650981795,1959.1114521049403,2163.4632135489933,2394.4695525727047,1985.7660296845995,2421.1241301523642,2292.2936718506785,2243.4269462879702,2541.0697292608297,1483.7714852676872,2101.2691991964552,2314.5058198337279,2363.3725453964362,1741.4324018710581,2949.7732521489352,1368.2683157558313,986.2193704473849,884.04348972535854,1177.2438431016083,870.71620093552906,639.70986191181726,364.27922692200707,231.0063390237118,115.5031695118559,115.5031695118559,257.66091660337082,75.521303142367316,142.15774709151495,79.963732738977157,48.866725562708261,75.521303142367316,8.8848591932196843,0,8.8848591932196843,17.769718386439369,22.21214798304921,26.654577579659055,142.15774709151495,222.12147983049212,124.38802870507558,124.38802870507558,164.36989507456417,8.8848591932196843,97.733451125416522,35.539436772878737,0,4.4424295966098422,0,0,0,0]
[2,"POLES","> 1 kv & < = 11 kv ; concrete",11.101511926289906,71.056789127956776,8.4295189143839497,2,28,19,15,20,22,24,20,22,16,26,25,20,11,18,10,9,8,7,11,19,17,54,31,38,65,39,36,52,38,44,18,124,60,58,66,125,64,24,84,125,8,114,53,9,2,0,4,0,0,0,0,0,0,1,1,0,1,0,1,0,0,0,1,0,0,0,0,0,0,0,0,0,0,0,0,0,0,0,1,0,0,0,0,0,0,0,0,0,0,0,0,null,310.84233393611737,210.9287265995082,166.52267889434859,222.0302385257981,244.23326237837793,266.43628623095776,222.0302385257981,244.23326237837793,177.62419082063849,288.63931008353757,277.53779815724766,222.0302385257981,122.11663118918896,199.82721467321829,111.01511926289905,99.913607336609147,88.812095410319245,77.710583484029343,122.11663118918896,210.9287265995082,188.72570274692839,599.48164401965494,344.14686971498708,421.85745319901639,721.59827520884392,432.95896512530629,399.65442934643659,577.27862016707513,421.85745319901639,488.46652475675586,199.82721467321829,1376.5874788599483,666.09071557739435,643.88769172481454,732.69978713513376,1387.6889907862383,710.49676328255396,266.43628623095776,932.52700180835211,1387.6889907862383,88.812095410319245,1265.5723595970492,588.38013209336498,99.913607336609147,22.203023852579811,0,44.406047705159622,0,0,0,0,0,0,11.101511926289906,11.101511926289906,0,11.101511926289906,0,11.101511926289906,0,0,0,11.101511926289906,0,0,0,0,0,0,0,0,0,0,0,0,0,0,0,11.101511926289906,0,0,0,0,0,0,0,0,0,0,0,0]
[2,"POLES","> 1 kv & < = 11 kv ; steel",8.1426411680844826,71.056789127956776,8.4295189143839497,2,0,0,0,0,0,0,0,0,0,0,0,0,0,0,0,0,0,0,0,0,0,0,0,0,0,0,0,0,0,0,0,0,0,0,0,0,0,0,0,0,0,0,0,0,0,0,0,0,0,0,0,1,0,0,0,0,0,0,0,0,0,0,0,0,0,0,0,0,0,0,0,0,0,0,0,0,0,0,0,0,0,0,0,0,0,0,0,0,0,0,0,null,0,0,0,0,0,0,0,0,0,0,0,0,0,0,0,0,0,0,0,0,0,0,0,0,0,0,0,0,0,0,0,0,0,0,0,0,0,0,0,0,0,0,0,0,0,0,0,0,0,0,0,8.1426411680844826,0,0,0,0,0,0,0,0,0,0,0,0,0,0,0,0,0,0,0,0,0,0,0,0,0,0,0,0,0,0,0,0,0,0,0,0,0,0,0]
[2,"POLES","> 1 kv & < = 11 kv ; wood",4.7522000948946044,70.138825927894544,8.3748925920213768,2,56,46,51,96,66,43,55,75,53,35,69,51,36,17,14,18,32,24,41,33,16,27,24,40,18,27,36,57,84,144,110,190,112,216,120,63,40,97,150,82,71,65,96,104,91,93,83,72,83,46,71,166,153,101,169,152,92,108,128,90,104,49,51,16,33,28,29,6,15,16,12,0,14,2,1,0,8,51,16,20,7,6,9,13,4,8,5,3,1,0,1,null,266.12320531409785,218.6012043651518,242.36220483962484,456.21120910988202,313.64520626304386,204.344604080468,261.37100521920325,356.41500711709534,251.86660502941402,166.32700332131117,327.90180654772769,242.36220483962484,171.07920341620576,80.787401613208274,66.530801328524461,85.539601708102879,152.07040303662734,114.05280227747051,194.84020389067877,156.82260313152193,76.03520151831367,128.30940256215433,114.05280227747051,190.08800379578418,85.539601708102879,128.30940256215433,171.07920341620576,270.87540540899244,399.18480797114677,684.31681366482303,522.74201043840651,902.91801802997486,532.24641062819569,1026.4752204972347,570.26401138735253,299.38860597836009,190.08800379578418,460.96340920477661,712.83001423419068,389.68040778135753,337.40620673751692,308.89300616814927,456.21120910988202,494.22880986903886,432.45020863540901,441.95460882519819,394.43260787625218,342.15840683241152,394.43260787625218,218.6012043651518,337.40620673751692,788.86521575250435,727.08661451887451,479.97220958435503,803.12181603718818,722.33441442397987,437.2024087303036,513.23761024861733,608.28161214650936,427.69800854051437,494.22880986903886,232.8578046498356,242.36220483962484,76.03520151831367,156.82260313152193,133.06160265704892,137.81380275194351,28.513200569367626,71.283001423419066,76.03520151831367,57.026401138735253,0,66.530801328524461,9.5044001897892088,4.7522000948946044,0,38.017600759156835,242.36220483962484,76.03520151831367,95.044001897892088,33.265400664262231,28.513200569367626,42.769800854051439,61.778601233629857,19.008800379578418,38.017600759156835,23.761000474473022,14.256600284683813,4.7522000948946044,0,4.7522000948946044]
[2,"POLES","> 22 kv & < = 66 kv ; concrete",18.951573331460036,65.128683613340911,8.0702344212136055,2,31,12,3,1,1,3,3,7,7,0,10,7,2,2,24,2,6,8,7,6,10,37,32,19,57,28,9,6,2,4,3,9,7,3,18,12,15,3,16,5,1,8,30,1,0,1,7,14,0,0,0,0,0,0,1,1,1,0,0,0,0,0,0,0,0,0,0,0,0,0,0,0,0,0,0,0,0,0,0,0,0,1,0,0,0,0,0,0,0,0,0,null,587.4987732752611,227.41887997752042,56.854719994380105,18.951573331460036,18.951573331460036,56.854719994380105,56.854719994380105,132.66101332022026,132.66101332022026,0,189.51573331460037,132.66101332022026,37.903146662920072,37.903146662920072,454.83775995504084,37.903146662920072,113.70943998876021,151.61258665168029,132.66101332022026,113.70943998876021,189.51573331460037,701.20821326402131,606.45034660672115,360.07989329774068,1080.239679893222,530.64405328088105,170.56415998314031,113.70943998876021,37.903146662920072,75.806293325840144,56.854719994380105,170.56415998314031,132.66101332022026,56.854719994380105,341.12831996628063,227.41887997752042,284.27359997190052,56.854719994380105,303.22517330336058,94.757866657300184,18.951573331460036,151.61258665168029,568.54719994380105,18.951573331460036,0,18.951573331460036,132.66101332022026,265.32202664044053,0,0,0,0,0,0,18.951573331460036,18.951573331460036,18.951573331460036,0,0,0,0,0,0,0,0,0,0,0,0,0,0,0,0,0,0,0,0,0,0,0,0,18.951573331460036,0,0,0,0,0,0,0,0,0]
[2,"POLES","> 22 kv & < = 66 kv ; steel",18.951573331460036,65.128683613340911,8.0702344212136055,2,0,0,0,0,0,0,2,0,0,0,0,0,0,0,0,0,0,0,2,0,0,0,1,0,0,0,0,0,0,0,0,1,1,2,0,0,0,1,0,0,0,0,0,0,0,2,0,0,0,0,1,0,0,0,0,0,0,0,0,0,0,0,0,0,0,0,0,0,0,0,0,0,0,0,0,0,0,0,0,0,0,0,0,0,0,0,0,0,0,0,0,null,0,0,0,0,0,0,37.903146662920072,0,0,0,0,0,0,0,0,0,0,0,37.903146662920072,0,0,0,18.951573331460036,0,0,0,0,0,0,0,0,18.951573331460036,18.951573331460036,37.903146662920072,0,0,0,18.951573331460036,0,0,0,0,0,0,0,37.903146662920072,0,0,0,0,18.951573331460036,0,0,0,0,0,0,0,0,0,0,0,0,0,0,0,0,0,0,0,0,0,0,0,0,0,0,0,0,0,0,0,0,0,0,0,0,0,0,0,0]
[2,"POLES","> 22 kv & < = 66 kv ; wood",4.415387775119326,64.593201424488484,8.0369895747405629,2,36,80,194,53,98,55,37,72,27,18,69,23,29,39,291,25,23,184,95,24,20,30,15,18,13,28,45,12,33,71,52,70,52,266,137,125,71,51,82,17,26,23,152,109,170,51,45,29,29,47,55,33,47,154,189,182,48,14,13,17,18,12,9,2,7,2,1,15,5,6,1,0,1,1,1,6,0,7,0,5,7,18,0,0,0,0,0,0,0,0,0,null,158.95395990429574,353.23102200954611,856.58522837314922,234.01555208132427,432.70800196169392,242.84632763156293,163.36934767941506,317.90791980859149,119.21546992822181,79.476979952147872,304.66175648323349,101.5539188277445,128.04624547846046,172.20012322965371,1284.8778425597238,110.38469437798315,101.5539188277445,812.43135062195597,419.46183863633598,105.96930660286382,88.307755502386527,132.46163325357978,66.230816626789888,79.476979952147872,57.40004107655124,123.63085770334112,198.69244988036968,52.984653301431912,145.70779657893775,313.49253203347217,229.60016430620496,309.0771442583528,229.60016430620496,1174.4931481817407,604.90812519134761,551.92347188991573,313.49253203347217,225.18477653108562,362.06179755978474,75.061592177028544,114.80008215310248,101.5539188277445,671.1389418181376,481.27726748800654,750.61592177028547,225.18477653108562,198.69244988036968,128.04624547846046,128.04624547846046,207.52322543060833,242.84632763156293,145.70779657893775,207.52322543060833,679.96971736837622,834.5082894975526,803.60057507171734,211.93861320572765,61.815428851670561,57.40004107655124,75.061592177028544,79.476979952147872,52.984653301431912,39.738489976073936,8.830775550238652,30.90771442583528,8.830775550238652,4.415387775119326,66.230816626789888,22.076938875596632,26.492326650715956,4.415387775119326,0,4.415387775119326,4.415387775119326,4.415387775119326,26.492326650715956,0,30.90771442583528,0,22.076938875596632,30.90771442583528,79.476979952147872,0,0,0,0,0,0,0,0,0]
[2,"POLES","staking of a wooden pole",9.8296272019812889,33.634558370605838,5.7995308750454839,2,969,1416,418,294,1868,1261,876,309,522,296,512,322,148,268,628,675,310,173,134,123,143,217,400,343,352,89,23,104,124,83,1,1,3,21,1,0,0,0,1,0,0,0,0,1,0,0,0,0,1,7,1,0,1,0,0,0,0,0,0,0,0,0,0,0,0,0,0,0,0,0,0,0,0,0,0,0,0,0,0,1,0,0,0,0,0,0,0,0,0,0,0,null,9524.9087587198683,13918.752118005505,4108.7841704281791,2889.910397382499,18361.743613301049,12395.159901698406,8610.7534289356099,3037.3548054122184,5131.0653994342329,2909.5696517864617,5032.7691274144199,3165.1399590379751,1454.7848258932308,2634.3400901309856,6173.0058828442498,6634.9983613373697,3047.1844326141995,1700.5255059427629,1317.1700450654928,1209.0441458436985,1405.6366898833244,2133.0291028299398,3931.8508807925155,3371.5621302795821,3460.0287750974139,874.83682097633471,226.08142564556965,1022.281229006054,1218.8737730456799,815.85905776444702,9.8296272019812889,9.8296272019812889,29.488881605943867,206.42217124160706,9.8296272019812889,0,0,0,9.8296272019812889,0,0,0,0,9.8296272019812889,0,0,0,0,9.8296272019812889,68.80739041386903,9.8296272019812889,0,9.8296272019812889,0,0,0,0,0,0,0,0,0,0,0,0,0,0,0,0,0,0,0,0,0,0,0,0,0,0,9.8296272019812889,0,0,0,0,0,0,0,0,0,0,0]
[3,"SERVICE LINES","˂ = 11 kv ; commercial and industrial ; simple type",0.76955765860485337,56.118708311210142,7.4912421073684534,2,1342,1820,2070,2117,1918,1838,1402,1488,1365,1500,1134,1190,1512,1381,1704,1687,1856,2107,1769,1593,1574,1569,1006,797,1033,866,931,822,789,794,673,517,401,398,415,260,251,282,237,290,258,167,224,195,279,364,270,333,344,303,263,244,277,288,310,246,229,240,217,202,12,14,5,3,2,0,2,3,12,2,1,2,1,0,0,0,2,1,4,0,1,1,1,4,0,1,0,0,0,0,1,null,1032.7463778477131,1400.5949386608331,1592.9843533120466,1629.1535632664745,1476.0115892041088,1414.4469765157205,1078.9198373640045,1145.1017960040217,1050.446203995625,1154.3364879072801,872.67838485790367,915.77361373977556,1163.5711798105383,1062.7591265333026,1311.3262502626701,1298.2437700663877,1428.2990143706079,1621.4579866804261,1361.3474980719857,1225.9053501575313,1211.2837546440392,1207.4359663510149,774.17500455648246,613.33745390806814,794.95306133881354,666.43693235180297,716.45818016111843,632.57639537318948,607.18099263922932,611.02878093225354,517.91230424106629,397.8613094987092,308.59262110054618,306.28394812473164,319.36642832101415,200.08499123726187,193.15897230981818,217.01525972656864,182.38516508935024,223.17172099540747,198.54587592005217,128.51612898701052,172.38091552748716,150.06374342794641,214.7065867507541,280.1189877321666,207.78056782331041,256.26270031541617,264.72783456006954,233.17597055727057,202.39366421307645,187.77206869958422,213.16747143354439,221.63260567819776,238.56287416750453,189.31118401679393,176.22870382051141,184.69383806516481,166.99401191725318,155.45064703818039,9.2346919032582413,10.773807220467948,3.8477882930242666,2.3086729758145603,1.5391153172097067,0,1.5391153172097067,2.3086729758145603,9.2346919032582413,1.5391153172097067,0.76955765860485337,1.5391153172097067,0.76955765860485337,0,0,0,1.5391153172097067,0.76955765860485337,3.0782306344194135,0,0.76955765860485337,0.76955765860485337,0.76955765860485337,3.0782306344194135,0,0.76955765860485337,0,0,0,0,0.76955765860485337]
[3,"SERVICE LINES","˂ = 11 kv ; residential ; simple type",0.76955765860485359,59.588154241786384,7.7193363861012294,2,7227,4745,8809,7814,10679,9197,9138,7458,6434,5544,6099,4188,5062,4846,6310,5747,5593,4505,4449,3702,3099,2710,2058,1455,2037,1868,2282,1824,2133,1904,1675,2124,1573,2167,1906,1532,1600,1559,1301,1604,1584,1403,1353,1228,2184,3183,3244,3840,3843,3117,3565,3640,3876,3243,3806,3313,2887,2986,3014,2502,38,45,26,5,11,8,12,3,7,12,1,1,5,1,0,1,2,2,6,15,4,9,13,9,1,3,2,0,0,0,5,null,5561.5931987372769,3651.5510900800305,6779.0334146501555,6013.3235443383255,8218.1062362412322,7077.6217861888381,7032.2178843311522,5739.3610178749977,4951.3339754636281,4266.4276593053082,4693.532159831002,3222.9074742371267,3895.5008678577688,3729.2764135991206,4855.9088257966259,4422.6478640020932,4304.1359845769457,3466.8572520148655,3423.7620231329938,2848.9024521551678,2384.8591840164413,2085.501254819153,1583.7496614087886,1119.7063932700619,1567.5889505780867,1437.5337062738665,1756.1305769362759,1403.673169295253,1641.4664858041526,1465.2377819836413,1289.0090781631297,1634.5404668767089,1210.5141969854346,1667.6314461967177,1466.776897300851,1178.9623329826356,1231.2922537677657,1199.7403897649667,1001.1945138449145,1234.3704844021852,1218.9793312300881,1079.6893950226097,1041.211512092367,945.01680476676017,1680.7139263930003,2449.5020273392488,2496.4450445141451,2955.1014090426379,2957.4100820184522,2398.7112218713287,2743.4730529263029,2801.1898773216672,2982.8054847524127,2495.6754868555404,2928.9364486500726,2549.54452295788,2221.7129603922122,2297.8991685940928,2319.4467830350286,1925.4332618293438,29.243191026984437,34.630094637218413,20.008499123726192,3.8477882930242679,8.4651342446533899,6.1564612688388287,9.2346919032582431,2.3086729758145608,5.3869036102339756,9.2346919032582431,0.76955765860485359,0.76955765860485359,3.8477882930242679,0.76955765860485359,0,0.76955765860485359,1.5391153172097072,1.5391153172097072,4.6173459516291215,11.543364879072804,3.0782306344194144,6.9260189274436819,10.004249561863096,6.9260189274436819,0.76955765860485359,2.3086729758145608,1.5391153172097072,0,0,0,3.8477882930242679]
[4,"SWITCHGEAR","˂ = 11 kv ; circuit breaker",79.028576136292443,57.04917100876996,7.553090162891607,2,5,27,5,3,3,21,2,8,44,2,4,7,28,23,4,5,6,8,4,5,7,9,6,6,4,22,2,2,1,2,46,0,2,3,0,0,0,0,2,19,0,1,0,2,2,1,2,0,2,8,0,0,23,1,1,0,1,0,1,3,0,0,0,0,0,0,0,0,0,0,0,0,0,0,0,0,0,0,0,0,0,0,0,0,0,0,0,0,0,0,0,null,395.1428806814622,2133.7715556798958,395.1428806814622,237.08572840887734,237.08572840887734,1659.6000988621413,158.05715227258489,632.22860909033955,3477.2573499968676,158.05715227258489,316.11430454516977,553.20003295404706,2212.8001318161882,1817.6572511347263,316.11430454516977,395.1428806814622,474.17145681775469,632.22860909033955,316.11430454516977,395.1428806814622,553.20003295404706,711.25718522663203,474.17145681775469,474.17145681775469,316.11430454516977,1738.6286749984338,158.05715227258489,158.05715227258489,79.028576136292443,158.05715227258489,3635.3145022694525,0,158.05715227258489,237.08572840887734,0,0,0,0,158.05715227258489,1501.5429465895563,0,79.028576136292443,0,158.05715227258489,158.05715227258489,79.028576136292443,158.05715227258489,0,158.05715227258489,632.22860909033955,0,0,1817.6572511347263,79.028576136292443,79.028576136292443,0,79.028576136292443,0,79.028576136292443,237.08572840887734,0,0,0,0,0,0,0,0,0,0,0,0,0,0,0,0,0,0,0,0,0,0,0,0,0,0,0,0,0,0,0]
[4,"SWITCHGEAR","˂ = 11 kv ; fuse",2.3639613525049166,59.120860267510118,7.6890090562770261,2,590,593,611,563,553,533,684,618,641,537,563,527,463,423,355,266,313,290,279,283,413,286,280,174,139,179,187,175,173,226,251,245,223,221,220,145,162,132,106,144,95,122,107,88,90,71,82,76,70,26,68,66,45,46,45,13,9,9,18,12,18,2,2,2,5,0,0,0,1,0,0,0,4,0,0,0,0,0,0,0,0,0,0,0,0,0,0,0,0,0,0,null,1394.7371979779007,1401.8290820354155,1444.380386380504,1330.910241460268,1307.270627935219,1259.9914008851206,1616.949565113363,1460.9281158480385,1515.2992269556514,1269.4472462951403,1330.910241460268,1245.807632770091,1094.5141062097764,999.95565210957966,839.20628013924534,628.81371976630783,739.91990333403885,685.5487922264258,659.54521734887169,669.00106275889141,976.31603858453059,676.09294681640608,661.90917870137662,411.32927533585547,328.59062799818338,423.14908209838006,442.06077291841939,413.6932366883604,408.96531398335054,534.2552656661112,593.35429947873411,579.17053136370453,527.16338160859641,522.43545890358655,520.07149755108162,342.7743961132129,382.96173910579648,312.04289853064898,250.57990336552115,340.41043476070797,224.57632848796706,288.4032850055998,252.94386471802608,208.02859902043267,212.7565217254425,167.84125602784908,193.84483090540317,179.66106279037365,165.47729467534415,61.462995165127829,160.74937197033432,156.02144926532449,106.37826086272125,108.74222221522616,106.37826086272125,30.731497582563915,21.275652172544248,21.275652172544248,42.551304345088496,28.367536230058999,42.551304345088496,4.7279227050098331,4.7279227050098331,4.7279227050098331,11.819806762524582,0,0,0,2.3639613525049166,0,0,0,9.4558454100196663,0,0,0,0,0,0,0,0,0,0,0,0,0,0,0,0,0,0]
[4,"SWITCHGEAR","˂ = 11 kv ; switch",3.3153540670823398,63.648183587051193,7.9779811723926244,2,460,577,531,556,532,489,859,755,811,611,718,565,607,525,488,458,481,403,449,316,432,327,292,231,238,307,222,347,259,382,431,378,370,576,376,201,209,179,142,185,147,228,176,175,132,159,149,176,141,52,106,111,82,71,96,25,19,17,38,23,25,14,6,6,10,3,3,1,5,0,2,0,4,0,1,0,0,5,0,0,0,1,1,1,1,0,0,1,0,0,1,null,1525.0628708578763,1912.95929670651,1760.4530096207225,1843.3368612977808,1763.7683636878048,1621.2081388032641,2847.88914362373,2503.0923206471666,2688.7521484037775,2025.6813349873096,2380.42422016512,1873.175047901522,2012.4199187189802,1740.5608852182283,1617.8927847361817,1518.4321627237116,1594.6853062666055,1336.0876890341829,1488.5939761199706,1047.6518851980193,1432.2329569795709,1084.1207799359252,968.08338758804325,765.84678949602051,789.05426796559686,1017.8136985942783,736.00860289227944,1150.427861277572,858.67670337432605,1266.4652536254539,1428.9176029124885,1253.2038373571245,1226.6810048204657,1909.6439426394277,1246.5731292229598,666.38616748355025,692.90900002020908,593.44837800773882,470.78027752569227,613.34050241023283,487.35704786110398,755.90072729477345,583.50231580649177,580.18696173940941,437.62673685486885,527.14129666609199,493.98775599526863,583.50231580649177,467.46492345860992,172.39841148828168,351.42753111072801,368.00430144613972,271.85903350075188,235.39013876284614,318.27399043990465,82.883851677058502,62.991727274564454,56.361019140399776,125.98345454912891,76.25314354289381,82.883851677058502,46.414956939152759,19.892124402494041,19.892124402494041,33.153540670823396,9.9460622012470203,9.9460622012470203,3.3153540670823398,16.576770335411698,0,6.6307081341646796,0,13.261416268329359,0,3.3153540670823398,0,0,16.576770335411698,0,0,0,3.3153540670823398,3.3153540670823398,3.3153540670823398,3.3153540670823398,0,0,3.3153540670823398,0,0,3.3153540670823398]
[4,"SWITCHGEAR","> 11 kv & < = 22 kv ; circuit breaker",79.028576136292443,53.777435381284207,7.3333099880807033,2,7,23,13,36,35,18,6,20,14,5,35,32,18,14,7,10,12,5,10,10,22,13,9,4,9,5,8,7,2,10,0,2,1,9,24,16,9,4,7,11,1,2,4,17,2,0,17,0,1,10,3,9,20,18,6,2,9,3,1,0,1,0,0,0,0,0,0,0,0,0,2,0,0,0,0,0,0,0,0,0,0,0,0,0,0,0,0,0,0,0,0,null,553.20003295404706,1817.6572511347263,1027.3714897718019,2845.0287409065281,2766.0001647702356,1422.5143704532641,474.17145681775469,1580.5715227258488,1106.4000659080941,395.1428806814622,2766.0001647702356,2528.9144363613582,1422.5143704532641,1106.4000659080941,553.20003295404706,790.2857613629244,948.34291363550938,395.1428806814622,790.2857613629244,790.2857613629244,1738.6286749984338,1027.3714897718019,711.25718522663203,316.11430454516977,711.25718522663203,395.1428806814622,632.22860909033955,553.20003295404706,158.05715227258489,790.2857613629244,0,158.05715227258489,79.028576136292443,711.25718522663203,1896.6858272710188,1264.4572181806791,711.25718522663203,316.11430454516977,553.20003295404706,869.31433749921689,79.028576136292443,158.05715227258489,316.11430454516977,1343.4857943169716,158.05715227258489,0,1343.4857943169716,0,79.028576136292443,790.2857613629244,237.08572840887734,711.25718522663203,1580.5715227258488,1422.5143704532641,474.17145681775469,158.05715227258489,711.25718522663203,237.08572840887734,79.028576136292443,0,79.028576136292443,0,0,0,0,0,0,0,0,0,158.05715227258489,0,0,0,0,0,0,0,0,0,0,0,0,0,0,0,0,0,0,0,0]
[4,"SWITCHGEAR","> 11 kv & < = 22 kv ; switch",13.35656148294875,57.085519416536798,7.5554959742254377,2,403,487,493,565,546,452,566,543,596,422,474,415,427,438,296,228,333,253,278,265,356,276,261,186,129,155,177,174,174,232,247,193,192,212,176,175,152,95,118,140,102,124,82,119,78,65,74,68,67,38,55,60,137,128,56,15,57,18,38,9,23,7,2,4,4,3,2,2,2,0,4,0,0,0,0,0,0,0,2,0,1,1,0,2,0,0,1,0,0,0,0,null,5382.6942776283468,6504.6454421960416,6584.7848110937339,7546.4572378660441,7292.6825696900178,6037.1657902928355,7559.8137993489927,7252.6128852411712,7960.5106438374551,5636.4689458043731,6331.0101429177075,5542.9730154237313,5703.2517532191168,5850.1739295315529,3953.5421989528299,3045.2960181123153,4447.7349738219336,3379.210055186034,3713.1240922597526,3539.488792981419,4754.9358879297552,3686.410969293855,3486.0625470496238,2484.3204358284675,1722.9964313003888,2070.2670298570565,2364.111382481929,2324.0416980330824,2324.0416980330824,3098.72226404411,3299.0706862883412,2577.8163662091088,2564.4598047261602,2831.5910343851351,2350.75482099898,2337.3982595160314,2030.1973454082101,1268.8733408801313,1576.0742549879526,1869.9186076128251,1362.3692712607726,1656.2136238856451,1095.2380416017975,1589.4308164709014,1041.8117956700025,868.17649639166882,988.38554973820749,908.24618084051508,894.88961935756629,507.54933635205253,734.61088156218125,801.39368897692498,1829.8489231639787,1709.6398698174401,747.96744304513004,200.34842224423124,761.32400452807883,240.4181066930775,507.54933635205253,120.20905334653875,307.20091410782123,93.495930380641255,26.713122965897501,53.426245931795002,53.426245931795002,40.069684448846253,26.713122965897501,26.713122965897501,26.713122965897501,0,53.426245931795002,0,0,0,0,0,0,0,26.713122965897501,0,13.35656148294875,13.35656148294875,0,26.713122965897501,0,0,13.35656148294875,0,0,0,0]
[4,"SWITCHGEAR","> 33 kv & < = 66 kv ; circuit breaker",24.46978286207705,61.367627608036138,7.8337492689028627,2,8,1,3,1,2,3,0,4,0,0,0,5,2,1,2,0,0,5,9,1,2,0,0,1,0,0,0,0,0,2,0,1,0,1,1,1,1,1,2,1,2,1,0,1,4,0,3,1,2,0,3,3,6,5,0,2,0,0,0,0,0,0,0,0,0,0,0,0,0,0,0,0,0,0,0,0,0,0,0,0,0,0,0,0,0,0,0,0,0,0,0,null,195.7582628966164,24.46978286207705,73.409348586231147,24.46978286207705,48.9395657241541,73.409348586231147,0,97.8791314483082,0,0,0,122.34891431038525,48.9395657241541,24.46978286207705,48.9395657241541,0,0,122.34891431038525,220.22804575869344,24.46978286207705,48.9395657241541,0,0,24.46978286207705,0,0,0,0,0,48.9395657241541,0,24.46978286207705,0,24.46978286207705,24.46978286207705,24.46978286207705,24.46978286207705,24.46978286207705,48.9395657241541,24.46978286207705,48.9395657241541,24.46978286207705,0,24.46978286207705,97.8791314483082,0,73.409348586231147,24.46978286207705,48.9395657241541,0,73.409348586231147,73.409348586231147,146.81869717246229,122.34891431038525,0,48.9395657241541,0,0,0,0,0,0,0,0,0,0,0,0,0,0,0,0,0,0,0,0,0,0,0,0,0,0,0,0,0,0,0,0,0,0,0]
[4,"SWITCHGEAR","> 33 kv & < = 66 kv ; switch",13.35656148294875,59.876129986256885,7.7379667863242272,2,19,6,0,7,37,7,22,0,15,0,0,3,23,16,3,2,0,32,36,3,9,7,0,7,0,0,2,0,0,28,0,8,0,6,15,7,0,0,3,0,0,4,0,10,1,0,17,7,14,14,2,2,27,31,19,2,0,0,0,0,0,2,0,0,0,0,0,0,0,0,10,0,0,0,0,0,0,0,0,0,0,0,0,0,0,0,0,0,0,0,0,null,253.77466817602627,80.139368897692506,0,93.495930380641255,494.19277486910374,93.495930380641255,293.8443526248725,0,200.34842224423124,0,0,40.069684448846253,307.20091410782123,213.70498372718001,40.069684448846253,26.713122965897501,0,427.40996745436001,480.83621338615501,40.069684448846253,120.20905334653875,93.495930380641255,0,93.495930380641255,0,0,26.713122965897501,0,0,373.98372152256502,0,106.85249186359,0,80.139368897692506,200.34842224423124,93.495930380641255,0,0,40.069684448846253,0,0,53.426245931795002,0,133.56561482948752,13.35656148294875,0,227.06154521012877,93.495930380641255,186.99186076128251,186.99186076128251,26.713122965897501,26.713122965897501,360.62716003961629,414.05340597141128,253.77466817602627,26.713122965897501,0,0,0,0,0,26.713122965897501,0,0,0,0,0,0,0,0,133.56561482948752,0,0,0,0,0,0,0,0,0,0,0,0,0,0,0,0,0,0,0,0]
["","TRANSFORMERS","ground outdoor / indoor chamber mounted ; ˂ 22 kv ; < = 60 kva ; multiple phase","","","",2,0,0,0,0,0,0,0,0,0,0,0,0,0,0,0,0,0,0,0,0,0,0,0,0,0,0,0,0,0,0,0,0,0,0,0,1,0,0,0,0,0,0,0,0,0,0,0,0,0,0,0,0,0,0,0,0,0,0,0,0,0,0,0,0,0,0,0,0,0,0,0,0,0,0,0,0,0,0,0,0,0,0,0,0,0,0,0,0,0,0,0,null,"","","","","","","","","","","","","","","","","","","","","","","","","","","","","","","","","","","","","","","","","","","","","","","","","","","","","","","","","","","","","","","","","","","","","","","","","","","","","","","","","","","","","","","","","","",""]
[5,"TRANSFORMERS","ground outdoor / indoor chamber mounted ; ˂ 22 kv ; > 60 kva and < = 600 kva ; multiple phase",28.491243962366724,66.545404372036302,8.157536660784082,2,3,5,2,5,4,0,2,1,1,1,1,0,1,0,0,1,0,4,3,2,2,2,1,0,1,0,2,1,1,3,0,2,1,6,1,0,3,3,0,0,3,1,2,1,2,2,6,5,1,6,0,2,1,4,1,0,0,0,1,2,0,1,0,0,0,0,0,0,0,0,0,0,0,0,0,0,0,0,0,0,0,0,0,0,0,0,0,0,0,0,0,null,85.473731887100172,142.45621981183362,56.982487924733448,142.45621981183362,113.9649758494669,0,56.982487924733448,28.491243962366724,28.491243962366724,28.491243962366724,28.491243962366724,0,28.491243962366724,0,0,28.491243962366724,0,113.9649758494669,85.473731887100172,56.982487924733448,56.982487924733448,56.982487924733448,28.491243962366724,0,28.491243962366724,0,56.982487924733448,28.491243962366724,28.491243962366724,85.473731887100172,0,56.982487924733448,28.491243962366724,170.94746377420034,28.491243962366724,0,85.473731887100172,85.473731887100172,0,0,85.473731887100172,28.491243962366724,56.982487924733448,28.491243962366724,56.982487924733448,56.982487924733448,170.94746377420034,142.45621981183362,28.491243962366724,170.94746377420034,0,56.982487924733448,28.491243962366724,113.9649758494669,28.491243962366724,0,0,0,28.491243962366724,56.982487924733448,0,28.491243962366724,0,0,0,0,0,0,0,0,0,0,0,0,0,0,0,0,0,0,0,0,0,0,0,0,0,0,0,0,0]
[5,"TRANSFORMERS","ground outdoor / indoor chamber mounted ; ˂ 22 kv ; > 600 kva ; multiple phase",23.383979078209336,65.922958926575234,8.1192954698406705,2,4,0,1,4,3,2,2,5,3,2,3,3,3,2,3,0,0,2,2,0,4,2,5,0,1,1,5,2,2,2,0,3,1,0,1,0,0,3,0,1,5,1,2,2,0,1,1,1,0,7,0,0,0,2,1,0,1,1,0,0,0,0,0,2,0,0,0,0,0,0,0,0,0,0,0,0,0,0,0,0,0,0,0,0,0,0,0,0,0,0,0,null,93.535916312837344,0,23.383979078209336,93.535916312837344,70.151937234628008,46.767958156418672,46.767958156418672,116.91989539104668,70.151937234628008,46.767958156418672,70.151937234628008,70.151937234628008,70.151937234628008,46.767958156418672,70.151937234628008,0,0,46.767958156418672,46.767958156418672,0,93.535916312837344,46.767958156418672,116.91989539104668,0,23.383979078209336,23.383979078209336,116.91989539104668,46.767958156418672,46.767958156418672,46.767958156418672,0,70.151937234628008,23.383979078209336,0,23.383979078209336,0,0,70.151937234628008,0,23.383979078209336,116.91989539104668,23.383979078209336,46.767958156418672,46.767958156418672,0,23.383979078209336,23.383979078209336,23.383979078209336,0,163.68785354746535,0,0,0,46.767958156418672,23.383979078209336,0,23.383979078209336,23.383979078209336,0,0,0,0,0,46.767958156418672,0,0,0,0,0,0,0,0,0,0,0,0,0,0,0,0,0,0,0,0,0,0,0,0,0,0,0]
[5,"TRANSFORMERS","ground outdoor / indoor chamber mounted ; > = 22 kv & < = 33 kv ; < = 15 mva",24.445622314392498,63.467828545607446,7.9666698529314894,2,11,7,15,27,8,6,10,13,19,6,14,13,17,10,7,6,15,6,23,11,6,13,8,15,11,11,10,15,7,18,15,21,12,13,10,14,10,8,10,20,10,9,5,13,9,2,5,3,0,14,4,5,5,7,4,0,0,1,1,0,2,0,0,0,3,0,0,0,0,0,0,0,0,0,0,0,0,0,0,0,0,0,0,0,0,0,0,0,0,0,1,null,268.9018454583175,171.11935620074749,366.68433471588747,660.03180248859746,195.56497851513998,146.673733886355,244.45622314392497,317.79309008710248,464.46682397345745,146.673733886355,342.23871240149498,317.79309008710248,415.57557934467246,244.45622314392497,171.11935620074749,146.673733886355,366.68433471588747,146.673733886355,562.24931323102749,268.9018454583175,146.673733886355,317.79309008710248,195.56497851513998,366.68433471588747,268.9018454583175,268.9018454583175,244.45622314392497,366.68433471588747,171.11935620074749,440.02120165906496,366.68433471588747,513.3580686022425,293.34746777270999,317.79309008710248,244.45622314392497,342.23871240149498,244.45622314392497,195.56497851513998,244.45622314392497,488.91244628784995,244.45622314392497,220.01060082953248,122.22811157196249,317.79309008710248,220.01060082953248,48.891244628784996,122.22811157196249,73.336866943177498,0,342.23871240149498,97.782489257569992,122.22811157196249,122.22811157196249,171.11935620074749,97.782489257569992,0,0,24.445622314392498,24.445622314392498,0,48.891244628784996,0,0,0,73.336866943177498,0,0,0,0,0,0,0,0,0,0,0,0,0,0,0,0,0,0,0,0,0,0,0,0,0,24.445622314392498]
[5,"TRANSFORMERS","ground outdoor / indoor chamber mounted ; > = 22 kv & < = 33 kv ; > 15 mva and < = 40 mva",683.68721698034074,63.467828545607446,7.9666698529314894,2,0,0,3,0,0,0,0,0,0,0,0,0,0,1,0,0,0,0,0,0,0,0,0,0,0,0,0,0,0,0,0,0,0,0,0,0,0,0,0,0,0,0,0,0,0,0,0,0,0,0,0,0,0,0,0,0,0,0,0,0,0,0,0,0,0,0,0,0,0,0,0,0,0,0,0,0,0,0,0,0,0,0,0,0,0,0,0,0,0,0,0,null,0,0,2051.061650941022,0,0,0,0,0,0,0,0,0,0,683.68721698034074,0,0,0,0,0,0,0,0,0,0,0,0,0,0,0,0,0,0,0,0,0,0,0,0,0,0,0,0,0,0,0,0,0,0,0,0,0,0,0,0,0,0,0,0,0,0,0,0,0,0,0,0,0,0,0,0,0,0,0,0,0,0,0,0,0,0,0,0,0,0,0,0,0,0,0,0,0]
[5,"TRANSFORMERS","ground outdoor / indoor chamber mounted ; > 33 kv & < = 66 kv ; < = 15 mva",596.85601937961042,65.067227117613939,8.0664259196755754,2,0,0,0,0,0,0,0,0,0,0,0,0,0,0,0,0,0,0,0,0,0,0,0,0,0,0,0,0,0,0,0,0,0,0,0,0,0,0,0,0,0,0,0,0,0,0,0,0,0,0,0,0,0,0,0,1,0,0,0,0,1,1,0,0,0,0,0,0,0,0,0,0,0,0,0,0,0,0,0,0,0,0,0,0,0,0,0,0,0,0,0,null,0,0,0,0,0,0,0,0,0,0,0,0,0,0,0,0,0,0,0,0,0,0,0,0,0,0,0,0,0,0,0,0,0,0,0,0,0,0,0,0,0,0,0,0,0,0,0,0,0,0,0,0,0,0,0,596.85601937961042,0,0,0,0,596.85601937961042,596.85601937961042,0,0,0,0,0,0,0,0,0,0,0,0,0,0,0,0,0,0,0,0,0,0,0,0,0,0,0,0,0]
[5,"TRANSFORMERS","ground outdoor / indoor chamber mounted ; > 33 kv & < = 66 kv ; > 15 mva and < = 40 mva",726.47902955521761,59.241356905032497,7.6968407093451336,2,0,1,0,0,4,3,0,2,1,2,0,3,1,1,0,0,0,2,1,0,0,0,0,0,0,0,0,0,0,1,0,1,0,0,3,0,0,0,0,0,0,0,0,2,0,0,4,1,1,2,0,2,4,7,2,0,0,1,0,0,0,0,0,0,0,0,0,0,0,0,0,0,0,0,0,0,0,0,0,0,0,0,0,0,0,0,0,0,0,0,0,null,0,726.47902955521761,0,0,2905.9161182208704,2179.4370886656529,0,1452.9580591104352,726.47902955521761,1452.9580591104352,0,2179.4370886656529,726.47902955521761,726.47902955521761,0,0,0,1452.9580591104352,726.47902955521761,0,0,0,0,0,0,0,0,0,0,726.47902955521761,0,726.47902955521761,0,0,2179.4370886656529,0,0,0,0,0,0,0,0,1452.9580591104352,0,0,2905.9161182208704,726.47902955521761,726.47902955521761,1452.9580591104352,0,1452.9580591104352,2905.9161182208704,5085.3532068865234,1452.9580591104352,0,0,726.47902955521761,0,0,0,0,0,0,0,0,0,0,0,0,0,0,0,0,0,0,0,0,0,0,0,0,0,0,0,0,0,0,0,0,0]
["","TRANSFORMERS","ground outdoor / indoor chamber mounted ; > 33 kv & < = 66 kv ; > 40 mva","","","",2,0,0,0,0,0,0,0,0,0,0,0,0,0,0,0,0,0,0,0,0,0,0,0,0,0,0,0,0,0,0,0,0,0,0,0,2,0,0,0,0,0,0,0,0,0,0,0,0,0,0,0,0,0,0,0,0,0,0,0,0,0,0,0,0,0,0,0,0,0,0,0,0,0,0,0,0,0,0,0,0,0,0,0,0,0,0,0,0,0,0,0,null,"","","","","","","","","","","","","","","","","","","","","","","","","","","","","","","","","","","","","","","","","","","","","","","","","","","","","","","","","","","","","","","","","","","","","","","","","","","","","","","","","","","","","","","","","","",""]
[5,"TRANSFORMERS","kiosk mounted ; < = 22 kv ; < = 60 kva ; single phase",11.761212536419869,36.523992402274374,6.043508285944049,2,0,1,0,0,0,0,0,0,0,0,0,0,0,0,0,0,2,0,0,0,0,0,1,4,0,0,0,0,0,0,0,0,0,0,0,0,0,0,0,0,0,0,0,0,0,0,0,0,0,0,0,0,0,0,0,0,0,0,0,0,0,0,0,0,0,0,0,0,0,0,0,0,0,0,0,0,0,0,0,0,0,0,0,0,0,0,0,0,0,0,0,null,0,11.761212536419869,0,0,0,0,0,0,0,0,0,0,0,0,0,0,23.522425072839738,0,0,0,0,0,11.761212536419869,47.044850145679476,0,0,0,0,0,0,0,0,0,0,0,0,0,0,0,0,0,0,0,0,0,0,0,0,0,0,0,0,0,0,0,0,0,0,0,0,0,0,0,0,0,0,0,0,0,0,0,0,0,0,0,0,0,0,0,0,0,0,0,0,0,0,0,0,0,0,0]
[5,"TRANSFORMERS","kiosk mounted ; < = 22 kv ; > 60 kva and < = 600 kva ; multiple phase",23.717714373816154,51.555454284724931,7.1802126907721142,2,52,63,65,86,53,50,47,45,52,36,32,35,34,33,32,30,43,34,32,30,50,28,24,23,21,18,19,11,20,18,15,10,12,6,8,5,3,2,6,3,0,0,0,0,2,0,1,0,0,5,0,0,1,2,0,0,0,0,0,0,0,0,0,0,0,0,0,0,0,0,0,0,0,0,0,0,0,0,0,0,0,0,0,0,0,0,0,0,0,0,0,null,1233.32114743844,1494.2160055504178,1541.6514342980499,2039.7234361481892,1257.0388618122561,1185.8857186908076,1114.7325755693591,1067.297146821727,1233.32114743844,853.83771745738159,758.96685996211693,830.12000308356539,806.4022887097492,782.68457433593312,758.96685996211693,711.53143121448466,1019.8617180740946,806.4022887097492,758.96685996211693,711.53143121448466,1185.8857186908076,664.09600246685227,569.22514497158772,545.50743059777153,498.07200185013926,426.91885872869079,450.63657310250693,260.89485811197767,474.35428747632307,426.91885872869079,355.76571560724233,237.17714373816153,284.61257248579386,142.30628624289693,189.74171499052923,118.58857186908077,71.153143121448466,47.435428747632308,142.30628624289693,71.153143121448466,0,0,0,0,47.435428747632308,0,23.717714373816154,0,0,118.58857186908077,0,0,23.717714373816154,47.435428747632308,0,0,0,0,0,0,0,0,0,0,0,0,0,0,0,0,0,0,0,0,0,0,0,0,0,0,0,0,0,0,0,0,0,0,0,0,0]
[5,"TRANSFORMERS","kiosk mounted ; < = 22 kv ; > 600 kva ; multiple phase",21.422212593585424,46.457247836110575,6.8159553868926235,2,25,16,24,18,21,20,36,30,24,23,25,28,30,24,16,11,15,16,11,12,13,7,10,8,3,1,5,2,1,3,3,1,0,1,0,0,1,2,0,3,0,0,0,0,0,0,0,0,0,2,0,0,0,0,0,0,0,0,0,0,0,0,0,0,0,0,0,0,0,0,0,0,0,0,0,0,0,0,0,0,0,0,0,0,0,0,0,0,0,0,0,null,535.55531483963557,342.75540149736679,514.13310224605016,385.59982668453762,449.86646446529392,428.4442518717085,771.19965336907524,642.66637780756275,514.13310224605016,492.71088965246474,535.55531483963557,599.82195262039193,642.66637780756275,514.13310224605016,342.75540149736679,235.64433852943966,321.33318890378138,342.75540149736679,235.64433852943966,257.06655112302508,278.48876371661049,149.95548815509798,214.22212593585425,171.3777007486834,64.26663778075627,21.422212593585424,107.11106296792713,42.844425187170849,21.422212593585424,64.26663778075627,64.26663778075627,21.422212593585424,0,21.422212593585424,0,0,21.422212593585424,42.844425187170849,0,64.26663778075627,0,0,0,0,0,0,0,0,0,42.844425187170849,0,0,0,0,0,0,0,0,0,0,0,0,0,0,0,0,0,0,0,0,0,0,0,0,0,0,0,0,0,0,0,0,0,0,0,0,0,0,0,0,0]
[5,"TRANSFORMERS","pole mounted ; < = 22 kv ; < = 60 kva ; multiple phase",13.2623178896464,57.378578874311842,7.5748649409947797,2,2,5,4,2,6,1,5,3,3,2,3,1,2,2,3,4,3,2,6,9,4,9,6,8,3,4,6,3,2,9,6,3,8,3,8,4,8,4,3,6,3,1,0,1,2,0,1,0,2,10,0,0,0,1,1,0,0,2,0,0,1,1,0,0,0,0,0,0,0,0,0,0,0,0,0,0,0,0,0,0,0,0,0,0,0,0,0,0,0,0,0,null,26.524635779292801,66.311589448231999,53.049271558585602,26.524635779292801,79.57390733787841,13.2623178896464,66.311589448231999,39.786953668939205,39.786953668939205,26.524635779292801,39.786953668939205,13.2623178896464,26.524635779292801,26.524635779292801,39.786953668939205,53.049271558585602,39.786953668939205,26.524635779292801,79.57390733787841,119.3608610068176,53.049271558585602,119.3608610068176,79.57390733787841,106.0985431171712,39.786953668939205,53.049271558585602,79.57390733787841,39.786953668939205,26.524635779292801,119.3608610068176,79.57390733787841,39.786953668939205,106.0985431171712,39.786953668939205,106.0985431171712,53.049271558585602,106.0985431171712,53.049271558585602,39.786953668939205,79.57390733787841,39.786953668939205,13.2623178896464,0,13.2623178896464,26.524635779292801,0,13.2623178896464,0,26.524635779292801,132.623178896464,0,0,0,13.2623178896464,13.2623178896464,0,0,26.524635779292801,0,0,13.2623178896464,13.2623178896464,0,0,0,0,0,0,0,0,0,0,0,0,0,0,0,0,0,0,0,0,0,0,0,0,0,0,0,0,0]
[5,"TRANSFORMERS","pole mounted ; < = 22 kv ; < = 60 kva ; single phase",5.9058358440206229,55.251752298459252,7.4331522450747132,2,11,12,17,10,17,13,25,12,22,19,16,5,13,9,14,5,15,11,15,8,14,6,25,8,8,16,22,22,25,24,32,24,37,33,55,48,47,26,22,22,25,19,20,12,5,8,8,9,7,17,2,1,4,2,3,0,4,2,0,1,1,0,0,0,0,0,0,0,0,0,0,0,0,0,0,0,0,0,0,0,0,0,0,0,0,0,0,0,0,0,0,null,64.964194284226849,70.870030128247478,100.3992093483506,59.058358440206227,100.3992093483506,76.775865972268093,147.64589610051559,70.870030128247478,129.9283885684537,112.21088103639184,94.493373504329966,29.529179220103114,76.775865972268093,53.152522596185605,82.681701816288722,29.529179220103114,88.587537660309337,64.964194284226849,88.587537660309337,47.246686752164983,82.681701816288722,35.435015064123739,147.64589610051559,47.246686752164983,47.246686752164983,94.493373504329966,129.9283885684537,129.9283885684537,147.64589610051559,141.74006025649496,188.98674700865993,141.74006025649496,218.51592622876305,194.89258285268056,324.82097142113423,283.48012051298991,277.57428466896926,153.55173194453619,129.9283885684537,129.9283885684537,147.64589610051559,112.21088103639184,118.11671688041245,70.870030128247478,29.529179220103114,47.246686752164983,47.246686752164983,53.152522596185605,41.340850908144361,100.3992093483506,11.811671688041246,5.9058358440206229,23.623343376082492,11.811671688041246,17.71750753206187,0,23.623343376082492,11.811671688041246,0,5.9058358440206229,5.9058358440206229,0,0,0,0,0,0,0,0,0,0,0,0,0,0,0,0,0,0,0,0,0,0,0,0,0,0,0,0,0,0]
[5,"TRANSFORMERS","pole mounted ; < = 22 kv ; > 60 kva and < = 600 kva ; multiple phase",20.35034150569059,55.507652194273149,7.4503457768262775,2,92,95,79,79,92,121,108,90,117,129,130,99,84,90,94,75,60,62,62,41,59,54,41,31,21,26,22,42,25,52,55,56,53,55,46,32,34,31,16,21,17,44,22,24,23,23,25,21,17,53,12,23,17,12,13,2,4,5,7,0,4,4,0,2,1,0,0,0,1,0,0,0,0,0,0,0,0,0,0,0,0,0,0,1,0,0,0,0,0,0,0,null,1872.2314185235343,1933.282443040606,1607.6769789495565,1607.6769789495565,1872.2314185235343,2462.3913221885614,2197.8368826145838,1831.5307355121531,2380.989956165799,2625.1940542340863,2645.5443957397765,2014.6838090633685,1709.4286864780095,1831.5307355121531,1912.9321015349155,1526.2756129267943,1221.0204903414353,1261.7211733528165,1261.7211733528165,834.36400173331424,1200.6701488357448,1098.9184413072919,834.36400173331424,630.86058667640827,427.35717161950237,529.10887914795535,447.70751312519297,854.71434323900473,508.75853764226474,1058.2177582959107,1119.2687828129824,1139.6191243186731,1078.5680998016012,1119.2687828129824,936.11570926176717,651.21092818209888,691.9116111934801,630.86058667640827,325.60546409104944,427.35717161950237,345.95580559674005,895.41502625038595,447.70751312519297,488.40819613657413,468.05785463088358,468.05785463088358,508.75853764226474,427.35717161950237,345.95580559674005,1078.5680998016012,244.20409806828707,468.05785463088358,345.95580559674005,244.20409806828707,264.55443957397767,40.70068301138118,81.40136602276236,101.75170752845295,142.45239053983414,0,81.40136602276236,81.40136602276236,0,40.70068301138118,20.35034150569059,0,0,0,20.35034150569059,0,0,0,0,0,0,0,0,0,0,0,0,0,0,20.35034150569059,0,0,0,0,0,0,0]
[5,"TRANSFORMERS","pole mounted ; < = 22 kv ; > 60 kva and < = 600 kva ; single phase",15.461877607158026,46.467442884159823,6.8167032269389445,2,2,0,0,1,1,1,5,3,1,2,0,2,2,2,2,2,1,2,1,1,2,0,0,1,0,0,0,1,0,0,0,0,0,0,0,0,0,0,0,0,0,0,0,0,0,0,0,0,0,1,0,0,0,0,0,0,0,0,0,0,0,0,0,0,0,0,0,0,0,0,0,0,0,0,0,0,0,0,0,0,0,0,0,0,0,0,0,0,0,0,0,null,30.923755214316053,0,0,15.461877607158026,15.461877607158026,15.461877607158026,77.309388035790136,46.385632821474076,15.461877607158026,30.923755214316053,0,30.923755214316053,30.923755214316053,30.923755214316053,30.923755214316053,30.923755214316053,15.461877607158026,30.923755214316053,15.461877607158026,15.461877607158026,30.923755214316053,0,0,15.461877607158026,0,0,0,15.461877607158026,0,0,0,0,0,0,0,0,0,0,0,0,0,0,0,0,0,0,0,0,0,15.461877607158026,0,0,0,0,0,0,0,0,0,0,0,0,0,0,0,0,0,0,0,0,0,0,0,0,0,0,0,0,0,0,0,0,0,0,0,0,0,0,0,0,0]
[5,"TRANSFORMERS","pole mounted ; < = 22 kv ; > 600 kva ; multiple phase",20.35034150569059,55.507652194273149,7.4503457768262775,2,0,0,0,0,1,0,0,0,0,0,0,0,0,0,0,0,0,0,0,0,0,0,0,0,0,0,0,0,0,0,0,0,0,0,0,0,0,0,0,0,0,0,0,0,0,0,0,0,0,0,0,0,0,1,0,0,0,0,0,0,0,0,0,0,0,0,0,0,0,0,0,0,0,0,0,0,0,0,0,0,0,0,0,0,0,0,0,0,0,0,0,null,0,0,0,0,20.35034150569059,0,0,0,0,0,0,0,0,0,0,0,0,0,0,0,0,0,0,0,0,0,0,0,0,0,0,0,0,0,0,0,0,0,0,0,0,0,0,0,0,0,0,0,0,0,0,0,0,20.35034150569059,0,0,0,0,0,0,0,0,0,0,0,0,0,0,0,0,0,0,0,0,0,0,0,0,0,0,0,0,0,0,0,0,0,0,0,0,0]
[6,"UNDERGROUND CABLES","˂ = 1 kv",323.1544435912279,76.594102353261249,8.7518056624482501,2,38.690640000000002,52.36795,63.513500000000001,59.976545999999999,38.030833000000001,37.942276,28.165172999999999,30.472189999999998,40.514351000000005,32.069898999999999,27.064857,24.488385999999998,36.203972999999998,33.197928999999995,37.722935,40.801919000000005,51.048027000000005,52.036489000000003,35.005749000000002,54.939672999999999,70.289013000000011,45.226485999999994,30.920175999999998,27.172755000000002,38.726262000000006,32.671219000000001,35.853940000000001,26.540222,39.12388,26.094493999999997,17.448537000000002,18.710747999999999,9.2730049999999995,9.1835640000000005,8.8300220000000014,7.1299979999999996,3.6343429999999999,5.8634709999999997,3.3765700000000001,8.7686770000000003,5.0938239999999997,1.5073179999999999,4.454453,5.9363710000000003,6.4325450000000002,8.9110700000000005,0.91683300000000001,1.5623710000000002,0.34660000000000002,1.0886130000000001,4.0370670000000004,3.5810000000000002E-2,0.350466,1.8083999999999999E-2,0.16844999999999999,0.177255,7.5670000000000001E-2,3.3097000000000001E-2,7.7549999999999994E-2,9.4719999999999999E-2,0.11007500000000001,0.59200900000000001,3.9240000000000004E-2,0.30960799999999999,0.14783000000000002,0,0,0,0.1192,8.4239999999999995E-2,0.15202399999999999,0.84533199999999997,0.14656,8.1759999999999999E-2,4.6999999999999999E-4,0,8.9760000000000006E-2,0,0,0,0,0,2.801E-2,0,0,0,0,8.6849999999999997E-2,0,0,0.25783299999999998,null,12503.052241388506,16922.935744263243,20524.669753031452,19381.687351153687,12289.832677425909,12261.215089364799,9101.7008094656758,9847.2236044561778,13092.392554864709,10363.530367371875,8746.1288047111502,7913.5307522772146,11699.474750606838,10728.058274376088,12190.334070553057,13185.321431899352,16496.396761614982,16815.822649236052,11312.263340589183,17753.999459399005,22714.20688659159,14615.139918916457,9991.9922710228384,8780.9965228657566,12514.563648978114,10557.849597392153,11586.360031253271,8576.5906731976665,12643.05567252997,8432.5516893646345,5638.5722657159531,6046.4613591156804,2996.6127711936742,2967.7095146044317,2853.4608463083018,2304.0905364965674,1174.4540899846741,1894.8067085183006,1091.1535995968325,2833.6369369661975,1646.0918604716428,487.09650960504246,1439.4762807182758,1918.3646674561012,2078.7055003505352,2879.6518676524834,296.27865798107626,504.88713118807038,112.00533014871959,351.79012830117739,1304.5961401255079,11.572160625001871,113.25464522764328,5.8439249579037655,54.43536602294234,57.280740898763099,24.453096746548216,10.69544261953887,25.060627100499723,30.609188896961108,35.571225378304412,191.31033899599925,12.680580366519784,100.05120097139289,47.771921396091223,0,0,0,38.520009676074366,27.222530328125035,49.127231132512826,273.17279210985987,47.361515252730364,26.421107308018794,0.15188258848787711,0,29.006342856748617,0,0,0,0,0,9.0515559649902944,0,0,0,0,28.065963425898143,0,0,83.319879654457054]
[6,"UNDERGROUND CABLES","> 1 kv & < = 11 kv",629.93730740543629,83.705978397145415,9.1490971356273949,2,0.80771000000000004,11.622260000000001,4.2408999999999999,4.1335119999999996,3.2168600000000001,2.421408,4.0264220000000002,1.7279599999999999,2.7083349999999999,2.7941120000000002,5.4489040000000006,2.7978459999999998,2.3417370000000002,3.8604450000000003,1.4490699999999999,1.9457119999999999,0.90166800000000003,2.6572179999999999,2.1799949999999999,1.73986,0.66666600000000009,1.1215979999999999,0.148504,2.2361370000000003,0.31498000000000004,1.16204,0.62169000000000008,0.55635299999999999,1.0682499999999999,0.21437999999999999,0.89354,0.48921699999999996,1.193E-2,0.305788,0.34538200000000002,0.30154000000000003,0.61158500000000005,0.25547900000000001,0.30537999999999998,0.29173300000000002,0.24534,0.56836600000000004,0.26987,1.018556,1.61551,0.56629999999999991,0.39244999999999997,1.1567049999999999,0.13100000000000001,0.99050099999999996,1.5358669999999999,0.37283499999999997,0.47825299999999998,0.17150200000000002,1.9364250000000001,0.58887699999999998,1.053609,3.3405000000000004E-2,0.25857999999999998,6.9830000000000003E-2,5.774E-2,0.37346200000000002,0,0.32946399999999998,0.68176999999999999,0.32135000000000002,0.36096,0,0,0.23236000000000001,0.51981600000000006,1.5930850000000001,0,4.3840000000000004E-2,0,0,0.249525,0,0,0,0,0,0,0,0,0,0,0,0,0,0,null,508.80666256444499,7321.2951703659064,2671.5011269757147,2603.8534194080594,2026.4201267002518,1525.3352356499827,2536.3934331580117,1088.5064697042976,1706.0812574519023,1760.1153898692185,3432.4679140707117,1762.4675757750701,1475.1475004316842,2431.8383286867797,912.82325404199548,1225.6765782664461,567.99431209364491,1673.8807521092585,1373.2601804573139,1096.0027236624223,419.95778497875267,706.5364241113225,93.548209898936904,1408.6261207696703,198.41765308656434,732.01234869741313,391.62572464088572,350.46751078693671,672.93052863585729,135.04595996157741,562.87418165905353,308.17603971696531,7.5151520773468548,192.62726935689355,217.56900710630441,189.95129567503528,385.26020814955376,160.93575335863346,192.37025493547213,183.77350050131017,154.54881899884975,358.03494766079825,170.0011811495051,641.62642408165152,1017.6700194865564,356.73349718369849,247.21889629126346,728.65163316240512,82.521787270112156,623.95353292239201,967.49992251286517,234.86267600650581,301.2694070785721,108.03550809464714,1219.8263504925719,370.95559177299111,663.70761651813439,21.043055753878601,162.8891889488977,43.98852217612162,36.372580129589892,235.25764669824906,0,207.54166504702465,429.47235806980427,202.43035373473697,227.38217048106628,0,0,146.37223274872719,327.45149138626431,1003.5436753679895,0,27.616451556654329,0,0,157.18510663034149,0,0,0,0,0,0,0,0,0,0,0,0,0,0]
[6,"UNDERGROUND CABLES","> 11 kv & < = 22 kv",631.06373888415737,86.912058499701772,9.3226637019524503,2,17.863790000000002,27.013249999999999,27.842700000000001,29.918410000000002,24.259833,25.523852999999999,24.551850999999999,23.176593,24.802071999999999,17.117086999999998,17.898555999999999,21.643833999999998,27.717601999999999,15.540848,20.294491000000001,14.524156999999999,23.739241000000003,22.459083,25.520645000000002,26.055296999999999,34.995494000000001,28.663245,18.043769000000001,16.214331999999999,12.156235000000001,12.824206,12.559747999999999,12.377743000000001,14.145828,9.0281409999999997,7.2450600000000005,10.051515999999999,3.5878480000000001,4.0469039999999996,1.661189,2.642185,3.162147,2.7872759999999999,2.6938260000000001,5.0454999999999997,1.917638,0.35602,2.2493960000000004,2.4990030000000001,1.0271320000000002,2.8649650000000002,2.1049060000000002,0.382272,0.90761500000000006,1.2483,5.0376880000000002,0.52217100000000005,3.188666,3.3261399999999997,0.17053000000000001,0.80241300000000004,0,2.97,1.82728,0.43752099999999999,2.5780000000000001E-2,8.1709999999999991E-2,0,0,0,0,0,0,0,0,0.17984,0,9.3900000000000008E-3,0,0,0,0,0,0,0,0,0,6.5959200000000004,0.53789999999999993,0,0,0,0,0,0,0.65445000000000009,null,11273.190108041423,17047.082544412464,17570.518362629929,18880.423676069164,15309.500917685264,16107.178104909617,15493.782888586738,14625.90743317639,15651.688288394071,10801.972921025403,11295.129669987467,13658.638807828047,17491.573551022997,9807.2656443103788,12807.117369210882,9165.668820560506,14980.974183732085,14173.112889889617,16105.153652435278,16442.553142557168,22084.387287738096,18088.334558252631,11386.768328702054,10232.276975429037,7671.3591098544548,8092.8913865806444,7926.0015323228172,7811.1447765272069,8926.9191072922022,5697.3324146333553,4572.0946520400539,6343.1472684139299,2264.1607734280465,2553.8543691452519,1048.3161413332346,1667.3871449236374,1995.5163087213216,1758.9488138620786,1699.9759074633541,3184.0320945400158,1210.1518061063377,224.67131231753771,1419.5122499910683,1577.030176662726,648.18576024756248,1807.97552467225,1328.3298503596964,241.2379975907246,572.76291536734459,787.75686524909361,3179.1022246118532,329.52318359687939,2012.2514880127906,2099.0063444521511,107.61529939191537,506.37374790925338,0,1874.2593044859475,1153.1301487882431,276.10363810033539,16.268823188433579,51.564218104224494,0,0,0,0,0,0,0,0,113.49050280092686,0,5.9256885081222386,0,0,0,0,0,0,0,0,0,4162.4459365807916,339.44918514578819,0,0,0,0,0,0,412.99966391273682]
[6,"UNDERGROUND CABLES","> 33 kv & < = 66 kv",1273.2019437359195,86.912058499701772,9.3226637019524503,2,4.0064400000000004,2.0991399999999998,2.7414899999999998,3.2500000000000001E-2,0,0,0,0.24790000000000001,0.51487000000000005,0.32332,0,0,0,0,1.7310699999999999,0,2.2613699999999999,3.1649999999999998E-2,0,0,0,0,0,0.61150000000000004,0,0,0,0,0,0,0,0,0,0.12079999999999999,0,0,0,0,0,0,0,0,0,0.97029999999999994,0,0.20674000000000001,1.4172499999999999,0,0,0,2.13931,0.59475,0.35738999999999999,0,0,0,0,0,0,0,0,0,0,0,0,0,0,0,0,0,0,0,0,0,0,0,0,0,0,0,0,0,0,0,0,0,0,0,0,0,0,null,5101.0071954613377,2672.6291281738177,3490.4703967325854,41.379063171417386,0,0,0,315.62676185213445,655.53348477131294,411.65165244869746,0,0,0,0,2204.0016887429379,0,2879.1806795060961,40.296841519241852,0,0,0,0,0,778.56298859451488,0,0,0,0,0,0,0,0,0,153.80279480329907,0,0,0,0,0,0,0,0,0,1235.3878460069625,0,263.22176984796403,1804.4454547597318,0,0,0,2723.77365025369,757.23685603693809,455.02964267178027,0,0,0,0,0,0,0,0,0,0,0,0,0,0,0,0,0,0,0,0,0,0,0,0,0,0,0,0,0,0,0,0,0,0,0,0,0,0]
["","","","","","","","","","","","","","","","","","","","","","","","","","","","","","","","","","","","","","","","","","","","","","","","","","","","","","","","","","","","","","","","","","","","","","","","","","","","","","","","","","","","","","","","","","","","","","","","","","",null,"","","","","","","","","","","","","","","","","","","","","","","","","","","","","","","","","","","","","","","","","","","","","","","","","","","","","","","","","","","","","","","","","","","","","","","","","","","","","","","","","","","","","","","","","","",""]
["","","","","","","","","","","","","","","","","","","","","","","","","","","","","","","","","","","","","","","","","","","","","","","","","","","","","","","","","","","","","","","","","","","","","","","","","","","","","","","","","","","","","","","","","","","","","","","","","","",null,"","","","","","","","","","","","","","","","","","","","","","","","","","","","","","","","","","","","","","","","","","","","","","","","","","","","","","","","","","","","","","","","","","","","","","","","","","","","","","","","","","","","","","","","","","",""]
["","","","","","","","","","","","","","","","","","","","","","","","","","","","","","","","","","","","","","","","","","","","","","","","","","","","","","","","","","","","","","","","","","","","","","","","","","","","","","","","","","","","","","","","","","","","","","","","","","",null,"","","","","","","","","","","","","","","","","","","","","","","","","","","","","","","","","","","","","","","","","","","","","","","","","","","","","","","","","","","","","","","","","","","","","","","","","","","","","","","","","","","","","","","","","","",""]
["","","","","","","","","","","","","","","","","","","","","","","","","","","","","","","","","","","","","","","","","","","","","","","","","","","","","","","","","","","","","","","","","","","","","","","","","","","","","","","","","","","","","","","","","","","","","","","","","","",null,"","","","","","","","","","","","","","","","","","","","","","","","","","","","","","","","","","","","","","","","","","","","","","","","","","","","","","","","","","","","","","","","","","","","","","","","","","","","","","","","","","","","","","","","","","",""]
["","","","","","","","","","","","","","","","","","","","","","","","","","","","","","","","","","","","","","","","","","","","","","","","","","","","","","","","","","","","","","","","","","","","","","","","","","","","","","","","","","","","","","","","","","","","","","","","","","",null,"","","","","","","","","","","","","","","","","","","","","","","","","","","","","","","","","","","","","","","","","","","","","","","","","","","","","","","","","","","","","","","","","","","","","","","","","","","","","","","","","","","","","","","","","","",""]
["","","","","","","","","","","","","","","","","","","","","","","","","","","","","","","","","","","","","","","","","","","","","","","","","","","","","","","","","","","","","","","","","","","","","","","","","","","","","","","","","","","","","","","","","","","","","","","","","","",null,"","","","","","","","","","","","","","","","","","","","","","","","","","","","","","","","","","","","","","","","","","","","","","","","","","","","","","","","","","","","","","","","","","","","","","","","","","","","","","","","","","","","","","","","","","",""]
["","","","","","","","","","","","","","","","","","","","","","","","","","","","","","","","","","","","","","","","","","","","","","","","","","","","","","","","","","","","","","","","","","","","","","","","","","","","","","","","","","","","","","","","","","","","","","","","","","",null,"","","","","","","","","","","","","","","","","","","","","","","","","","","","","","","","","","","","","","","","","","","","","","","","","","","","","","","","","","","","","","","","","","","","","","","","","","","","","","","","","","","","","","","","","","",""]
["","","","","","","","","","","","","","","","","","","","","","","","","","","","","","","","","","","","","","","","","","","","","","","","","","","","","","","","","","","","","","","","","","","","","","","","","","","","","","","","","","","","","","","","","","","","","","","","","","",null,"","","","","","","","","","","","","","","","","","","","","","","","","","","","","","","","","","","","","","","","","","","","","","","","","","","","","","","","","","","","","","","","","","","","","","","","","","","","","","","","","","","","","","","","","","",""]
["","","","","","","","","","","","","","","","","","","","","","","","","","","","","","","","","","","","","","","","","","","","","","","","","","","","","","","","","","","","","","","","","","","","","","","","","","","","","","","","","","","","","","","","","","","","","","","","","","",null,"","","","","","","","","","","","","","","","","","","","","","","","","","","","","","","","","","","","","","","","","","","","","","","","","","","","","","","","","","","","","","","","","","","","","","","","","","","","","","","","","","","","","","","","","","",""]
["","","","","","","","","","","","","","","","","","","","","","","","","","","","","","","","","","","","","","","","","","","","","","","","","","","","","","","","","","","","","","","","","","","","","","","","","","","","","","","","","","","","","","","","","","","","","","","","","","",null,"","","","","","","","","","","","","","","","","","","","","","","","","","","","","","","","","","","","","","","","","","","","","","","","","","","","","","","","","","","","","","","","","","","","","","","","","","","","","","","","","","","","","","","","","","",""]
["","","","","","","","","","","","","","","","","","","","","","","","","","","","","","","","","","","","","","","","","","","","","","","","","","","","","","","","","","","","","","","","","","","","","","","","","","","","","","","","","","","","","","","","","","","","","","","","","","",null,"","","","","","","","","","","","","","","","","","","","","","","","","","","","","","","","","","","","","","","","","","","","","","","","","","","","","","","","","","","","","","","","","","","","","","","","","","","","","","","","","","","","","","","","","","",""]
["","","","","","","","","","","","","","","","","","","","","","","","","","","","","","","","","","","","","","","","","","","","","","","","","","","","","","","","","","","","","","","","","","","","","","","","","","","","","","","","","","","","","","","","","","","","","","","","","","",null,"","","","","","","","","","","","","","","","","","","","","","","","","","","","","","","","","","","","","","","","","","","","","","","","","","","","","","","","","","","","","","","","","","","","","","","","","","","","","","","","","","","","","","","","","","",""]
["","","","","","","","","","","","","","","","","","","","","","","","","","","","","","","","","","","","","","","","","","","","","","","","","","","","","","","","","","","","","","","","","","","","","","","","","","","","","","","","","","","","","","","","","","","","","","","","","","",null,"","","","","","","","","","","","","","","","","","","","","","","","","","","","","","","","","","","","","","","","","","","","","","","","","","","","","","","","","","","","","","","","","","","","","","","","","","","","","","","","","","","","","","","","","","",""]
["","","","","","","","","","","","","","","","","","","","","","","","","","","","","","","","","","","","","","","","","","","","","","","","","","","","","","","","","","","","","","","","","","","","","","","","","","","","","","","","","","","","","","","","","","","","","","","","","","",null,"","","","","","","","","","","","","","","","","","","","","","","","","","","","","","","","","","","","","","","","","","","","","","","","","","","","","","","","","","","","","","","","","","","","","","","","","","","","","","","","","","","","","","","","","","",""]
["","","","","","","","","","","","","","","","","","","","","","","","","","","","","","","","","","","","","","","","","","","","","","","","","","","","","","","","","","","","","","","","","","","","","","","","","","","","","","","","","","","","","","","","","","","","","","","","","","",null,"","","","","","","","","","","","","","","","","","","","","","","","","","","","","","","","","","","","","","","","","","","","","","","","","","","","","","","","","","","","","","","","","","","","","","","","","","","","","","","","","","","","","","","","","","",""]
["","","","","","","","","","","","","","","","","","","","","","","","","","","","","","","","","","","","","","","","","","","","","","","","","","","","","","","","","","","","","","","","","","","","","","","","","","","","","","","","","","","","","","","","","","","","","","","","","","",null,"","","","","","","","","","","","","","","","","","","","","","","","","","","","","","","","","","","","","","","","","","","","","","","","","","","","","","","","","","","","","","","","","","","","","","","","","","","","","","","","","","","","","","","","","","",""]
["","","","","","","","","","","","","","","","","","","","","","","","","","","","","","","","","","","","","","","","","","","","","","","","","","","","","","","","","","","","","","","","","","","","","","","","","","","","","","","","","","","","","","","","","","","","","","","","","","",null,"","","","","","","","","","","","","","","","","","","","","","","","","","","","","","","","","","","","","","","","","","","","","","","","","","","","","","","","","","","","","","","","","","","","","","","","","","","","","","","","","","","","","","","","","","",""]
["","","","","","","","","","","","","","","","","","","","","","","","","","","","","","","","","","","","","","","","","","","","","","","","","","","","","","","","","","","","","","","","","","","","","","","","","","","","","","","","","","","","","","","","","","","","","","","","","","",null,"","","","","","","","","","","","","","","","","","","","","","","","","","","","","","","","","","","","","","","","","","","","","","","","","","","","","","","","","","","","","","","","","","","","","","","","","","","","","","","","","","","","","","","","","","",""]
["","","","","","","","","","","","","","","","","","","","","","","","","","","","","","","","","","","","","","","","","","","","","","","","","","","","","","","","","","","","","","","","","","","","","","","","","","","","","","","","","","","","","","","","","","","","","","","","","","",null,"","","","","","","","","","","","","","","","","","","","","","","","","","","","","","","","","","","","","","","","","","","","","","","","","","","","","","","","","","","","","","","","","","","","","","","","","","","","","","","","","","","","","","","","","","",""]
["","","","","","","","","","","","","","","","","","","","","","","","","","","","","","","","","","","","","","","","","","","","","","","","","","","","","","","","","","","","","","","","","","","","","","","","","","","","","","","","","","","","","","","","","","","","","","","","","","",null,"","","","","","","","","","","","","","","","","","","","","","","","","","","","","","","","","","","","","","","","","","","","","","","","","","","","","","","","","","","","","","","","","","","","","","","","","","","","","","","","","","","","","","","","","","",""]
["","","","","","","","","","","","","","","","","","","","","","","","","","","","","","","","","","","","","","","","","","","","","","","","","","","","","","","","","","","","","","","","","","","","","","","","","","","","","","","","","","","","","","","","","","","","","","","","","","",null,"","","","","","","","","","","","","","","","","","","","","","","","","","","","","","","","","","","","","","","","","","","","","","","","","","","","","","","","","","","","","","","","","","","","","","","","","","","","","","","","","","","","","","","","","","",""]
["","","","","","","","","","","","","","","","","","","","","","","","","","","","","","","","","","","","","","","","","","","","","","","","","","","","","","","","","","","","","","","","","","","","","","","","","","","","","","","","","","","","","","","","","","","","","","","","","","",null,"","","","","","","","","","","","","","","","","","","","","","","","","","","","","","","","","","","","","","","","","","","","","","","","","","","","","","","","","","","","","","","","","","","","","","","","","","","","","","","","","","","","","","","","","","",""]
["","","","","","","","","","","","","","","","","","","","","","","","","","","","","","","","","","","","","","","","","","","","","","","","","","","","","","","","","","","","","","","","","","","","","","","","","","","","","","","","","","","","","","","","","","","","","","","","","","",null,"","","","","","","","","","","","","","","","","","","","","","","","","","","","","","","","","","","","","","","","","","","","","","","","","","","","","","","","","","","","","","","","","","","","","","","","","","","","","","","","","","","","","","","","","","",""]
["","","","","","","","","","","","","","","","","","","","","","","","","","","","","","","","","","","","","","","","","","","","","","","","","","","","","","","","","","","","","","","","","","","","","","","","","","","","","","","","","","","","","","","","","","","","","","","","","","",null,"","","","","","","","","","","","","","","","","","","","","","","","","","","","","","","","","","","","","","","","","","","","","","","","","","","","","","","","","","","","","","","","","","","","","","","","","","","","","","","","","","","","","","","","","","",""]
["","","","","","","","","","","","","","","","","","","","","","","","","","","","","","","","","","","","","","","","","","","","","","","","","","","","","","","","","","","","","","","","","","","","","","","","","","","","","","","","","","","","","","","","","","","","","","","","","","",null,"","","","","","","","","","","","","","","","","","","","","","","","","","","","","","","","","","","","","","","","","","","","","","","","","","","","","","","","","","","","","","","","","","","","","","","","","","","","","","","","","","","","","","","","","","",""]
["","","","","","","","","","","","","","","","","","","","","","","","","","","","","","","","","","","","","","","","","","","","","","","","","","","","","","","","","","","","","","","","","","","","","","","","","","","","","","","","","","","","","","","","","","","","","","","","","","",null,"","","","","","","","","","","","","","","","","","","","","","","","","","","","","","","","","","","","","","","","","","","","","","","","","","","","","","","","","","","","","","","","","","","","","","","","","","","","","","","","","","","","","","","","","","",""]
["","","","","","","","","","","","","","","","","","","","","","","","","","","","","","","","","","","","","","","","","","","","","","","","","","","","","","","","","","","","","","","","","","","","","","","","","","","","","","","","","","","","","","","","","","","","","","","","","","",null,"","","","","","","","","","","","","","","","","","","","","","","","","","","","","","","","","","","","","","","","","","","","","","","","","","","","","","","","","","","","","","","","","","","","","","","","","","","","","","","","","","","","","","","","","","",""]
["","","","","","","","","","","","","","","","","","","","","","","","","","","","","","","","","","","","","","","","","","","","","","","","","","","","","","","","","","","","","","","","","","","","","","","","","","","","","","","","","","","","","","","","","","","","","","","","","","",null,"","","","","","","","","","","","","","","","","","","","","","","","","","","","","","","","","","","","","","","","","","","","","","","","","","","","","","","","","","","","","","","","","","","","","","","","","","","","","","","","","","","","","","","","","","",""]
["","","","","","","","","","","","","","","","","","","","","","","","","","","","","","","","","","","","","","","","","","","","","","","","","","","","","","","","","","","","","","","","","","","","","","","","","","","","","","","","","","","","","","","","","","","","","","","","","","",null,"","","","","","","","","","","","","","","","","","","","","","","","","","","","","","","","","","","","","","","","","","","","","","","","","","","","","","","","","","","","","","","","","","","","","","","","","","","","","","","","","","","","","","","","","","",""]
["","","","","","","","","","","","","","","","","","","","","","","","","","","","","","","","","","","","","","","","","","","","","","","","","","","","","","","","","","","","","","","","","","","","","","","","","","","","","","","","","","","","","","","","","","","","","","","","","","",null,"","","","","","","","","","","","","","","","","","","","","","","","","","","","","","","","","","","","","","","","","","","","","","","","","","","","","","","","","","","","","","","","","","","","","","","","","","","","","","","","","","","","","","","","","","",""]
["","","","","","","","","","","","","","","","","","","","","","","","","","","","","","","","","","","","","","","","","","","","","","","","","","","","","","","","","","","","","","","","","","","","","","","","","","","","","","","","","","","","","","","","","","","","","","","","","","",null,"","","","","","","","","","","","","","","","","","","","","","","","","","","","","","","","","","","","","","","","","","","","","","","","","","","","","","","","","","","","","","","","","","","","","","","","","","","","","","","","","","","","","","","","","","",""]
["","","","","","","","","","","","","","","","","","","","","","","","","","","","","","","","","","","","","","","","","","","","","","","","","","","","","","","","","","","","","","","","","","","","","","","","","","","","","","","","","","","","","","","","","","","","","","","","","","",null,"","","","","","","","","","","","","","","","","","","","","","","","","","","","","","","","","","","","","","","","","","","","","","","","","","","","","","","","","","","","","","","","","","","","","","","","","","","","","","","","","","","","","","","","","","",""]
["","","","","","","","","","","","","","","","","","","","","","","","","","","","","","","","","","","","","","","","","","","","","","","","","","","","","","","","","","","","","","","","","","","","","","","","","","","","","","","","","","","","","","","","","","","","","","","","","","",null,"","","","","","","","","","","","","","","","","","","","","","","","","","","","","","","","","","","","","","","","","","","","","","","","","","","","","","","","","","","","","","","","","","","","","","","","","","","","","","","","","","","","","","","","","","",""]
["","","","","","","","","","","","","","","","","","","","","","","","","","","","","","","","","","","","","","","","","","","","","","","","","","","","","","","","","","","","","","","","","","","","","","","","","","","","","","","","","","","","","","","","","","","","","","","","","","",null,"","","","","","","","","","","","","","","","","","","","","","","","","","","","","","","","","","","","","","","","","","","","","","","","","","","","","","","","","","","","","","","","","","","","","","","","","","","","","","","","","","","","","","","","","","",""]
["","","","","","","","","","","","","","","","","","","","","","","","","","","","","","","","","","","","","","","","","","","","","","","","","","","","","","","","","","","","","","","","","","","","","","","","","","","","","","","","","","","","","","","","","","","","","","","","","","",null,"","","","","","","","","","","","","","","","","","","","","","","","","","","","","","","","","","","","","","","","","","","","","","","","","","","","","","","","","","","","","","","","","","","","","","","","","","","","","","","","","","","","","","","","","","",""]
["","","","","","","","","","","","","","","","","","","","","","","","","","","","","","","","","","","","","","","","","","","","","","","","","","","","","","","","","","","","","","","","","","","","","","","","","","","","","","","","","","","","","","","","","","","","","","","","","","",null,"","","","","","","","","","","","","","","","","","","","","","","","","","","","","","","","","","","","","","","","","","","","","","","","","","","","","","","","","","","","","","","","","","","","","","","","","","","","","","","","","","","","","","","","","","",""]
["","","","","","","","","","","","","","","","","","","","","","","","","","","","","","","","","","","","","","","","","","","","","","","","","","","","","","","","","","","","","","","","","","","","","","","","","","","","","","","","","","","","","","","","","","","","","","","","","","",null,"","","","","","","","","","","","","","","","","","","","","","","","","","","","","","","","","","","","","","","","","","","","","","","","","","","","","","","","","","","","","","","","","","","","","","","","","","","","","","","","","","","","","","","","","","",""]
["","","","","","","","","","","","","","","","","","","","","","","","","","","","","","","","","","","","","","","","","","","","","","","","","","","","","","","","","","","","","","","","","","","","","","","","","","","","","","","","","","","","","","","","","","","","","","","","","","",null,"","","","","","","","","","","","","","","","","","","","","","","","","","","","","","","","","","","","","","","","","","","","","","","","","","","","","","","","","","","","","","","","","","","","","","","","","","","","","","","","","","","","","","","","","","",""]
["","","","","","","","","","","","","","","","","","","","","","","","","","","","","","","","","","","","","","","","","","","","","","","","","","","","","","","","","","","","","","","","","","","","","","","","","","","","","","","","","","","","","","","","","","","","","","","","","","",null,"","","","","","","","","","","","","","","","","","","","","","","","","","","","","","","","","","","","","","","","","","","","","","","","","","","","","","","","","","","","","","","","","","","","","","","","","","","","","","","","","","","","","","","","","","",""]
["","","","","","","","","","","","","","","","","","","","","","","","","","","","","","","","","","","","","","","","","","","","","","","","","","","","","","","","","","","","","","","","","","","","","","","","","","","","","","","","","","","","","","","","","","","","","","","","","","",null,"","","","","","","","","","","","","","","","","","","","","","","","","","","","","","","","","","","","","","","","","","","","","","","","","","","","","","","","","","","","","","","","","","","","","","","","","","","","","","","","","","","","","","","","","","",""]
["","","","","","","","","","","","","","","","","","","","","","","","","","","","","","","","","","","","","","","","","","","","","","","","","","","","","","","","","","","","","","","","","","","","","","","","","","","","","","","","","","","","","","","","","","","","","","","","","","",null,"","","","","","","","","","","","","","","","","","","","","","","","","","","","","","","","","","","","","","","","","","","","","","","","","","","","","","","","","","","","","","","","","","","","","","","","","","","","","","","","","","","","","","","","","","",""]
["","","","","","","","","","","","","","","","","","","","","","","","","","","","","","","","","","","","","","","","","","","","","","","","","","","","","","","","","","","","","","","","","","","","","","","","","","","","","","","","","","","","","","","","","","","","","","","","","","",null,"","","","","","","","","","","","","","","","","","","","","","","","","","","","","","","","","","","","","","","","","","","","","","","","","","","","","","","","","","","","","","","","","","","","","","","","","","","","","","","","","","","","","","","","","","",""]
["","","","","","","","","","","","","","","","","","","","","","","","","","","","","","","","","","","","","","","","","","","","","","","","","","","","","","","","","","","","","","","","","","","","","","","","","","","","","","","","","","","","","","","","","","","","","","","","","","",null,"","","","","","","","","","","","","","","","","","","","","","","","","","","","","","","","","","","","","","","","","","","","","","","","","","","","","","","","","","","","","","","","","","","","","","","","","","","","","","","","","","","","","","","","","","",""]
["","","","","","","","","","","","","","","","","","","","","","","","","","","","","","","","","","","","","","","","","","","","","","","","","","","","","","","","","","","","","","","","","","","","","","","","","","","","","","","","","","","","","","","","","","","","","","","","","","",null,"","","","","","","","","","","","","","","","","","","","","","","","","","","","","","","","","","","","","","","","","","","","","","","","","","","","","","","","","","","","","","","","","","","","","","","","","","","","","","","","","","","","","","","","","","",""]
["","","","","","","","","","","","","","","","","","","","","","","","","","","","","","","","","","","","","","","","","","","","","","","","","","","","","","","","","","","","","","","","","","","","","","","","","","","","","","","","","","","","","","","","","","","","","","","","","","",null,"","","","","","","","","","","","","","","","","","","","","","","","","","","","","","","","","","","","","","","","","","","","","","","","","","","","","","","","","","","","","","","","","","","","","","","","","","","","","","","","","","","","","","","","","","",""]
["","","","","","","","","","","","","","","","","","","","","","","","","","","","","","","","","","","","","","","","","","","","","","","","","","","","","","","","","","","","","","","","","","","","","","","","","","","","","","","","","","","","","","","","","","","","","","","","","","",null,"","","","","","","","","","","","","","","","","","","","","","","","","","","","","","","","","","","","","","","","","","","","","","","","","","","","","","","","","","","","","","","","","","","","","","","","","","","","","","","","","","","","","","","","","","",""]
["","","","","","","","","","","","","","","","","","","","","","","","","","","","","","","","","","","","","","","","","","","","","","","","","","","","","","","","","","","","","","","","","","","","","","","","","","","","","","","","","","","","","","","","","","","","","","","","","","",null,"","","","","","","","","","","","","","","","","","","","","","","","","","","","","","","","","","","","","","","","","","","","","","","","","","","","","","","","","","","","","","","","","","","","","","","","","","","","","","","","","","","","","","","","","","",""]
["","","","","","","","","","","","","","","","","","","","","","","","","","","","","","","","","","","","","","","","","","","","","","","","","","","","","","","","","","","","","","","","","","","","","","","","","","","","","","","","","","","","","","","","","","","","","","","","","","",null,"","","","","","","","","","","","","","","","","","","","","","","","","","","","","","","","","","","","","","","","","","","","","","","","","","","","","","","","","","","","","","","","","","","","","","","","","","","","","","","","","","","","","","","","","","",""]
["","","","","","","","","","","","","","","","","","","","","","","","","","","","","","","","","","","","","","","","","","","","","","","","","","","","","","","","","","","","","","","","","","","","","","","","","","","","","","","","","","","","","","","","","","","","","","","","","","",null,"","","","","","","","","","","","","","","","","","","","","","","","","","","","","","","","","","","","","","","","","","","","","","","","","","","","","","","","","","","","","","","","","","","","","","","","","","","","","","","","","","","","","","","","","","",""]
["","","","","","","","","","","","","","","","","","","","","","","","","","","","","","","","","","","","","","","","","","","","","","","","","","","","","","","","","","","","","","","","","","","","","","","","","","","","","","","","","","","","","","","","","","","","","","","","","","",null,"","","","","","","","","","","","","","","","","","","","","","","","","","","","","","","","","","","","","","","","","","","","","","","","","","","","","","","","","","","","","","","","","","","","","","","","","","","","","","","","","","","","","","","","","","",""]
["","","","","","","","","","","","","","","","","","","","","","","","","","","","","","","","","","","","","","","","","","","","","","","","","","","","","","","","","","","","","","","","","","","","","","","","","","","","","","","","","","","","","","","","","","","","","","","","","","",null,"","","","","","","","","","","","","","","","","","","","","","","","","","","","","","","","","","","","","","","","","","","","","","","","","","","","","","","","","","","","","","","","","","","","","","","","","","","","","","","","","","","","","","","","","","",""]
["","","","","","","","","","","","","","","","","","","","","","","","","","","","","","","","","","","","","","","","","","","","","","","","","","","","","","","","","","","","","","","","","","","","","","","","","","","","","","","","","","","","","","","","","","","","","","","","","","",null,"","","","","","","","","","","","","","","","","","","","","","","","","","","","","","","","","","","","","","","","","","","","","","","","","","","","","","","","","","","","","","","","","","","","","","","","","","","","","","","","","","","","","","","","","","",""]
["","","","","","","","","","","","","","","","","","","","","","","","","","","","","","","","","","","","","","","","","","","","","","","","","","","","","","","","","","","","","","","","","","","","","","","","","","","","","","","","","","","","","","","","","","","","","","","","","","",null,"","","","","","","","","","","","","","","","","","","","","","","","","","","","","","","","","","","","","","","","","","","","","","","","","","","","","","","","","","","","","","","","","","","","","","","","","","","","","","","","","","","","","","","","","","",""]
["","","","","","","","","","","","","","","","","","","","","","","","","","","","","","","","","","","","","","","","","","","","","","","","","","","","","","","","","","","","","","","","","","","","","","","","","","","","","","","","","","","","","","","","","","","","","","","","","","",null,"","","","","","","","","","","","","","","","","","","","","","","","","","","","","","","","","","","","","","","","","","","","","","","","","","","","","","","","","","","","","","","","","","","","","","","","","","","","","","","","","","","","","","","","","","",""]
["","","","","","","","","","","","","","","","","","","","","","","","","","","","","","","","","","","","","","","","","","","","","","","","","","","","","","","","","","","","","","","","","","","","","","","","","","","","","","","","","","","","","","","","","","","","","","","","","","",null,"","","","","","","","","","","","","","","","","","","","","","","","","","","","","","","","","","","","","","","","","","","","","","","","","","","","","","","","","","","","","","","","","","","","","","","","","","","","","","","","","","","","","","","","","","",""]
["","","","","","","","","","","","","","","","","","","","","","","","","","","","","","","","","","","","","","","","","","","","","","","","","","","","","","","","","","","","","","","","","","","","","","","","","","","","","","","","","","","","","","","","","","","","","","","","","","",null,"","","","","","","","","","","","","","","","","","","","","","","","","","","","","","","","","","","","","","","","","","","","","","","","","","","","","","","","","","","","","","","","","","","","","","","","","","","","","","","","","","","","","","","","","","",""]
["","","","","","","","","","","","","","","","","","","","","","","","","","","","","","","","","","","","","","","","","","","","","","","","","","","","","","","","","","","","","","","","","","","","","","","","","","","","","","","","","","","","","","","","","","","","","","","","","","",null,"","","","","","","","","","","","","","","","","","","","","","","","","","","","","","","","","","","","","","","","","","","","","","","","","","","","","","","","","","","","","","","","","","","","","","","","","","","","","","","","","","","","","","","","","","",""]
["","","","","","","","","","","","","","","","","","","","","","","","","","","","","","","","","","","","","","","","","","","","","","","","","","","","","","","","","","","","","","","","","","","","","","","","","","","","","","","","","","","","","","","","","","","","","","","","","","",null,"","","","","","","","","","","","","","","","","","","","","","","","","","","","","","","","","","","","","","","","","","","","","","","","","","","","","","","","","","","","","","","","","","","","","","","","","","","","","","","","","","","","","","","","","","",""]
["","","","","","","","","","","","","","","","","","","","","","","","","","","","","","","","","","","","","","","","","","","","","","","","","","","","","","","","","","","","","","","","","","","","","","","","","","","","","","","","","","","","","","","","","","","","","","","","","","",null,"","","","","","","","","","","","","","","","","","","","","","","","","","","","","","","","","","","","","","","","","","","","","","","","","","","","","","","","","","","","","","","","","","","","","","","","","","","","","","","","","","","","","","","","","","",""]
["","","","","","","","","","","","","","","","","","","","","","","","","","","","","","","","","","","","","","","","","","","","","","","","","","","","","","","","","","","","","","","","","","","","","","","","","","","","","","","","","","","","","","","","","","","","","","","","","","",null,"","","","","","","","","","","","","","","","","","","","","","","","","","","","","","","","","","","","","","","","","","","","","","","","","","","","","","","","","","","","","","","","","","","","","","","","","","","","","","","","","","","","","","","","","","",""]
["","","","","","","","","","","","","","","","","","","","","","","","","","","","","","","","","","","","","","","","","","","","","","","","","","","","","","","","","","","","","","","","","","","","","","","","","","","","","","","","","","","","","","","","","","","","","","","","","","",null,"","","","","","","","","","","","","","","","","","","","","","","","","","","","","","","","","","","","","","","","","","","","","","","","","","","","","","","","","","","","","","","","","","","","","","","","","","","","","","","","","","","","","","","","","","",""]
["","","","","","","","","","","","","","","","","","","","","","","","","","","","","","","","","","","","","","","","","","","","","","","","","","","","","","","","","","","","","","","","","","","","","","","","","","","","","","","","","","","","","","","","","","","","","","","","","","",null,"","","","","","","","","","","","","","","","","","","","","","","","","","","","","","","","","","","","","","","","","","","","","","","","","","","","","","","","","","","","","","","","","","","","","","","","","","","","","","","","","","","","","","","","","","",""]
["","","","","","","","","","","","","","","","","","","","","","","","","","","","","","","","","","","","","","","","","","","","","","","","","","","","","","","","","","","","","","","","","","","","","","","","","","","","","","","","","","","","","","","","","","","","","","","","","","",null,"","","","","","","","","","","","","","","","","","","","","","","","","","","","","","","","","","","","","","","","","","","","","","","","","","","","","","","","","","","","","","","","","","","","","","","","","","","","","","","","","","","","","","","","","","",""]
["","","","","","","","","","","","","","","","","","","","","","","","","","","","","","","","","","","","","","","","","","","","","","","","","","","","","","","","","","","","","","","","","","","","","","","","","","","","","","","","","","","","","","","","","","","","","","","","","","",null,"","","","","","","","","","","","","","","","","","","","","","","","","","","","","","","","","","","","","","","","","","","","","","","","","","","","","","","","","","","","","","","","","","","","","","","","","","","","","","","","","","","","","","","","","","",""]
["","","","","","","","","","","","","","","","","","","","","","","","","","","","","","","","","","","","","","","","","","","","","","","","","","","","","","","","","","","","","","","","","","","","","","","","","","","","","","","","","","","","","","","","","","","","","","","","","","",null,"","","","","","","","","","","","","","","","","","","","","","","","","","","","","","","","","","","","","","","","","","","","","","","","","","","","","","","","","","","","","","","","","","","","","","","","","","","","","","","","","","","","","","","","","","",""]
["","","","","","","","","","","","","","","","","","","","","","","","","","","","","","","","","","","","","","","","","","","","","","","","","","","","","","","","","","","","","","","","","","","","","","","","","","","","","","","","","","","","","","","","","","","","","","","","","","",null,"","","","","","","","","","","","","","","","","","","","","","","","","","","","","","","","","","","","","","","","","","","","","","","","","","","","","","","","","","","","","","","","","","","","","","","","","","","","","","","","","","","","","","","","","","",""]
["","","","","","","","","","","","","","","","","","","","","","","","","","","","","","","","","","","","","","","","","","","","","","","","","","","","","","","","","","","","","","","","","","","","","","","","","","","","","","","","","","","","","","","","","","","","","","","","","","",null,"","","","","","","","","","","","","","","","","","","","","","","","","","","","","","","","","","","","","","","","","","","","","","","","","","","","","","","","","","","","","","","","","","","","","","","","","","","","","","","","","","","","","","","","","","",""]
["","","","","","","","","","","","","","","","","","","","","","","","","","","","","","","","","","","","","","","","","","","","","","","","","","","","","","","","","","","","","","","","","","","","","","","","","","","","","","","","","","","","","","","","","","","","","","","","","","",null,"","","","","","","","","","","","","","","","","","","","","","","","","","","","","","","","","","","","","","","","","","","","","","","","","","","","","","","","","","","","","","","","","","","","","","","","","","","","","","","","","","","","","","","","","","",""]
["","","","","","","","","","","","","","","","","","","","","","","","","","","","","","","","","","","","","","","","","","","","","","","","","","","","","","","","","","","","","","","","","","","","","","","","","","","","","","","","","","","","","","","","","","","","","","","","","","",null,"","","","","","","","","","","","","","","","","","","","","","","","","","","","","","","","","","","","","","","","","","","","","","","","","","","","","","","","","","","","","","","","","","","","","","","","","","","","","","","","","","","","","","","","","","",""]
["","","","","","","","","","","","","","","","","","","","","","","","","","","","","","","","","","","","","","","","","","","","","","","","","","","","","","","","","","","","","","","","","","","","","","","","","","","","","","","","","","","","","","","","","","","","","","","","","","",null,"","","","","","","","","","","","","","","","","","","","","","","","","","","","","","","","","","","","","","","","","","","","","","","","","","","","","","","","","","","","","","","","","","","","","","","","","","","","","","","","","","","","","","","","","","",""]
["","","","","","","","","","","","","","","","","","","","","","","","","","","","","","","","","","","","","","","","","","","","","","","","","","","","","","","","","","","","","","","","","","","","","","","","","","","","","","","","","","","","","","","","","","","","","","","","","","",null,"","","","","","","","","","","","","","","","","","","","","","","","","","","","","","","","","","","","","","","","","","","","","","","","","","","","","","","","","","","","","","","","","","","","","","","","","","","","","","","","","","","","","","","","","","",""]
["","","","","","","","","","","","","","","","","","","","","","","","","","","","","","","","","","","","","","","","","","","","","","","","","","","","","","","","","","","","","","","","","","","","","","","","","","","","","","","","","","","","","","","","","","","","","","","","","","",null,"","","","","","","","","","","","","","","","","","","","","","","","","","","","","","","","","","","","","","","","","","","","","","","","","","","","","","","","","","","","","","","","","","","","","","","","","","","","","","","","","","","","","","","","","","",""]
["","","","","","","","","","","","","","","","","","","","","","","","","","","","","","","","","","","","","","","","","","","","","","","","","","","","","","","","","","","","","","","","","","","","","","","","","","","","","","","","","","","","","","","","","","","","","","","","","","",null,"","","","","","","","","","","","","","","","","","","","","","","","","","","","","","","","","","","","","","","","","","","","","","","","","","","","","","","","","","","","","","","","","","","","","","","","","","","","","","","","","","","","","","","","","","",""]
["","","","","","","","","","","","","","","","","","","","","","","","","","","","","","","","","","","","","","","","","","","","","","","","","","","","","","","","","","","","","","","","","","","","","","","","","","","","","","","","","","","","","","","","","","","","","","","","","","",null,"","","","","","","","","","","","","","","","","","","","","","","","","","","","","","","","","","","","","","","","","","","","","","","","","","","","","","","","","","","","","","","","","","","","","","","","","","","","","","","","","","","","","","","","","","",""]
["","","","","","","","","","","","","","","","","","","","","","","","","","","","","","","","","","","","","","","","","","","","","","","","","","","","","","","","","","","","","","","","","","","","","","","","","","","","","","","","","","","","","","","","","","","","","","","","","","",null,"","","","","","","","","","","","","","","","","","","","","","","","","","","","","","","","","","","","","","","","","","","","","","","","","","","","","","","","","","","","","","","","","","","","","","","","","","","","","","","","","","","","","","","","","","",""]
["","","","","","","","","","","","","","","","","","","","","","","","","","","","","","","","","","","","","","","","","","","","","","","","","","","","","","","","","","","","","","","","","","","","","","","","","","","","","","","","","","","","","","","","","","","","","","","","","","",null,"","","","","","","","","","","","","","","","","","","","","","","","","","","","","","","","","","","","","","","","","","","","","","","","","","","","","","","","","","","","","","","","","","","","","","","","","","","","","","","","","","","","","","","","","","",""]
["","","","","","","","","","","","","","","","","","","","","","","","","","","","","","","","","","","","","","","","","","","","","","","","","","","","","","","","","","","","","","","","","","","","","","","","","","","","","","","","","","","","","","","","","","","","","","","","","","",null,"","","","","","","","","","","","","","","","","","","","","","","","","","","","","","","","","","","","","","","","","","","","","","","","","","","","","","","","","","","","","","","","","","","","","","","","","","","","","","","","","","","","","","","","","","",""]
["","","","","","","","","","","","","","","","","","","","","","","","","","","","","","","","","","","","","","","","","","","","","","","","","","","","","","","","","","","","","","","","","","","","","","","","","","","","","","","","","","","","","","","","","","","","","","","","","","",null,"","","","","","","","","","","","","","","","","","","","","","","","","","","","","","","","","","","","","","","","","","","","","","","","","","","","","","","","","","","","","","","","","","","","","","","","","","","","","","","","","","","","","","","","","","",""]
["","","","","","","","","","","","","","","","","","","","","","","","","","","","","","","","","","","","","","","","","","","","","","","","","","","","","","","","","","","","","","","","","","","","","","","","","","","","","","","","","","","","","","","","","","","","","","","","","","",null,"","","","","","","","","","","","","","","","","","","","","","","","","","","","","","","","","","","","","","","","","","","","","","","","","","","","","","","","","","","","","","","","","","","","","","","","","","","","","","","","","","","","","","","","","","",""]
["","","","","","","","","","","","","","","","","","","","","","","","","","","","","","","","","","","","","","","","","","","","","","","","","","","","","","","","","","","","","","","","","","","","","","","","","","","","","","","","","","","","","","","","","","","","","","","","","","",null,"","","","","","","","","","","","","","","","","","","","","","","","","","","","","","","","","","","","","","","","","","","","","","","","","","","","","","","","","","","","","","","","","","","","","","","","","","","","","","","","","","","","","","","","","","",""]
["","","","","","","","","","","","","","","","","","","","","","","","","","","","","","","","","","","","","","","","","","","","","","","","","","","","","","","","","","","","","","","","","","","","","","","","","","","","","","","","","","","","","","","","","","","","","","","","","","",null,"","","","","","","","","","","","","","","","","","","","","","","","","","","","","","","","","","","","","","","","","","","","","","","","","","","","","","","","","","","","","","","","","","","","","","","","","","","","","","","","","","","","","","","","","","",""]
["","","","","","","","","","","","","","","","","","","","","","","","","","","","","","","","","","","","","","","","","","","","","","","","","","","","","","","","","","","","","","","","","","","","","","","","","","","","","","","","","","","","","","","","","","","","","","","","","","",null,"","","","","","","","","","","","","","","","","","","","","","","","","","","","","","","","","","","","","","","","","","","","","","","","","","","","","","","","","","","","","","","","","","","","","","","","","","","","","","","","","","","","","","","","","","",""]
["","","","","","","","","","","","","","","","","","","","","","","","","","","","","","","","","","","","","","","","","","","","","","","","","","","","","","","","","","","","","","","","","","","","","","","","","","","","","","","","","","","","","","","","","","","","","","","","","","",null,"","","","","","","","","","","","","","","","","","","","","","","","","","","","","","","","","","","","","","","","","","","","","","","","","","","","","","","","","","","","","","","","","","","","","","","","","","","","","","","","","","","","","","","","","","",""]
["","","","","","","","","","","","","","","","","","","","","","","","","","","","","","","","","","","","","","","","","","","","","","","","","","","","","","","","","","","","","","","","","","","","","","","","","","","","","","","","","","","","","","","","","","","","","","","","","","",null,"","","","","","","","","","","","","","","","","","","","","","","","","","","","","","","","","","","","","","","","","","","","","","","","","","","","","","","","","","","","","","","","","","","","","","","","","","","","","","","","","","","","","","","","","","",""]
["","","","","","","","","","","","","","","","","","","","","","","","","","","","","","","","","","","","","","","","","","","","","","","","","","","","","","","","","","","","","","","","","","","","","","","","","","","","","","","","","","","","","","","","","","","","","","","","","","",null,"","","","","","","","","","","","","","","","","","","","","","","","","","","","","","","","","","","","","","","","","","","","","","","","","","","","","","","","","","","","","","","","","","","","","","","","","","","","","","","","","","","","","","","","","","",""]
["","","","","","","","","","","","","","","","","","","","","","","","","","","","","","","","","","","","","","","","","","","","","","","","","","","","","","","","","","","","","","","","","","","","","","","","","","","","","","","","","","","","","","","","","","","","","","","","","","",null,"","","","","","","","","","","","","","","","","","","","","","","","","","","","","","","","","","","","","","","","","","","","","","","","","","","","","","","","","","","","","","","","","","","","","","","","","","","","","","","","","","","","","","","","","","",""]
["","","","","","","","","","","","","","","","","","","","","","","","","","","","","","","","","","","","","","","","","","","","","","","","","","","","","","","","","","","","","","","","","","","","","","","","","","","","","","","","","","","","","","","","","","","","","","","","","","",null,"","","","","","","","","","","","","","","","","","","","","","","","","","","","","","","","","","","","","","","","","","","","","","","","","","","","","","","","","","","","","","","","","","","","","","","","","","","","","","","","","","","","","","","","","","",""]
["","","","","","","","","","","","","","","","","","","","","","","","","","","","","","","","","","","","","","","","","","","","","","","","","","","","","","","","","","","","","","","","","","","","","","","","","","","","","","","","","","","","","","","","","","","","","","","","","","",null,"","","","","","","","","","","","","","","","","","","","","","","","","","","","","","","","","","","","","","","","","","","","","","","","","","","","","","","","","","","","","","","","","","","","","","","","","","","","","","","","","","","","","","","","","","",""]
["","","","","","","","","","","","","","","","","","","","","","","","","","","","","","","","","","","","","","","","","","","","","","","","","","","","","","","","","","","","","","","","","","","","","","","","","","","","","","","","","","","","","","","","","","","","","","","","","","",null,"","","","","","","","","","","","","","","","","","","","","","","","","","","","","","","","","","","","","","","","","","","","","","","","","","","","","","","","","","","","","","","","","","","","","","","","","","","","","","","","","","","","","","","","","","",""]
["","","","","","","","","","","","","","","","","","","","","","","","","","","","","","","","","","","","","","","","","","","","","","","","","","","","","","","","","","","","","","","","","","","","","","","","","","","","","","","","","","","","","","","","","","","","","","","","","","",null,"","","","","","","","","","","","","","","","","","","","","","","","","","","","","","","","","","","","","","","","","","","","","","","","","","","","","","","","","","","","","","","","","","","","","","","","","","","","","","","","","","","","","","","","","","",""]
["","","","","","","","","","","","","","","","","","","","","","","","","","","","","","","","","","","","","","","","","","","","","","","","","","","","","","","","","","","","","","","","","","","","","","","","","","","","","","","","","","","","","","","","","","","","","","","","","","",null,"","","","","","","","","","","","","","","","","","","","","","","","","","","","","","","","","","","","","","","","","","","","","","","","","","","","","","","","","","","","","","","","","","","","","","","","","","","","","","","","","","","","","","","","","","",""]
["","","","","","","","","","","","","","","","","","","","","","","","","","","","","","","","","","","","","","","","","","","","","","","","","","","","","","","","","","","","","","","","","","","","","","","","","","","","","","","","","","","","","","","","","","","","","","","","","","",null,"","","","","","","","","","","","","","","","","","","","","","","","","","","","","","","","","","","","","","","","","","","","","","","","","","","","","","","","","","","","","","","","","","","","","","","","","","","","","","","","","","","","","","","","","","",""]
["","","","","","","","","","","","","","","","","","","","","","","","","","","","","","","","","","","","","","","","","","","","","","","","","","","","","","","","","","","","","","","","","","","","","","","","","","","","","","","","","","","","","","","","","","","","","","","","","","",null,"","","","","","","","","","","","","","","","","","","","","","","","","","","","","","","","","","","","","","","","","","","","","","","","","","","","","","","","","","","","","","","","","","","","","","","","","","","","","","","","","","","","","","","","","","",""]
["","","","","","","","","","","","","","","","","","","","","","","","","","","","","","","","","","","","","","","","","","","","","","","","","","","","","","","","","","","","","","","","","","","","","","","","","","","","","","","","","","","","","","","","","","","","","","","","","","",null,"","","","","","","","","","","","","","","","","","","","","","","","","","","","","","","","","","","","","","","","","","","","","","","","","","","","","","","","","","","","","","","","","","","","","","","","","","","","","","","","","","","","","","","","","","",""]
["","","","","","","","","","","","","","","","","","","","","","","","","","","","","","","","","","","","","","","","","","","","","","","","","","","","","","","","","","","","","","","","","","","","","","","","","","","","","","","","","","","","","","","","","","","","","","","","","","",null,"","","","","","","","","","","","","","","","","","","","","","","","","","","","","","","","","","","","","","","","","","","","","","","","","","","","","","","","","","","","","","","","","","","","","","","","","","","","","","","","","","","","","","","","","","",""]
["","","","","","","","","","","","","","","","","","","","","","","","","","","","","","","","","","","","","","","","","","","","","","","","","","","","","","","","","","","","","","","","","","","","","","","","","","","","","","","","","","","","","","","","","","","","","","","","","","",null,"","","","","","","","","","","","","","","","","","","","","","","","","","","","","","","","","","","","","","","","","","","","","","","","","","","","","","","","","","","","","","","","","","","","","","","","","","","","","","","","","","","","","","","","","","",""]
["","","","","","","","","","","","","","","","","","","","","","","","","","","","","","","","","","","","","","","","","","","","","","","","","","","","","","","","","","","","","","","","","","","","","","","","","","","","","","","","","","","","","","","","","","","","","","","","","","",null,"","","","","","","","","","","","","","","","","","","","","","","","","","","","","","","","","","","","","","","","","","","","","","","","","","","","","","","","","","","","","","","","","","","","","","","","","","","","","","","","","","","","","","","","","","",""]
["","","","","","","","","","","","","","","","","","","","","","","","","","","","","","","","","","","","","","","","","","","","","","","","","","","","","","","","","","","","","","","","","","","","","","","","","","","","","","","","","","","","","","","","","","","","","","","","","","",null,"","","","","","","","","","","","","","","","","","","","","","","","","","","","","","","","","","","","","","","","","","","","","","","","","","","","","","","","","","","","","","","","","","","","","","","","","","","","","","","","","","","","","","","","","","",""]
["","","","","","","","","","","","","","","","","","","","","","","","","","","","","","","","","","","","","","","","","","","","","","","","","","","","","","","","","","","","","","","","","","","","","","","","","","","","","","","","","","","","","","","","","","","","","","","","","","",null,"","","","","","","","","","","","","","","","","","","","","","","","","","","","","","","","","","","","","","","","","","","","","","","","","","","","","","","","","","","","","","","","","","","","","","","","","","","","","","","","","","","","","","","","","","",""]
["","","","","","","","","","","","","","","","","","","","","","","","","","","","","","","","","","","","","","","","","","","","","","","","","","","","","","","","","","","","","","","","","","","","","","","","","","","","","","","","","","","","","","","","","","","","","","","","","","",null,"","","","","","","","","","","","","","","","","","","","","","","","","","","","","","","","","","","","","","","","","","","","","","","","","","","","","","","","","","","","","","","","","","","","","","","","","","","","","","","","","","","","","","","","","","",""]
["","","","","","","","","","","","","","","","","","","","","","","","","","","","","","","","","","","","","","","","","","","","","","","","","","","","","","","","","","","","","","","","","","","","","","","","","","","","","","","","","","","","","","","","","","","","","","","","","","",null,"","","","","","","","","","","","","","","","","","","","","","","","","","","","","","","","","","","","","","","","","","","","","","","","","","","","","","","","","","","","","","","","","","","","","","","","","","","","","","","","","","","","","","","","","","",""]
["","","","","","","","","","","","","","","","","","","","","","","","","","","","","","","","","","","","","","","","","","","","","","","","","","","","","","","","","","","","","","","","","","","","","","","","","","","","","","","","","","","","","","","","","","","","","","","","","","",null,"","","","","","","","","","","","","","","","","","","","","","","","","","","","","","","","","","","","","","","","","","","","","","","","","","","","","","","","","","","","","","","","","","","","","","","","","","","","","","","","","","","","","","","","","","",""]
["","","","","","","","","","","","","","","","","","","","","","","","","","","","","","","","","","","","","","","","","","","","","","","","","","","","","","","","","","","","","","","","","","","","","","","","","","","","","","","","","","","","","","","","","","","","","","","","","","",null,"","","","","","","","","","","","","","","","","","","","","","","","","","","","","","","","","","","","","","","","","","","","","","","","","","","","","","","","","","","","","","","","","","","","","","","","","","","","","","","","","","","","","","","","","","",""]
["","","","","","","","","","","","","","","","","","","","","","","","","","","","","","","","","","","","","","","","","","","","","","","","","","","","","","","","","","","","","","","","","","","","","","","","","","","","","","","","","","","","","","","","","","","","","","","","","","",null,"","","","","","","","","","","","","","","","","","","","","","","","","","","","","","","","","","","","","","","","","","","","","","","","","","","","","","","","","","","","","","","","","","","","","","","","","","","","","","","","","","","","","","","","","","",""]
["","","","","","","","","","","","","","","","","","","","","","","","","","","","","","","","","","","","","","","","","","","","","","","","","","","","","","","","","","","","","","","","","","","","","","","","","","","","","","","","","","","","","","","","","","","","","","","","","","",null,"","","","","","","","","","","","","","","","","","","","","","","","","","","","","","","","","","","","","","","","","","","","","","","","","","","","","","","","","","","","","","","","","","","","","","","","","","","","","","","","","","","","","","","","","","",""]
["","","","","","","","","","","","","","","","","","","","","","","","","","","","","","","","","","","","","","","","","","","","","","","","","","","","","","","","","","","","","","","","","","","","","","","","","","","","","","","","","","","","","","","","","","","","","","","","","","",null,"","","","","","","","","","","","","","","","","","","","","","","","","","","","","","","","","","","","","","","","","","","","","","","","","","","","","","","","","","","","","","","","","","","","","","","","","","","","","","","","","","","","","","","","","","",""]
["","","","","","","","","","","","","","","","","","","","","","","","","","","","","","","","","","","","","","","","","","","","","","","","","","","","","","","","","","","","","","","","","","","","","","","","","","","","","","","","","","","","","","","","","","","","","","","","","","",null,"","","","","","","","","","","","","","","","","","","","","","","","","","","","","","","","","","","","","","","","","","","","","","","","","","","","","","","","","","","","","","","","","","","","","","","","","","","","","","","","","","","","","","","","","","",""]
["","","","","","","","","","","","","","","","","","","","","","","","","","","","","","","","","","","","","","","","","","","","","","","","","","","","","","","","","","","","","","","","","","","","","","","","","","","","","","","","","","","","","","","","","","","","","","","","","","",null,"","","","","","","","","","","","","","","","","","","","","","","","","","","","","","","","","","","","","","","","","","","","","","","","","","","","","","","","","","","","","","","","","","","","","","","","","","","","","","","","","","","","","","","","","","",""]
["","","","","","","","","","","","","","","","","","","","","","","","","","","","","","","","","","","","","","","","","","","","","","","","","","","","","","","","","","","","","","","","","","","","","","","","","","","","","","","","","","","","","","","","","","","","","","","","","","",null,"","","","","","","","","","","","","","","","","","","","","","","","","","","","","","","","","","","","","","","","","","","","","","","","","","","","","","","","","","","","","","","","","","","","","","","","","","","","","","","","","","","","","","","","","","",""]
["","","","","","","","","","","","","","","","","","","","","","","","","","","","","","","","","","","","","","","","","","","","","","","","","","","","","","","","","","","","","","","","","","","","","","","","","","","","","","","","","","","","","","","","","","","","","","","","","","",null,"","","","","","","","","","","","","","","","","","","","","","","","","","","","","","","","","","","","","","","","","","","","","","","","","","","","","","","","","","","","","","","","","","","","","","","","","","","","","","","","","","","","","","","","","","",""]
["","","","","","","","","","","","","","","","","","","","","","","","","","","","","","","","","","","","","","","","","","","","","","","","","","","","","","","","","","","","","","","","","","","","","","","","","","","","","","","","","","","","","","","","","","","","","","","","","","",null,"","","","","","","","","","","","","","","","","","","","","","","","","","","","","","","","","","","","","","","","","","","","","","","","","","","","","","","","","","","","","","","","","","","","","","","","","","","","","","","","","","","","","","","","","","",""]
["","","","","","","","","","","","","","","","","","","","","","","","","","","","","","","","","","","","","","","","","","","","","","","","","","","","","","","","","","","","","","","","","","","","","","","","","","","","","","","","","","","","","","","","","","","","","","","","","","",null,"","","","","","","","","","","","","","","","","","","","","","","","","","","","","","","","","","","","","","","","","","","","","","","","","","","","","","","","","","","","","","","","","","","","","","","","","","","","","","","","","","","","","","","","","","",""]
["","","","","","","","","","","","","","","","","","","","","","","","","","","","","","","","","","","","","","","","","","","","","","","","","","","","","","","","","","","","","","","","","","","","","","","","","","","","","","","","","","","","","","","","","","","","","","","","","","",null,"","","","","","","","","","","","","","","","","","","","","","","","","","","","","","","","","","","","","","","","","","","","","","","","","","","","","","","","","","","","","","","","","","","","","","","","","","","","","","","","","","","","","","","","","","",""]
["","","","","","","","","","","","","","","","","","","","","","","","","","","","","","","","","","","","","","","","","","","","","","","","","","","","","","","","","","","","","","","","","","","","","","","","","","","","","","","","","","","","","","","","","","","","","","","","","","",null,"","","","","","","","","","","","","","","","","","","","","","","","","","","","","","","","","","","","","","","","","","","","","","","","","","","","","","","","","","","","","","","","","","","","","","","","","","","","","","","","","","","","","","","","","","",""]
["","","","","","","","","","","","","","","","","","","","","","","","","","","","","","","","","","","","","","","","","","","","","","","","","","","","","","","","","","","","","","","","","","","","","","","","","","","","","","","","","","","","","","","","","","","","","","","","","","",null,"","","","","","","","","","","","","","","","","","","","","","","","","","","","","","","","","","","","","","","","","","","","","","","","","","","","","","","","","","","","","","","","","","","","","","","","","","","","","","","","","","","","","","","","","","",""]
["","","","","","","","","","","","","","","","","","","","","","","","","","","","","","","","","","","","","","","","","","","","","","","","","","","","","","","","","","","","","","","","","","","","","","","","","","","","","","","","","","","","","","","","","","","","","","","","","","",null,"","","","","","","","","","","","","","","","","","","","","","","","","","","","","","","","","","","","","","","","","","","","","","","","","","","","","","","","","","","","","","","","","","","","","","","","","","","","","","","","","","","","","","","","","","",""]
["","","","","","","","","","","","","","","","","","","","","","","","","","","","","","","","","","","","","","","","","","","","","","","","","","","","","","","","","","","","","","","","","","","","","","","","","","","","","","","","","","","","","","","","","","","","","","","","","","",null,"","","","","","","","","","","","","","","","","","","","","","","","","","","","","","","","","","","","","","","","","","","","","","","","","","","","","","","","","","","","","","","","","","","","","","","","","","","","","","","","","","","","","","","","","","",""]
["","","","","","","","","","","","","","","","","","","","","","","","","","","","","","","","","","","","","","","","","","","","","","","","","","","","","","","","","","","","","","","","","","","","","","","","","","","","","","","","","","","","","","","","","","","","","","","","","","",null,"","","","","","","","","","","","","","","","","","","","","","","","","","","","","","","","","","","","","","","","","","","","","","","","","","","","","","","","","","","","","","","","","","","","","","","","","","","","","","","","","","","","","","","","","","",""]
["","","","","","","","","","","","","","","","","","","","","","","","","","","","","","","","","","","","","","","","","","","","","","","","","","","","","","","","","","","","","","","","","","","","","","","","","","","","","","","","","","","","","","","","","","","","","","","","","","",null,"","","","","","","","","","","","","","","","","","","","","","","","","","","","","","","","","","","","","","","","","","","","","","","","","","","","","","","","","","","","","","","","","","","","","","","","","","","","","","","","","","","","","","","","","","",""]
["","","","","","","","","","","","","","","","","","","","","","","","","","","","","","","","","","","","","","","","","","","","","","","","","","","","","","","","","","","","","","","","","","","","","","","","","","","","","","","","","","","","","","","","","","","","","","","","","","",null,"","","","","","","","","","","","","","","","","","","","","","","","","","","","","","","","","","","","","","","","","","","","","","","","","","","","","","","","","","","","","","","","","","","","","","","","","","","","","","","","","","","","","","","","","","",""]
["","","","","","","","","","","","","","","","","","","","","","","","","","","","","","","","","","","","","","","","","","","","","","","","","","","","","","","","","","","","","","","","","","","","","","","","","","","","","","","","","","","","","","","","","","","","","","","","","","",null,"","","","","","","","","","","","","","","","","","","","","","","","","","","","","","","","","","","","","","","","","","","","","","","","","","","","","","","","","","","","","","","","","","","","","","","","","","","","","","","","","","","","","","","","","","",""]
["","","","","","","","","","","","","","","","","","","","","","","","","","","","","","","","","","","","","","","","","","","","","","","","","","","","","","","","","","","","","","","","","","","","","","","","","","","","","","","","","","","","","","","","","","","","","","","","","","",null,"","","","","","","","","","","","","","","","","","","","","","","","","","","","","","","","","","","","","","","","","","","","","","","","","","","","","","","","","","","","","","","","","","","","","","","","","","","","","","","","","","","","","","","","","","",""]
["","","","","","","","","","","","","","","","","","","","","","","","","","","","","","","","","","","","","","","","","","","","","","","","","","","","","","","","","","","","","","","","","","","","","","","","","","","","","","","","","","","","","","","","","","","","","","","","","","",null,"","","","","","","","","","","","","","","","","","","","","","","","","","","","","","","","","","","","","","","","","","","","","","","","","","","","","","","","","","","","","","","","","","","","","","","","","","","","","","","","","","","","","","","","","","",""]
["","","","","","","","","","","","","","","","","","","","","","","","","","","","","","","","","","","","","","","","","","","","","","","","","","","","","","","","","","","","","","","","","","","","","","","","","","","","","","","","","","","","","","","","","","","","","","","","","","",null,"","","","","","","","","","","","","","","","","","","","","","","","","","","","","","","","","","","","","","","","","","","","","","","","","","","","","","","","","","","","","","","","","","","","","","","","","","","","","","","","","","","","","","","","","","",""]
["","","","","","","","","","","","","","","","","","","","","","","","","","","","","","","","","","","","","","","","","","","","","","","","","","","","","","","","","","","","","","","","","","","","","","","","","","","","","","","","","","","","","","","","","","","","","","","","","","",null,"","","","","","","","","","","","","","","","","","","","","","","","","","","","","","","","","","","","","","","","","","","","","","","","","","","","","","","","","","","","","","","","","","","","","","","","","","","","","","","","","","","","","","","","","","",""]
["","","","","","","","","","","","","","","","","","","","","","","","","","","","","","","","","","","","","","","","","","","","","","","","","","","","","","","","","","","","","","","","","","","","","","","","","","","","","","","","","","","","","","","","","","","","","","","","","","",null,"","","","","","","","","","","","","","","","","","","","","","","","","","","","","","","","","","","","","","","","","","","","","","","","","","","","","","","","","","","","","","","","","","","","","","","","","","","","","","","","","","","","","","","","","","",""]
["","","","","","","","","","","","","","","","","","","","","","","","","","","","","","","","","","","","","","","","","","","","","","","","","","","","","","","","","","","","","","","","","","","","","","","","","","","","","","","","","","","","","","","","","","","","","","","","","","",null,"","","","","","","","","","","","","","","","","","","","","","","","","","","","","","","","","","","","","","","","","","","","","","","","","","","","","","","","","","","","","","","","","","","","","","","","","","","","","","","","","","","","","","","","","","",""]
["","","","","","","","","","","","","","","","","","","","","","","","","","","","","","","","","","","","","","","","","","","","","","","","","","","","","","","","","","","","","","","","","","","","","","","","","","","","","","","","","","","","","","","","","","","","","","","","","","",null,"","","","","","","","","","","","","","","","","","","","","","","","","","","","","","","","","","","","","","","","","","","","","","","","","","","","","","","","","","","","","","","","","","","","","","","","","","","","","","","","","","","","","","","","","","",""]
["","","","","","","","","","","","","","","","","","","","","","","","","","","","","","","","","","","","","","","","","","","","","","","","","","","","","","","","","","","","","","","","","","","","","","","","","","","","","","","","","","","","","","","","","","","","","","","","","","",null,"","","","","","","","","","","","","","","","","","","","","","","","","","","","","","","","","","","","","","","","","","","","","","","","","","","","","","","","","","","","","","","","","","","","","","","","","","","","","","","","","","","","","","","","","","",""]
["","","","","","","","","","","","","","","","","","","","","","","","","","","","","","","","","","","","","","","","","","","","","","","","","","","","","","","","","","","","","","","","","","","","","","","","","","","","","","","","","","","","","","","","","","","","","","","","","","",null,"","","","","","","","","","","","","","","","","","","","","","","","","","","","","","","","","","","","","","","","","","","","","","","","","","","","","","","","","","","","","","","","","","","","","","","","","","","","","","","","","","","","","","","","","","",""]
["","","","","","","","","","","","","","","","","","","","","","","","","","","","","","","","","","","","","","","","","","","","","","","","","","","","","","","","","","","","","","","","","","","","","","","","","","","","","","","","","","","","","","","","","","","","","","","","","","",null,"","","","","","","","","","","","","","","","","","","","","","","","","","","","","","","","","","","","","","","","","","","","","","","","","","","","","","","","","","","","","","","","","","","","","","","","","","","","","","","","","","","","","","","","","","",""]
["","","","","","","","","","","","","","","","","","","","","","","","","","","","","","","","","","","","","","","","","","","","","","","","","","","","","","","","","","","","","","","","","","","","","","","","","","","","","","","","","","","","","","","","","","","","","","","","","","",null,"","","","","","","","","","","","","","","","","","","","","","","","","","","","","","","","","","","","","","","","","","","","","","","","","","","","","","","","","","","","","","","","","","","","","","","","","","","","","","","","","","","","","","","","","","",""]
["","","","","","","","","","","","","","","","","","","","","","","","","","","","","","","","","","","","","","","","","","","","","","","","","","","","","","","","","","","","","","","","","","","","","","","","","","","","","","","","","","","","","","","","","","","","","","","","","","",null,"","","","","","","","","","","","","","","","","","","","","","","","","","","","","","","","","","","","","","","","","","","","","","","","","","","","","","","","","","","","","","","","","","","","","","","","","","","","","","","","","","","","","","","","","","",""]
["","","","","","","","","","","","","","","","","","","","","","","","","","","","","","","","","","","","","","","","","","","","","","","","","","","","","","","","","","","","","","","","","","","","","","","","","","","","","","","","","","","","","","","","","","","","","","","","","","",null,"","","","","","","","","","","","","","","","","","","","","","","","","","","","","","","","","","","","","","","","","","","","","","","","","","","","","","","","","","","","","","","","","","","","","","","","","","","","","","","","","","","","","","","","","","",""]
["","","","","","","","","","","","","","","","","","","","","","","","","","","","","","","","","","","","","","","","","","","","","","","","","","","","","","","","","","","","","","","","","","","","","","","","","","","","","","","","","","","","","","","","","","","","","","","","","","",null,"","","","","","","","","","","","","","","","","","","","","","","","","","","","","","","","","","","","","","","","","","","","","","","","","","","","","","","","","","","","","","","","","","","","","","","","","","","","","","","","","","","","","","","","","","",""]
["","","","","","","","","","","","","","","","","","","","","","","","","","","","","","","","","","","","","","","","","","","","","","","","","","","","","","","","","","","","","","","","","","","","","","","","","","","","","","","","","","","","","","","","","","","","","","","","","","",null,"","","","","","","","","","","","","","","","","","","","","","","","","","","","","","","","","","","","","","","","","","","","","","","","","","","","","","","","","","","","","","","","","","","","","","","","","","","","","","","","","","","","","","","","","","",""]
["","","","","","","","","","","","","","","","","","","","","","","","","","","","","","","","","","","","","","","","","","","","","","","","","","","","","","","","","","","","","","","","","","","","","","","","","","","","","","","","","","","","","","","","","","","","","","","","","","",null,"","","","","","","","","","","","","","","","","","","","","","","","","","","","","","","","","","","","","","","","","","","","","","","","","","","","","","","","","","","","","","","","","","","","","","","","","","","","","","","","","","","","","","","","","","",""]
["","","","","","","","","","","","","","","","","","","","","","","","","","","","","","","","","","","","","","","","","","","","","","","","","","","","","","","","","","","","","","","","","","","","","","","","","","","","","","","","","","","","","","","","","","","","","","","","","","",null,"","","","","","","","","","","","","","","","","","","","","","","","","","","","","","","","","","","","","","","","","","","","","","","","","","","","","","","","","","","","","","","","","","","","","","","","","","","","","","","","","","","","","","","","","","",""]

{"sheet":"Combined scenario - output","index":7,"n_rows":175,"n_cols":43,"rows_kept":175,"cut":false,"hidden":false,"merged":[]}
[null,null,null,"Replacement expenditure forecast ($,000)",null,null,null,null,null,null,null,null,null,null,null,null,null,null,null,null,null,null,null,"Replacement quantity forecast (#)"]
[null,null,null,1,2,3,4,5,6,7,8,9,10,11,12,13,14,15,16,17,18,19,20,1,2,3,4,5,6,7,8,9,10,11,12,13,14,15,16,17,18,19,20]
[]
[]
["ID","Asset group",null,2020,2021,2022,2023,2024,2025,2026,2027,2028,2029,2030,2031,2032,2033,2034,2035,2036,2037,2038,2039,2020,2021,2022,2023,2024,2025,2026,2027,2028,2029,2030,2031,2032,2033,2034,2035,2036,2037,2038,2039]
[{"$f":"IFERROR(IF('Historical scenario - output'!A6=\"\",\"\",'Historical scenario - output'!A6),\"\")","v":1},{"$f":"IFERROR(IF('Historical scenario - output'!B6=\"\",\"\",'Historical scenario - output'!B6),\"\")","v":"OVERHEAD CONDUCTORS"},null,{"$f":"IFERROR(IF($A6=\"\",\"\",SUMIFS(D$21:D$175,$A$21:$A$175,$A6)),\"\")","v":333.66856526754941},{"$f":"IFERROR(IF($A6=\"\",\"\",SUMIFS(E$21:E$175,$A$21:$A$175,$A6)),\"\")","v":401.18115207080984},480.43559598255479,572.61305638364422,678.80918020770321,799.99326757031997,936.96884183161205,1090.3375523811849,1260.468251559048,1447.4728802672482,1651.1904739658919,1871.1801722563216,2106.7235983880914,2356.8363945303176,2620.2880872449755,2895.6288559950872,3181.2212335128729,{"$f":"IFERROR(IF($A6=\"\",\"\",SUMIFS(U$21:U$175,$A$21:$A$175,$A6)),\"\")","v":3475.2743331757492},3775.877929204858,4081.033660638534,{"$f":"IFERROR(IF($A6=\"\",\"\",SUMIFS(X$21:X$175,$A$21:$A$175,$A6)),\"\")","v":4.4257146182661478},{"$f":"IFERROR(IF($A6=\"\",\"\",SUMIFS(Y$21:Y$175,$A$21:$A$175,$A6)),\"\")","v":5.3015505193487362},6.3297216861836629,7.5258496172681397,8.9045315669489931,10.478830697028497,12.259786435723452,14.255968116537002,16.473093229130182,18.91372848285145,21.577087488767209,24.458933400546563,27.551588575094215,30.844046543831041,34.322174719123986,37.968989763077587,41.764981946504975,{"$f":"IFERROR(IF($A6=\"\",\"\",SUMIFS(AO$21:AO$175,$A$21:$A$175,$A6)),\"\")","v":45.688460694441545},49.715891423006525,53.822194237445061]
[{"$f":"IFERROR(IF('Historical scenario - output'!A7=\"\",\"\",'Historical scenario - output'!A7),\"\")","v":2},{"$f":"IFERROR(IF('Historical scenario - output'!B7=\"\",\"\",'Historical scenario - output'!B7),\"\")","v":"POLES"},null,{"$f":"IFERROR(IF($A7=\"\",\"\",SUMIFS(D$21:D$175,$A$21:$A$175,$A7)),\"\")","v":2848.2655003663717},3015.5656197353628,3242.9387792338393,3520.9351726579375,3845.0851801218514,4208.7240023413688,4605.7518505046683,5030.1936249507689,5476.6017407144427,5940.4219367486685,6418.2668471301204,6908.0602971969965,7409.0395150222494,7921.6242726695182,8447.1738815511235,8987.6516457620237,9545.2047385856677,10121.654258189739,10717.886890871894,11333.155352381831,609.56445533936949,636.37420189151851,673.70560001935905,720.40532930571715,775.69167443798449,838.44061923385073,907.48574102698683,981.59478676990307,1059.5335555605586,1140.1267822075381,1222.309624592566,1305.1651988809494,1387.9460802232977,1470.0799425612809,1551.1607922393921,1630.9272226311673,1709.2280775345444,1785.9747468185892,1861.0791878972686,1934.3785967723127]
[{"$f":"IFERROR(IF('Historical scenario - output'!A8=\"\",\"\",'Historical scenario - output'!A8),\"\")","v":3},{"$f":"IFERROR(IF('Historical scenario - output'!B8=\"\",\"\",'Historical scenario - output'!B8),\"\")","v":"SERVICE LINES"},null,2134.8526855623113,2273.0508009521564,2398.0533913251247,2506.1046086598967,2594.3378109581963,2660.8394699489058,2704.677277117054,2725.8877181447497,2725.4223698971523,2705.0557953562143,2667.2608837721568,2615.0596482188821,2551.8588093512121,2481.2800070051526,2406.9942836911164,2332.569685144063,2261.3395267493474,2196.2971735548322,2140.0211645859072,2094.6322792786877,2774.129607692591,2953.7108435422697,3116.1451835494736,3256.5520992972297,3371.2065391715068,3457.6219730861944,3514.5869148004026,3542.1487755531739,3541.5440798004988,3515.0787794903681,3465.9662650979099,3398.1334848382589,3316.0072943429968,3224.2938254990727,3127.7634063895935,3031.0525261652583,2938.4926541423483,2853.9735119218267,2780.8457763458482,2721.8652895691903]
[{"$f":"IFERROR(IF('Historical scenario - output'!A9=\"\",\"\",'Historical scenario - output'!A9),\"\")","v":4},{"$f":"IFERROR(IF('Historical scenario - output'!B9=\"\",\"\",'Historical scenario - output'!B9),\"\")","v":"SWITCHGEAR"},null,2322.8228447117272,2397.8053637151133,2471.6501410442761,2542.2794156739492,2608.7714633169953,2671.1944853719065,2730.4131929851001,2787.8778982224258,2845.4084363866564,2904.9862621817288,2968.5674396708246,3037.9271236319946,3114.5428817821557,3199.5203536145714,3293.5608499819814,3396.9670862573525,3509.6806990334057,3631.3437275109577,3761.3758524082637,3899.0597048246073,159.61965758203772,169.41462816280028,180.18035983575305,191.74281878406515,203.98413797848707,216.83457317914716,230.26464692425088,244.27727695556305,258.89981224867273,274.17603152656341,290.15826771997712,306.89989268718995,324.44842738280693,342.83954044591218,362.0921743753749,382.20500459747723,403.15440060132744,424.89402191442463,447.3561412028418,470.45473451100531]
[{"$f":"IFERROR(IF('Historical scenario - output'!A10=\"\",\"\",'Historical scenario - output'!A10),\"\")","v":5},{"$f":"IFERROR(IF('Historical scenario - output'!B10=\"\",\"\",'Historical scenario - output'!B10),\"\")","v":"TRANSFORMERS"},null,1386.797218648356,1501.2239543847195,1612.6565835045337,1717.7078809862003,1813.5929248634623,1898.1985602340835,1970.1440057671011,2028.8155598221381,2074.3628625098281,2107.650085532804,2130.1618907610473,2143.8701609927425,2151.0726019051217,2154.2177663448174,2155.7325260499024,2157.8674429971197,2162.5730605412296,2171.4162475538706,2185.5409449842477,2205.6726189647657,32.048672672793366,34.265369133299181,36.668706470377181,39.221042400793301,41.900666512329806,44.697752007804489,47.610932087141101,50.644274791685071,53.804501612503103,57.098383844084893,60.530339576996042,64.100329107816648,67.802196388335219,71.622621651535042,75.540832407748724,79.52916795513525,83.554512357483588,87.580512818278265,91.570398330486185,95.490123139541737]
[{"$f":"IFERROR(IF('Historical scenario - output'!A11=\"\",\"\",'Historical scenario - output'!A11),\"\")","v":6},{"$f":"IFERROR(IF('Historical scenario - output'!B11=\"\",\"\",'Historical scenario - output'!B11),\"\")","v":"UNDERGROUND CABLES"},null,415.08798432777081,430.77829897872761,444.83378073309149,457.18843404070213,467.90314506744295,477.18437562191491,485.39713004332009,493.07126965871527,500.90064070217761,509.73488204666648,520.56416309124302,534.4974532953612,552.7352366249703,576.53785819614995,607.19093282714573,645.9694619037889,694.10249649694481,752.74034227498612,822.92640527373135,905.5757961691038,0.74792006251615106,0.77201821572258822,0.79439504345448009,0.81501456223529756,0.83406174819997614,0.85198480078845917,0.86952730961083979,0.88774809938936028,0.90802728982813374,0.93205791538982796,0.96182325835287308,0.99956082901313326,1.0477146683508329,1.1088783514462908,1.1857317376056673,1.2809751406829881,1.3972651574323043,1.5371568448520627,1.7030572049130404,1.8971949213154273]
[{"$f":"IFERROR(IF('Historical scenario - output'!A12=\"\",\"\",'Historical scenario - output'!A12),\"\")","v":""},{"$f":"IFERROR(IF('Historical scenario - output'!B12=\"\",\"\",'Historical scenario - output'!B12),\"\")","v":""},null,"","","","","","","","","","","","","","","","","","","","","","","","","","","","","","","","","","","","","","","",""]
[{"$f":"IFERROR(IF('Historical scenario - output'!A13=\"\",\"\",'Historical scenario - output'!A13),\"\")","v":""},{"$f":"IFERROR(IF('Historical scenario - output'!B13=\"\",\"\",'Historical scenario - output'!B13),\"\")","v":""},null,"","","","","","","","","","","","","","","","","","","","","","","","","","","","","","","","","","","","","","","",""]
[{"$f":"IFERROR(IF('Historical scenario - output'!A14=\"\",\"\",'Historical scenario - output'!A14),\"\")","v":""},{"$f":"IFERROR(IF('Historical scenario - output'!B14=\"\",\"\",'Historical scenario - output'!B14),\"\")","v":""},null,"","","","","","","","","","","","","","","","","","","","","","","","","","","","","","","","","","","","","","","",""]
[{"$f":"IFERROR(IF('Historical scenario - output'!A15=\"\",\"\",'Historical scenario - output'!A15),\"\")","v":""},{"$f":"IFERROR(IF('Historical scenario - output'!B15=\"\",\"\",'Historical scenario - output'!B15),\"\")","v":""},null,"","","","","","","","","","","","","","","","","","","","","","","","","","","","","","","","","","","","","","","",""]
[{"$f":"IFERROR(IF('Historical scenario - output'!A16=\"\",\"\",'Historical scenario - output'!A16),\"\")","v":""},{"$f":"IFERROR(IF('Historical scenario - output'!B16=\"\",\"\",'Historical scenario - output'!B16),\"\")","v":""},null,"","","","","","","","","","","","","","","","","","","","","","","","","","","","","","","","","","","","","","","",""]
[{"$f":"IFERROR(IF('Historical scenario - output'!A17=\"\",\"\",'Historical scenario - output'!A17),\"\")","v":""},{"$f":"IFERROR(IF('Historical scenario - output'!B17=\"\",\"\",'Historical scenario - output'!B17),\"\")","v":""},null,"","","","","","","","","","","","","","","","","","","","","","","","","","","","","","","","","","","","","","","",""]
[null,null,"Total",{"$f":"IFERROR(SUM(D$6:D$17),\"\")","v":9441.4947988840868},{"$f":"IFERROR(SUM(E$6:E$17),\"\")","v":10019.60518983689},10650.56827182342,11316.828568402329,12008.49970453565,12716.134161088499,13433.352298248854,14156.183623179984,14883.164301769306,15615.321842133331,16356.011698391285,17110.594855592295,17885.972643073801,18690.016652360526,19530.940561346244,20416.654178059431,21354.121754919466,22348.726082260138,23403.629187328901,24519.129412257535]
[]
["ID","Asset group","Asset category"]
[{"$f":"IFERROR('Combined scenario - input'!A6,\"\")","v":1},{"$f":"IFERROR('Combined scenario - input'!B6,\"\")","v":"OVERHEAD CONDUCTORS"},{"$f":"IFERROR('Combined scenario - input'!C6,\"\")","v":"˂ = 1 kv"},{"$f":"IFERROR(repcalc('Combined scenario - input'!$CV6:$GH6,'Combined scenario - input'!$G6,'Combined scenario - input'!$E6,'Combined scenario - input'!$F6,20,TRUE,TRUE),\"\")","v":216.5263211289496},267.41792146202351,327.23081471018321,396.78410673633766,476.80980475559113,567.91497506892654,670.54378591263549,784.94150319342964,911.1226883198475,1048.8458905824327,1197.5970056952838,1356.5831708734806,1524.7385815805064,1700.7429575898889,1883.0525851736163,2069.9429647058591,2259.561162169251,2449.9850763125937,2639.2860769041649,2825.5909320925466,{"$f":"IFERROR(IF(OR(D21=\"\",'Combined scenario - input'!$D6=\"\"),\"\",D21/'Combined scenario - input'!$D6),\"\")","v":2.6499248637362589},{"$f":"IFERROR(IF(OR(E21=\"\",'Combined scenario - input'!$D6=\"\"),\"\",E21/'Combined scenario - input'!$D6),\"\")","v":3.2727540716348567},{"$f":"IFERROR(IF(OR(F21=\"\",'Combined scenario - input'!$D6=\"\"),\"\",F21/'Combined scenario - input'!$D6),\"\")","v":4.0047651830964899},{"$f":"IFERROR(IF(OR(G21=\"\",'Combined scenario - input'!$D6=\"\"),\"\",G21/'Combined scenario - input'!$D6),\"\")","v":4.8559827022130291},{"$f":"IFERROR(IF(OR(H21=\"\",'Combined scenario - input'!$D6=\"\"),\"\",H21/'Combined scenario - input'!$D6),\"\")","v":5.8353651893554508},{"$f":"IFERROR(IF(OR(I21=\"\",'Combined scenario - input'!$D6=\"\"),\"\",I21/'Combined scenario - input'!$D6),\"\")","v":6.9503421342805813},{"$f":"IFERROR(IF(OR(J21=\"\",'Combined scenario - input'!$D6=\"\"),\"\",J21/'Combined scenario - input'!$D6),\"\")","v":8.2063494232441627},{"$f":"IFERROR(IF(OR(K21=\"\",'Combined scenario - input'!$D6=\"\"),\"\",K21/'Combined scenario - input'!$D6),\"\")","v":9.6063887062120425},{"$f":"IFERROR(IF(OR(L21=\"\",'Combined scenario - input'!$D6=\"\"),\"\",L21/'Combined scenario - input'!$D6),\"\")","v":11.150638190795823},{"$f":"IFERROR(IF(OR(M21=\"\",'Combined scenario - input'!$D6=\"\"),\"\",M21/'Combined scenario - input'!$D6),\"\")","v":12.836142918748306},{"$f":"IFERROR(IF(OR(N21=\"\",'Combined scenario - input'!$D6=\"\"),\"\",N21/'Combined scenario - input'!$D6),\"\")","v":14.656611101973429},{"$f":"IFERROR(IF(OR(O21=\"\",'Combined scenario - input'!$D6=\"\"),\"\",O21/'Combined scenario - input'!$D6),\"\")","v":16.602339408348168},{"$f":"IFERROR(IF(OR(P21=\"\",'Combined scenario - input'!$D6=\"\"),\"\",P21/'Combined scenario - input'!$D6),\"\")","v":18.660284149112311},{"$f":"IFERROR(IF(OR(Q21=\"\",'Combined scenario - input'!$D6=\"\"),\"\",Q21/'Combined scenario - input'!$D6),\"\")","v":20.814287272990679},{"$f":"IFERROR(IF(OR(R21=\"\",'Combined scenario - input'!$D6=\"\"),\"\",R21/'Combined scenario - input'!$D6),\"\")","v":23.045456271354201},{"$f":"IFERROR(IF(OR(S21=\"\",'Combined scenario - input'!$D6=\"\"),\"\",S21/'Combined scenario - input'!$D6),\"\")","v":25.332686114513358},{"$f":"IFERROR(IF(OR(T21=\"\",'Combined scenario - input'!$D6=\"\"),\"\",T21/'Combined scenario - input'!$D6),\"\")","v":27.653299947765767},{"$f":"IFERROR(IF(OR(U21=\"\",'Combined scenario - input'!$D6=\"\"),\"\",U21/'Combined scenario - input'!$D6),\"\")","v":29.983774423605166},{"$f":"IFERROR(IF(OR(V21=\"\",'Combined scenario - input'!$D6=\"\"),\"\",V21/'Combined scenario - input'!$D6),\"\")","v":32.300506290577658},{"$f":"IFERROR(IF(OR(W21=\"\",'Combined scenario - input'!$D6=\"\"),\"\",W21/'Combined scenario - input'!$D6),\"\")","v":34.5805702819871}]
[{"$f":"IFERROR('Combined scenario - input'!A7,\"\")","v":1},{"$f":"IFERROR('Combined scenario - input'!B7,\"\")","v":"OVERHEAD CONDUCTORS"},{"$f":"IFERROR('Combined scenario - input'!C7,\"\")","v":"˃ 11 kv & < = 22 kv ; multiple-phase"},{"$f":"IFERROR(repcalc('Combined scenario - input'!$CV7:$GH7,'Combined scenario - input'!$G7,'Combined scenario - input'!$E7,'Combined scenario - input'!$F7,20,TRUE,TRUE),\"\")","v":110.80603911977502},125.55389946304044,142.60160694720778,162.19104646608398,184.54761391360063,209.87725259270425,238.36577107498621,270.18040549255392,305.47328165330293,344.38613211302868,387.05536383300176,433.6163850795096,484.20601282659521,538.96181366119345,598.01739188815327,661.4929266822179,729.48066202245002,802.02554284728353,879.10173123371271,960.58628116839031,{"$f":"IFERROR(IF(OR(D22=\"\",'Combined scenario - input'!$D7=\"\"),\"\",D22/'Combined scenario - input'!$D7),\"\")","v":1.672260677866156},{"$f":"IFERROR(IF(OR(E22=\"\",'Combined scenario - input'!$D7=\"\"),\"\",E22/'Combined scenario - input'!$D7),\"\")","v":1.8948321832698092},{"$f":"IFERROR(IF(OR(F22=\"\",'Combined scenario - input'!$D7=\"\"),\"\",F22/'Combined scenario - input'!$D7),\"\")","v":2.1521124822499207},{"$f":"IFERROR(IF(OR(G22=\"\",'Combined scenario - input'!$D7=\"\"),\"\",G22/'Combined scenario - input'!$D7),\"\")","v":2.4477520490919744},{"$f":"IFERROR(IF(OR(H22=\"\",'Combined scenario - input'!$D7=\"\"),\"\",H22/'Combined scenario - input'!$D7),\"\")","v":2.7851525096763696},{"$f":"IFERROR(IF(OR(I22=\"\",'Combined scenario - input'!$D7=\"\"),\"\",I22/'Combined scenario - input'!$D7),\"\")","v":3.167421915605015},{"$f":"IFERROR(IF(OR(J22=\"\",'Combined scenario - input'!$D7=\"\"),\"\",J22/'Combined scenario - input'!$D7),\"\")","v":3.5973644494870083},{"$f":"IFERROR(IF(OR(K22=\"\",'Combined scenario - input'!$D7=\"\"),\"\",K22/'Combined scenario - input'!$D7),\"\")","v":4.0775040027082632},{"$f":"IFERROR(IF(OR(L22=\"\",'Combined scenario - input'!$D7=\"\"),\"\",L22/'Combined scenario - input'!$D7),\"\")","v":4.6101364249233052},{"$f":"IFERROR(IF(OR(M22=\"\",'Combined scenario - input'!$D7=\"\"),\"\",M22/'Combined scenario - input'!$D7),\"\")","v":5.1974007130831383},{"$f":"IFERROR(IF(OR(N22=\"\",'Combined scenario - input'!$D7=\"\"),\"\",N22/'Combined scenario - input'!$D7),\"\")","v":5.8413554914227976},{"$f":"IFERROR(IF(OR(O22=\"\",'Combined scenario - input'!$D7=\"\"),\"\",O22/'Combined scenario - input'!$D7),\"\")","v":6.5440443120895218},{"$f":"IFERROR(IF(OR(P22=\"\",'Combined scenario - input'!$D7=\"\"),\"\",P22/'Combined scenario - input'!$D7),\"\")","v":7.3075319871420623},{"$f":"IFERROR(IF(OR(Q22=\"\",'Combined scenario - input'!$D7=\"\"),\"\",Q22/'Combined scenario - input'!$D7),\"\")","v":8.1338946416341322},{"$f":"IFERROR(IF(OR(R22=\"\",'Combined scenario - input'!$D7=\"\"),\"\",R22/'Combined scenario - input'!$D7),\"\")","v":9.0251486027187244},{"$f":"IFERROR(IF(OR(S22=\"\",'Combined scenario - input'!$D7=\"\"),\"\",S22/'Combined scenario - input'!$D7),\"\")","v":9.9831075884009},{"$f":"IFERROR(IF(OR(T22=\"\",'Combined scenario - input'!$D7=\"\"),\"\",T22/'Combined scenario - input'!$D7),\"\")","v":11.009163724779402},{"$f":"IFERROR(IF(OR(U22=\"\",'Combined scenario - input'!$D7=\"\"),\"\",U22/'Combined scenario - input'!$D7),\"\")","v":12.103995311104061},{"$f":"IFERROR(IF(OR(V22=\"\",'Combined scenario - input'!$D7=\"\"),\"\",V22/'Combined scenario - input'!$D7),\"\")","v":13.267212407052282},{"$f":"IFERROR(IF(OR(W22=\"\",'Combined scenario - input'!$D7=\"\"),\"\",W22/'Combined scenario - input'!$D7),\"\")","v":14.496959538091678}]
[{"$f":"IFERROR('Combined scenario - input'!A8,\"\")","v":1},{"$f":"IFERROR('Combined scenario - input'!B8,\"\")","v":"OVERHEAD CONDUCTORS"},{"$f":"IFERROR('Combined scenario - input'!C8,\"\")","v":"˃ 11 kv & < = 22 kv ; single-phase"},{"$f":"IFERROR(repcalc('Combined scenario - input'!$CV8:$GH8,'Combined scenario - input'!$G8,'Combined scenario - input'!$E8,'Combined scenario - input'!$F8,20,TRUE,TRUE),\"\")","v":1.9367462000496989},2.5659035749715704,3.3651303660887315,4.3693924998622622,5.6178090645933487,7.1534348040171647,9.0228790490836612,11.275765603205473,13.964050818608998,17.14122934669042,20.861466981644231,25.178705726038125,30.145785964512378,35.813623221627481,42.230462003840572,49.441207350773681,57.486807813641398,66.403634679984151,76.222775380802304,86.969138729347037,{"$f":"IFERROR(IF(OR(D23=\"\",'Combined scenario - input'!$D8=\"\"),\"\",D23/'Combined scenario - input'!$D8),\"\")","v":2.9228953034309915E-2},{"$f":"IFERROR(IF(OR(E23=\"\",'Combined scenario - input'!$D8=\"\"),\"\",E23/'Combined scenario - input'!$D8),\"\")","v":3.8724059498083635E-2},{"$f":"IFERROR(IF(OR(F23=\"\",'Combined scenario - input'!$D8=\"\"),\"\",F23/'Combined scenario - input'!$D8),\"\")","v":5.0785816655901359E-2},{"$f":"IFERROR(IF(OR(G23=\"\",'Combined scenario - input'!$D8=\"\"),\"\",G23/'Combined scenario - input'!$D8),\"\")","v":6.5941922676116677E-2},{"$f":"IFERROR(IF(OR(H23=\"\",'Combined scenario - input'!$D8=\"\"),\"\",H23/'Combined scenario - input'!$D8),\"\")","v":8.4782754343602634E-2},{"$f":"IFERROR(IF(OR(I23=\"\",'Combined scenario - input'!$D8=\"\"),\"\",I23/'Combined scenario - input'!$D8),\"\")","v":0.10795808450030792},{"$f":"IFERROR(IF(OR(J23=\"\",'Combined scenario - input'!$D8=\"\"),\"\",J23/'Combined scenario - input'!$D8),\"\")","v":0.13617133104645185},{"$f":"IFERROR(IF(OR(K23=\"\",'Combined scenario - input'!$D8=\"\"),\"\",K23/'Combined scenario - input'!$D8),\"\")","v":0.17017140564598637},{"$f":"IFERROR(IF(OR(L23=\"\",'Combined scenario - input'!$D8=\"\"),\"\",L23/'Combined scenario - input'!$D8),\"\")","v":0.21074242228298454},{"$f":"IFERROR(IF(OR(M23=\"\",'Combined scenario - input'!$D8=\"\"),\"\",M23/'Combined scenario - input'!$D8),\"\")","v":0.25869171061850665},{"$f":"IFERROR(IF(OR(N23=\"\",'Combined scenario - input'!$D8=\"\"),\"\",N23/'Combined scenario - input'!$D8),\"\")","v":0.31483672905496818},{"$f":"IFERROR(IF(OR(O23=\"\",'Combined scenario - input'!$D8=\"\"),\"\",O23/'Combined scenario - input'!$D8),\"\")","v":0.37999155858015538},{"$f":"IFERROR(IF(OR(P23=\"\",'Combined scenario - input'!$D8=\"\"),\"\",P23/'Combined scenario - input'!$D8),\"\")","v":0.45495365480334005},{"$f":"IFERROR(IF(OR(Q23=\"\",'Combined scenario - input'!$D8=\"\"),\"\",Q23/'Combined scenario - input'!$D8),\"\")","v":0.54049142376350534},{"$f":"IFERROR(IF(OR(R23=\"\",'Combined scenario - input'!$D8=\"\"),\"\",R23/'Combined scenario - input'!$D8),\"\")","v":0.63733296107450255},{"$f":"IFERROR(IF(OR(S23=\"\",'Combined scenario - input'!$D8=\"\"),\"\",S23/'Combined scenario - input'!$D8),\"\")","v":0.74615596384196281},{"$f":"IFERROR(IF(OR(T23=\"\",'Combined scenario - input'!$D8=\"\"),\"\",T23/'Combined scenario - input'!$D8),\"\")","v":0.867578418707731},{"$f":"IFERROR(IF(OR(U23=\"\",'Combined scenario - input'!$D8=\"\"),\"\",U23/'Combined scenario - input'!$D8),\"\")","v":1.002149233244358},{"$f":"IFERROR(IF(OR(V23=\"\",'Combined scenario - input'!$D8=\"\"),\"\",V23/'Combined scenario - input'!$D8),\"\")","v":1.1503375722090246},{"$f":"IFERROR(IF(OR(W23=\"\",'Combined scenario - input'!$D8=\"\"),\"\",W23/'Combined scenario - input'!$D8),\"\")","v":1.3125193540016948}]
[{"$f":"IFERROR('Combined scenario - input'!A9,\"\")","v":1},{"$f":"IFERROR('Combined scenario - input'!B9,\"\")","v":"OVERHEAD CONDUCTORS"},{"$f":"IFERROR('Combined scenario - input'!C9,\"\")","v":"> 1 kv & < = 11 kv"},{"$f":"IFERROR(repcalc('Combined scenario - input'!$CV9:$GH9,'Combined scenario - input'!$G9,'Combined scenario - input'!$E9,'Combined scenario - input'!$F9,20,TRUE,TRUE),\"\")","v":4.2106359409688441},5.3646467411355108,6.8308257126296716,8.6800003066882994,10.992459105439567,13.857117993783573,17.369985380606778,21.631858009533385,26.745225969023238,32.810426146483131,39.921154179593422,48.159520407968095,57.590907972233083,68.258952266002524,80.181001241558974,93.344427241373239,107.70413688386553,123.1815633443664,139.66532687506086,157.01362127946979,{"$f":"IFERROR(IF(OR(D24=\"\",'Combined scenario - input'!$D9=\"\"),\"\",D24/'Combined scenario - input'!$D9),\"\")","v":7.1450449765568441E-2},{"$f":"IFERROR(IF(OR(E24=\"\",'Combined scenario - input'!$D9=\"\"),\"\",E24/'Combined scenario - input'!$D9),\"\")","v":9.1032905209878237E-2},{"$f":"IFERROR(IF(OR(F24=\"\",'Combined scenario - input'!$D9=\"\"),\"\",F24/'Combined scenario - input'!$D9),\"\")","v":0.11591255484445857},{"$f":"IFERROR(IF(OR(G24=\"\",'Combined scenario - input'!$D9=\"\"),\"\",G24/'Combined scenario - input'!$D9),\"\")","v":0.14729127252342047},{"$f":"IFERROR(IF(OR(H24=\"\",'Combined scenario - input'!$D9=\"\"),\"\",H24/'Combined scenario - input'!$D9),\"\")","v":0.18653147840954287},{"$f":"IFERROR(IF(OR(I24=\"\",'Combined scenario - input'!$D9=\"\"),\"\",I24/'Combined scenario - input'!$D9),\"\")","v":0.23514198971155217},{"$f":"IFERROR(IF(OR(J24=\"\",'Combined scenario - input'!$D9=\"\"),\"\",J24/'Combined scenario - input'!$D9),\"\")","v":0.29475197696149769},{"$f":"IFERROR(IF(OR(K24=\"\",'Combined scenario - input'!$D9=\"\"),\"\",K24/'Combined scenario - input'!$D9),\"\")","v":0.3670718641351926},{"$f":"IFERROR(IF(OR(L24=\"\",'Combined scenario - input'!$D9=\"\"),\"\",L24/'Combined scenario - input'!$D9),\"\")","v":0.45384080964472323},{"$f":"IFERROR(IF(OR(M24=\"\",'Combined scenario - input'!$D9=\"\"),\"\",M24/'Combined scenario - input'!$D9),\"\")","v":0.55676143414734902},{"$f":"IFERROR(IF(OR(N24=\"\",'Combined scenario - input'!$D9=\"\"),\"\",N24/'Combined scenario - input'!$D9),\"\")","v":0.67742366266798038},{"$f":"IFERROR(IF(OR(O24=\"\",'Combined scenario - input'!$D9=\"\"),\"\",O24/'Combined scenario - input'!$D9),\"\")","v":0.81722082884506819},{"$f":"IFERROR(IF(OR(P24=\"\",'Combined scenario - input'!$D9=\"\"),\"\",P24/'Combined scenario - input'!$D9),\"\")","v":0.97726242180811762},{"$f":"IFERROR(IF(OR(Q24=\"\",'Combined scenario - input'!$D9=\"\"),\"\",Q24/'Combined scenario - input'!$D9),\"\")","v":1.158288892297382},{"$f":"IFERROR(IF(OR(R24=\"\",'Combined scenario - input'!$D9=\"\"),\"\",R24/'Combined scenario - input'!$D9),\"\")","v":1.3605946184093005},{"$f":"IFERROR(IF(OR(S24=\"\",'Combined scenario - input'!$D9=\"\"),\"\",S24/'Combined scenario - input'!$D9),\"\")","v":1.5839653209179803},{"$f":"IFERROR(IF(OR(T24=\"\",'Combined scenario - input'!$D9=\"\"),\"\",T24/'Combined scenario - input'!$D9),\"\")","v":1.8276358084270394},{"$f":"IFERROR(IF(OR(U24=\"\",'Combined scenario - input'!$D9=\"\"),\"\",U24/'Combined scenario - input'!$D9),\"\")","v":2.0902728773449097},{"$f":"IFERROR(IF(OR(V24=\"\",'Combined scenario - input'!$D9=\"\"),\"\",V24/'Combined scenario - input'!$D9),\"\")","v":2.3699865202741996},{"$f":"IFERROR(IF(OR(W24=\"\",'Combined scenario - input'!$D9=\"\"),\"\",W24/'Combined scenario - input'!$D9),\"\")","v":2.664370422192659}]
[{"$f":"IFERROR('Combined scenario - input'!A10,\"\")","v":1},{"$f":"IFERROR('Combined scenario - input'!B10,\"\")","v":"OVERHEAD CONDUCTORS"},{"$f":"IFERROR('Combined scenario - input'!C10,\"\")","v":"> 22 kv & < = 66 kv"},{"$f":"IFERROR(repcalc('Combined scenario - input'!$CV10:$GH10,'Combined scenario - input'!$G10,'Combined scenario - input'!$E10,'Combined scenario - input'!$F10,20,TRUE,TRUE),\"\")","v":0.1888228778062338},0.27878082963878392,0.40721824644534005,0.58851037467203038,0.84149336847860401,1.1904871108884116,1.6664204142998713,2.3080200824625963,3.1630047982653799,4.2892020786132985,5.7554832763684836,7.6423901693251519,10.042310044243798,13.059047791605634,16.806646937806562,21.407330014863604,26.988464623665159,33.678515991521671,41.602018811117119,50.873687368780601,{"$f":"IFERROR(IF(OR(D25=\"\",'Combined scenario - input'!$D10=\"\"),\"\",D25/'Combined scenario - input'!$D10),\"\")","v":2.849673863854759E-3},{"$f":"IFERROR(IF(OR(E25=\"\",'Combined scenario - input'!$D10=\"\"),\"\",E25/'Combined scenario - input'!$D10),\"\")","v":4.2072997361083603E-3},{"$f":"IFERROR(IF(OR(F25=\"\",'Combined scenario - input'!$D10=\"\"),\"\",F25/'Combined scenario - input'!$D10),\"\")","v":6.1456493368926973E-3},{"$f":"IFERROR(IF(OR(G25=\"\",'Combined scenario - input'!$D10=\"\"),\"\",G25/'Combined scenario - input'!$D10),\"\")","v":8.8816707635990186E-3},{"$f":"IFERROR(IF(OR(H25=\"\",'Combined scenario - input'!$D10=\"\"),\"\",H25/'Combined scenario - input'!$D10),\"\")","v":1.2699635164025728E-2},{"$f":"IFERROR(IF(OR(I25=\"\",'Combined scenario - input'!$D10=\"\"),\"\",I25/'Combined scenario - input'!$D10),\"\")","v":1.7966572931040609E-2},{"$f":"IFERROR(IF(OR(J25=\"\",'Combined scenario - input'!$D10=\"\"),\"\",J25/'Combined scenario - input'!$D10),\"\")","v":2.5149254984332133E-2},{"$f":"IFERROR(IF(OR(K25=\"\",'Combined scenario - input'!$D10=\"\"),\"\",K25/'Combined scenario - input'!$D10),\"\")","v":3.483213783551619E-2},{"$f":"IFERROR(IF(OR(L25=\"\",'Combined scenario - input'!$D10=\"\"),\"\",L25/'Combined scenario - input'!$D10),\"\")","v":4.7735381483347328E-2},{"$f":"IFERROR(IF(OR(M25=\"\",'Combined scenario - input'!$D10=\"\"),\"\",M25/'Combined scenario - input'!$D10),\"\")","v":6.4731706254147009E-2},{"$f":"IFERROR(IF(OR(N25=\"\",'Combined scenario - input'!$D10=\"\"),\"\",N25/'Combined scenario - input'!$D10),\"\")","v":8.6860503648032814E-2},{"$f":"IFERROR(IF(OR(O25=\"\",'Combined scenario - input'!$D10=\"\"),\"\",O25/'Combined scenario - input'!$D10),\"\")","v":0.11533729268364874},{"$f":"IFERROR(IF(OR(P25=\"\",'Combined scenario - input'!$D10=\"\"),\"\",P25/'Combined scenario - input'!$D10),\"\")","v":0.15155636222838517},{"$f":"IFERROR(IF(OR(Q25=\"\",'Combined scenario - input'!$D10=\"\"),\"\",Q25/'Combined scenario - input'!$D10),\"\")","v":0.19708431314534389},{"$f":"IFERROR(IF(OR(R25=\"\",'Combined scenario - input'!$D10=\"\"),\"\",R25/'Combined scenario - input'!$D10),\"\")","v":0.25364226556725439},{"$f":"IFERROR(IF(OR(S25=\"\",'Combined scenario - input'!$D10=\"\"),\"\",S25/'Combined scenario - input'!$D10),\"\")","v":0.3230747754033878},{"$f":"IFERROR(IF(OR(T25=\"\",'Combined scenario - input'!$D10=\"\"),\"\",T25/'Combined scenario - input'!$D10),\"\")","v":0.40730404682503107},{"$f":"IFERROR(IF(OR(U25=\"\",'Combined scenario - input'!$D10=\"\"),\"\",U25/'Combined scenario - input'!$D10),\"\")","v":0.50826884914305337},{"$f":"IFERROR(IF(OR(V25=\"\",'Combined scenario - input'!$D10=\"\"),\"\",V25/'Combined scenario - input'!$D10),\"\")","v":0.62784863289336335},{"$f":"IFERROR(IF(OR(W25=\"\",'Combined scenario - input'!$D10=\"\"),\"\",W25/'Combined scenario - input'!$D10),\"\")","v":0.76777464117192851}]
[{"$f":"IFERROR('Combined scenario - input'!A11,\"\")","v":2},{"$f":"IFERROR('Combined scenario - input'!B11,\"\")","v":"POLES"},{"$f":"IFERROR('Combined scenario - input'!C11,\"\")","v":"˂ = 1 kv ; concrete"},{"$f":"IFERROR(repcalc('Combined scenario - input'!$CV11:$GH11,'Combined scenario - input'!$G11,'Combined scenario - input'!$E11,'Combined scenario - input'!$F11,20,TRUE,TRUE),\"\")","v":30.223799511925158},33.30286659450946,37.786192510632063,43.975184160420241,52.239893142042753,63.029438933638467,76.880970392045043,94.426276542493724,116.3950637048202,143.61386629657071,176.99957475535055,217.54666524730021,266.3074154549027,324.36469245148521,392.79729395465279,472.63829143371822,564.82732901664554,670.15833389092018,789.2245470359145,922.36314656590537,{"$f":"IFERROR(IF(OR(D26=\"\",'Combined scenario - input'!$D11=\"\"),\"\",D26/'Combined scenario - input'!$D11),\"\")","v":3.109889735681473},{"$f":"IFERROR(IF(OR(E26=\"\",'Combined scenario - input'!$D11=\"\"),\"\",E26/'Combined scenario - input'!$D11),\"\")","v":3.4267115539252537},{"$f":"IFERROR(IF(OR(F26=\"\",'Combined scenario - input'!$D11=\"\"),\"\",F26/'Combined scenario - input'!$D11),\"\")","v":3.8880251370425314},{"$f":"IFERROR(IF(OR(G26=\"\",'Combined scenario - input'!$D11=\"\"),\"\",G26/'Combined scenario - input'!$D11),\"\")","v":4.52484386654411},{"$f":"IFERROR(IF(OR(H26=\"\",'Combined scenario - input'!$D11=\"\"),\"\",H26/'Combined scenario - input'!$D11),\"\")","v":5.3752443471389197},{"$f":"IFERROR(IF(OR(I26=\"\",'Combined scenario - input'!$D11=\"\"),\"\",I26/'Combined scenario - input'!$D11),\"\")","v":6.4854389041372711},{"$f":"IFERROR(IF(OR(J26=\"\",'Combined scenario - input'!$D11=\"\"),\"\",J26/'Combined scenario - input'!$D11),\"\")","v":7.9106976803864715},{"$f":"IFERROR(IF(OR(K26=\"\",'Combined scenario - input'!$D11=\"\"),\"\",K26/'Combined scenario - input'!$D11),\"\")","v":9.7160288560760311},{"$f":"IFERROR(IF(OR(L26=\"\",'Combined scenario - input'!$D11=\"\"),\"\",L26/'Combined scenario - input'!$D11),\"\")","v":11.976515849927793},{"$f":"IFERROR(IF(OR(M26=\"\",'Combined scenario - input'!$D11=\"\"),\"\",M26/'Combined scenario - input'!$D11),\"\")","v":14.77720524585323},{"$f":"IFERROR(IF(OR(N26=\"\",'Combined scenario - input'!$D11=\"\"),\"\",N26/'Combined scenario - input'!$D11),\"\")","v":18.212440845978481},{"$f":"IFERROR(IF(OR(O26=\"\",'Combined scenario - input'!$D11=\"\"),\"\",O26/'Combined scenario - input'!$D11),\"\")","v":22.384549666476349},{"$f":"IFERROR(IF(OR(P26=\"\",'Combined scenario - input'!$D11=\"\"),\"\",P26/'Combined scenario - input'!$D11),\"\")","v":27.401806233272978},{"$f":"IFERROR(IF(OR(Q26=\"\",'Combined scenario - input'!$D11=\"\"),\"\",Q26/'Combined scenario - input'!$D11),\"\")","v":33.375632579694091},{"$f":"IFERROR(IF(OR(R26=\"\",'Combined scenario - input'!$D11=\"\"),\"\",R26/'Combined scenario - input'!$D11),\"\")","v":40.417032021108184},{"$f":"IFERROR(IF(OR(S26=\"\",'Combined scenario - input'!$D11=\"\"),\"\",S26/'Combined scenario - input'!$D11),\"\")","v":48.6323028525848},{"$f":"IFERROR(IF(OR(T26=\"\",'Combined scenario - input'!$D11=\"\"),\"\",T26/'Combined scenario - input'!$D11),\"\")","v":58.118130126166974},{"$f":"IFERROR(IF(OR(U26=\"\",'Combined scenario - input'!$D11=\"\"),\"\",U26/'Combined scenario - input'!$D11),\"\")","v":68.956205292006942},{"$f":"IFERROR(IF(OR(V26=\"\",'Combined scenario - input'!$D11=\"\"),\"\",V26/'Combined scenario - input'!$D11),\"\")","v":81.207570113957289},{"$f":"IFERROR(IF(OR(W26=\"\",'Combined scenario - input'!$D11=\"\"),\"\",W26/'Combined scenario - input'!$D11),\"\")","v":94.906918666675097}]
[{"$f":"IFERROR('Combined scenario - input'!A12,\"\")","v":2},{"$f":"IFERROR('Combined scenario - input'!B12,\"\")","v":"POLES"},{"$f":"IFERROR('Combined scenario - input'!C12,\"\")","v":"˂ = 1 kv ; steel"},{"$f":"IFERROR(repcalc('Combined scenario - input'!$CV12:$GH12,'Combined scenario - input'!$G12,'Combined scenario - input'!$E12,'Combined scenario - input'!$F12,20,TRUE,TRUE),\"\")","v":8.25344279184851},9.1161847408582997,10.183033432857139,11.454940737097965,12.927642682042695,14.591857197057971,16.433693492049223,18.435291501606532,20.575701480026932,22.83199830270614,25.180603301796577,27.598760847061953,30.066090684626221,32.566114089155839,35.087635926905413,37.625858886777571,40.183112414803162,42.769097856182739,45.400582008662376,48.10051133792966,{"$f":"IFERROR(IF(OR(D27=\"\",'Combined scenario - input'!$D12=\"\"),\"\",D27/'Combined scenario - input'!$D12),\"\")","v":0.91012668720555812},{"$f":"IFERROR(IF(OR(E27=\"\",'Combined scenario - input'!$D12=\"\"),\"\",E27/'Combined scenario - input'!$D12),\"\")","v":1.0052632855643728},{"$f":"IFERROR(IF(OR(F27=\"\",'Combined scenario - input'!$D12=\"\"),\"\",F27/'Combined scenario - input'!$D12),\"\")","v":1.1229072179555271},{"$f":"IFERROR(IF(OR(G27=\"\",'Combined scenario - input'!$D12=\"\"),\"\",G27/'Combined scenario - input'!$D12),\"\")","v":1.2631634492563066},{"$f":"IFERROR(IF(OR(H27=\"\",'Combined scenario - input'!$D12=\"\"),\"\",H27/'Combined scenario - input'!$D12),\"\")","v":1.4255617812248176},{"$f":"IFERROR(IF(OR(I27=\"\",'Combined scenario - input'!$D12=\"\"),\"\",I27/'Combined scenario - input'!$D12),\"\")","v":1.6090786579451837},{"$f":"IFERROR(IF(OR(J27=\"\",'Combined scenario - input'!$D12=\"\"),\"\",J27/'Combined scenario - input'!$D12),\"\")","v":1.8121823090895213},{"$f":"IFERROR(IF(OR(K27=\"\",'Combined scenario - input'!$D12=\"\"),\"\",K27/'Combined scenario - input'!$D12),\"\")","v":2.032903262938603},{"$f":"IFERROR(IF(OR(L27=\"\",'Combined scenario - input'!$D12=\"\"),\"\",L27/'Combined scenario - input'!$D12),\"\")","v":2.268931341408531},{"$f":"IFERROR(IF(OR(M27=\"\",'Combined scenario - input'!$D12=\"\"),\"\",M27/'Combined scenario - input'!$D12),\"\")","v":2.5177385367047291},{"$f":"IFERROR(IF(OR(N27=\"\",'Combined scenario - input'!$D12=\"\"),\"\",N27/'Combined scenario - input'!$D12),\"\")","v":2.7767247732710887},{"$f":"IFERROR(IF(OR(O27=\"\",'Combined scenario - input'!$D12=\"\"),\"\",O27/'Combined scenario - input'!$D12),\"\")","v":3.0433807338584868},{"$f":"IFERROR(IF(OR(P27=\"\",'Combined scenario - input'!$D12=\"\"),\"\",P27/'Combined scenario - input'!$D12),\"\")","v":3.3154590395957775},{"$f":"IFERROR(IF(OR(Q27=\"\",'Combined scenario - input'!$D12=\"\"),\"\",Q27/'Combined scenario - input'!$D12),\"\")","v":3.5911425424060388},{"$f":"IFERROR(IF(OR(R27=\"\",'Combined scenario - input'!$D12=\"\"),\"\",R27/'Combined scenario - input'!$D12),\"\")","v":3.8691967283724149},{"$f":"IFERROR(IF(OR(S27=\"\",'Combined scenario - input'!$D12=\"\"),\"\",S27/'Combined scenario - input'!$D12),\"\")","v":4.1490925866364474},{"$f":"IFERROR(IF(OR(T27=\"\",'Combined scenario - input'!$D12=\"\"),\"\",T27/'Combined scenario - input'!$D12),\"\")","v":4.4310869907298924},{"$f":"IFERROR(IF(OR(U27=\"\",'Combined scenario - input'!$D12=\"\"),\"\",U27/'Combined scenario - input'!$D12),\"\")","v":4.7162497309683173},{"$f":"IFERROR(IF(OR(V27=\"\",'Combined scenario - input'!$D12=\"\"),\"\",V27/'Combined scenario - input'!$D12),\"\")","v":5.0064297218559526},{"$f":"IFERROR(IF(OR(W27=\"\",'Combined scenario - input'!$D12=\"\"),\"\",W27/'Combined scenario - input'!$D12),\"\")","v":5.3041573245191804}]
[{"$f":"IFERROR('Combined scenario - input'!A13,\"\")","v":2},{"$f":"IFERROR('Combined scenario - input'!B13,\"\")","v":"POLES"},{"$f":"IFERROR('Combined scenario - input'!C13,\"\")","v":"˂ = 1 kv ; wood"},{"$f":"IFERROR(repcalc('Combined scenario - input'!$CV13:$GH13,'Combined scenario - input'!$G13,'Combined scenario - input'!$E13,'Combined scenario - input'!$F13,20,TRUE,TRUE),\"\")","v":910.03394465750716},941.21664832768568,985.1234119351783,1041.9410206431933,1111.4142747807591,1192.8560375365655,1285.1719326677942,1386.8981647182784,1496.2507284966352,1611.1841256652224,1729.4575778098865,1848.7065937195441,1966.5176064225932,2080.5032516324359,2188.3757359778638,2288.0156720674663,2377.5337730340584,2455.322934869705,2520.0985167950143,2570.9250728455099,{"$f":"IFERROR(IF(OR(D28=\"\",'Combined scenario - input'!$D13=\"\"),\"\",D28/'Combined scenario - input'!$D13),\"\")","v":257.66726947144764},{"$f":"IFERROR(IF(OR(E28=\"\",'Combined scenario - input'!$D13=\"\"),\"\",E28/'Combined scenario - input'!$D13),\"\")","v":266.49634904216197},{"$f":"IFERROR(IF(OR(F28=\"\",'Combined scenario - input'!$D13=\"\"),\"\",F28/'Combined scenario - input'!$D13),\"\")","v":278.92812255620242},{"$f":"IFERROR(IF(OR(G28=\"\",'Combined scenario - input'!$D13=\"\"),\"\",G28/'Combined scenario - input'!$D13),\"\")","v":295.0154764177127},{"$f":"IFERROR(IF(OR(H28=\"\",'Combined scenario - input'!$D13=\"\"),\"\",H28/'Combined scenario - input'!$D13),\"\")","v":314.6861533193964},{"$f":"IFERROR(IF(OR(I28=\"\",'Combined scenario - input'!$D13=\"\"),\"\",I28/'Combined scenario - input'!$D13),\"\")","v":337.74559714940403},{"$f":"IFERROR(IF(OR(J28=\"\",'Combined scenario - input'!$D13=\"\"),\"\",J28/'Combined scenario - input'!$D13),\"\")","v":363.88394590762363},{"$f":"IFERROR(IF(OR(K28=\"\",'Combined scenario - input'!$D13=\"\"),\"\",K28/'Combined scenario - input'!$D13),\"\")","v":392.68674013298835},{"$f":"IFERROR(IF(OR(L28=\"\",'Combined scenario - input'!$D13=\"\"),\"\",L28/'Combined scenario - input'!$D13),\"\")","v":423.64885608908691},{"$f":"IFERROR(IF(OR(M28=\"\",'Combined scenario - input'!$D13=\"\"),\"\",M28/'Combined scenario - input'!$D13),\"\")","v":456.19113079583178},{"$f":"IFERROR(IF(OR(N28=\"\",'Combined scenario - input'!$D13=\"\"),\"\",N28/'Combined scenario - input'!$D13),\"\")","v":489.67910961682725},{"$f":"IFERROR(IF(OR(O28=\"\",'Combined scenario - input'!$D13=\"\"),\"\",O28/'Combined scenario - input'!$D13),\"\")","v":523.44330983922964},{"$f":"IFERROR(IF(OR(P28=\"\",'Combined scenario - input'!$D13=\"\"),\"\",P28/'Combined scenario - input'!$D13),\"\")","v":556.80035342542817},{"$f":"IFERROR(IF(OR(Q28=\"\",'Combined scenario - input'!$D13=\"\"),\"\",Q28/'Combined scenario - input'!$D13),\"\")","v":589.07428137348393},{"$f":"IFERROR(IF(OR(R28=\"\",'Combined scenario - input'!$D13=\"\"),\"\",R28/'Combined scenario - input'!$D13),\"\")","v":619.61732721871192},{"$f":"IFERROR(IF(OR(S28=\"\",'Combined scenario - input'!$D13=\"\"),\"\",S28/'Combined scenario - input'!$D13),\"\")","v":647.82940701336156},{"$f":"IFERROR(IF(OR(T28=\"\",'Combined scenario - input'!$D13=\"\"),\"\",T28/'Combined scenario - input'!$D13),\"\")","v":673.17558753744311},{"$f":"IFERROR(IF(OR(U28=\"\",'Combined scenario - input'!$D13=\"\"),\"\",U28/'Combined scenario - input'!$D13),\"\")","v":695.20083290585308},{"$f":"IFERROR(IF(OR(V28=\"\",'Combined scenario - input'!$D13=\"\"),\"\",V28/'Combined scenario - input'!$D13),\"\")","v":713.54140956357321},{"$f":"IFERROR(IF(OR(W28=\"\",'Combined scenario - input'!$D13=\"\"),\"\",W28/'Combined scenario - input'!$D13),\"\")","v":727.93245507462564}]
[{"$f":"IFERROR('Combined scenario - input'!A14,\"\")","v":2},{"$f":"IFERROR('Combined scenario - input'!B14,\"\")","v":"POLES"},{"$f":"IFERROR('Combined scenario - input'!C14,\"\")","v":"˃ 11 kv & < = 22 kv ; concrete"},{"$f":"IFERROR(repcalc('Combined scenario - input'!$CV14:$GH14,'Combined scenario - input'!$G14,'Combined scenario - input'!$E14,'Combined scenario - input'!$F14,20,TRUE,TRUE),\"\")","v":27.849759836364914},31.249854639641768,36.292493854532957,43.264124434903202,52.528562564664874,64.530269451637068,79.792950051620963,98.912414583241556,122.54277625766355,151.37535605798115,186.11013612100024,227.42023121524753,275.91058827489661,332.07290464335523,396.23948257259917,468.53930557442408,548.85993002014504,636.81875182106648,731.74678827290086,832.68731301396997,{"$f":"IFERROR(IF(OR(D29=\"\",'Combined scenario - input'!$D14=\"\"),\"\",D29/'Combined scenario - input'!$D14),\"\")","v":2.2567610248108583},{"$f":"IFERROR(IF(OR(E29=\"\",'Combined scenario - input'!$D14=\"\"),\"\",E29/'Combined scenario - input'!$D14),\"\")","v":2.5322823031910704},{"$f":"IFERROR(IF(OR(F29=\"\",'Combined scenario - input'!$D14=\"\"),\"\",F29/'Combined scenario - input'!$D14),\"\")","v":2.9409045573582229},{"$f":"IFERROR(IF(OR(G29=\"\",'Combined scenario - input'!$D14=\"\"),\"\",G29/'Combined scenario - input'!$D14),\"\")","v":3.5058395609489992},{"$f":"IFERROR(IF(OR(H29=\"\",'Combined scenario - input'!$D14=\"\"),\"\",H29/'Combined scenario - input'!$D14),\"\")","v":4.2565685801887829},{"$f":"IFERROR(IF(OR(I29=\"\",'Combined scenario - input'!$D14=\"\"),\"\",I29/'Combined scenario - input'!$D14),\"\")","v":5.2291078226405823},{"$f":"IFERROR(IF(OR(J29=\"\",'Combined scenario - input'!$D14=\"\"),\"\",J29/'Combined scenario - input'!$D14),\"\")","v":6.4658948870376269},{"$f":"IFERROR(IF(OR(K29=\"\",'Combined scenario - input'!$D14=\"\"),\"\",K29/'Combined scenario - input'!$D14),\"\")","v":8.0152103074842405},{"$f":"IFERROR(IF(OR(L29=\"\",'Combined scenario - input'!$D14=\"\"),\"\",L29/'Combined scenario - input'!$D14),\"\")","v":9.9300591084202718},{"$f":"IFERROR(IF(OR(M29=\"\",'Combined scenario - input'!$D14=\"\"),\"\",M29/'Combined scenario - input'!$D14),\"\")","v":12.266461386947016},{"$f":"IFERROR(IF(OR(N29=\"\",'Combined scenario - input'!$D14=\"\"),\"\",N29/'Combined scenario - input'!$D14),\"\")","v":15.081139082991031},{"$f":"IFERROR(IF(OR(O29=\"\",'Combined scenario - input'!$D14=\"\"),\"\",O29/'Combined scenario - input'!$D14),\"\")","v":18.428636981992518},{"$f":"IFERROR(IF(OR(P29=\"\",'Combined scenario - input'!$D14=\"\"),\"\",P29/'Combined scenario - input'!$D14),\"\")","v":22.357975997278675},{"$f":"IFERROR(IF(OR(Q29=\"\",'Combined scenario - input'!$D14=\"\"),\"\",Q29/'Combined scenario - input'!$D14),\"\")","v":26.909000041584317},{"$f":"IFERROR(IF(OR(R29=\"\",'Combined scenario - input'!$D14=\"\"),\"\",R29/'Combined scenario - input'!$D14),\"\")","v":32.108636699747599},{"$f":"IFERROR(IF(OR(S29=\"\",'Combined scenario - input'!$D14=\"\"),\"\",S29/'Combined scenario - input'!$D14),\"\")","v":37.967337945644552},{"$f":"IFERROR(IF(OR(T29=\"\",'Combined scenario - input'!$D14=\"\"),\"\",T29/'Combined scenario - input'!$D14),\"\")","v":44.475992088539044},{"$f":"IFERROR(IF(OR(U29=\"\",'Combined scenario - input'!$D14=\"\"),\"\",U29/'Combined scenario - input'!$D14),\"\")","v":51.603595414202502},{"$f":"IFERROR(IF(OR(V29=\"\",'Combined scenario - input'!$D14=\"\"),\"\",V29/'Combined scenario - input'!$D14),\"\")","v":59.295937972452968},{"$f":"IFERROR(IF(OR(W29=\"\",'Combined scenario - input'!$D14=\"\"),\"\",W29/'Combined scenario - input'!$D14),\"\")","v":67.475492963162509}]
[{"$f":"IFERROR('Combined scenario - input'!A15,\"\")","v":2},{"$f":"IFERROR('Combined scenario - input'!B15,\"\")","v":"POLES"},{"$f":"IFERROR('Combined scenario - input'!C15,\"\")","v":"˃ 11 kv & < = 22 kv ; steel"},{"$f":"IFERROR(repcalc('Combined scenario - input'!$CV15:$GH15,'Combined scenario - input'!$G15,'Combined scenario - input'!$E15,'Combined scenario - input'!$F15,20,TRUE,TRUE),\"\")","v":1.4428312686919047},1.5459791472629811,1.6344661388795152,1.7054546047709842,1.7568025771844495,1.7872116535737907,1.796324132198134,1.7847631742496961,1.7541150487201347,1.7068574255825666,1.646241632575572,1.5761393982439478,1.500865751621993,1.4249895784222706,1.3531421859206547,1.2898325495764447,1.2392761458518351,1.2052427595592028,1.1909275673444633,1.1988491327673296,{"$f":"IFERROR(IF(OR(D30=\"\",'Combined scenario - input'!$D15=\"\"),\"\",D30/'Combined scenario - input'!$D15),\"\")","v":0.14214448349279657},{"$f":"IFERROR(IF(OR(E30=\"\",'Combined scenario - input'!$D15=\"\"),\"\",E30/'Combined scenario - input'!$D15),\"\")","v":0.15230637992588128},{"$f":"IFERROR(IF(OR(F30=\"\",'Combined scenario - input'!$D15=\"\"),\"\",F30/'Combined scenario - input'!$D15),\"\")","v":0.16102391883156844},{"$f":"IFERROR(IF(OR(G30=\"\",'Combined scenario - input'!$D15=\"\"),\"\",G30/'Combined scenario - input'!$D15),\"\")","v":0.1680175424361062},{"$f":"IFERROR(IF(OR(H30=\"\",'Combined scenario - input'!$D15=\"\"),\"\",H30/'Combined scenario - input'!$D15),\"\")","v":0.17307622890589114},{"$f":"IFERROR(IF(OR(I30=\"\",'Combined scenario - input'!$D15=\"\"),\"\",I30/'Combined scenario - input'!$D15),\"\")","v":0.17607206254954011},{"$f":"IFERROR(IF(OR(J30=\"\",'Combined scenario - input'!$D15=\"\"),\"\",J30/'Combined scenario - input'!$D15),\"\")","v":0.17696980339803914},{"$f":"IFERROR(IF(OR(K30=\"\",'Combined scenario - input'!$D15=\"\"),\"\",K30/'Combined scenario - input'!$D15),\"\")","v":0.1758308438870268},{"$f":"IFERROR(IF(OR(L30=\"\",'Combined scenario - input'!$D15=\"\"),\"\",L30/'Combined scenario - input'!$D15),\"\")","v":0.17281145966105868},{"$f":"IFERROR(IF(OR(M30=\"\",'Combined scenario - input'!$D15=\"\"),\"\",M30/'Combined scenario - input'!$D15),\"\")","v":0.16815574517957468},{"$f":"IFERROR(IF(OR(N30=\"\",'Combined scenario - input'!$D15=\"\"),\"\",N30/'Combined scenario - input'!$D15),\"\")","v":0.16218401392073031},{"$f":"IFERROR(IF(OR(O30=\"\",'Combined scenario - input'!$D15=\"\"),\"\",O30/'Combined scenario - input'!$D15),\"\")","v":0.15527769985131468},{"$f":"IFERROR(IF(OR(P30=\"\",'Combined scenario - input'!$D15=\"\"),\"\",P30/'Combined scenario - input'!$D15),\"\")","v":0.14786190990284925},{"$f":"IFERROR(IF(OR(Q30=\"\",'Combined scenario - input'!$D15=\"\"),\"\",Q30/'Combined scenario - input'!$D15),\"\")","v":0.1403867603944367},{"$f":"IFERROR(IF(OR(R30=\"\",'Combined scenario - input'!$D15=\"\"),\"\",R30/'Combined scenario - input'!$D15),\"\")","v":0.13330851727685761},{"$f":"IFERROR(IF(OR(S30=\"\",'Combined scenario - input'!$D15=\"\"),\"\",S30/'Combined scenario - input'!$D15),\"\")","v":0.12707139464614053},{"$f":"IFERROR(IF(OR(T30=\"\",'Combined scenario - input'!$D15=\"\"),\"\",T30/'Combined scenario - input'!$D15),\"\")","v":0.12209069173886075},{"$f":"IFERROR(IF(OR(U30=\"\",'Combined scenario - input'!$D15=\"\"),\"\",U30/'Combined scenario - input'!$D15),\"\")","v":0.11873779925513815},{"$f":"IFERROR(IF(OR(V30=\"\",'Combined scenario - input'!$D15=\"\"),\"\",V30/'Combined scenario - input'!$D15),\"\")","v":0.11732749879408073},{"$f":"IFERROR(IF(OR(W30=\"\",'Combined scenario - input'!$D15=\"\"),\"\",W30/'Combined scenario - input'!$D15),\"\")","v":0.11810791355907857}]
[{"$f":"IFERROR('Combined scenario - input'!A16,\"\")","v":2},{"$f":"IFERROR('Combined scenario - input'!B16,\"\")","v":"POLES"},{"$f":"IFERROR('Combined scenario - input'!C16,\"\")","v":"˃ 11 kv & < = 22 kv ; wood"},{"$f":"IFERROR(repcalc('Combined scenario - input'!$CV16:$GH16,'Combined scenario - input'!$G16,'Combined scenario - input'!$E16,'Combined scenario - input'!$F16,20,TRUE,TRUE),\"\")","v":812.75034306455916},842.60095470872818,884.87144949971378,938.33542375068077,1001.4797173119445,1072.5789660594871,1149.7698324263565,1231.1230924865524,1314.712122710187,1398.6764579940475,1481.2790496715318,1560.9557323100648,1636.3553130661828,1706.3687172274276,1770.1458227756141,1827.0990268599733,1876.893205027349,1919.4225153817838,1954.7754038141422,1983.1901026366818,{"$f":"IFERROR(IF(OR(D31=\"\",'Combined scenario - input'!$D16=\"\"),\"\",D31/'Combined scenario - input'!$D16),\"\")","v":182.95176668298683},{"$f":"IFERROR(IF(OR(E31=\"\",'Combined scenario - input'!$D16=\"\"),\"\",E31/'Combined scenario - input'!$D16),\"\")","v":189.67120049617523},{"$f":"IFERROR(IF(OR(F31=\"\",'Combined scenario - input'!$D16=\"\"),\"\",F31/'Combined scenario - input'!$D16),\"\")","v":199.18637544081443},{"$f":"IFERROR(IF(OR(G31=\"\",'Combined scenario - input'!$D16=\"\"),\"\",G31/'Combined scenario - input'!$D16),\"\")","v":211.22122553540387},{"$f":"IFERROR(IF(OR(H31=\"\",'Combined scenario - input'!$D16=\"\"),\"\",H31/'Combined scenario - input'!$D16),\"\")","v":225.4351353313973},{"$f":"IFERROR(IF(OR(I31=\"\",'Combined scenario - input'!$D16=\"\"),\"\",I31/'Combined scenario - input'!$D16),\"\")","v":241.4397218310462},{"$f":"IFERROR(IF(OR(J31=\"\",'Combined scenario - input'!$D16=\"\"),\"\",J31/'Combined scenario - input'!$D16),\"\")","v":258.81554393203709},{"$f":"IFERROR(IF(OR(K31=\"\",'Combined scenario - input'!$D16=\"\"),\"\",K31/'Combined scenario - input'!$D16),\"\")","v":277.12832937770384},{"$f":"IFERROR(IF(OR(L31=\"\",'Combined scenario - input'!$D16=\"\"),\"\",L31/'Combined scenario - input'!$D16),\"\")","v":295.94439126587065},{"$f":"IFERROR(IF(OR(M31=\"\",'Combined scenario - input'!$D16=\"\"),\"\",M31/'Combined scenario - input'!$D16),\"\")","v":314.84493509169431},{"$f":"IFERROR(IF(OR(N31=\"\",'Combined scenario - input'!$D16=\"\"),\"\",N31/'Combined scenario - input'!$D16),\"\")","v":333.43894764296152},{"$f":"IFERROR(IF(OR(O31=\"\",'Combined scenario - input'!$D16=\"\"),\"\",O31/'Combined scenario - input'!$D16),\"\")","v":351.37433207749183},{"$f":"IFERROR(IF(OR(P31=\"\",'Combined scenario - input'!$D16=\"\"),\"\",P31/'Combined scenario - input'!$D16),\"\")","v":368.34693211906767},{"$f":"IFERROR(IF(OR(Q31=\"\",'Combined scenario - input'!$D16=\"\"),\"\",Q31/'Combined scenario - input'!$D16),\"\")","v":384.10709277860281},{"$f":"IFERROR(IF(OR(R31=\"\",'Combined scenario - input'!$D16=\"\"),\"\",R31/'Combined scenario - input'!$D16),\"\")","v":398.46344984880977},{"$f":"IFERROR(IF(OR(S31=\"\",'Combined scenario - input'!$D16=\"\"),\"\",S31/'Combined scenario - input'!$D16),\"\")","v":411.28373272460863},{"$f":"IFERROR(IF(OR(T31=\"\",'Combined scenario - input'!$D16=\"\"),\"\",T31/'Combined scenario - input'!$D16),\"\")","v":422.49250420528114},{"$f":"IFERROR(IF(OR(U31=\"\",'Combined scenario - input'!$D16=\"\"),\"\",U31/'Combined scenario - input'!$D16),\"\")","v":432.06593906328993},{"$f":"IFERROR(IF(OR(V31=\"\",'Combined scenario - input'!$D16=\"\"),\"\",V31/'Combined scenario - input'!$D16),\"\")","v":440.02394664980011},{"$f":"IFERROR(IF(OR(W31=\"\",'Combined scenario - input'!$D16=\"\"),\"\",W31/'Combined scenario - input'!$D16),\"\")","v":446.42015354618485}]
[{"$f":"IFERROR('Combined scenario - input'!A17,\"\")","v":2},{"$f":"IFERROR('Combined scenario - input'!B17,\"\")","v":"POLES"},{"$f":"IFERROR('Combined scenario - input'!C17,\"\")","v":"> 1 kv & < = 11 kv ; concrete"},{"$f":"IFERROR(repcalc('Combined scenario - input'!$CV17:$GH17,'Combined scenario - input'!$G17,'Combined scenario - input'!$E17,'Combined scenario - input'!$F17,20,TRUE,TRUE),\"\")","v":3.1684971420610228},3.3619243847089821,3.6767233974714268,4.156215093787794,4.854484500104248,5.8388168730897236,7.1922655741256953,9.0161385795818916,11.43212198247943,14.583698619142934,18.636477468008653,23.777035061054931,30.209893905531214,38.152333098863259,47.826847585050359,59.451244124993636,73.226576545378009,89.323365262703831,107.86679445528986,128.92180710955171,{"$f":"IFERROR(IF(OR(D32=\"\",'Combined scenario - input'!$D17=\"\"),\"\",D32/'Combined scenario - input'!$D17),\"\")","v":0.28541131722406082},{"$f":"IFERROR(IF(OR(E32=\"\",'Combined scenario - input'!$D17=\"\"),\"\",E32/'Combined scenario - input'!$D17),\"\")","v":0.30283482169194298},{"$f":"IFERROR(IF(OR(F32=\"\",'Combined scenario - input'!$D17=\"\"),\"\",F32/'Combined scenario - input'!$D17),\"\")","v":0.33119123069754497},{"$f":"IFERROR(IF(OR(G32=\"\",'Combined scenario - input'!$D17=\"\"),\"\",G32/'Combined scenario - input'!$D17),\"\")","v":0.37438279771112126},{"$f":"IFERROR(IF(OR(H32=\"\",'Combined scenario - input'!$D17=\"\"),\"\",H32/'Combined scenario - input'!$D17),\"\")","v":0.43728138404356992},{"$f":"IFERROR(IF(OR(I32=\"\",'Combined scenario - input'!$D17=\"\"),\"\",I32/'Combined scenario - input'!$D17),\"\")","v":0.52594789897604877},{"$f":"IFERROR(IF(OR(J32=\"\",'Combined scenario - input'!$D17=\"\"),\"\",J32/'Combined scenario - input'!$D17),\"\")","v":0.64786360829766099},{"$f":"IFERROR(IF(OR(K32=\"\",'Combined scenario - input'!$D17=\"\"),\"\",K32/'Combined scenario - input'!$D17),\"\")","v":0.8121541137320617},{"$f":"IFERROR(IF(OR(L32=\"\",'Combined scenario - input'!$D17=\"\"),\"\",L32/'Combined scenario - input'!$D17),\"\")","v":1.0297806333393738},{"$f":"IFERROR(IF(OR(M32=\"\",'Combined scenario - input'!$D17=\"\"),\"\",M32/'Combined scenario - input'!$D17),\"\")","v":1.3136677883132957},{"$f":"IFERROR(IF(OR(N32=\"\",'Combined scenario - input'!$D17=\"\"),\"\",N32/'Combined scenario - input'!$D17),\"\")","v":1.6787332745078545},{"$f":"IFERROR(IF(OR(O32=\"\",'Combined scenario - input'!$D17=\"\"),\"\",O32/'Combined scenario - input'!$D17),\"\")","v":2.1417834993040583},{"$f":"IFERROR(IF(OR(P32=\"\",'Combined scenario - input'!$D17=\"\"),\"\",P32/'Combined scenario - input'!$D17),\"\")","v":2.721241404424386},{"$f":"IFERROR(IF(OR(Q32=\"\",'Combined scenario - input'!$D17=\"\"),\"\",Q32/'Combined scenario - input'!$D17),\"\")","v":3.4366790174330482},{"$f":"IFERROR(IF(OR(R32=\"\",'Combined scenario - input'!$D17=\"\"),\"\",R32/'Combined scenario - input'!$D17),\"\")","v":4.3081381979863309},{"$f":"IFERROR(IF(OR(S32=\"\",'Combined scenario - input'!$D17=\"\"),\"\",S32/'Combined scenario - input'!$D17),\"\")","v":5.3552385044243316},{"$f":"IFERROR(IF(OR(T32=\"\",'Combined scenario - input'!$D17=\"\"),\"\",T32/'Combined scenario - input'!$D17),\"\")","v":6.5960904272838201},{"$f":"IFERROR(IF(OR(U32=\"\",'Combined scenario - input'!$D17=\"\"),\"\",U32/'Combined scenario - input'!$D17),\"\")","v":8.0460540740557889},{"$f":"IFERROR(IF(OR(V32=\"\",'Combined scenario - input'!$D17=\"\"),\"\",V32/'Combined scenario - input'!$D17),\"\")","v":9.7164057627003473},{"$f":"IFERROR(IF(OR(W32=\"\",'Combined scenario - input'!$D17=\"\"),\"\",W32/'Combined scenario - input'!$D17),\"\")","v":11.612995415898906}]
[{"$f":"IFERROR('Combined scenario - input'!A18,\"\")","v":2},{"$f":"IFERROR('Combined scenario - input'!B18,\"\")","v":"POLES"},{"$f":"IFERROR('Combined scenario - input'!C18,\"\")","v":"> 1 kv & < = 11 kv ; steel"},{"$f":"IFERROR(repcalc('Combined scenario - input'!$CV18:$GH18,'Combined scenario - input'!$G18,'Combined scenario - input'!$E18,'Combined scenario - input'!$F18,20,TRUE,TRUE),\"\")","v":3.0307380910375263E-2},3.9339922294291875E-2,5.0351660181832993E-2,6.3546158295556487E-2,7.9078790309577776E-2,9.7034449753353694E-2,0.11740513526989878,0.14006946066474277,0.16477641080197045,0.19113571338398519,0.21861696822034005,0.24655914549862409,0.27419124915530441,0.30066390234722118,0.32509045367083578,0.3465950619144828,0.36436424522110139,0.37769772137755869,0.38605413212163781,0.38908749683911031,{"$f":"IFERROR(IF(OR(D33=\"\",'Combined scenario - input'!$D18=\"\"),\"\",D33/'Combined scenario - input'!$D18),\"\")","v":3.7220577801176679E-3},{"$f":"IFERROR(IF(OR(E33=\"\",'Combined scenario - input'!$D18=\"\"),\"\",E33/'Combined scenario - input'!$D18),\"\")","v":4.8313466702286723E-3},{"$f":"IFERROR(IF(OR(F33=\"\",'Combined scenario - input'!$D18=\"\"),\"\",F33/'Combined scenario - input'!$D18),\"\")","v":6.1837012269666284E-3},{"$f":"IFERROR(IF(OR(G33=\"\",'Combined scenario - input'!$D18=\"\"),\"\",G33/'Combined scenario - input'!$D18),\"\")","v":7.8041211670519207E-3},{"$f":"IFERROR(IF(OR(H33=\"\",'Combined scenario - input'!$D18=\"\"),\"\",H33/'Combined scenario - input'!$D18),\"\")","v":9.7116879741098415E-3},{"$f":"IFERROR(IF(OR(I33=\"\",'Combined scenario - input'!$D18=\"\"),\"\",I33/'Combined scenario - input'!$D18),\"\")","v":1.1916827445827456E-2},{"$f":"IFERROR(IF(OR(J33=\"\",'Combined scenario - input'!$D18=\"\"),\"\",J33/'Combined scenario - input'!$D18),\"\")","v":1.4418556933354067E-2},{"$f":"IFERROR(IF(OR(K33=\"\",'Combined scenario - input'!$D18=\"\"),\"\",K33/'Combined scenario - input'!$D18),\"\")","v":1.7201968964781662E-2},{"$f":"IFERROR(IF(OR(L33=\"\",'Combined scenario - input'!$D18=\"\"),\"\",L33/'Combined scenario - input'!$D18),\"\")","v":2.0236236302272583E-2},{"$f":"IFERROR(IF(OR(M33=\"\",'Combined scenario - input'!$D18=\"\"),\"\",M33/'Combined scenario - input'!$D18),\"\")","v":2.3473429497685817E-2},{"$f":"IFERROR(IF(OR(N33=\"\",'Combined scenario - input'!$D18=\"\"),\"\",N33/'Combined scenario - input'!$D18),\"\")","v":2.6848409957842788E-2},{"$f":"IFERROR(IF(OR(O33=\"\",'Combined scenario - input'!$D18=\"\"),\"\",O33/'Combined scenario - input'!$D18),\"\")","v":3.0279996429785686E-2},{"$f":"IFERROR(IF(OR(P33=\"\",'Combined scenario - input'!$D18=\"\"),\"\",P33/'Combined scenario - input'!$D18),\"\")","v":3.3673502675030269E-2},{"$f":"IFERROR(IF(OR(Q33=\"\",'Combined scenario - input'!$D18=\"\"),\"\",Q33/'Combined scenario - input'!$D18),\"\")","v":3.692461649000197E-2},{"$f":"IFERROR(IF(OR(R33=\"\",'Combined scenario - input'!$D18=\"\"),\"\",R33/'Combined scenario - input'!$D18),\"\")","v":3.9924447972120546E-2},{"$f":"IFERROR(IF(OR(S33=\"\",'Combined scenario - input'!$D18=\"\"),\"\",S33/'Combined scenario - input'!$D18),\"\")","v":4.2565434821441067E-2},{"$f":"IFERROR(IF(OR(T33=\"\",'Combined scenario - input'!$D18=\"\"),\"\",T33/'Combined scenario - input'!$D18),\"\")","v":4.4747673107498158E-2},{"$f":"IFERROR(IF(OR(U33=\"\",'Combined scenario - input'!$D18=\"\"),\"\",U33/'Combined scenario - input'!$D18),\"\")","v":4.6385160979212137E-2},{"$f":"IFERROR(IF(OR(V33=\"\",'Combined scenario - input'!$D18=\"\"),\"\",V33/'Combined scenario - input'!$D18),\"\")","v":4.7411414079598355E-2},{"$f":"IFERROR(IF(OR(W33=\"\",'Combined scenario - input'!$D18=\"\"),\"\",W33/'Combined scenario - input'!$D18),\"\")","v":4.7783942434324572E-2}]
[{"$f":"IFERROR('Combined scenario - input'!A19,\"\")","v":2},{"$f":"IFERROR('Combined scenario - input'!B19,\"\")","v":"POLES"},{"$f":"IFERROR('Combined scenario - input'!C19,\"\")","v":"> 1 kv & < = 11 kv ; wood"},{"$f":"IFERROR(repcalc('Combined scenario - input'!$CV19:$GH19,'Combined scenario - input'!$G19,'Combined scenario - input'!$E19,'Combined scenario - input'!$F19,20,TRUE,TRUE),\"\")","v":298.77697670230344},298.36600518757444,300.90073426263393,306.27438659271246,314.26124135355525,324.53242673151379,336.67597362811188,350.22005537988753,364.65821106131023,379.47526675423666,394.17263636768337,408.29170864844741,421.4341167341002,433.27784482141584,443.58835198374345,452.22417791808869,459.13682432865863,464.36505731964365,468.02412487341354,470.29070223097278,{"$f":"IFERROR(IF(OR(D34=\"\",'Combined scenario - input'!$D19=\"\"),\"\",D34/'Combined scenario - input'!$D19),\"\")","v":62.871295554933866},{"$f":"IFERROR(IF(OR(E34=\"\",'Combined scenario - input'!$D19=\"\"),\"\",E34/'Combined scenario - input'!$D19),\"\")","v":62.784815291787851},{"$f":"IFERROR(IF(OR(F34=\"\",'Combined scenario - input'!$D19=\"\"),\"\",F34/'Combined scenario - input'!$D19),\"\")","v":63.318195415613573},{"$f":"IFERROR(IF(OR(G34=\"\",'Combined scenario - input'!$D19=\"\"),\"\",G34/'Combined scenario - input'!$D19),\"\")","v":64.448966894670519},{"$f":"IFERROR(IF(OR(H34=\"\",'Combined scenario - input'!$D19=\"\"),\"\",H34/'Combined scenario - input'!$D19),\"\")","v":66.129631555534289},{"$f":"IFERROR(IF(OR(I34=\"\",'Combined scenario - input'!$D19=\"\"),\"\",I34/'Combined scenario - input'!$D19),\"\")","v":68.290985280726346},{"$f":"IFERROR(IF(OR(J34=\"\",'Combined scenario - input'!$D19=\"\"),\"\",J34/'Combined scenario - input'!$D19),\"\")","v":70.846337886700198},{"$f":"IFERROR(IF(OR(K34=\"\",'Combined scenario - input'!$D19=\"\"),\"\",K34/'Combined scenario - input'!$D19),\"\")","v":73.696403431357368},{"$f":"IFERROR(IF(OR(L34=\"\",'Combined scenario - input'!$D19=\"\"),\"\",L34/'Combined scenario - input'!$D19),\"\")","v":76.734607924668566},{"$f":"IFERROR(IF(OR(M34=\"\",'Combined scenario - input'!$D19=\"\"),\"\",M34/'Combined scenario - input'!$D19),\"\")","v":79.852543911590658},{"$f":"IFERROR(IF(OR(N34=\"\",'Combined scenario - input'!$D19=\"\"),\"\",N34/'Combined scenario - input'!$D19),\"\")","v":82.945294494470446},{"$f":"IFERROR(IF(OR(O34=\"\",'Combined scenario - input'!$D19=\"\"),\"\",O34/'Combined scenario - input'!$D19),\"\")","v":85.916354634789982},{"$f":"IFERROR(IF(OR(P34=\"\",'Combined scenario - input'!$D19=\"\"),\"\",P34/'Combined scenario - input'!$D19),\"\")","v":88.68189645188896},{"$f":"IFERROR(IF(OR(Q34=\"\",'Combined scenario - input'!$D19=\"\"),\"\",Q34/'Combined scenario - input'!$D19),\"\")","v":91.174158530676351},{"$f":"IFERROR(IF(OR(R34=\"\",'Combined scenario - input'!$D19=\"\"),\"\",R34/'Combined scenario - input'!$D19),\"\")","v":93.343786693725377},{"$f":"IFERROR(IF(OR(S34=\"\",'Combined scenario - input'!$D19=\"\"),\"\",S34/'Combined scenario - input'!$D19),\"\")","v":95.161013612184234},{"$f":"IFERROR(IF(OR(T34=\"\",'Combined scenario - input'!$D19=\"\"),\"\",T34/'Combined scenario - input'!$D19),\"\")","v":96.615633845451853},{"$f":"IFERROR(IF(OR(U34=\"\",'Combined scenario - input'!$D19=\"\"),\"\",U34/'Combined scenario - input'!$D19),\"\")","v":97.715804900244308},{"$f":"IFERROR(IF(OR(V34=\"\",'Combined scenario - input'!$D19=\"\"),\"\",V34/'Combined scenario - input'!$D19),\"\")","v":98.485778276933758},{"$f":"IFERROR(IF(OR(W34=\"\",'Combined scenario - input'!$D19=\"\"),\"\",W34/'Combined scenario - input'!$D19),\"\")","v":98.962731543273335}]
[{"$f":"IFERROR('Combined scenario - input'!A20,\"\")","v":2},{"$f":"IFERROR('Combined scenario - input'!B20,\"\")","v":"POLES"},{"$f":"IFERROR('Combined scenario - input'!C20,\"\")","v":"> 22 kv & < = 66 kv ; concrete"},{"$f":"IFERROR(repcalc('Combined scenario - input'!$CV20:$GH20,'Combined scenario - input'!$G20,'Combined scenario - input'!$E20,'Combined scenario - input'!$F20,20,TRUE,TRUE),\"\")","v":9.6732948492706026},9.7665337839007211,10.361661187789947,11.470557991292294,13.106751444783573,15.285591407130081,18.023509662106765,21.336468185688407,25.237778512200471,29.735535653431345,34.829953625634495,40.510912770507261,46.756029020001506,53.529529776833904,60.782168875466645,68.452334484451185,76.468401333001836,84.752257415335393,93.223803257542386,101.80608955493112,{"$f":"IFERROR(IF(OR(D35=\"\",'Combined scenario - input'!$D20=\"\"),\"\",D35/'Combined scenario - input'!$D20),\"\")","v":0.51042173016911041},{"$f":"IFERROR(IF(OR(E35=\"\",'Combined scenario - input'!$D20=\"\"),\"\",E35/'Combined scenario - input'!$D20),\"\")","v":0.51534158209904701},{"$f":"IFERROR(IF(OR(F35=\"\",'Combined scenario - input'!$D20=\"\"),\"\",F35/'Combined scenario - input'!$D20),\"\")","v":0.54674411493790631},{"$f":"IFERROR(IF(OR(G35=\"\",'Combined scenario - input'!$D20=\"\"),\"\",G35/'Combined scenario - input'!$D20),\"\")","v":0.6052562386601914},{"$f":"IFERROR(IF(OR(H35=\"\",'Combined scenario - input'!$D20=\"\"),\"\",H35/'Combined scenario - input'!$D20),\"\")","v":0.69159173307400668},{"$f":"IFERROR(IF(OR(I35=\"\",'Combined scenario - input'!$D20=\"\"),\"\",I35/'Combined scenario - input'!$D20),\"\")","v":0.806560549870319},{"$f":"IFERROR(IF(OR(J35=\"\",'Combined scenario - input'!$D20=\"\"),\"\",J35/'Combined scenario - input'!$D20),\"\")","v":0.95102972966298982},{"$f":"IFERROR(IF(OR(K35=\"\",'Combined scenario - input'!$D20=\"\"),\"\",K35/'Combined scenario - input'!$D20),\"\")","v":1.1258415231557262},{"$f":"IFERROR(IF(OR(L35=\"\",'Combined scenario - input'!$D20=\"\"),\"\",L35/'Combined scenario - input'!$D20),\"\")","v":1.3316983276689325},{"$f":"IFERROR(IF(OR(M35=\"\",'Combined scenario - input'!$D20=\"\"),\"\",M35/'Combined scenario - input'!$D20),\"\")","v":1.5690272851420568},{"$f":"IFERROR(IF(OR(N35=\"\",'Combined scenario - input'!$D20=\"\"),\"\",N35/'Combined scenario - input'!$D20),\"\")","v":1.837839688371202},{"$f":"IFERROR(IF(OR(O35=\"\",'Combined scenario - input'!$D20=\"\"),\"\",O35/'Combined scenario - input'!$D20),\"\")","v":2.1376015627820322},{"$f":"IFERROR(IF(OR(P35=\"\",'Combined scenario - input'!$D20=\"\"),\"\",P35/'Combined scenario - input'!$D20),\"\")","v":2.4671317891262068},{"$f":"IFERROR(IF(OR(Q35=\"\",'Combined scenario - input'!$D20=\"\"),\"\",Q35/'Combined scenario - input'!$D20),\"\")","v":2.8245427881163665},{"$f":"IFERROR(IF(OR(R35=\"\",'Combined scenario - input'!$D20=\"\"),\"\",R35/'Combined scenario - input'!$D20),\"\")","v":3.2072360332514918},{"$f":"IFERROR(IF(OR(S35=\"\",'Combined scenario - input'!$D20=\"\"),\"\",S35/'Combined scenario - input'!$D20),\"\")","v":3.6119605104668948},{"$f":"IFERROR(IF(OR(T35=\"\",'Combined scenario - input'!$D20=\"\"),\"\",T35/'Combined scenario - input'!$D20),\"\")","v":4.0349368358806696},{"$f":"IFERROR(IF(OR(U35=\"\",'Combined scenario - input'!$D20=\"\"),\"\",U35/'Combined scenario - input'!$D20),\"\")","v":4.4720433461133675},{"$f":"IFERROR(IF(OR(V35=\"\",'Combined scenario - input'!$D20=\"\"),\"\",V35/'Combined scenario - input'!$D20),\"\")","v":4.9190535069079875},{"$f":"IFERROR(IF(OR(W35=\"\",'Combined scenario - input'!$D20=\"\"),\"\",W35/'Combined scenario - input'!$D20),\"\")","v":5.3719070060495051}]
[{"$f":"IFERROR('Combined scenario - input'!A21,\"\")","v":2},{"$f":"IFERROR('Combined scenario - input'!B21,\"\")","v":"POLES"},{"$f":"IFERROR('Combined scenario - input'!C21,\"\")","v":"> 22 kv & < = 66 kv ; steel"},{"$f":"IFERROR(repcalc('Combined scenario - input'!$CV21:$GH21,'Combined scenario - input'!$G21,'Combined scenario - input'!$E21,'Combined scenario - input'!$F21,20,TRUE,TRUE),\"\")","v":0.3290339587845505},0.41824928901757286,0.52463919370121892,0.64951378844915142,0.79377808517414161,0.95782354300144812,1.1414416985794371,1.3437719771019057,1.5632939323016288,1.7978705274430147,2.0448438231929598,2.3011780617389577,2.5636384001136836,2.8289874367751886,3.0941772668778356,3.35651307574713,3.6137659343912456,3.8642177301724954,4.1066296994311182,4.3401368590604905,{"$f":"IFERROR(IF(OR(D36=\"\",'Combined scenario - input'!$D21=\"\"),\"\",D36/'Combined scenario - input'!$D21),\"\")","v":1.7361828120008735E-2},{"$f":"IFERROR(IF(OR(E36=\"\",'Combined scenario - input'!$D21=\"\"),\"\",E36/'Combined scenario - input'!$D21),\"\")","v":2.2069370268233596E-2},{"$f":"IFERROR(IF(OR(F36=\"\",'Combined scenario - input'!$D21=\"\"),\"\",F36/'Combined scenario - input'!$D21),\"\")","v":2.7683147173343445E-2},{"$f":"IFERROR(IF(OR(G36=\"\",'Combined scenario - input'!$D21=\"\"),\"\",G36/'Combined scenario - input'!$D21),\"\")","v":3.4272288484404827E-2},{"$f":"IFERROR(IF(OR(H36=\"\",'Combined scenario - input'!$D21=\"\"),\"\",H36/'Combined scenario - input'!$D21),\"\")","v":4.1884548121208079E-2},{"$f":"IFERROR(IF(OR(I36=\"\",'Combined scenario - input'!$D21=\"\"),\"\",I36/'Combined scenario - input'!$D21),\"\")","v":5.0540581842428857E-2},{"$f":"IFERROR(IF(OR(J36=\"\",'Combined scenario - input'!$D21=\"\"),\"\",J36/'Combined scenario - input'!$D21),\"\")","v":6.0229389856757611E-2},{"$f":"IFERROR(IF(OR(K36=\"\",'Combined scenario - input'!$D21=\"\"),\"\",K36/'Combined scenario - input'!$D21),\"\")","v":7.090556301577422E-2},{"$f":"IFERROR(IF(OR(L36=\"\",'Combined scenario - input'!$D21=\"\"),\"\",L36/'Combined scenario - input'!$D21),\"\")","v":8.2488873348922742E-2},{"$f":"IFERROR(IF(OR(M36=\"\",'Combined scenario - input'!$D21=\"\"),\"\",M36/'Combined scenario - input'!$D21),\"\")","v":9.4866557831296744E-2},{"$f":"IFERROR(IF(OR(N36=\"\",'Combined scenario - input'!$D21=\"\"),\"\",N36/'Combined scenario - input'!$D21),\"\")","v":0.10789836745630366},{"$f":"IFERROR(IF(OR(O36=\"\",'Combined scenario - input'!$D21=\"\"),\"\",O36/'Combined scenario - input'!$D21),\"\")","v":0.1214241172219169},{"$f":"IFERROR(IF(OR(P36=\"\",'Combined scenario - input'!$D21=\"\"),\"\",P36/'Combined scenario - input'!$D21),\"\")","v":0.13527311718536775},{"$f":"IFERROR(IF(OR(Q36=\"\",'Combined scenario - input'!$D21=\"\"),\"\",Q36/'Combined scenario - input'!$D21),\"\")","v":0.14927454239796578},{"$f":"IFERROR(IF(OR(R36=\"\",'Combined scenario - input'!$D21=\"\"),\"\",R36/'Combined scenario - input'!$D21),\"\")","v":0.16326756690651281},{"$f":"IFERROR(IF(OR(S36=\"\",'Combined scenario - input'!$D21=\"\"),\"\",S36/'Combined scenario - input'!$D21),\"\")","v":0.1771099959376588},{"$f":"IFERROR(IF(OR(T36=\"\",'Combined scenario - input'!$D21=\"\"),\"\",T36/'Combined scenario - input'!$D21),\"\")","v":0.19068421767349064},{"$f":"IFERROR(IF(OR(U36=\"\",'Combined scenario - input'!$D21=\"\"),\"\",U36/'Combined scenario - input'!$D21),\"\")","v":0.20389957406638146},{"$f":"IFERROR(IF(OR(V36=\"\",'Combined scenario - input'!$D21=\"\"),\"\",V36/'Combined scenario - input'!$D21),\"\")","v":0.21669070042928948},{"$f":"IFERROR(IF(OR(W36=\"\",'Combined scenario - input'!$D21=\"\"),\"\",W36/'Combined scenario - input'!$D21),\"\")","v":0.22901195500511645}]
[{"$f":"IFERROR('Combined scenario - input'!A22,\"\")","v":2},{"$f":"IFERROR('Combined scenario - input'!B22,\"\")","v":"POLES"},{"$f":"IFERROR('Combined scenario - input'!C22,\"\")","v":"> 22 kv & < = 66 kv ; wood"},{"$f":"IFERROR(repcalc('Combined scenario - input'!$CV22:$GH22,'Combined scenario - input'!$G22,'Combined scenario - input'!$E22,'Combined scenario - input'!$F22,20,TRUE,TRUE),\"\")","v":184.15138691957426},188.68696716536184,195.68311479213648,204.68907594217657,215.21557810509466,226.76222369205684,238.84330827831957,251.0109177959543,262.87420659498753,274.11387830294063,284.49111293382924,293.85051259161867,302.11705420741191,309.28749861814305,315.41715520644897,320.6032828215566,324.96667284484664,328.63307887918984,331.71612089063439,334.30311119242037,{"$f":"IFERROR(IF(OR(D37=\"\",'Combined scenario - input'!$D22=\"\"),\"\",D37/'Combined scenario - input'!$D22),\"\")","v":41.706730257592739},{"$f":"IFERROR(IF(OR(E37=\"\",'Combined scenario - input'!$D22=\"\"),\"\",E37/'Combined scenario - input'!$D22),\"\")","v":42.733951529378992},{"$f":"IFERROR(IF(OR(F37=\"\",'Combined scenario - input'!$D22=\"\"),\"\",F37/'Combined scenario - input'!$D22),\"\")","v":44.31844376043464},{"$f":"IFERROR(IF(OR(G37=\"\",'Combined scenario - input'!$D22=\"\"),\"\",G37/'Combined scenario - input'!$D22),\"\")","v":46.358119913181312},{"$f":"IFERROR(IF(OR(H37=\"\",'Combined scenario - input'!$D22=\"\"),\"\",H37/'Combined scenario - input'!$D22),\"\")","v":48.742169219617061},{"$f":"IFERROR(IF(OR(I37=\"\",'Combined scenario - input'!$D22=\"\"),\"\",I37/'Combined scenario - input'!$D22),\"\")","v":51.357261296473233},{"$f":"IFERROR(IF(OR(J37=\"\",'Combined scenario - input'!$D22=\"\"),\"\",J37/'Combined scenario - input'!$D22),\"\")","v":54.093393478189995},{"$f":"IFERROR(IF(OR(K37=\"\",'Combined scenario - input'!$D22=\"\"),\"\",K37/'Combined scenario - input'!$D22),\"\")","v":56.849121884695784},{"$f":"IFERROR(IF(OR(L37=\"\",'Combined scenario - input'!$D22=\"\"),\"\",L37/'Combined scenario - input'!$D22),\"\")","v":59.535927529690944},{"$f":"IFERROR(IF(OR(M37=\"\",'Combined scenario - input'!$D22=\"\"),\"\",M37/'Combined scenario - input'!$D22),\"\")","v":62.081495955478722},{"$f":"IFERROR(IF(OR(N37=\"\",'Combined scenario - input'!$D22=\"\"),\"\",N37/'Combined scenario - input'!$D22),\"\")","v":64.431739050629787},{"$f":"IFERROR(IF(OR(O37=\"\",'Combined scenario - input'!$D22=\"\"),\"\",O37/'Combined scenario - input'!$D22),\"\")","v":66.551462194886682},{"$f":"IFERROR(IF(OR(P37=\"\",'Combined scenario - input'!$D22=\"\"),\"\",P37/'Combined scenario - input'!$D22),\"\")","v":68.423674113027857},{"$f":"IFERROR(IF(OR(Q37=\"\",'Combined scenario - input'!$D22=\"\"),\"\",Q37/'Combined scenario - input'!$D22),\"\")","v":70.047641197218411},{"$f":"IFERROR(IF(OR(R37=\"\",'Combined scenario - input'!$D22=\"\"),\"\",R37/'Combined scenario - input'!$D22),\"\")","v":71.435889953725479},{"$f":"IFERROR(IF(OR(S37=\"\",'Combined scenario - input'!$D22=\"\"),\"\",S37/'Combined scenario - input'!$D22),\"\")","v":72.610447632290303},{"$f":"IFERROR(IF(OR(T37=\"\",'Combined scenario - input'!$D22=\"\"),\"\",T37/'Combined scenario - input'!$D22),\"\")","v":73.598671146401045},{"$f":"IFERROR(IF(OR(U37=\"\",'Combined scenario - input'!$D22=\"\"),\"\",U37/'Combined scenario - input'!$D22),\"\")","v":74.429041256814301},{"$f":"IFERROR(IF(OR(V37=\"\",'Combined scenario - input'!$D22=\"\"),\"\",V37/'Combined scenario - input'!$D22),\"\")","v":75.127290690039047},{"$f":"IFERROR(IF(OR(W37=\"\",'Combined scenario - input'!$D22=\"\"),\"\",W37/'Combined scenario - input'!$D22),\"\")","v":75.71319399764063}]
[{"$f":"IFERROR('Combined scenario - input'!A23,\"\")","v":2},{"$f":"IFERROR('Combined scenario - input'!B23,\"\")","v":"POLES"},{"$f":"IFERROR('Combined scenario - input'!C23,\"\")","v":"staking of a wooden pole"},{"$f":"IFERROR(repcalc('Combined scenario - input'!$CV23:$GH23,'Combined scenario - input'!$G23,'Combined scenario - input'!$E23,'Combined scenario - input'!$F23,20,TRUE,TRUE),\"\")","v":561.58188228257075},655.89411184381891,775.85050736813025,912.95572876015706,1064.427374784191,1225.8763048128637,1393.9122433660909,1565.5462005654676,1738.4408445223075,1911.1358894359796,2083.2000226514097,2255.278268180668,2429.0267118511119,2606.9467453928573,2792.1409767863101,2988.0095109033364,3197.8915076953176,3424.6417072820987,3670.1265980694825,3934.6394224052915,{"$f":"IFERROR(IF(OR(D38=\"\",'Combined scenario - input'!$D23=\"\"),\"\",D38/'Combined scenario - input'!$D23),\"\")","v":57.131554507924434},{"$f":"IFERROR(IF(OR(E38=\"\",'Combined scenario - input'!$D23=\"\"),\"\",E38/'Combined scenario - input'!$D23),\"\")","v":66.72624488867848},{"$f":"IFERROR(IF(OR(F38=\"\",'Combined scenario - input'!$D23=\"\"),\"\",F38/'Combined scenario - input'!$D23),\"\")","v":78.929799821070276},{"$f":"IFERROR(IF(OR(G38=\"\",'Combined scenario - input'!$D23=\"\"),\"\",G38/'Combined scenario - input'!$D23),\"\")","v":92.877960679540209},{"$f":"IFERROR(IF(OR(H38=\"\",'Combined scenario - input'!$D23=\"\"),\"\",H38/'Combined scenario - input'!$D23),\"\")","v":108.28766472136826},{"$f":"IFERROR(IF(OR(I38=\"\",'Combined scenario - input'!$D23=\"\"),\"\",I38/'Combined scenario - input'!$D23),\"\")","v":124.71239037079377},{"$f":"IFERROR(IF(OR(J38=\"\",'Combined scenario - input'!$D23=\"\"),\"\",J38/'Combined scenario - input'!$D23),\"\")","v":141.80723385777335},{"$f":"IFERROR(IF(OR(K38=\"\",'Combined scenario - input'!$D23=\"\"),\"\",K38/'Combined scenario - input'!$D23),\"\")","v":159.26811550390349},{"$f":"IFERROR(IF(OR(L38=\"\",'Combined scenario - input'!$D23=\"\"),\"\",L38/'Combined scenario - input'!$D23),\"\")","v":176.85725092116436},{"$f":"IFERROR(IF(OR(M38=\"\",'Combined scenario - input'!$D23=\"\"),\"\",M38/'Combined scenario - input'!$D23),\"\")","v":194.42608047747379},{"$f":"IFERROR(IF(OR(N38=\"\",'Combined scenario - input'!$D23=\"\"),\"\",N38/'Combined scenario - input'!$D23),\"\")","v":211.9307253312225},{"$f":"IFERROR(IF(OR(O38=\"\",'Combined scenario - input'!$D23=\"\"),\"\",O38/'Combined scenario - input'!$D23),\"\")","v":229.43680587663459},{"$f":"IFERROR(IF(OR(P38=\"\",'Combined scenario - input'!$D23=\"\"),\"\",P38/'Combined scenario - input'!$D23),\"\")","v":247.112801120424},{"$f":"IFERROR(IF(OR(Q38=\"\",'Combined scenario - input'!$D23=\"\"),\"\",Q38/'Combined scenario - input'!$D23),\"\")","v":265.21318579278301},{"$f":"IFERROR(IF(OR(R38=\"\",'Combined scenario - input'!$D23=\"\"),\"\",R38/'Combined scenario - input'!$D23),\"\")","v":284.05359831179743},{"$f":"IFERROR(IF(OR(S38=\"\",'Combined scenario - input'!$D23=\"\"),\"\",S38/'Combined scenario - input'!$D23),\"\")","v":303.97994242356049},{"$f":"IFERROR(IF(OR(T38=\"\",'Combined scenario - input'!$D23=\"\"),\"\",T38/'Combined scenario - input'!$D23),\"\")","v":325.33192174884732},{"$f":"IFERROR(IF(OR(U38=\"\",'Combined scenario - input'!$D23=\"\"),\"\",U38/'Combined scenario - input'!$D23),\"\")","v":348.3999583007398},{"$f":"IFERROR(IF(OR(V38=\"\",'Combined scenario - input'!$D23=\"\"),\"\",V38/'Combined scenario - input'!$D23),\"\")","v":373.3739360257448},{"$f":"IFERROR(IF(OR(W38=\"\",'Combined scenario - input'!$D23=\"\"),\"\",W38/'Combined scenario - input'!$D23),\"\")","v":400.28368742328433}]
[{"$f":"IFERROR('Combined scenario - input'!A24,\"\")","v":3},{"$f":"IFERROR('Combined scenario - input'!B24,\"\")","v":"SERVICE LINES"},{"$f":"IFERROR('Combined scenario - input'!C24,\"\")","v":"˂ = 11 kv ; commercial and industrial ; simple type"},{"$f":"IFERROR(repcalc('Combined scenario - input'!$CV24:$GH24,'Combined scenario - input'!$G24,'Combined scenario - input'!$E24,'Combined scenario - input'!$F24,20,TRUE,TRUE),\"\")","v":253.75680227850609},259.47874008032403,264.02642195177384,267.23657062435211,269.10495281356287,269.75784778363408,269.42603820737111,268.42093660372939,267.11273674567855,265.91060010315306,265.24489741435872,265.55147670449014,267.25786735718555,270.77128631539586,276.46829995026576,284.68600961112384,295.71465499412835,309.79154817785167,327.09624743552092,347.74684891886017,{"$f":"IFERROR(IF(OR(D39=\"\",'Combined scenario - input'!$D24=\"\"),\"\",D39/'Combined scenario - input'!$D24),\"\")","v":329.74371632990687},{"$f":"IFERROR(IF(OR(E39=\"\",'Combined scenario - input'!$D24=\"\"),\"\",E39/'Combined scenario - input'!$D24),\"\")","v":337.17907577027859},{"$f":"IFERROR(IF(OR(F39=\"\",'Combined scenario - input'!$D24=\"\"),\"\",F39/'Combined scenario - input'!$D24),\"\")","v":343.08855093513421},{"$f":"IFERROR(IF(OR(G39=\"\",'Combined scenario - input'!$D24=\"\"),\"\",G39/'Combined scenario - input'!$D24),\"\")","v":347.25997153849482},{"$f":"IFERROR(IF(OR(H39=\"\",'Combined scenario - input'!$D24=\"\"),\"\",H39/'Combined scenario - input'!$D24),\"\")","v":349.68783664817096},{"$f":"IFERROR(IF(OR(I39=\"\",'Combined scenario - input'!$D24=\"\"),\"\",I39/'Combined scenario - input'!$D24),\"\")","v":350.53623957519119},{"$f":"IFERROR(IF(OR(J39=\"\",'Combined scenario - input'!$D24=\"\"),\"\",J39/'Combined scenario - input'!$D24),\"\")","v":350.10507035407721},{"$f":"IFERROR(IF(OR(K39=\"\",'Combined scenario - input'!$D24=\"\"),\"\",K39/'Combined scenario - input'!$D24),\"\")","v":348.79899329486909},{"$f":"IFERROR(IF(OR(L39=\"\",'Combined scenario - input'!$D24=\"\"),\"\",L39/'Combined scenario - input'!$D24),\"\")","v":347.09905587832446},{"$f":"IFERROR(IF(OR(M39=\"\",'Combined scenario - input'!$D24=\"\"),\"\",M39/'Combined scenario - input'!$D24),\"\")","v":345.53694207296667},{"$f":"IFERROR(IF(OR(N39=\"\",'Combined scenario - input'!$D24=\"\"),\"\",N39/'Combined scenario - input'!$D24),\"\")","v":344.6718961841359},{"$f":"IFERROR(IF(OR(O39=\"\",'Combined scenario - input'!$D24=\"\"),\"\",O39/'Combined scenario - input'!$D24),\"\")","v":345.07027996565427},{"$f":"IFERROR(IF(OR(P39=\"\",'Combined scenario - input'!$D24=\"\"),\"\",P39/'Combined scenario - input'!$D24),\"\")","v":347.28764553094402},{"$f":"IFERROR(IF(OR(Q39=\"\",'Combined scenario - input'!$D24=\"\"),\"\",Q39/'Combined scenario - input'!$D24),\"\")","v":351.85315003723383},{"$f":"IFERROR(IF(OR(R39=\"\",'Combined scenario - input'!$D24=\"\"),\"\",R39/'Combined scenario - input'!$D24),\"\")","v":359.25612182390688},{"$f":"IFERROR(IF(OR(S39=\"\",'Combined scenario - input'!$D24=\"\"),\"\",S39/'Combined scenario - input'!$D24),\"\")","v":369.93460649490106},{"$f":"IFERROR(IF(OR(T39=\"\",'Combined scenario - input'!$D24=\"\"),\"\",T39/'Combined scenario - input'!$D24),\"\")","v":384.26575538243026},{"$f":"IFERROR(IF(OR(U39=\"\",'Combined scenario - input'!$D24=\"\"),\"\",U39/'Combined scenario - input'!$D24),\"\")","v":402.55794314292058},{"$f":"IFERROR(IF(OR(V39=\"\",'Combined scenario - input'!$D24=\"\"),\"\",V39/'Combined scenario - input'!$D24),\"\")","v":425.04449637798461},{"$f":"IFERROR(IF(OR(W39=\"\",'Combined scenario - input'!$D24=\"\"),\"\",W39/'Combined scenario - input'!$D24),\"\")","v":451.87887487117916}]
[{"$f":"IFERROR('Combined scenario - input'!A25,\"\")","v":3},{"$f":"IFERROR('Combined scenario - input'!B25,\"\")","v":"SERVICE LINES"},{"$f":"IFERROR('Combined scenario - input'!C25,\"\")","v":"˂ = 11 kv ; residential ; simple type"},{"$f":"IFERROR(repcalc('Combined scenario - input'!$CV25:$GH25,'Combined scenario - input'!$G25,'Combined scenario - input'!$E25,'Combined scenario - input'!$F25,20,TRUE,TRUE),\"\")","v":1881.0958832838051},2013.5720608718323,2134.0269693733508,2238.8680380355445,2325.2328581446336,2391.0816221652717,2435.2512389096828,2457.4667815410203,2458.3096331514739,2439.145195253061,2402.0159863577983,2349.508171514392,2284.6009419940265,2210.508720689757,2130.5259837408507,2047.8836755329392,1965.6248717552189,1886.5056253769806,1812.9249171503864,1746.8854303598278,{"$f":"IFERROR(IF(OR(D40=\"\",'Combined scenario - input'!$D25=\"\"),\"\",D40/'Combined scenario - input'!$D25),\"\")","v":2444.3858913626841},{"$f":"IFERROR(IF(OR(E40=\"\",'Combined scenario - input'!$D25=\"\"),\"\",E40/'Combined scenario - input'!$D25),\"\")","v":2616.5317677719913},{"$f":"IFERROR(IF(OR(F40=\"\",'Combined scenario - input'!$D25=\"\"),\"\",F40/'Combined scenario - input'!$D25),\"\")","v":2773.0566326143394},{"$f":"IFERROR(IF(OR(G40=\"\",'Combined scenario - input'!$D25=\"\"),\"\",G40/'Combined scenario - input'!$D25),\"\")","v":2909.2921277587348},{"$f":"IFERROR(IF(OR(H40=\"\",'Combined scenario - input'!$D25=\"\"),\"\",H40/'Combined scenario - input'!$D25),\"\")","v":3021.5187025233358},{"$f":"IFERROR(IF(OR(I40=\"\",'Combined scenario - input'!$D25=\"\"),\"\",I40/'Combined scenario - input'!$D25),\"\")","v":3107.0857335110031},{"$f":"IFERROR(IF(OR(J40=\"\",'Combined scenario - input'!$D25=\"\"),\"\",J40/'Combined scenario - input'!$D25),\"\")","v":3164.4818444463253},{"$f":"IFERROR(IF(OR(K40=\"\",'Combined scenario - input'!$D25=\"\"),\"\",K40/'Combined scenario - input'!$D25),\"\")","v":3193.3497822583049},{"$f":"IFERROR(IF(OR(L40=\"\",'Combined scenario - input'!$D25=\"\"),\"\",L40/'Combined scenario - input'!$D25),\"\")","v":3194.4450239221742},{"$f":"IFERROR(IF(OR(M40=\"\",'Combined scenario - input'!$D25=\"\"),\"\",M40/'Combined scenario - input'!$D25),\"\")","v":3169.5418374174014},{"$f":"IFERROR(IF(OR(N40=\"\",'Combined scenario - input'!$D25=\"\"),\"\",N40/'Combined scenario - input'!$D25),\"\")","v":3121.2943689137742},{"$f":"IFERROR(IF(OR(O40=\"\",'Combined scenario - input'!$D25=\"\"),\"\",O40/'Combined scenario - input'!$D25),\"\")","v":3053.0632048726047},{"$f":"IFERROR(IF(OR(P40=\"\",'Combined scenario - input'!$D25=\"\"),\"\",P40/'Combined scenario - input'!$D25),\"\")","v":2968.7196488120526},{"$f":"IFERROR(IF(OR(Q40=\"\",'Combined scenario - input'!$D25=\"\"),\"\",Q40/'Combined scenario - input'!$D25),\"\")","v":2872.440675461839},{"$f":"IFERROR(IF(OR(R40=\"\",'Combined scenario - input'!$D25=\"\"),\"\",R40/'Combined scenario - input'!$D25),\"\")","v":2768.5072845656864},{"$f":"IFERROR(IF(OR(S40=\"\",'Combined scenario - input'!$D25=\"\"),\"\",S40/'Combined scenario - input'!$D25),\"\")","v":2661.1179196703574},{"$f":"IFERROR(IF(OR(T40=\"\",'Combined scenario - input'!$D25=\"\"),\"\",T40/'Combined scenario - input'!$D25),\"\")","v":2554.2268987599182},{"$f":"IFERROR(IF(OR(U40=\"\",'Combined scenario - input'!$D25=\"\"),\"\",U40/'Combined scenario - input'!$D25),\"\")","v":2451.4155687789062},{"$f":"IFERROR(IF(OR(V40=\"\",'Combined scenario - input'!$D25=\"\"),\"\",V40/'Combined scenario - input'!$D25),\"\")","v":2355.8012799678636},{"$f":"IFERROR(IF(OR(W40=\"\",'Combined scenario - input'!$D25=\"\"),\"\",W40/'Combined scenario - input'!$D25),\"\")","v":2269.9864146980112}]
[{"$f":"IFERROR('Combined scenario - input'!A26,\"\")","v":4},{"$f":"IFERROR('Combined scenario - input'!B26,\"\")","v":"SWITCHGEAR"},{"$f":"IFERROR('Combined scenario - input'!C26,\"\")","v":"˂ = 11 kv ; circuit breaker"},{"$f":"IFERROR(repcalc('Combined scenario - input'!$CV26:$GH26,'Combined scenario - input'!$G26,'Combined scenario - input'!$E26,'Combined scenario - input'!$F26,20,TRUE,TRUE),\"\")","v":223.81083031414434},238.06314948435343,250.46758660846615,260.81095159953537,268.99717935277243,275.05950054158984,279.16327657845585,281.59897601162879,282.76576741463202,283.14712548410586,283.28056290969647,283.72402347508063,285.02157396906756,287.67084773103659,292.09430382053381,298.61587986507675,307.44413495940324,318.66257074972981,332.22750527407766,347.97362795366081,{"$f":"IFERROR(IF(OR(D41=\"\",'Combined scenario - input'!$D26=\"\"),\"\",D41/'Combined scenario - input'!$D26),\"\")","v":2.8320240760527033},{"$f":"IFERROR(IF(OR(E41=\"\",'Combined scenario - input'!$D26=\"\"),\"\",E41/'Combined scenario - input'!$D26),\"\")","v":3.0123679449037577},{"$f":"IFERROR(IF(OR(F41=\"\",'Combined scenario - input'!$D26=\"\"),\"\",F41/'Combined scenario - input'!$D26),\"\")","v":3.169329359756027},{"$f":"IFERROR(IF(OR(G41=\"\",'Combined scenario - input'!$D26=\"\"),\"\",G41/'Combined scenario - input'!$D26),\"\")","v":3.3002106877105009},{"$f":"IFERROR(IF(OR(H41=\"\",'Combined scenario - input'!$D26=\"\"),\"\",H41/'Combined scenario - input'!$D26),\"\")","v":3.4037963544839869},{"$f":"IFERROR(IF(OR(I41=\"\",'Combined scenario - input'!$D26=\"\"),\"\",I41/'Combined scenario - input'!$D26),\"\")","v":3.48050684941132},{"$f":"IFERROR(IF(OR(J41=\"\",'Combined scenario - input'!$D26=\"\"),\"\",J41/'Combined scenario - input'!$D26),\"\")","v":3.5324345980498459},{"$f":"IFERROR(IF(OR(K41=\"\",'Combined scenario - input'!$D26=\"\"),\"\",K41/'Combined scenario - input'!$D26),\"\")","v":3.563255087956843},{"$f":"IFERROR(IF(OR(L41=\"\",'Combined scenario - input'!$D26=\"\"),\"\",L41/'Combined scenario - input'!$D26),\"\")","v":3.5780192588434723},{"$f":"IFERROR(IF(OR(M41=\"\",'Combined scenario - input'!$D26=\"\"),\"\",M41/'Combined scenario - input'!$D26),\"\")","v":3.5828448306570926},{"$f":"IFERROR(IF(OR(N41=\"\",'Combined scenario - input'!$D26=\"\"),\"\",N41/'Combined scenario - input'!$D26),\"\")","v":3.5845333012346279},{"$f":"IFERROR(IF(OR(O41=\"\",'Combined scenario - input'!$D26=\"\"),\"\",O41/'Combined scenario - input'!$D26),\"\")","v":3.5901446963408659},{"$f":"IFERROR(IF(OR(P41=\"\",'Combined scenario - input'!$D26=\"\"),\"\",P41/'Combined scenario - input'!$D26),\"\")","v":3.6065634470943801},{"$f":"IFERROR(IF(OR(Q41=\"\",'Combined scenario - input'!$D26=\"\"),\"\",Q41/'Combined scenario - input'!$D26),\"\")","v":3.6400864319625388},{"$f":"IFERROR(IF(OR(R41=\"\",'Combined scenario - input'!$D26=\"\"),\"\",R41/'Combined scenario - input'!$D26),\"\")","v":3.6960593003319313},{"$f":"IFERROR(IF(OR(S41=\"\",'Combined scenario - input'!$D26=\"\"),\"\",S41/'Combined scenario - input'!$D26),\"\")","v":3.7785810457989868},{"$f":"IFERROR(IF(OR(T41=\"\",'Combined scenario - input'!$D26=\"\"),\"\",T41/'Combined scenario - input'!$D26),\"\")","v":3.8902907023047715},{"$f":"IFERROR(IF(OR(U41=\"\",'Combined scenario - input'!$D26=\"\"),\"\",U41/'Combined scenario - input'!$D26),\"\")","v":4.0322448705157647},{"$f":"IFERROR(IF(OR(V41=\"\",'Combined scenario - input'!$D26=\"\"),\"\",V41/'Combined scenario - input'!$D26),\"\")","v":4.2038908141419515},{"$f":"IFERROR(IF(OR(W41=\"\",'Combined scenario - input'!$D26=\"\"),\"\",W41/'Combined scenario - input'!$D26),\"\")","v":4.4031367508576462}]
[{"$f":"IFERROR('Combined scenario - input'!A27,\"\")","v":4},{"$f":"IFERROR('Combined scenario - input'!B27,\"\")","v":"SWITCHGEAR"},{"$f":"IFERROR('Combined scenario - input'!C27,\"\")","v":"˂ = 11 kv ; fuse"},{"$f":"IFERROR(repcalc('Combined scenario - input'!$CV27:$GH27,'Combined scenario - input'!$G27,'Combined scenario - input'!$E27,'Combined scenario - input'!$F27,20,TRUE,TRUE),\"\")","v":78.075966373994191},86.002558015877256,94.488245462707724,103.51627045316502,113.07074186526809,123.13898168885187,133.71332607046782,144.79215388284132,156.37996682910486,168.48642034566413,181.12430225581954,194.30657176422852,208.04269667946355,222.33464956207359,237.17302844627977,252.53383768208468,268.37648246818736,284.6434831772163,301.26229534727992,318.14943022020077,{"$f":"IFERROR(IF(OR(D42=\"\",'Combined scenario - input'!$D27=\"\"),\"\",D42/'Combined scenario - input'!$D27),\"\")","v":33.027598480517803},{"$f":"IFERROR(IF(OR(E42=\"\",'Combined scenario - input'!$D27=\"\"),\"\",E42/'Combined scenario - input'!$D27),\"\")","v":36.380695447811213},{"$f":"IFERROR(IF(OR(F42=\"\",'Combined scenario - input'!$D27=\"\"),\"\",F42/'Combined scenario - input'!$D27),\"\")","v":39.970300429228871},{"$f":"IFERROR(IF(OR(G42=\"\",'Combined scenario - input'!$D27=\"\"),\"\",G42/'Combined scenario - input'!$D27),\"\")","v":43.789324365847357},{"$f":"IFERROR(IF(OR(H42=\"\",'Combined scenario - input'!$D27=\"\"),\"\",H42/'Combined scenario - input'!$D27),\"\")","v":47.831045014951414},{"$f":"IFERROR(IF(OR(I42=\"\",'Combined scenario - input'!$D27=\"\"),\"\",I42/'Combined scenario - input'!$D27),\"\")","v":52.090099340401871},{"$f":"IFERROR(IF(OR(J42=\"\",'Combined scenario - input'!$D27=\"\"),\"\",J42/'Combined scenario - input'!$D27),\"\")","v":56.563245388416185},{"$f":"IFERROR(IF(OR(K42=\"\",'Combined scenario - input'!$D27=\"\"),\"\",K42/'Combined scenario - input'!$D27),\"\")","v":61.24979739174487},{"$f":"IFERROR(IF(OR(L42=\"\",'Combined scenario - input'!$D27=\"\"),\"\",L42/'Combined scenario - input'!$D27),\"\")","v":66.151659655264865},{"$f":"IFERROR(IF(OR(M42=\"\",'Combined scenario - input'!$D27=\"\"),\"\",M42/'Combined scenario - input'!$D27),\"\")","v":71.272916609711672},{"$f":"IFERROR(IF(OR(N42=\"\",'Combined scenario - input'!$D27=\"\"),\"\",N42/'Combined scenario - input'!$D27),\"\")","v":76.61897774424078},{"$f":"IFERROR(IF(OR(O42=\"\",'Combined scenario - input'!$D27=\"\"),\"\",O42/'Combined scenario - input'!$D27),\"\")","v":82.195325045536848},{"$f":"IFERROR(IF(OR(P42=\"\",'Combined scenario - input'!$D27=\"\"),\"\",P42/'Combined scenario - input'!$D27),\"\")","v":88.005963574242003},{"$f":"IFERROR(IF(OR(Q42=\"\",'Combined scenario - input'!$D27=\"\"),\"\",Q42/'Combined scenario - input'!$D27),\"\")","v":94.051727760473696},{"$f":"IFERROR(IF(OR(R42=\"\",'Combined scenario - input'!$D27=\"\"),\"\",R42/'Combined scenario - input'!$D27),\"\")","v":100.32864039632666},{"$f":"IFERROR(IF(OR(S42=\"\",'Combined scenario - input'!$D27=\"\"),\"\",S42/'Combined scenario - input'!$D27),\"\")","v":106.82655087169385},{"$f":"IFERROR(IF(OR(T42=\"\",'Combined scenario - input'!$D27=\"\"),\"\",T42/'Combined scenario - input'!$D27),\"\")","v":113.52828682406692},{"$f":"IFERROR(IF(OR(U42=\"\",'Combined scenario - input'!$D27=\"\"),\"\",U42/'Combined scenario - input'!$D27),\"\")","v":120.40953329275052},{"$f":"IFERROR(IF(OR(V42=\"\",'Combined scenario - input'!$D27=\"\"),\"\",V42/'Combined scenario - input'!$D27),\"\")","v":127.43960260943113},{"$f":"IFERROR(IF(OR(W42=\"\",'Combined scenario - input'!$D27=\"\"),\"\",W42/'Combined scenario - input'!$D27),\"\")","v":134.58317746315149}]
[{"$f":"IFERROR('Combined scenario - input'!A28,\"\")","v":4},{"$f":"IFERROR('Combined scenario - input'!B28,\"\")","v":"SWITCHGEAR"},{"$f":"IFERROR('Combined scenario - input'!C28,\"\")","v":"˂ = 11 kv ; switch"},{"$f":"IFERROR(repcalc('Combined scenario - input'!$CV28:$GH28,'Combined scenario - input'!$G28,'Combined scenario - input'!$E28,'Combined scenario - input'!$F28,20,TRUE,TRUE),\"\")","v":114.84186416595495},125.55486419556621,138.25169461836578,152.8219362305378,169.16153143004857,187.1699595979081,206.74861046789002,227.80052727059197,250.23149248612728,273.95222763962687,298.88128864149292,324.94807870217056,352.0952945071279,380.2800915384035,409.47332115346052,439.65636692512766,470.81538933060216,502.93315788115081,535.97907165308004,569.89838967090782,{"$f":"IFERROR(IF(OR(D43=\"\",'Combined scenario - input'!$D28=\"\"),\"\",D43/'Combined scenario - input'!$D28),\"\")","v":34.639396529680745},{"$f":"IFERROR(IF(OR(E43=\"\",'Combined scenario - input'!$D28=\"\"),\"\",E43/'Combined scenario - input'!$D28),\"\")","v":37.870725616362336},{"$f":"IFERROR(IF(OR(F43=\"\",'Combined scenario - input'!$D28=\"\"),\"\",F43/'Combined scenario - input'!$D28),\"\")","v":41.700431332823968},{"$f":"IFERROR(IF(OR(G43=\"\",'Combined scenario - input'!$D28=\"\"),\"\",G43/'Combined scenario - input'!$D28),\"\")","v":46.095208275907602},{"$f":"IFERROR(IF(OR(H43=\"\",'Combined scenario - input'!$D28=\"\"),\"\",H43/'Combined scenario - input'!$D28),\"\")","v":51.023669872737997},{"$f":"IFERROR(IF(OR(I43=\"\",'Combined scenario - input'!$D28=\"\"),\"\",I43/'Combined scenario - input'!$D28),\"\")","v":56.455496399703108},{"$f":"IFERROR(IF(OR(J43=\"\",'Combined scenario - input'!$D28=\"\"),\"\",J43/'Combined scenario - input'!$D28),\"\")","v":62.360944346990387},{"$f":"IFERROR(IF(OR(K43=\"\",'Combined scenario - input'!$D28=\"\"),\"\",K43/'Combined scenario - input'!$D28),\"\")","v":68.710768943923583},{"$f":"IFERROR(IF(OR(L43=\"\",'Combined scenario - input'!$D28=\"\"),\"\",L43/'Combined scenario - input'!$D28),\"\")","v":75.476551651191272},{"$f":"IFERROR(IF(OR(M43=\"\",'Combined scenario - input'!$D28=\"\"),\"\",M43/'Combined scenario - input'!$D28),\"\")","v":82.631363678364863},{"$f":"IFERROR(IF(OR(N43=\"\",'Combined scenario - input'!$D28=\"\"),\"\",N43/'Combined scenario - input'!$D28),\"\")","v":90.150639296430214},{"$f":"IFERROR(IF(OR(O43=\"\",'Combined scenario - input'!$D28=\"\"),\"\",O43/'Combined scenario - input'!$D28),\"\")","v":98.013084613957815},{"$f":"IFERROR(IF(OR(P43=\"\",'Combined scenario - input'!$D28=\"\"),\"\",P43/'Combined scenario - input'!$D28),\"\")","v":106.20141540930123},{"$f":"IFERROR(IF(OR(Q43=\"\",'Combined scenario - input'!$D28=\"\"),\"\",Q43/'Combined scenario - input'!$D28),\"\")","v":114.7027086229336},{"$f":"IFERROR(IF(OR(R43=\"\",'Combined scenario - input'!$D28=\"\"),\"\",R43/'Combined scenario - input'!$D28),\"\")","v":123.50817223990057},{"$f":"IFERROR(IF(OR(S43=\"\",'Combined scenario - input'!$D28=\"\"),\"\",S43/'Combined scenario - input'!$D28),\"\")","v":132.61219104481501},{"$f":"IFERROR(IF(OR(T43=\"\",'Combined scenario - input'!$D28=\"\"),\"\",T43/'Combined scenario - input'!$D28),\"\")","v":142.01059066518974},{"$f":"IFERROR(IF(OR(U43=\"\",'Combined scenario - input'!$D28=\"\"),\"\",U43/'Combined scenario - input'!$D28),\"\")","v":151.69817392196501},{"$f":"IFERROR(IF(OR(V43=\"\",'Combined scenario - input'!$D28=\"\"),\"\",V43/'Combined scenario - input'!$D28),\"\")","v":161.66571075310989},{"$f":"IFERROR(IF(OR(W43=\"\",'Combined scenario - input'!$D28=\"\"),\"\",W43/'Combined scenario - input'!$D28),\"\")","v":171.89668980738577}]
[{"$f":"IFERROR('Combined scenario - input'!A29,\"\")","v":4},{"$f":"IFERROR('Combined scenario - input'!B29,\"\")","v":"SWITCHGEAR"},{"$f":"IFERROR('Combined scenario - input'!C29,\"\")","v":"> 11 kv & < = 22 kv ; circuit breaker"},{"$f":"IFERROR(repcalc('Combined scenario - input'!$CV29:$GH29,'Combined scenario - input'!$G29,'Combined scenario - input'!$E29,'Combined scenario - input'!$F29,20,TRUE,TRUE),\"\")","v":851.15104484597566},851.58515640803103,847.21167821397614,838.08048120095714,824.64385697737953,807.67454109780056,788.15831417460276,767.17632829630293,745.7918660462725,724.95409699709796,705.42800053832605,687.75551616722566,672.24872070300228,659.01192471361708,647.98643933366873,639.00967511322619,631.87934258999417,626.41383501725011,622.50125918426932,620.13179622157566,{"$f":"IFERROR(IF(OR(D44=\"\",'Combined scenario - input'!$D29=\"\"),\"\",D44/'Combined scenario - input'!$D29),\"\")","v":10.770168038686197},{"$f":"IFERROR(IF(OR(E44=\"\",'Combined scenario - input'!$D29=\"\"),\"\",E44/'Combined scenario - input'!$D29),\"\")","v":10.775661134769654},{"$f":"IFERROR(IF(OR(F44=\"\",'Combined scenario - input'!$D29=\"\"),\"\",F44/'Combined scenario - input'!$D29),\"\")","v":10.720320669233335},{"$f":"IFERROR(IF(OR(G44=\"\",'Combined scenario - input'!$D29=\"\"),\"\",G44/'Combined scenario - input'!$D29),\"\")","v":10.604777691497391},{"$f":"IFERROR(IF(OR(H44=\"\",'Combined scenario - input'!$D29=\"\"),\"\",H44/'Combined scenario - input'!$D29),\"\")","v":10.43475534160202},{"$f":"IFERROR(IF(OR(I44=\"\",'Combined scenario - input'!$D29=\"\"),\"\",I44/'Combined scenario - input'!$D29),\"\")","v":10.220031545360092},{"$f":"IFERROR(IF(OR(J44=\"\",'Combined scenario - input'!$D29=\"\"),\"\",J44/'Combined scenario - input'!$D29),\"\")","v":9.9730800263356301},{"$f":"IFERROR(IF(OR(K44=\"\",'Combined scenario - input'!$D29=\"\"),\"\",K44/'Combined scenario - input'!$D29),\"\")","v":9.7075813054411224},{"$f":"IFERROR(IF(OR(L44=\"\",'Combined scenario - input'!$D29=\"\"),\"\",L44/'Combined scenario - input'!$D29),\"\")","v":9.4369897891122587},{"$f":"IFERROR(IF(OR(M44=\"\",'Combined scenario - input'!$D29=\"\"),\"\",M44/'Combined scenario - input'!$D29),\"\")","v":9.1733159376026752},{"$f":"IFERROR(IF(OR(N44=\"\",'Combined scenario - input'!$D29=\"\"),\"\",N44/'Combined scenario - input'!$D29),\"\")","v":8.9262395329222066},{"$f":"IFERROR(IF(OR(O44=\"\",'Combined scenario - input'!$D29=\"\"),\"\",O44/'Combined scenario - input'!$D29),\"\")","v":8.7026180881852735},{"$f":"IFERROR(IF(OR(P44=\"\",'Combined scenario - input'!$D29=\"\"),\"\",P44/'Combined scenario - input'!$D29),\"\")","v":8.5064005144625678},{"$f":"IFERROR(IF(OR(Q44=\"\",'Combined scenario - input'!$D29=\"\"),\"\",Q44/'Combined scenario - input'!$D29),\"\")","v":8.3389067212483639},{"$f":"IFERROR(IF(OR(R44=\"\",'Combined scenario - input'!$D29=\"\"),\"\",R44/'Combined scenario - input'!$D29),\"\")","v":8.1993940801382177},{"$f":"IFERROR(IF(OR(S44=\"\",'Combined scenario - input'!$D29=\"\"),\"\",S44/'Combined scenario - input'!$D29),\"\")","v":8.0858052410205659},{"$f":"IFERROR(IF(OR(T44=\"\",'Combined scenario - input'!$D29=\"\"),\"\",T44/'Combined scenario - input'!$D29),\"\")","v":7.9955805036934606},{"$f":"IFERROR(IF(OR(U44=\"\",'Combined scenario - input'!$D29=\"\"),\"\",U44/'Combined scenario - input'!$D29),\"\")","v":7.9264218798139385},{"$f":"IFERROR(IF(OR(V44=\"\",'Combined scenario - input'!$D29=\"\"),\"\",V44/'Combined scenario - input'!$D29),\"\")","v":7.8769135117745961},{"$f":"IFERROR(IF(OR(W44=\"\",'Combined scenario - input'!$D29=\"\"),\"\",W44/'Combined scenario - input'!$D29),\"\")","v":7.846931155030533}]
[{"$f":"IFERROR('Combined scenario - input'!A30,\"\")","v":4},{"$f":"IFERROR('Combined scenario - input'!B30,\"\")","v":"SWITCHGEAR"},{"$f":"IFERROR('Combined scenario - input'!C30,\"\")","v":"> 11 kv & < = 22 kv ; switch"},{"$f":"IFERROR(repcalc('Combined scenario - input'!$CV30:$GH30,'Combined scenario - input'!$G30,'Combined scenario - input'!$E30,'Combined scenario - input'!$F30,20,TRUE,TRUE),\"\")","v":936.87288365568656},972.99763132231328,1011.7482349157469,1051.6078229978905,1091.7174042135955,1131.7552201043131,1171.8229654924583,1212.3364509486753,1253.9200492102023,1297.306103169999,1343.2419659494717,1392.4082452787547,1445.352044122629,1502.4385645724842,1563.8234953661317,1629.4472988437783,1699.0510190271632,1772.2116993417535,1848.3940522363416,1927.0137698192623,{"$f":"IFERROR(IF(OR(D45=\"\",'Combined scenario - input'!$D30=\"\"),\"\",D45/'Combined scenario - input'!$D30),\"\")","v":70.143268898340111},{"$f":"IFERROR(IF(OR(E45=\"\",'Combined scenario - input'!$D30=\"\"),\"\",E45/'Combined scenario - input'!$D30),\"\")","v":72.847913182181003},{"$f":"IFERROR(IF(OR(F45=\"\",'Combined scenario - input'!$D30=\"\"),\"\",F45/'Combined scenario - input'!$D30),\"\")","v":75.74915416721322},{"$f":"IFERROR(IF(OR(G45=\"\",'Combined scenario - input'!$D30=\"\"),\"\",G45/'Combined scenario - input'!$D30),\"\")","v":78.733424342814104},{"$f":"IFERROR(IF(OR(H45=\"\",'Combined scenario - input'!$D30=\"\"),\"\",H45/'Combined scenario - input'!$D30),\"\")","v":81.736411396548689},{"$f":"IFERROR(IF(OR(I45=\"\",'Combined scenario - input'!$D30=\"\"),\"\",I45/'Combined scenario - input'!$D30),\"\")","v":84.734025411340653},{"$f":"IFERROR(IF(OR(J45=\"\",'Combined scenario - input'!$D30=\"\"),\"\",J45/'Combined scenario - input'!$D30),\"\")","v":87.733880234701914},{"$f":"IFERROR(IF(OR(K45=\"\",'Combined scenario - input'!$D30=\"\"),\"\",K45/'Combined scenario - input'!$D30),\"\")","v":90.76710742479402},{"$f":"IFERROR(IF(OR(L45=\"\",'Combined scenario - input'!$D30=\"\"),\"\",L45/'Combined scenario - input'!$D30),\"\")","v":93.88045349927684},{"$f":"IFERROR(IF(OR(M45=\"\",'Combined scenario - input'!$D30=\"\"),\"\",M45/'Combined scenario - input'!$D30),\"\")","v":97.128748654821493},{"$f":"IFERROR(IF(OR(N45=\"\",'Combined scenario - input'!$D30=\"\"),\"\",N45/'Combined scenario - input'!$D30),\"\")","v":100.56794689743171},{"$f":"IFERROR(IF(OR(O45=\"\",'Combined scenario - input'!$D30=\"\"),\"\",O45/'Combined scenario - input'!$D30),\"\")","v":104.24900503444172},{"$f":"IFERROR(IF(OR(P45=\"\",'Combined scenario - input'!$D30=\"\"),\"\",P45/'Combined scenario - input'!$D30),\"\")","v":108.2128844289598},{"$f":"IFERROR(IF(OR(Q45=\"\",'Combined scenario - input'!$D30=\"\"),\"\",Q45/'Combined scenario - input'!$D30),\"\")","v":112.48692760412378},{"$f":"IFERROR(IF(OR(R45=\"\",'Combined scenario - input'!$D30=\"\"),\"\",R45/'Combined scenario - input'!$D30),\"\")","v":117.08279090861369},{"$f":"IFERROR(IF(OR(S45=\"\",'Combined scenario - input'!$D30=\"\"),\"\",S45/'Combined scenario - input'!$D30),\"\")","v":121.99601678350845},{"$f":"IFERROR(IF(OR(T45=\"\",'Combined scenario - input'!$D30=\"\"),\"\",T45/'Combined scenario - input'!$D30),\"\")","v":127.20721730635577},{"$f":"IFERROR(IF(OR(U45=\"\",'Combined scenario - input'!$D30=\"\"),\"\",U45/'Combined scenario - input'!$D30),\"\")","v":132.68472590076374},{"$f":"IFERROR(IF(OR(V45=\"\",'Combined scenario - input'!$D30=\"\"),\"\",V45/'Combined scenario - input'!$D30),\"\")","v":138.38846581854455},{"$f":"IFERROR(IF(OR(W45=\"\",'Combined scenario - input'!$D30=\"\"),\"\",W45/'Combined scenario - input'!$D30),\"\")","v":144.27469017975366}]
[{"$f":"IFERROR('Combined scenario - input'!A31,\"\")","v":4},{"$f":"IFERROR('Combined scenario - input'!B31,\"\")","v":"SWITCHGEAR"},{"$f":"IFERROR('Combined scenario - input'!C31,\"\")","v":"> 33 kv & < = 66 kv ; circuit breaker"},{"$f":"IFERROR(repcalc('Combined scenario - input'!$CV31:$GH31,'Combined scenario - input'!$G31,'Combined scenario - input'!$E31,'Combined scenario - input'!$F31,20,TRUE,TRUE),\"\")","v":18.606315572098318},21.373625061632527,24.218275852482591,27.074422131165239,29.870501165277169,32.532957129968487,34.990322124579457,37.177301800954211,39.038498360938995,40.531434196837083,41.628612398414759,42.318456369433648,42.605095336125117,42.507088238848702,42.055288097249957,41.290128020959386,40.258649263834847,39.011588033746563,37.60079446864215,36.077182935467583,{"$f":"IFERROR(IF(OR(D46=\"\",'Combined scenario - input'!$D31=\"\"),\"\",D46/'Combined scenario - input'!$D31),\"\")","v":0.76037926764499997},{"$f":"IFERROR(IF(OR(E46=\"\",'Combined scenario - input'!$D31=\"\"),\"\",E46/'Combined scenario - input'!$D31),\"\")","v":0.87347015631908576},{"$f":"IFERROR(IF(OR(F46=\"\",'Combined scenario - input'!$D31=\"\"),\"\",F46/'Combined scenario - input'!$D31),\"\")","v":0.98972173104223815},{"$f":"IFERROR(IF(OR(G46=\"\",'Combined scenario - input'!$D31=\"\"),\"\",G46/'Combined scenario - input'!$D31),\"\")","v":1.1064430887584551},{"$f":"IFERROR(IF(OR(H46=\"\",'Combined scenario - input'!$D31=\"\"),\"\",H46/'Combined scenario - input'!$D31),\"\")","v":1.2207096946319895},{"$f":"IFERROR(IF(OR(I46=\"\",'Combined scenario - input'!$D31=\"\"),\"\",I46/'Combined scenario - input'!$D31),\"\")","v":1.3295155626569797},{"$f":"IFERROR(IF(OR(J46=\"\",'Combined scenario - input'!$D31=\"\"),\"\",J46/'Combined scenario - input'!$D31),\"\")","v":1.4299400334609018},{"$f":"IFERROR(IF(OR(K46=\"\",'Combined scenario - input'!$D31=\"\"),\"\",K46/'Combined scenario - input'!$D31),\"\")","v":1.5193147405721816},{"$f":"IFERROR(IF(OR(L46=\"\",'Combined scenario - input'!$D31=\"\"),\"\",L46/'Combined scenario - input'!$D31),\"\")","v":1.5953757571523182},{"$f":"IFERROR(IF(OR(M46=\"\",'Combined scenario - input'!$D31=\"\"),\"\",M46/'Combined scenario - input'!$D31),\"\")","v":1.6563871622928117},{"$f":"IFERROR(IF(OR(N46=\"\",'Combined scenario - input'!$D31=\"\"),\"\",N46/'Combined scenario - input'!$D31),\"\")","v":1.7012252471978506},{"$f":"IFERROR(IF(OR(O46=\"\",'Combined scenario - input'!$D31=\"\"),\"\",O46/'Combined scenario - input'!$D31),\"\")","v":1.7294169142390814},{"$f":"IFERROR(IF(OR(P46=\"\",'Combined scenario - input'!$D31=\"\"),\"\",P46/'Combined scenario - input'!$D31),\"\")","v":1.7411309113884266},{"$f":"IFERROR(IF(OR(Q46=\"\",'Combined scenario - input'!$D31=\"\"),\"\",Q46/'Combined scenario - input'!$D31),\"\")","v":1.7371256818435292},{"$f":"IFERROR(IF(OR(R46=\"\",'Combined scenario - input'!$D31=\"\"),\"\",R46/'Combined scenario - input'!$D31),\"\")","v":1.7186620876160978},{"$f":"IFERROR(IF(OR(S46=\"\",'Combined scenario - input'!$D31=\"\"),\"\",S46/'Combined scenario - input'!$D31),\"\")","v":1.6873924976649584},{"$f":"IFERROR(IF(OR(T46=\"\",'Combined scenario - input'!$D31=\"\"),\"\",T46/'Combined scenario - input'!$D31),\"\")","v":1.6452393341923428},{"$f":"IFERROR(IF(OR(U46=\"\",'Combined scenario - input'!$D31=\"\"),\"\",U46/'Combined scenario - input'!$D31),\"\")","v":1.5942760200870525},{"$f":"IFERROR(IF(OR(V46=\"\",'Combined scenario - input'!$D31=\"\"),\"\",V46/'Combined scenario - input'!$D31),\"\")","v":1.5366215009171729},{"$f":"IFERROR(IF(OR(W46=\"\",'Combined scenario - input'!$D31=\"\"),\"\",W46/'Combined scenario - input'!$D31),\"\")","v":1.4743564803502827}]
[{"$f":"IFERROR('Combined scenario - input'!A32,\"\")","v":4},{"$f":"IFERROR('Combined scenario - input'!B32,\"\")","v":"SWITCHGEAR"},{"$f":"IFERROR('Combined scenario - input'!C32,\"\")","v":"> 33 kv & < = 66 kv ; switch"},{"$f":"IFERROR(repcalc('Combined scenario - input'!$CV32:$GH32,'Combined scenario - input'!$G32,'Combined scenario - input'!$E32,'Combined scenario - input'!$F32,20,TRUE,TRUE),\"\")","v":99.463939783872661},102.22837922733983,105.26442537253085,108.36753106069823,111.3102483126542,113.86332521147446,115.81637807664583,116.99616001143102,117.28079603937829,116.60885434839788,114.98270697760347,112.46623187510129,109.17745646474064,105.2771872581079,100.95497376465671,96.413899807099583,91.855681394221108,87.467393310110154,83.410874244573492,79.815508003532813,{"$f":"IFERROR(IF(OR(D47=\"\",'Combined scenario - input'!$D32=\"\"),\"\",D47/'Combined scenario - input'!$D32),\"\")","v":7.4468222911151409},{"$f":"IFERROR(IF(OR(E47=\"\",'Combined scenario - input'!$D32=\"\"),\"\",E47/'Combined scenario - input'!$D32),\"\")","v":7.6537946804532435},{"$f":"IFERROR(IF(OR(F47=\"\",'Combined scenario - input'!$D32=\"\"),\"\",F47/'Combined scenario - input'!$D32),\"\")","v":7.8811021464553948},{"$f":"IFERROR(IF(OR(G47=\"\",'Combined scenario - input'!$D32=\"\"),\"\",G47/'Combined scenario - input'!$D32),\"\")","v":8.1134303315297398},{"$f":"IFERROR(IF(OR(H47=\"\",'Combined scenario - input'!$D32=\"\"),\"\",H47/'Combined scenario - input'!$D32),\"\")","v":8.3337503035309695},{"$f":"IFERROR(IF(OR(I47=\"\",'Combined scenario - input'!$D32=\"\"),\"\",I47/'Combined scenario - input'!$D32),\"\")","v":8.5248980702731476},{"$f":"IFERROR(IF(OR(J47=\"\",'Combined scenario - input'!$D32=\"\"),\"\",J47/'Combined scenario - input'!$D32),\"\")","v":8.6711222962960424},{"$f":"IFERROR(IF(OR(K47=\"\",'Combined scenario - input'!$D32=\"\"),\"\",K47/'Combined scenario - input'!$D32),\"\")","v":8.7594520611304496},{"$f":"IFERROR(IF(OR(L47=\"\",'Combined scenario - input'!$D32=\"\"),\"\",L47/'Combined scenario - input'!$D32),\"\")","v":8.7807626378316943},{"$f":"IFERROR(IF(OR(M47=\"\",'Combined scenario - input'!$D32=\"\"),\"\",M47/'Combined scenario - input'!$D32),\"\")","v":8.730454653112858},{"$f":"IFERROR(IF(OR(N47=\"\",'Combined scenario - input'!$D32=\"\"),\"\",N47/'Combined scenario - input'!$D32),\"\")","v":8.6087057005197529},{"$f":"IFERROR(IF(OR(O47=\"\",'Combined scenario - input'!$D32=\"\"),\"\",O47/'Combined scenario - input'!$D32),\"\")","v":8.4202982944882852},{"$f":"IFERROR(IF(OR(P47=\"\",'Combined scenario - input'!$D32=\"\"),\"\",P47/'Combined scenario - input'!$D32),\"\")","v":8.174069097358533},{"$f":"IFERROR(IF(OR(Q47=\"\",'Combined scenario - input'!$D32=\"\"),\"\",Q47/'Combined scenario - input'!$D32),\"\")","v":7.8820576233266948},{"$f":"IFERROR(IF(OR(R47=\"\",'Combined scenario - input'!$D32=\"\"),\"\",R47/'Combined scenario - input'!$D32),\"\")","v":7.5584553624477246},{"$f":"IFERROR(IF(OR(S47=\"\",'Combined scenario - input'!$D32=\"\"),\"\",S47/'Combined scenario - input'!$D32),\"\")","v":7.2184671129754063},{"$f":"IFERROR(IF(OR(T47=\"\",'Combined scenario - input'!$D32=\"\"),\"\",T47/'Combined scenario - input'!$D32),\"\")","v":6.8771952655244304},{"$f":"IFERROR(IF(OR(U47=\"\",'Combined scenario - input'!$D32=\"\"),\"\",U47/'Combined scenario - input'!$D32),\"\")","v":6.548646028528581},{"$f":"IFERROR(IF(OR(V47=\"\",'Combined scenario - input'!$D32=\"\"),\"\",V47/'Combined scenario - input'!$D32),\"\")","v":6.2449361949224329},{"$f":"IFERROR(IF(OR(W47=\"\",'Combined scenario - input'!$D32=\"\"),\"\",W47/'Combined scenario - input'!$D32),\"\")","v":5.9757526744759017}]
[{"$f":"IFERROR('Combined scenario - input'!A33,\"\")","v":""},{"$f":"IFERROR('Combined scenario - input'!B33,\"\")","v":"TRANSFORMERS"},{"$f":"IFERROR('Combined scenario - input'!C33,\"\")","v":"ground outdoor / indoor chamber mounted ; ˂ 22 kv ; < = 60 kva ; multiple phase"},{"$f":"IFERROR(repcalc('Combined scenario - input'!$CV33:$GH33,'Combined scenario - input'!$G33,'Combined scenario - input'!$E33,'Combined scenario - input'!$F33,20,TRUE,TRUE),\"\")","v":""},"","","","","","","","","","","","","","","","","","","",{"$f":"IFERROR(IF(OR(D48=\"\",'Combined scenario - input'!$D33=\"\"),\"\",D48/'Combined scenario - input'!$D33),\"\")","v":""},{"$f":"IFERROR(IF(OR(E48=\"\",'Combined scenario - input'!$D33=\"\"),\"\",E48/'Combined scenario - input'!$D33),\"\")","v":""},{"$f":"IFERROR(IF(OR(F48=\"\",'Combined scenario - input'!$D33=\"\"),\"\",F48/'Combined scenario - input'!$D33),\"\")","v":""},{"$f":"IFERROR(IF(OR(G48=\"\",'Combined scenario - input'!$D33=\"\"),\"\",G48/'Combined scenario - input'!$D33),\"\")","v":""},{"$f":"IFERROR(IF(OR(H48=\"\",'Combined scenario - input'!$D33=\"\"),\"\",H48/'Combined scenario - input'!$D33),\"\")","v":""},{"$f":"IFERROR(IF(OR(I48=\"\",'Combined scenario - input'!$D33=\"\"),\"\",I48/'Combined scenario - input'!$D33),\"\")","v":""},{"$f":"IFERROR(IF(OR(J48=\"\",'Combined scenario - input'!$D33=\"\"),\"\",J48/'Combined scenario - input'!$D33),\"\")","v":""},{"$f":"IFERROR(IF(OR(K48=\"\",'Combined scenario - input'!$D33=\"\"),\"\",K48/'Combined scenario - input'!$D33),\"\")","v":""},{"$f":"IFERROR(IF(OR(L48=\"\",'Combined scenario - input'!$D33=\"\"),\"\",L48/'Combined scenario - input'!$D33),\"\")","v":""},{"$f":"IFERROR(IF(OR(M48=\"\",'Combined scenario - input'!$D33=\"\"),\"\",M48/'Combined scenario - input'!$D33),\"\")","v":""},{"$f":"IFERROR(IF(OR(N48=\"\",'Combined scenario - input'!$D33=\"\"),\"\",N48/'Combined scenario - input'!$D33),\"\")","v":""},{"$f":"IFERROR(IF(OR(O48=\"\",'Combined scenario - input'!$D33=\"\"),\"\",O48/'Combined scenario - input'!$D33),\"\")","v":""},{"$f":"IFERROR(IF(OR(P48=\"\",'Combined scenario - input'!$D33=\"\"),\"\",P48/'Combined scenario - input'!$D33),\"\")","v":""},{"$f":"IFERROR(IF(OR(Q48=\"\",'Combined scenario - input'!$D33=\"\"),\"\",Q48/'Combined scenario - input'!$D33),\"\")","v":""},{"$f":"IFERROR(IF(OR(R48=\"\",'Combined scenario - input'!$D33=\"\"),\"\",R48/'Combined scenario - input'!$D33),\"\")","v":""},{"$f":"IFERROR(IF(OR(S48=\"\",'Combined scenario - input'!$D33=\"\"),\"\",S48/'Combined scenario - input'!$D33),\"\")","v":""},{"$f":"IFERROR(IF(OR(T48=\"\",'Combined scenario - input'!$D33=\"\"),\"\",T48/'Combined scenario - input'!$D33),\"\")","v":""},{"$f":"IFERROR(IF(OR(U48=\"\",'Combined scenario - input'!$D33=\"\"),\"\",U48/'Combined scenario - input'!$D33),\"\")","v":""},{"$f":"IFERROR(IF(OR(V48=\"\",'Combined scenario - input'!$D33=\"\"),\"\",V48/'Combined scenario - input'!$D33),\"\")","v":""},{"$f":"IFERROR(IF(OR(W48=\"\",'Combined scenario - input'!$D33=\"\"),\"\",W48/'Combined scenario - input'!$D33),\"\")","v":""}]
[{"$f":"IFERROR('Combined scenario - input'!A34,\"\")","v":5},{"$f":"IFERROR('Combined scenario - input'!B34,\"\")","v":"TRANSFORMERS"},{"$f":"IFERROR('Combined scenario - input'!C34,\"\")","v":"ground outdoor / indoor chamber mounted ; ˂ 22 kv ; > 60 kva and < = 600 kva ; multiple phase"},{"$f":"IFERROR(repcalc('Combined scenario - input'!$CV34:$GH34,'Combined scenario - input'!$G34,'Combined scenario - input'!$E34,'Combined scenario - input'!$F34,20,TRUE,TRUE),\"\")","v":11.119362140490129},13.052319574707283,15.187307717813914,17.520029086998203,20.040664976575382,22.733267367779479,25.575308951151012,28.537470388930725,31.58374699901929,34.671949064496474,37.754648834123415,40.780592767329274,43.696551872961955,46.449530743757585,48.989203803608568,51.27040323542343,53.255454832917557,54.916151917909396,56.235176992423284,57.206825745698104,{"$f":"IFERROR(IF(OR(D49=\"\",'Combined scenario - input'!$D34=\"\"),\"\",D49/'Combined scenario - input'!$D34),\"\")","v":0.39027296088501362},{"$f":"IFERROR(IF(OR(E49=\"\",'Combined scenario - input'!$D34=\"\"),\"\",E49/'Combined scenario - input'!$D34),\"\")","v":0.4581168723958744},{"$f":"IFERROR(IF(OR(F49=\"\",'Combined scenario - input'!$D34=\"\"),\"\",F49/'Combined scenario - input'!$D34),\"\")","v":0.53305175926591331},{"$f":"IFERROR(IF(OR(G49=\"\",'Combined scenario - input'!$D34=\"\"),\"\",G49/'Combined scenario - input'!$D34),\"\")","v":0.61492678628353026},{"$f":"IFERROR(IF(OR(H49=\"\",'Combined scenario - input'!$D34=\"\"),\"\",H49/'Combined scenario - input'!$D34),\"\")","v":0.70339733158181961},{"$f":"IFERROR(IF(OR(I49=\"\",'Combined scenario - input'!$D34=\"\"),\"\",I49/'Combined scenario - input'!$D34),\"\")","v":0.79790364358282173},{"$f":"IFERROR(IF(OR(J49=\"\",'Combined scenario - input'!$D34=\"\"),\"\",J49/'Combined scenario - input'!$D34),\"\")","v":0.89765504745713143},{"$f":"IFERROR(IF(OR(K49=\"\",'Combined scenario - input'!$D34=\"\"),\"\",K49/'Combined scenario - input'!$D34),\"\")","v":1.0016224783524741},{"$f":"IFERROR(IF(OR(L49=\"\",'Combined scenario - input'!$D34=\"\"),\"\",L49/'Combined scenario - input'!$D34),\"\")","v":1.1085422258409414},{"$f":"IFERROR(IF(OR(M49=\"\",'Combined scenario - input'!$D34=\"\"),\"\",M49/'Combined scenario - input'!$D34),\"\")","v":1.2169334940339449},{"$f":"IFERROR(IF(OR(N49=\"\",'Combined scenario - input'!$D34=\"\"),\"\",N49/'Combined scenario - input'!$D34),\"\")","v":1.3251316398817987},{"$f":"IFERROR(IF(OR(O49=\"\",'Combined scenario - input'!$D34=\"\"),\"\",O49/'Combined scenario - input'!$D34),\"\")","v":1.4313377408580406},{"$f":"IFERROR(IF(OR(P49=\"\",'Combined scenario - input'!$D34=\"\"),\"\",P49/'Combined scenario - input'!$D34),\"\")","v":1.5336835390788655},{"$f":"IFERROR(IF(OR(Q49=\"\",'Combined scenario - input'!$D34=\"\"),\"\",Q49/'Combined scenario - input'!$D34),\"\")","v":1.6303089751051745},{"$f":"IFERROR(IF(OR(R49=\"\",'Combined scenario - input'!$D34=\"\"),\"\",R49/'Combined scenario - input'!$D34),\"\")","v":1.7194476965736216},{"$f":"IFERROR(IF(OR(S49=\"\",'Combined scenario - input'!$D34=\"\"),\"\",S49/'Combined scenario - input'!$D34),\"\")","v":1.7995143807390457},{"$f":"IFERROR(IF(OR(T49=\"\",'Combined scenario - input'!$D34=\"\"),\"\",T49/'Combined scenario - input'!$D34),\"\")","v":1.8691867193745972},{"$f":"IFERROR(IF(OR(U49=\"\",'Combined scenario - input'!$D34=\"\"),\"\",U49/'Combined scenario - input'!$D34),\"\")","v":1.927474700313071},{"$f":"IFERROR(IF(OR(V49=\"\",'Combined scenario - input'!$D34=\"\"),\"\",V49/'Combined scenario - input'!$D34),\"\")","v":1.9737705053069194},{"$f":"IFERROR(IF(OR(W49=\"\",'Combined scenario - input'!$D34=\"\"),\"\",W49/'Combined scenario - input'!$D34),\"\")","v":2.0078739215901202}]
[{"$f":"IFERROR('Combined scenario - input'!A35,\"\")","v":5},{"$f":"IFERROR('Combined scenario - input'!B35,\"\")","v":"TRANSFORMERS"},{"$f":"IFERROR('Combined scenario - input'!C35,\"\")","v":"ground outdoor / indoor chamber mounted ; ˂ 22 kv ; > 600 kva ; multiple phase"},{"$f":"IFERROR(repcalc('Combined scenario - input'!$CV35:$GH35,'Combined scenario - input'!$G35,'Combined scenario - input'!$E35,'Combined scenario - input'!$F35,20,TRUE,TRUE),\"\")","v":8.1419114681689617},9.1339351769905015,10.183279051073365,11.287131168653582,12.4419035757829,13.642996434577748,14.884552765239539,16.159242818829586,17.458118994937475,18.770578593209478,20.084463001946105,21.38630938686995,22.661756255016478,23.896089287252028,25.074900209165342,26.18482038529752,27.214282871234861,28.154261907204535,28.998937021592422,29.746229716784338,{"$f":"IFERROR(IF(OR(D50=\"\",'Combined scenario - input'!$D35=\"\"),\"\",D50/'Combined scenario - input'!$D35),\"\")","v":0.34818331991051549},{"$f":"IFERROR(IF(OR(E50=\"\",'Combined scenario - input'!$D35=\"\"),\"\",E50/'Combined scenario - input'!$D35),\"\")","v":0.39060654076200735},{"$f":"IFERROR(IF(OR(F50=\"\",'Combined scenario - input'!$D35=\"\"),\"\",F50/'Combined scenario - input'!$D35),\"\")","v":0.43548101959100644},{"$f":"IFERROR(IF(OR(G50=\"\",'Combined scenario - input'!$D35=\"\"),\"\",G50/'Combined scenario - input'!$D35),\"\")","v":0.48268650647107542},{"$f":"IFERROR(IF(OR(H50=\"\",'Combined scenario - input'!$D35=\"\"),\"\",H50/'Combined scenario - input'!$D35),\"\")","v":0.53206956498592872},{"$f":"IFERROR(IF(OR(I50=\"\",'Combined scenario - input'!$D35=\"\"),\"\",I50/'Combined scenario - input'!$D35),\"\")","v":0.58343348618931801},{"$f":"IFERROR(IF(OR(J50=\"\",'Combined scenario - input'!$D35=\"\"),\"\",J50/'Combined scenario - input'!$D35),\"\")","v":0.63652780031392953},{"$f":"IFERROR(IF(OR(K50=\"\",'Combined scenario - input'!$D35=\"\"),\"\",K50/'Combined scenario - input'!$D35),\"\")","v":0.69103905561939993},{"$f":"IFERROR(IF(OR(L50=\"\",'Combined scenario - input'!$D35=\"\"),\"\",L50/'Combined scenario - input'!$D35),\"\")","v":0.74658461404483767},{"$f":"IFERROR(IF(OR(M50=\"\",'Combined scenario - input'!$D35=\"\"),\"\",M50/'Combined scenario - input'!$D35),\"\")","v":0.80271105830320744},{"$f":"IFERROR(IF(OR(N50=\"\",'Combined scenario - input'!$D35=\"\"),\"\",N50/'Combined scenario - input'!$D35),\"\")","v":0.85889843361440876},{"$f":"IFERROR(IF(OR(O50=\"\",'Combined scenario - input'!$D35=\"\"),\"\",O50/'Combined scenario - input'!$D35),\"\")","v":0.91457101100466942},{"$f":"IFERROR(IF(OR(P50=\"\",'Combined scenario - input'!$D35=\"\"),\"\",P50/'Combined scenario - input'!$D35),\"\")","v":0.96911463097117334},{"$f":"IFERROR(IF(OR(Q50=\"\",'Combined scenario - input'!$D35=\"\"),\"\",Q50/'Combined scenario - input'!$D35),\"\")","v":1.021900045639363},{"$f":"IFERROR(IF(OR(R50=\"\",'Combined scenario - input'!$D35=\"\"),\"\",R50/'Combined scenario - input'!$D35),\"\")","v":1.0723110949295929},{"$f":"IFERROR(IF(OR(S50=\"\",'Combined scenario - input'!$D35=\"\"),\"\",S50/'Combined scenario - input'!$D35),\"\")","v":1.1197760782166533},{"$f":"IFERROR(IF(OR(T50=\"\",'Combined scenario - input'!$D35=\"\"),\"\",T50/'Combined scenario - input'!$D35),\"\")","v":1.1638003429704931},{"$f":"IFERROR(IF(OR(U50=\"\",'Combined scenario - input'!$D35=\"\"),\"\",U50/'Combined scenario - input'!$D35),\"\")","v":1.2039979086981158},{"$f":"IFERROR(IF(OR(V50=\"\",'Combined scenario - input'!$D35=\"\"),\"\",V50/'Combined scenario - input'!$D35),\"\")","v":1.2401198668799467},{"$f":"IFERROR(IF(OR(W50=\"\",'Combined scenario - input'!$D35=\"\"),\"\",W50/'Combined scenario - input'!$D35),\"\")","v":1.2720773319757093}]
[{"$f":"IFERROR('Combined scenario - input'!A36,\"\")","v":5},{"$f":"IFERROR('Combined scenario - input'!B36,\"\")","v":"TRANSFORMERS"},{"$f":"IFERROR('Combined scenario - input'!C36,\"\")","v":"ground outdoor / indoor chamber mounted ; > = 22 kv & < = 33 kv ; < = 15 mva"},{"$f":"IFERROR(repcalc('Combined scenario - input'!$CV36:$GH36,'Combined scenario - input'!$G36,'Combined scenario - input'!$E36,'Combined scenario - input'!$F36,20,TRUE,TRUE),\"\")","v":46.813198969610355},48.531534520387524,51.789941292723711,56.250114873031357,61.669246867540231,67.874098253508805,74.74053811725652,82.178081120637131,90.118660921705683,98.508747773862595,107.3039158856806,116.4650538206627,125.95555814843904,135.73902960393633,145.77717819054243,156.02781807296125,166.44297766112584,176.96725294759037,187.53658700587084,198.07766620511532,{"$f":"IFERROR(IF(OR(D51=\"\",'Combined scenario - input'!$D36=\"\"),\"\",D51/'Combined scenario - input'!$D36),\"\")","v":1.9149931373213116},{"$f":"IFERROR(IF(OR(E51=\"\",'Combined scenario - input'!$D36=\"\"),\"\",E51/'Combined scenario - input'!$D36),\"\")","v":1.9852852955113485},{"$f":"IFERROR(IF(OR(F51=\"\",'Combined scenario - input'!$D36=\"\"),\"\",F51/'Combined scenario - input'!$D36),\"\")","v":2.1185773316244068},{"$f":"IFERROR(IF(OR(G51=\"\",'Combined scenario - input'!$D36=\"\"),\"\",G51/'Combined scenario - input'!$D36),\"\")","v":2.3010301864933003},{"$f":"IFERROR(IF(OR(H51=\"\",'Combined scenario - input'!$D36=\"\"),\"\",H51/'Combined scenario - input'!$D36),\"\")","v":2.5227112680715891},{"$f":"IFERROR(IF(OR(I51=\"\",'Combined scenario - input'!$D36=\"\"),\"\",I51/'Combined scenario - input'!$D36),\"\")","v":2.7765338669062047},{"$f":"IFERROR(IF(OR(J51=\"\",'Combined scenario - input'!$D36=\"\"),\"\",J51/'Combined scenario - input'!$D36),\"\")","v":3.0574201448433818},{"$f":"IFERROR(IF(OR(K51=\"\",'Combined scenario - input'!$D36=\"\"),\"\",K51/'Combined scenario - input'!$D36),\"\")","v":3.3616686073176516},{"$f":"IFERROR(IF(OR(L51=\"\",'Combined scenario - input'!$D36=\"\"),\"\",L51/'Combined scenario - input'!$D36),\"\")","v":3.6864948563263948},{"$f":"IFERROR(IF(OR(M51=\"\",'Combined scenario - input'!$D36=\"\"),\"\",M51/'Combined scenario - input'!$D36),\"\")","v":4.0297091441139141},{"$f":"IFERROR(IF(OR(N51=\"\",'Combined scenario - input'!$D36=\"\"),\"\",N51/'Combined scenario - input'!$D36),\"\")","v":4.3894941395091758},{"$f":"IFERROR(IF(OR(O51=\"\",'Combined scenario - input'!$D36=\"\"),\"\",O51/'Combined scenario - input'!$D36),\"\")","v":4.7642499062948067},{"$f":"IFERROR(IF(OR(P51=\"\",'Combined scenario - input'!$D36=\"\"),\"\",P51/'Combined scenario - input'!$D36),\"\")","v":5.1524791035604762},{"$f":"IFERROR(IF(OR(Q51=\"\",'Combined scenario - input'!$D36=\"\"),\"\",Q51/'Combined scenario - input'!$D36),\"\")","v":5.5526927422100938},{"$f":"IFERROR(IF(OR(R51=\"\",'Combined scenario - input'!$D36=\"\"),\"\",R51/'Combined scenario - input'!$D36),\"\")","v":5.9633244887660437},{"$f":"IFERROR(IF(OR(S51=\"\",'Combined scenario - input'!$D36=\"\"),\"\",S51/'Combined scenario - input'!$D36),\"\")","v":6.3826486422110431},{"$f":"IFERROR(IF(OR(T51=\"\",'Combined scenario - input'!$D36=\"\"),\"\",T51/'Combined scenario - input'!$D36),\"\")","v":6.8087028229644044},{"$f":"IFERROR(IF(OR(U51=\"\",'Combined scenario - input'!$D36=\"\"),\"\",U51/'Combined scenario - input'!$D36),\"\")","v":7.2392206126575021},{"$f":"IFERROR(IF(OR(V51=\"\",'Combined scenario - input'!$D36=\"\"),\"\",V51/'Combined scenario - input'!$D36),\"\")","v":7.6715816269262094},{"$f":"IFERROR(IF(OR(W51=\"\",'Combined scenario - input'!$D36=\"\"),\"\",W51/'Combined scenario - input'!$D36),\"\")","v":8.1027868162920917}]
[{"$f":"IFERROR('Combined scenario - input'!A37,\"\")","v":5},{"$f":"IFERROR('Combined scenario - input'!B37,\"\")","v":"TRANSFORMERS"},{"$f":"IFERROR('Combined scenario - input'!C37,\"\")","v":"ground outdoor / indoor chamber mounted ; > = 22 kv & < = 33 kv ; > 15 mva and < = 40 mva"},{"$f":"IFERROR(repcalc('Combined scenario - input'!$CV37:$GH37,'Combined scenario - input'!$G37,'Combined scenario - input'!$E37,'Combined scenario - input'!$F37,20,TRUE,TRUE),\"\")","v":1.4890292868169587E-7},3.2178113826793718E-7,6.8452187735454229E-7,1.4334552690459259E-6,2.9549613283325955E-6,5.9964087200534115E-6,1.1978529851107684E-5,2.3555372791846435E-5,4.5598668426785743E-5,8.6894420536193025E-5,1.6300891392663735E-4,3.0103232678942957E-4,5.4726831933501281E-4,9.7943702841891554E-4,1.7256236993454844E-3,2.9930514289305023E-3,5.110776193687847E-3,8.5915471926786714E-3,1.4219237406151891E-2,2.3169240829503213E-2,{"$f":"IFERROR(IF(OR(D52=\"\",'Combined scenario - input'!$D37=\"\"),\"\",D52/'Combined scenario - input'!$D37),\"\")","v":2.1779393410243845E-10},{"$f":"IFERROR(IF(OR(E52=\"\",'Combined scenario - input'!$D37=\"\"),\"\",E52/'Combined scenario - input'!$D37),\"\")","v":4.7065548437362395E-10},{"$f":"IFERROR(IF(OR(F52=\"\",'Combined scenario - input'!$D37=\"\"),\"\",F52/'Combined scenario - input'!$D37),\"\")","v":1.0012208219686891E-9},{"$f":"IFERROR(IF(OR(G52=\"\",'Combined scenario - input'!$D37=\"\"),\"\",G52/'Combined scenario - input'!$D37),\"\")","v":2.0966536062749649E-9},{"$f":"IFERROR(IF(OR(H52=\"\",'Combined scenario - input'!$D37=\"\"),\"\",H52/'Combined scenario - input'!$D37),\"\")","v":4.3220953309378093E-9},{"$f":"IFERROR(IF(OR(I52=\"\",'Combined scenario - input'!$D37=\"\"),\"\",I52/'Combined scenario - input'!$D37),\"\")","v":8.7706901213363431E-9},{"$f":"IFERROR(IF(OR(J52=\"\",'Combined scenario - input'!$D37=\"\"),\"\",J52/'Combined scenario - input'!$D37),\"\")","v":1.7520482398389091E-8},{"$f":"IFERROR(IF(OR(K52=\"\",'Combined scenario - input'!$D37=\"\"),\"\",K52/'Combined scenario - input'!$D37),\"\")","v":3.4453434563079985E-8},{"$f":"IFERROR(IF(OR(L52=\"\",'Combined scenario - input'!$D37=\"\"),\"\",L52/'Combined scenario - input'!$D37),\"\")","v":6.6695218653030519E-8},{"$f":"IFERROR(IF(OR(M52=\"\",'Combined scenario - input'!$D37=\"\"),\"\",M52/'Combined scenario - input'!$D37),\"\")","v":1.2709674596518257E-7},{"$f":"IFERROR(IF(OR(N52=\"\",'Combined scenario - input'!$D37=\"\"),\"\",N52/'Combined scenario - input'!$D37),\"\")","v":2.384261543555006E-7},{"$f":"IFERROR(IF(OR(O52=\"\",'Combined scenario - input'!$D37=\"\"),\"\",O52/'Combined scenario - input'!$D37),\"\")","v":4.4030708679768351E-7},{"$f":"IFERROR(IF(OR(P52=\"\",'Combined scenario - input'!$D37=\"\"),\"\",P52/'Combined scenario - input'!$D37),\"\")","v":8.0046592322165555E-7},{"$f":"IFERROR(IF(OR(Q52=\"\",'Combined scenario - input'!$D37=\"\"),\"\",Q52/'Combined scenario - input'!$D37),\"\")","v":1.4325805779210276E-6},{"$f":"IFERROR(IF(OR(R52=\"\",'Combined scenario - input'!$D37=\"\"),\"\",R52/'Combined scenario - input'!$D37),\"\")","v":2.5239958514466483E-6},{"$f":"IFERROR(IF(OR(S52=\"\",'Combined scenario - input'!$D37=\"\"),\"\",S52/'Combined scenario - input'!$D37),\"\")","v":4.3778080891288141E-6},{"$f":"IFERROR(IF(OR(T52=\"\",'Combined scenario - input'!$D37=\"\"),\"\",T52/'Combined scenario - input'!$D37),\"\")","v":7.4753133695562515E-6},{"$f":"IFERROR(IF(OR(U52=\"\",'Combined scenario - input'!$D37=\"\"),\"\",U52/'Combined scenario - input'!$D37),\"\")","v":1.2566487977682519E-5},{"$f":"IFERROR(IF(OR(V52=\"\",'Combined scenario - input'!$D37=\"\"),\"\",V52/'Combined scenario - input'!$D37),\"\")","v":2.0797869337025738E-5},{"$f":"IFERROR(IF(OR(W52=\"\",'Combined scenario - input'!$D37=\"\"),\"\",W52/'Combined scenario - input'!$D37),\"\")","v":3.38886558854141E-5}]
[{"$f":"IFERROR('Combined scenario - input'!A38,\"\")","v":5},{"$f":"IFERROR('Combined scenario - input'!B38,\"\")","v":"TRANSFORMERS"},{"$f":"IFERROR('Combined scenario - input'!C38,\"\")","v":"ground outdoor / indoor chamber mounted ; > 33 kv & < = 66 kv ; < = 15 mva"},{"$f":"IFERROR(repcalc('Combined scenario - input'!$CV38:$GH38,'Combined scenario - input'!$G38,'Combined scenario - input'!$E38,'Combined scenario - input'!$F38,20,TRUE,TRUE),\"\")","v":95.075248648036194},101.26699085643791,106.34652120688895,110.11792131177569,112.43364538132495,113.20407034205515,112.4031805686331,110.06989222067646,106.3049407698243,101.26367628515372,95.145483493703964,88.180824898937274,80.617066759444029,72.704278278723208,64.682100378145051,56.768583622407078,49.151627717321951,41.983355147754615,35.377456083884681,29.409282368803396,{"$f":"IFERROR(IF(OR(D53=\"\",'Combined scenario - input'!$D38=\"\"),\"\",D53/'Combined scenario - input'!$D38),\"\")","v":0.15929344022844938},{"$f":"IFERROR(IF(OR(E53=\"\",'Combined scenario - input'!$D38=\"\"),\"\",E53/'Combined scenario - input'!$D38),\"\")","v":0.16966736963078261},{"$f":"IFERROR(IF(OR(F53=\"\",'Combined scenario - input'!$D38=\"\"),\"\",F53/'Combined scenario - input'!$D38),\"\")","v":0.17817784818092081},{"$f":"IFERROR(IF(OR(G53=\"\",'Combined scenario - input'!$D38=\"\"),\"\",G53/'Combined scenario - input'!$D38),\"\")","v":0.18449662520993837},{"$f":"IFERROR(IF(OR(H53=\"\",'Combined scenario - input'!$D38=\"\"),\"\",H53/'Combined scenario - input'!$D38),\"\")","v":0.18837649572201981},{"$f":"IFERROR(IF(OR(I53=\"\",'Combined scenario - input'!$D38=\"\"),\"\",I53/'Combined scenario - input'!$D38),\"\")","v":0.18966730110173433},{"$f":"IFERROR(IF(OR(J53=\"\",'Combined scenario - input'!$D38=\"\"),\"\",J53/'Combined scenario - input'!$D38),\"\")","v":0.1883254535749983},{"$f":"IFERROR(IF(OR(K53=\"\",'Combined scenario - input'!$D38=\"\"),\"\",K53/'Combined scenario - input'!$D38),\"\")","v":0.18441615506380638},{"$f":"IFERROR(IF(OR(L53=\"\",'Combined scenario - input'!$D38=\"\"),\"\",L53/'Combined scenario - input'!$D38),\"\")","v":0.17810818240606965},{"$f":"IFERROR(IF(OR(M53=\"\",'Combined scenario - input'!$D38=\"\"),\"\",M53/'Combined scenario - input'!$D38),\"\")","v":0.16966181624575077},{"$f":"IFERROR(IF(OR(N53=\"\",'Combined scenario - input'!$D38=\"\"),\"\",N53/'Combined scenario - input'!$D38),\"\")","v":0.15941111491612492},{"$f":"IFERROR(IF(OR(O53=\"\",'Combined scenario - input'!$D38=\"\"),\"\",O53/'Combined scenario - input'!$D38),\"\")","v":0.14774220588508935},{"$f":"IFERROR(IF(OR(P53=\"\",'Combined scenario - input'!$D38=\"\"),\"\",P53/'Combined scenario - input'!$D38),\"\")","v":0.13506953794859899},{"$f":"IFERROR(IF(OR(Q53=\"\",'Combined scenario - input'!$D38=\"\"),\"\",Q53/'Combined scenario - input'!$D38),\"\")","v":0.12181208854070728},{"$f":"IFERROR(IF(OR(R53=\"\",'Combined scenario - input'!$D38=\"\"),\"\",R53/'Combined scenario - input'!$D38),\"\")","v":0.10837136307241656},{"$f":"IFERROR(IF(OR(S53=\"\",'Combined scenario - input'!$D38=\"\"),\"\",S53/'Combined scenario - input'!$D38),\"\")","v":9.5112693479097357E-2},{"$f":"IFERROR(IF(OR(T53=\"\",'Combined scenario - input'!$D38=\"\"),\"\",T53/'Combined scenario - input'!$D38),\"\")","v":8.2350895561732945E-2},{"$f":"IFERROR(IF(OR(U53=\"\",'Combined scenario - input'!$D38=\"\"),\"\",U53/'Combined scenario - input'!$D38),\"\")","v":7.0340842321391581E-2},{"$f":"IFERROR(IF(OR(V53=\"\",'Combined scenario - input'!$D38=\"\"),\"\",V53/'Combined scenario - input'!$D38),\"\")","v":5.9273015493178809E-2},{"$f":"IFERROR(IF(OR(W53=\"\",'Combined scenario - input'!$D38=\"\"),\"\",W53/'Combined scenario - input'!$D38),\"\")","v":4.9273663017376054E-2}]
[{"$f":"IFERROR('Combined scenario - input'!A39,\"\")","v":5},{"$f":"IFERROR('Combined scenario - input'!B39,\"\")","v":"TRANSFORMERS"},{"$f":"IFERROR('Combined scenario - input'!C39,\"\")","v":"ground outdoor / indoor chamber mounted ; > 33 kv & < = 66 kv ; > 15 mva and < = 40 mva"},{"$f":"IFERROR(repcalc('Combined scenario - input'!$CV39:$GH39,'Combined scenario - input'!$G39,'Combined scenario - input'!$E39,'Combined scenario - input'!$F39,20,TRUE,TRUE),\"\")","v":741.50606425032436},816.64649279840467,886.536999727497,948.79227751032818,1001.2327900294301,1042.0264440706603,1069.8102348752986,1083.7804046865808,1083.7426100134546,1070.1175501920554,1043.9019590636876,1006.5892409906018,960.05781343324486,906.4379821260917,847.96966355054303,786.86340539372213,725.17603109719437,664.71007690310432,606.94331456516363,552.99141414536166,{"$f":"IFERROR(IF(OR(D54=\"\",'Combined scenario - input'!$D39=\"\"),\"\",D54/'Combined scenario - input'!$D39),\"\")","v":1.0206847466805848},{"$f":"IFERROR(IF(OR(E54=\"\",'Combined scenario - input'!$D39=\"\"),\"\",E54/'Combined scenario - input'!$D39),\"\")","v":1.1241157137025573},{"$f":"IFERROR(IF(OR(F54=\"\",'Combined scenario - input'!$D39=\"\"),\"\",F54/'Combined scenario - input'!$D39),\"\")","v":1.220320151939243},{"$f":"IFERROR(IF(OR(G54=\"\",'Combined scenario - input'!$D39=\"\"),\"\",G54/'Combined scenario - input'!$D39),\"\")","v":1.3060146802740067},{"$f":"IFERROR(IF(OR(H54=\"\",'Combined scenario - input'!$D39=\"\"),\"\",H54/'Combined scenario - input'!$D39),\"\")","v":1.3781991623934815},{"$f":"IFERROR(IF(OR(I54=\"\",'Combined scenario - input'!$D39=\"\"),\"\",I54/'Combined scenario - input'!$D39),\"\")","v":1.4343517179135021},{"$f":"IFERROR(IF(OR(J54=\"\",'Combined scenario - input'!$D39=\"\"),\"\",J54/'Combined scenario - input'!$D39),\"\")","v":1.4725961677521284},{"$f":"IFERROR(IF(OR(K54=\"\",'Combined scenario - input'!$D39=\"\"),\"\",K54/'Combined scenario - input'!$D39),\"\")","v":1.491826137569475},{"$f":"IFERROR(IF(OR(L54=\"\",'Combined scenario - input'!$D39=\"\"),\"\",L54/'Combined scenario - input'!$D39),\"\")","v":1.4917741131178548},{"$f":"IFERROR(IF(OR(M54=\"\",'Combined scenario - input'!$D39=\"\"),\"\",M54/'Combined scenario - input'!$D39),\"\")","v":1.4730191879691674},{"$f":"IFERROR(IF(OR(N54=\"\",'Combined scenario - input'!$D39=\"\"),\"\",N54/'Combined scenario - input'!$D39),\"\")","v":1.4369333684728798},{"$f":"IFERROR(IF(OR(O54=\"\",'Combined scenario - input'!$D39=\"\"),\"\",O54/'Combined scenario - input'!$D39),\"\")","v":1.385572329055224},{"$f":"IFERROR(IF(OR(P54=\"\",'Combined scenario - input'!$D39=\"\"),\"\",P54/'Combined scenario - input'!$D39),\"\")","v":1.3215217155284364},{"$f":"IFERROR(IF(OR(Q54=\"\",'Combined scenario - input'!$D39=\"\"),\"\",Q54/'Combined scenario - input'!$D39),\"\")","v":1.2477138984741967},{"$f":"IFERROR(IF(OR(R54=\"\",'Combined scenario - input'!$D39=\"\"),\"\",R54/'Combined scenario - input'!$D39),\"\")","v":1.1672321279111213},{"$f":"IFERROR(IF(OR(S54=\"\",'Combined scenario - input'!$D39=\"\"),\"\",S54/'Combined scenario - input'!$D39),\"\")","v":1.0831192276471828},{"$f":"IFERROR(IF(OR(T54=\"\",'Combined scenario - input'!$D39=\"\"),\"\",T54/'Combined scenario - input'!$D39),\"\")","v":0.99820641972443303},{"$f":"IFERROR(IF(OR(U54=\"\",'Combined scenario - input'!$D39=\"\"),\"\",U54/'Combined scenario - input'!$D39),\"\")","v":0.91497489928934228},{"$f":"IFERROR(IF(OR(V54=\"\",'Combined scenario - input'!$D39=\"\"),\"\",V54/'Combined scenario - input'!$D39),\"\")","v":0.83545882244771885},{"$f":"IFERROR(IF(OR(W54=\"\",'Combined scenario - input'!$D39=\"\"),\"\",W54/'Combined scenario - input'!$D39),\"\")","v":0.76119391152133775}]
[{"$f":"IFERROR('Combined scenario - input'!A40,\"\")","v":""},{"$f":"IFERROR('Combined scenario - input'!B40,\"\")","v":"TRANSFORMERS"},{"$f":"IFERROR('Combined scenario - input'!C40,\"\")","v":"ground outdoor / indoor chamber mounted ; > 33 kv & < = 66 kv ; > 40 mva"},{"$f":"IFERROR(repcalc('Combined scenario - input'!$CV40:$GH40,'Combined scenario - input'!$G40,'Combined scenario - input'!$E40,'Combined scenario - input'!$F40,20,TRUE,TRUE),\"\")","v":""},"","","","","","","","","","","","","","","","","","","",{"$f":"IFERROR(IF(OR(D55=\"\",'Combined scenario - input'!$D40=\"\"),\"\",D55/'Combined scenario - input'!$D40),\"\")","v":""},{"$f":"IFERROR(IF(OR(E55=\"\",'Combined scenario - input'!$D40=\"\"),\"\",E55/'Combined scenario - input'!$D40),\"\")","v":""},{"$f":"IFERROR(IF(OR(F55=\"\",'Combined scenario - input'!$D40=\"\"),\"\",F55/'Combined scenario - input'!$D40),\"\")","v":""},{"$f":"IFERROR(IF(OR(G55=\"\",'Combined scenario - input'!$D40=\"\"),\"\",G55/'Combined scenario - input'!$D40),\"\")","v":""},{"$f":"IFERROR(IF(OR(H55=\"\",'Combined scenario - input'!$D40=\"\"),\"\",H55/'Combined scenario - input'!$D40),\"\")","v":""},{"$f":"IFERROR(IF(OR(I55=\"\",'Combined scenario - input'!$D40=\"\"),\"\",I55/'Combined scenario - input'!$D40),\"\")","v":""},{"$f":"IFERROR(IF(OR(J55=\"\",'Combined scenario - input'!$D40=\"\"),\"\",J55/'Combined scenario - input'!$D40),\"\")","v":""},{"$f":"IFERROR(IF(OR(K55=\"\",'Combined scenario - input'!$D40=\"\"),\"\",K55/'Combined scenario - input'!$D40),\"\")","v":""},{"$f":"IFERROR(IF(OR(L55=\"\",'Combined scenario - input'!$D40=\"\"),\"\",L55/'Combined scenario - input'!$D40),\"\")","v":""},{"$f":"IFERROR(IF(OR(M55=\"\",'Combined scenario - input'!$D40=\"\"),\"\",M55/'Combined scenario - input'!$D40),\"\")","v":""},{"$f":"IFERROR(IF(OR(N55=\"\",'Combined scenario - input'!$D40=\"\"),\"\",N55/'Combined scenario - input'!$D40),\"\")","v":""},{"$f":"IFERROR(IF(OR(O55=\"\",'Combined scenario - input'!$D40=\"\"),\"\",O55/'Combined scenario - input'!$D40),\"\")","v":""},{"$f":"IFERROR(IF(OR(P55=\"\",'Combined scenario - input'!$D40=\"\"),\"\",P55/'Combined scenario - input'!$D40),\"\")","v":""},{"$f":"IFERROR(IF(OR(Q55=\"\",'Combined scenario - input'!$D40=\"\"),\"\",Q55/'Combined scenario - input'!$D40),\"\")","v":""},{"$f":"IFERROR(IF(OR(R55=\"\",'Combined scenario - input'!$D40=\"\"),\"\",R55/'Combined scenario - input'!$D40),\"\")","v":""},{"$f":"IFERROR(IF(OR(S55=\"\",'Combined scenario - input'!$D40=\"\"),\"\",S55/'Combined scenario - input'!$D40),\"\")","v":""},{"$f":"IFERROR(IF(OR(T55=\"\",'Combined scenario - input'!$D40=\"\"),\"\",T55/'Combined scenario - input'!$D40),\"\")","v":""},{"$f":"IFERROR(IF(OR(U55=\"\",'Combined scenario - input'!$D40=\"\"),\"\",U55/'Combined scenario - input'!$D40),\"\")","v":""},{"$f":"IFERROR(IF(OR(V55=\"\",'Combined scenario - input'!$D40=\"\"),\"\",V55/'Combined scenario - input'!$D40),\"\")","v":""},{"$f":"IFERROR(IF(OR(W55=\"\",'Combined scenario - input'!$D40=\"\"),\"\",W55/'Combined scenario - input'!$D40),\"\")","v":""}]
[{"$f":"IFERROR('Combined scenario - input'!A41,\"\")","v":5},{"$f":"IFERROR('Combined scenario - input'!B41,\"\")","v":"TRANSFORMERS"},{"$f":"IFERROR('Combined scenario - input'!C41,\"\")","v":"kiosk mounted ; < = 22 kv ; < = 60 kva ; single phase"},{"$f":"IFERROR(repcalc('Combined scenario - input'!$CV41:$GH41,'Combined scenario - input'!$G41,'Combined scenario - input'!$E41,'Combined scenario - input'!$F41,20,TRUE,TRUE),\"\")","v":0.44280990851869129},0.61995340455435033,0.84532022197963708,1.1227184341070715,1.4527353977025443,1.8317256817823584,2.2511273867832942,2.6973047005146018,3.1520542292018967,3.5938084071817218,3.9994397675109945,4.3464442678868664,4.6151924445876542,4.7909093791225157,4.8650883689634767,4.8361492903402219,4.7092940916580961,4.4956526528098628,4.2109184743490289,3.873723783364591,{"$f":"IFERROR(IF(OR(D56=\"\",'Combined scenario - input'!$D41=\"\"),\"\",D56/'Combined scenario - input'!$D41),\"\")","v":3.7650021810887474E-2},{"$f":"IFERROR(IF(OR(E56=\"\",'Combined scenario - input'!$D41=\"\"),\"\",E56/'Combined scenario - input'!$D41),\"\")","v":5.2711691301776706E-2},{"$f":"IFERROR(IF(OR(F56=\"\",'Combined scenario - input'!$D41=\"\"),\"\",F56/'Combined scenario - input'!$D41),\"\")","v":7.1873560601171976E-2},{"$f":"IFERROR(IF(OR(G56=\"\",'Combined scenario - input'!$D41=\"\"),\"\",G56/'Combined scenario - input'!$D41),\"\")","v":9.5459412082763762E-2},{"$f":"IFERROR(IF(OR(H56=\"\",'Combined scenario - input'!$D41=\"\"),\"\",H56/'Combined scenario - input'!$D41),\"\")","v":0.12351918590060267},{"$f":"IFERROR(IF(OR(I56=\"\",'Combined scenario - input'!$D41=\"\"),\"\",I56/'Combined scenario - input'!$D41),\"\")","v":0.15574292838516618},{"$f":"IFERROR(IF(OR(J56=\"\",'Combined scenario - input'!$D41=\"\"),\"\",J56/'Combined scenario - input'!$D41),\"\")","v":0.19140266191197841},{"$f":"IFERROR(IF(OR(K56=\"\",'Combined scenario - input'!$D41=\"\"),\"\",K56/'Combined scenario - input'!$D41),\"\")","v":0.2293389981825518},{"$f":"IFERROR(IF(OR(L56=\"\",'Combined scenario - input'!$D41=\"\"),\"\",L56/'Combined scenario - input'!$D41),\"\")","v":0.26800418914641833},{"$f":"IFERROR(IF(OR(M56=\"\",'Combined scenario - input'!$D41=\"\"),\"\",M56/'Combined scenario - input'!$D41),\"\")","v":0.3055644472075566},{"$f":"IFERROR(IF(OR(N56=\"\",'Combined scenario - input'!$D41=\"\"),\"\",N56/'Combined scenario - input'!$D41),\"\")","v":0.34005335377847273},{"$f":"IFERROR(IF(OR(O56=\"\",'Combined scenario - input'!$D41=\"\"),\"\",O56/'Combined scenario - input'!$D41),\"\")","v":0.36955749710564545},{"$f":"IFERROR(IF(OR(P56=\"\",'Combined scenario - input'!$D41=\"\"),\"\",P56/'Combined scenario - input'!$D41),\"\")","v":0.39240787718921077},{"$f":"IFERROR(IF(OR(Q56=\"\",'Combined scenario - input'!$D41=\"\"),\"\",Q56/'Combined scenario - input'!$D41),\"\")","v":0.40734825293624666},{"$f":"IFERROR(IF(OR(R56=\"\",'Combined scenario - input'!$D41=\"\"),\"\",R56/'Combined scenario - input'!$D41),\"\")","v":0.41365533986382813},{"$f":"IFERROR(IF(OR(S56=\"\",'Combined scenario - input'!$D41=\"\"),\"\",S56/'Combined scenario - input'!$D41),\"\")","v":0.41119478755821831},{"$f":"IFERROR(IF(OR(T56=\"\",'Combined scenario - input'!$D41=\"\"),\"\",T56/'Combined scenario - input'!$D41),\"\")","v":0.40040889296705223},{"$f":"IFERROR(IF(OR(U56=\"\",'Combined scenario - input'!$D41=\"\"),\"\",U56/'Combined scenario - input'!$D41),\"\")","v":0.38224397687641365},{"$f":"IFERROR(IF(OR(V56=\"\",'Combined scenario - input'!$D41=\"\"),\"\",V56/'Combined scenario - input'!$D41),\"\")","v":0.35803438304592011},{"$f":"IFERROR(IF(OR(W56=\"\",'Combined scenario - input'!$D41=\"\"),\"\",W56/'Combined scenario - input'!$D41),\"\")","v":0.32936432118450248}]
[{"$f":"IFERROR('Combined scenario - input'!A42,\"\")","v":5},{"$f":"IFERROR('Combined scenario - input'!B42,\"\")","v":"TRANSFORMERS"},{"$f":"IFERROR('Combined scenario - input'!C42,\"\")","v":"kiosk mounted ; < = 22 kv ; > 60 kva and < = 600 kva ; multiple phase"},{"$f":"IFERROR(repcalc('Combined scenario - input'!$CV42:$GH42,'Combined scenario - input'!$G42,'Combined scenario - input'!$E42,'Combined scenario - input'!$F42,20,TRUE,TRUE),\"\")","v":30.814136982619349},33.567076014299992,36.648440382365322,40.202855414925274,44.399556073941667,49.426274051252456,55.48148670556202,62.765630073069609,71.471969497400934,81.777834117103822,93.836855876214159,107.77271929210907,123.67474186513682,141.59538947444545,161.54961313877325,183.51570202181705,207.4372110449616,233.22546452443095,260.76217583180454,289.90185919502028,{"$f":"IFERROR(IF(OR(D57=\"\",'Combined scenario - input'!$D42=\"\"),\"\",D57/'Combined scenario - input'!$D42),\"\")","v":1.2992034770701806},{"$f":"IFERROR(IF(OR(E57=\"\",'Combined scenario - input'!$D42=\"\"),\"\",E57/'Combined scenario - input'!$D42),\"\")","v":1.415274485780861},{"$f":"IFERROR(IF(OR(F57=\"\",'Combined scenario - input'!$D42=\"\"),\"\",F57/'Combined scenario - input'!$D42),\"\")","v":1.54519275359958},{"$f":"IFERROR(IF(OR(G57=\"\",'Combined scenario - input'!$D42=\"\"),\"\",G57/'Combined scenario - input'!$D42),\"\")","v":1.695056057311676},{"$f":"IFERROR(IF(OR(H57=\"\",'Combined scenario - input'!$D42=\"\"),\"\",H57/'Combined scenario - input'!$D42),\"\")","v":1.8719997793277172},{"$f":"IFERROR(IF(OR(I57=\"\",'Combined scenario - input'!$D42=\"\"),\"\",I57/'Combined scenario - input'!$D42),\"\")","v":2.083939171888249},{"$f":"IFERROR(IF(OR(J57=\"\",'Combined scenario - input'!$D42=\"\"),\"\",J57/'Combined scenario - input'!$D42),\"\")","v":2.3392425522592677},{"$f":"IFERROR(IF(OR(K57=\"\",'Combined scenario - input'!$D42=\"\"),\"\",K57/'Combined scenario - input'!$D42),\"\")","v":2.6463608206008886},{"$f":"IFERROR(IF(OR(L57=\"\",'Combined scenario - input'!$D42=\"\"),\"\",L57/'Combined scenario - input'!$D42),\"\")","v":3.0134425421829198},{"$f":"IFERROR(IF(OR(M57=\"\",'Combined scenario - input'!$D42=\"\"),\"\",M57/'Combined scenario - input'!$D42),\"\")","v":3.4479643707736352},{"$f":"IFERROR(IF(OR(N57=\"\",'Combined scenario - input'!$D42=\"\"),\"\",N57/'Combined scenario - input'!$D42),\"\")","v":3.9564038253116003},{"$f":"IFERROR(IF(OR(O57=\"\",'Combined scenario - input'!$D42=\"\"),\"\",O57/'Combined scenario - input'!$D42),\"\")","v":4.5439757640005913},{"$f":"IFERROR(IF(OR(P57=\"\",'Combined scenario - input'!$D42=\"\"),\"\",P57/'Combined scenario - input'!$D42),\"\")","v":5.2144460429825852},{"$f":"IFERROR(IF(OR(Q57=\"\",'Combined scenario - input'!$D42=\"\"),\"\",Q57/'Combined scenario - input'!$D42),\"\")","v":5.9700267590187241},{"$f":"IFERROR(IF(OR(R57=\"\",'Combined scenario - input'!$D42=\"\"),\"\",R57/'Combined scenario - input'!$D42),\"\")","v":6.8113482856139189},{"$f":"IFERROR(IF(OR(S57=\"\",'Combined scenario - input'!$D42=\"\"),\"\",S57/'Combined scenario - input'!$D42),\"\")","v":7.7374952379228592},{"$f":"IFERROR(IF(OR(T57=\"\",'Combined scenario - input'!$D42=\"\"),\"\",T57/'Combined scenario - input'!$D42),\"\")","v":8.7460877458735151},{"$f":"IFERROR(IF(OR(U57=\"\",'Combined scenario - input'!$D42=\"\"),\"\",U57/'Combined scenario - input'!$D42),\"\")","v":9.833387013965682},{"$f":"IFERROR(IF(OR(V57=\"\",'Combined scenario - input'!$D42=\"\"),\"\",V57/'Combined scenario - input'!$D42),\"\")","v":10.994405772913783},{"$f":"IFERROR(IF(OR(W57=\"\",'Combined scenario - input'!$D42=\"\"),\"\",W57/'Combined scenario - input'!$D42),\"\")","v":12.223009967396592}]
[{"$f":"IFERROR('Combined scenario - input'!A43,\"\")","v":5},{"$f":"IFERROR('Combined scenario - input'!B43,\"\")","v":"TRANSFORMERS"},{"$f":"IFERROR('Combined scenario - input'!C43,\"\")","v":"kiosk mounted ; < = 22 kv ; > 600 kva ; multiple phase"},{"$f":"IFERROR(repcalc('Combined scenario - input'!$CV43:$GH43,'Combined scenario - input'!$G43,'Combined scenario - input'!$E43,'Combined scenario - input'!$F43,20,TRUE,TRUE),\"\")","v":12.582127767555875},13.287984809437459,14.088485527976157,15.029359582022913,16.161265019004972,17.540369079430103,19.229506822795734,21.299663047138193,23.831411611980158,26.915904109108027,30.655032420978397,35.160487069978032,40.551573649137751,46.951805355893441,54.484433107702053,63.267183108119276,73.406529998799527,84.991835827937209,98.089634200758667,112.73824738919681,{"$f":"IFERROR(IF(OR(D58=\"\",'Combined scenario - input'!$D43=\"\"),\"\",D58/'Combined scenario - input'!$D43),\"\")","v":0.58734025314095772},{"$f":"IFERROR(IF(OR(E58=\"\",'Combined scenario - input'!$D43=\"\"),\"\",E58/'Combined scenario - input'!$D43),\"\")","v":0.62029002612999729},{"$f":"IFERROR(IF(OR(F58=\"\",'Combined scenario - input'!$D43=\"\"),\"\",F58/'Combined scenario - input'!$D43),\"\")","v":0.65765781505663679},{"$f":"IFERROR(IF(OR(G58=\"\",'Combined scenario - input'!$D43=\"\"),\"\",G58/'Combined scenario - input'!$D43),\"\")","v":0.7015783041254684},{"$f":"IFERROR(IF(OR(H58=\"\",'Combined scenario - input'!$D43=\"\"),\"\",H58/'Combined scenario - input'!$D43),\"\")","v":0.75441623727720042},{"$f":"IFERROR(IF(OR(I58=\"\",'Combined scenario - input'!$D43=\"\"),\"\",I58/'Combined scenario - input'!$D43),\"\")","v":0.81879353044429759},{"$f":"IFERROR(IF(OR(J58=\"\",'Combined scenario - input'!$D43=\"\"),\"\",J58/'Combined scenario - input'!$D43),\"\")","v":0.89764335680963858},{"$f":"IFERROR(IF(OR(K58=\"\",'Combined scenario - input'!$D43=\"\"),\"\",K58/'Combined scenario - input'!$D43),\"\")","v":0.99427932358005222},{"$f":"IFERROR(IF(OR(L58=\"\",'Combined scenario - input'!$D43=\"\"),\"\",L58/'Combined scenario - input'!$D43),\"\")","v":1.1124626603283796},{"$f":"IFERROR(IF(OR(M58=\"\",'Combined scenario - input'!$D43=\"\"),\"\",M58/'Combined scenario - input'!$D43),\"\")","v":1.2564483706583889},{"$f":"IFERROR(IF(OR(N58=\"\",'Combined scenario - input'!$D43=\"\"),\"\",N58/'Combined scenario - input'!$D43),\"\")","v":1.4309928205155433},{"$f":"IFERROR(IF(OR(O58=\"\",'Combined scenario - input'!$D43=\"\"),\"\",O58/'Combined scenario - input'!$D43),\"\")","v":1.6413097814418263},{"$f":"IFERROR(IF(OR(P58=\"\",'Combined scenario - input'!$D43=\"\"),\"\",P58/'Combined scenario - input'!$D43),\"\")","v":1.8929685004283983},{"$f":"IFERROR(IF(OR(Q58=\"\",'Combined scenario - input'!$D43=\"\"),\"\",Q58/'Combined scenario - input'!$D43),\"\")","v":2.1917346376234024},{"$f":"IFERROR(IF(OR(R58=\"\",'Combined scenario - input'!$D43=\"\"),\"\",R58/'Combined scenario - input'!$D43),\"\")","v":2.5433616098094665},{"$f":"IFERROR(IF(OR(S58=\"\",'Combined scenario - input'!$D43=\"\"),\"\",S58/'Combined scenario - input'!$D43),\"\")","v":2.9533449372574956},{"$f":"IFERROR(IF(OR(T58=\"\",'Combined scenario - input'!$D43=\"\"),\"\",T58/'Combined scenario - input'!$D43),\"\")","v":3.4266549114903313},{"$f":"IFERROR(IF(OR(U58=\"\",'Combined scenario - input'!$D43=\"\"),\"\",U58/'Combined scenario - input'!$D43),\"\")","v":3.9674629992882622},{"$f":"IFERROR(IF(OR(V58=\"\",'Combined scenario - input'!$D43=\"\"),\"\",V58/'Combined scenario - input'!$D43),\"\")","v":4.5788750238679921},{"$f":"IFERROR(IF(OR(W58=\"\",'Combined scenario - input'!$D43=\"\"),\"\",W58/'Combined scenario - input'!$D43),\"\")","v":5.2626798887690374}]
[{"$f":"IFERROR('Combined scenario - input'!A44,\"\")","v":5},{"$f":"IFERROR('Combined scenario - input'!B44,\"\")","v":"TRANSFORMERS"},{"$f":"IFERROR('Combined scenario - input'!C44,\"\")","v":"pole mounted ; < = 22 kv ; < = 60 kva ; multiple phase"},{"$f":"IFERROR(repcalc('Combined scenario - input'!$CV44:$GH44,'Combined scenario - input'!$G44,'Combined scenario - input'!$E44,'Combined scenario - input'!$F44,20,TRUE,TRUE),\"\")","v":16.53922168385666},17.669795390459925,18.809902484515643,19.968682147795757,21.158428799826233,22.394301285399013,23.693778138293656,25.075806763409293,26.559622254096684,28.163257841493945,29.90182728286597,31.785719237345109,33.818892031577676,35.997481895404093,38.308929862793271,40.731788921844192,43.236297410734942,45.785707507296706,48.338254334975595,50.849559274824465,{"$f":"IFERROR(IF(OR(D59=\"\",'Combined scenario - input'!$D44=\"\"),\"\",D59/'Combined scenario - input'!$D44),\"\")","v":1.2470837919492539},{"$f":"IFERROR(IF(OR(E59=\"\",'Combined scenario - input'!$D44=\"\"),\"\",E59/'Combined scenario - input'!$D44),\"\")","v":1.3323308593179135},{"$f":"IFERROR(IF(OR(F59=\"\",'Combined scenario - input'!$D44=\"\"),\"\",F59/'Combined scenario - input'!$D44),\"\")","v":1.4182967593621112},{"$f":"IFERROR(IF(OR(G59=\"\",'Combined scenario - input'!$D44=\"\"),\"\",G59/'Combined scenario - input'!$D44),\"\")","v":1.5056706010180065},{"$f":"IFERROR(IF(OR(H59=\"\",'Combined scenario - input'!$D44=\"\"),\"\",H59/'Combined scenario - input'!$D44),\"\")","v":1.5953794031995079},{"$f":"IFERROR(IF(OR(I59=\"\",'Combined scenario - input'!$D44=\"\"),\"\",I59/'Combined scenario - input'!$D44),\"\")","v":1.6885661670711234},{"$f":"IFERROR(IF(OR(J59=\"\",'Combined scenario - input'!$D44=\"\"),\"\",J59/'Combined scenario - input'!$D44),\"\")","v":1.7865488020605256},{"$f":"IFERROR(IF(OR(K59=\"\",'Combined scenario - input'!$D44=\"\"),\"\",K59/'Combined scenario - input'!$D44),\"\")","v":1.8907559728292611},{"$f":"IFERROR(IF(OR(L59=\"\",'Combined scenario - input'!$D44=\"\"),\"\",L59/'Combined scenario - input'!$D44),\"\")","v":2.002638036208678},{"$f":"IFERROR(IF(OR(M59=\"\",'Combined scenario - input'!$D44=\"\"),\"\",M59/'Combined scenario - input'!$D44),\"\")","v":2.1235547266952768},{"$f":"IFERROR(IF(OR(N59=\"\",'Combined scenario - input'!$D44=\"\"),\"\",N59/'Combined scenario - input'!$D44),\"\")","v":2.2546456457818485},{"$f":"IFERROR(IF(OR(O59=\"\",'Combined scenario - input'!$D44=\"\"),\"\",O59/'Combined scenario - input'!$D44),\"\")","v":2.3966941149977652},{"$f":"IFERROR(IF(OR(P59=\"\",'Combined scenario - input'!$D44=\"\"),\"\",P59/'Combined scenario - input'!$D44),\"\")","v":2.5499985985088882},{"$f":"IFERROR(IF(OR(Q59=\"\",'Combined scenario - input'!$D44=\"\"),\"\",Q59/'Combined scenario - input'!$D44),\"\")","v":2.7142677618598281},{"$f":"IFERROR(IF(OR(R59=\"\",'Combined scenario - input'!$D44=\"\"),\"\",R59/'Combined scenario - input'!$D44),\"\")","v":2.8885546389066885},{"$f":"IFERROR(IF(OR(S59=\"\",'Combined scenario - input'!$D44=\"\"),\"\",S59/'Combined scenario - input'!$D44),\"\")","v":3.0712420906184583},{"$f":"IFERROR(IF(OR(T59=\"\",'Combined scenario - input'!$D44=\"\"),\"\",T59/'Combined scenario - input'!$D44),\"\")","v":3.2600860400494973},{"$f":"IFERROR(IF(OR(U59=\"\",'Combined scenario - input'!$D44=\"\"),\"\",U59/'Combined scenario - input'!$D44),\"\")","v":3.4523156425801407},{"$f":"IFERROR(IF(OR(V59=\"\",'Combined scenario - input'!$D44=\"\"),\"\",V59/'Combined scenario - input'!$D44),\"\")","v":3.6447817596584837},{"$f":"IFERROR(IF(OR(W59=\"\",'Combined scenario - input'!$D44=\"\"),\"\",W59/'Combined scenario - input'!$D44),\"\")","v":3.8341381723719348}]
[{"$f":"IFERROR('Combined scenario - input'!A45,\"\")","v":5},{"$f":"IFERROR('Combined scenario - input'!B45,\"\")","v":"TRANSFORMERS"},{"$f":"IFERROR('Combined scenario - input'!C45,\"\")","v":"pole mounted ; < = 22 kv ; < = 60 kva ; single phase"},{"$f":"IFERROR(repcalc('Combined scenario - input'!$CV45:$GH45,'Combined scenario - input'!$G45,'Combined scenario - input'!$E45,'Combined scenario - input'!$F45,20,TRUE,TRUE),\"\")","v":34.8020501055531},39.062290505979092,43.713235228567768,48.781807352505069,54.289746216537104,60.249860036216987,66.661849851412526,73.507998084048026,80.74911124835559,88.321179971065945,96.133252457321163,104.06699396854788,111.9783147085947,119.70129090002638,127.05438919464044,133.84875466407351,139.89806834370484,145.02925732435477,149.09318336766856,151.97437246211319,{"$f":"IFERROR(IF(OR(D60=\"\",'Combined scenario - input'!$D45=\"\"),\"\",D60/'Combined scenario - input'!$D45),\"\")","v":5.8928238143951317},{"$f":"IFERROR(IF(OR(E60=\"\",'Combined scenario - input'!$D45=\"\"),\"\",E60/'Combined scenario - input'!$D45),\"\")","v":6.6141849414131277},{"$f":"IFERROR(IF(OR(F60=\"\",'Combined scenario - input'!$D45=\"\"),\"\",F60/'Combined scenario - input'!$D45),\"\")","v":7.4017017037182526},{"$f":"IFERROR(IF(OR(G60=\"\",'Combined scenario - input'!$D45=\"\"),\"\",G60/'Combined scenario - input'!$D45),\"\")","v":8.2599328259173213},{"$f":"IFERROR(IF(OR(H60=\"\",'Combined scenario - input'!$D45=\"\"),\"\",H60/'Combined scenario - input'!$D45),\"\")","v":9.192559300730121},{"$f":"IFERROR(IF(OR(I60=\"\",'Combined scenario - input'!$D45=\"\"),\"\",I60/'Combined scenario - input'!$D45),\"\")","v":10.201749866992509},{"$f":"IFERROR(IF(OR(J60=\"\",'Combined scenario - input'!$D45=\"\"),\"\",J60/'Combined scenario - input'!$D45),\"\")","v":11.287453903566329},{"$f":"IFERROR(IF(OR(K60=\"\",'Combined scenario - input'!$D45=\"\"),\"\",K60/'Combined scenario - input'!$D45),\"\")","v":12.446671398506846},{"$f":"IFERROR(IF(OR(L60=\"\",'Combined scenario - input'!$D45=\"\"),\"\",L60/'Combined scenario - input'!$D45),\"\")","v":13.67276595236053},{"$f":"IFERROR(IF(OR(M60=\"\",'Combined scenario - input'!$D45=\"\"),\"\",M60/'Combined scenario - input'!$D45),\"\")","v":14.954899239281588},{"$f":"IFERROR(IF(OR(N60=\"\",'Combined scenario - input'!$D45=\"\"),\"\",N60/'Combined scenario - input'!$D45),\"\")","v":16.277670933683588},{"$f":"IFERROR(IF(OR(O60=\"\",'Combined scenario - input'!$D45=\"\"),\"\",O60/'Combined scenario - input'!$D45),\"\")","v":17.621044119252105},{"$f":"IFERROR(IF(OR(P60=\"\",'Combined scenario - input'!$D45=\"\"),\"\",P60/'Combined scenario - input'!$D45),\"\")","v":18.960620929206389},{"$f":"IFERROR(IF(OR(Q60=\"\",'Combined scenario - input'!$D45=\"\"),\"\",Q60/'Combined scenario - input'!$D45),\"\")","v":20.268306478788812},{"$f":"IFERROR(IF(OR(R60=\"\",'Combined scenario - input'!$D45=\"\"),\"\",R60/'Combined scenario - input'!$D45),\"\")","v":21.513362807616293},{"$f":"IFERROR(IF(OR(S60=\"\",'Combined scenario - input'!$D45=\"\"),\"\",S60/'Combined scenario - input'!$D45),\"\")","v":22.66381223575474},{"$f":"IFERROR(IF(OR(T60=\"\",'Combined scenario - input'!$D45=\"\"),\"\",T60/'Combined scenario - input'!$D45),\"\")","v":23.688106482902832},{"$f":"IFERROR(IF(OR(U60=\"\",'Combined scenario - input'!$D45=\"\"),\"\",U60/'Combined scenario - input'!$D45),\"\")","v":24.556940144414948},{"$f":"IFERROR(IF(OR(V60=\"\",'Combined scenario - input'!$D45=\"\"),\"\",V60/'Combined scenario - input'!$D45),\"\")","v":25.245060530867665},{"$f":"IFERROR(IF(OR(W60=\"\",'Combined scenario - input'!$D45=\"\"),\"\",W60/'Combined scenario - input'!$D45),\"\")","v":25.732915115813793}]
[{"$f":"IFERROR('Combined scenario - input'!A46,\"\")","v":5},{"$f":"IFERROR('Combined scenario - input'!B46,\"\")","v":"TRANSFORMERS"},{"$f":"IFERROR('Combined scenario - input'!C46,\"\")","v":"pole mounted ; < = 22 kv ; > 60 kva and < = 600 kva ; multiple phase"},{"$f":"IFERROR(repcalc('Combined scenario - input'!$CV46:$GH46,'Combined scenario - input'!$G46,'Combined scenario - input'!$E46,'Combined scenario - input'!$F46,20,TRUE,TRUE),\"\")","v":384.76190529454595},404.33848949733573,424.6637169384328,445.03254416795386,464.97273762639793,484.20139691357184,502.59221946146374,520.14791478257951,536.97358054100414,553.24857703769169,569.19621503567964,585.05217906426492,601.03386290615038,617.31356285542211,633.99867990203143,651.1217090136081,668.64189373546742,686.4591148768485,704.43903787361774,722.44697913250968,{"$f":"IFERROR(IF(OR(D61=\"\",'Combined scenario - input'!$D46=\"\"),\"\",D61/'Combined scenario - input'!$D46),\"\")","v":18.906901645210944},{"$f":"IFERROR(IF(OR(E61=\"\",'Combined scenario - input'!$D46=\"\"),\"\",E61/'Combined scenario - input'!$D46),\"\")","v":19.868879811391377},{"$f":"IFERROR(IF(OR(F61=\"\",'Combined scenario - input'!$D46=\"\"),\"\",F61/'Combined scenario - input'!$D46),\"\")","v":20.867645725733084},{"$f":"IFERROR(IF(OR(G61=\"\",'Combined scenario - input'!$D46=\"\"),\"\",G61/'Combined scenario - input'!$D46),\"\")","v":21.868554099866525},{"$f":"IFERROR(IF(OR(H61=\"\",'Combined scenario - input'!$D46=\"\"),\"\",H61/'Combined scenario - input'!$D46),\"\")","v":22.848399742892621},{"$f":"IFERROR(IF(OR(I61=\"\",'Combined scenario - input'!$D46=\"\"),\"\",I61/'Combined scenario - input'!$D46),\"\")","v":23.793281148533751},{"$f":"IFERROR(IF(OR(J61=\"\",'Combined scenario - input'!$D46=\"\"),\"\",J61/'Combined scenario - input'!$D46),\"\")","v":24.696991906544824},{"$f":"IFERROR(IF(OR(K61=\"\",'Combined scenario - input'!$D46=\"\"),\"\",K61/'Combined scenario - input'!$D46),\"\")","v":25.559665160269173},{"$f":"IFERROR(IF(OR(L61=\"\",'Combined scenario - input'!$D46=\"\"),\"\",L61/'Combined scenario - input'!$D46),\"\")","v":26.386465327417213},{"$f":"IFERROR(IF(OR(M61=\"\",'Combined scenario - input'!$D46=\"\"),\"\",M61/'Combined scenario - input'!$D46),\"\")","v":27.18620603408479},{"$f":"IFERROR(IF(OR(N61=\"\",'Combined scenario - input'!$D46=\"\"),\"\",N61/'Combined scenario - input'!$D46),\"\")","v":27.969860597991175},{"$f":"IFERROR(IF(OR(O61=\"\",'Combined scenario - input'!$D46=\"\"),\"\",O61/'Combined scenario - input'!$D46),\"\")","v":28.749010374133825},{"$f":"IFERROR(IF(OR(P61=\"\",'Combined scenario - input'!$D46=\"\"),\"\",P61/'Combined scenario - input'!$D46),\"\")","v":29.534337924406948},{"$f":"IFERROR(IF(OR(Q61=\"\",'Combined scenario - input'!$D46=\"\"),\"\",Q61/'Combined scenario - input'!$D46),\"\")","v":30.334309755087009},{"$f":"IFERROR(IF(OR(R61=\"\",'Combined scenario - input'!$D46=\"\"),\"\",R61/'Combined scenario - input'!$D46),\"\")","v":31.154203467531275},{"$f":"IFERROR(IF(OR(S61=\"\",'Combined scenario - input'!$D46=\"\"),\"\",S61/'Combined scenario - input'!$D46),\"\")","v":31.995615839249389},{"$f":"IFERROR(IF(OR(T61=\"\",'Combined scenario - input'!$D46=\"\"),\"\",T61/'Combined scenario - input'!$D46),\"\")","v":32.85654412966457},{"$f":"IFERROR(IF(OR(U61=\"\",'Combined scenario - input'!$D46=\"\"),\"\",U61/'Combined scenario - input'!$D46),\"\")","v":33.732068559384771},{"$f":"IFERROR(IF(OR(V61=\"\",'Combined scenario - input'!$D46=\"\"),\"\",V61/'Combined scenario - input'!$D46),\"\")","v":34.615588032104256},{"$f":"IFERROR(IF(OR(W61=\"\",'Combined scenario - input'!$D46=\"\"),\"\",W61/'Combined scenario - input'!$D46),\"\")","v":35.500484300496431}]
[{"$f":"IFERROR('Combined scenario - input'!A47,\"\")","v":5},{"$f":"IFERROR('Combined scenario - input'!B47,\"\")","v":"TRANSFORMERS"},{"$f":"IFERROR('Combined scenario - input'!C47,\"\")","v":"pole mounted ; < = 22 kv ; > 60 kva and < = 600 kva ; single phase"},{"$f":"IFERROR(repcalc('Combined scenario - input'!$CV47:$GH47,'Combined scenario - input'!$G47,'Combined scenario - input'!$E47,'Combined scenario - input'!$F47,20,TRUE,TRUE),\"\")","v":2.439341933855963},2.2550621870229639,2.0511570202968219,1.8418722709866473,1.6416159719004735,1.4641787881264172,1.322178665809794,1.2267627123722933,1.1875561072203653,1.212811708556939,1.309689587392332,1.4845846533135241,1.7434219523053973,2.0918505950121515,2.5352855212926815,3.0787685903636,3.7266446086840972,4.4820722080730278,5.3464124223643914,6.3185575154871731,{"$f":"IFERROR(IF(OR(D62=\"\",'Combined scenario - input'!$D47=\"\"),\"\",D62/'Combined scenario - input'!$D47),\"\")","v":0.15776492324106081},{"$f":"IFERROR(IF(OR(E62=\"\",'Combined scenario - input'!$D47=\"\"),\"\",E62/'Combined scenario - input'!$D47),\"\")","v":0.14584659407593487},{"$f":"IFERROR(IF(OR(F62=\"\",'Combined scenario - input'!$D47=\"\"),\"\",F62/'Combined scenario - input'!$D47),\"\")","v":0.13265898698792217},{"$f":"IFERROR(IF(OR(G62=\"\",'Combined scenario - input'!$D47=\"\"),\"\",G62/'Combined scenario - input'!$D47),\"\")","v":0.11912345432963189},{"$f":"IFERROR(IF(OR(H62=\"\",'Combined scenario - input'!$D47=\"\"),\"\",H62/'Combined scenario - input'!$D47),\"\")","v":0.10617183847972594},{"$f":"IFERROR(IF(OR(I62=\"\",'Combined scenario - input'!$D47=\"\"),\"\",I62/'Combined scenario - input'!$D47),\"\")","v":9.46960534371699E-2},{"$f":"IFERROR(IF(OR(J62=\"\",'Combined scenario - input'!$D47=\"\"),\"\",J62/'Combined scenario - input'!$D47),\"\")","v":8.551216737077881E-2},{"$f":"IFERROR(IF(OR(K62=\"\",'Combined scenario - input'!$D47=\"\"),\"\",K62/'Combined scenario - input'!$D47),\"\")","v":7.9341121663281527E-2},{"$f":"IFERROR(IF(OR(L62=\"\",'Combined scenario - input'!$D47=\"\"),\"\",L62/'Combined scenario - input'!$D47),\"\")","v":7.6805426701255869E-2},{"$f":"IFERROR(IF(OR(M62=\"\",'Combined scenario - input'!$D47=\"\"),\"\",M62/'Combined scenario - input'!$D47),\"\")","v":7.8438837725340146E-2},{"$f":"IFERROR(IF(OR(N62=\"\",'Combined scenario - input'!$D47=\"\"),\"\",N62/'Combined scenario - input'!$D47),\"\")","v":8.4704433747814389E-2},{"$f":"IFERROR(IF(OR(O62=\"\",'Combined scenario - input'!$D47=\"\"),\"\",O62/'Combined scenario - input'!$D47),\"\")","v":9.6015806814189267E-2},{"$f":"IFERROR(IF(OR(P62=\"\",'Combined scenario - input'!$D47=\"\"),\"\",P62/'Combined scenario - input'!$D47),\"\")","v":0.11275616044834592},{"$f":"IFERROR(IF(OR(Q62=\"\",'Combined scenario - input'!$D47=\"\"),\"\",Q62/'Combined scenario - input'!$D47),\"\")","v":0.13529085200129484},{"$f":"IFERROR(IF(OR(R62=\"\",'Combined scenario - input'!$D47=\"\"),\"\",R62/'Combined scenario - input'!$D47),\"\")","v":0.16397009378207594},{"$f":"IFERROR(IF(OR(S62=\"\",'Combined scenario - input'!$D47=\"\"),\"\",S62/'Combined scenario - input'!$D47),\"\")","v":0.19911996903521562},{"$f":"IFERROR(IF(OR(T62=\"\",'Combined scenario - input'!$D47=\"\"),\"\",T62/'Combined scenario - input'!$D47),\"\")","v":0.2410214789799435},{"$f":"IFERROR(IF(OR(U62=\"\",'Combined scenario - input'!$D47=\"\"),\"\",U62/'Combined scenario - input'!$D47),\"\")","v":0.2898789087554326},{"$f":"IFERROR(IF(OR(V62=\"\",'Combined scenario - input'!$D47=\"\"),\"\",V62/'Combined scenario - input'!$D47),\"\")","v":0.34578028349476048},{"$f":"IFERROR(IF(OR(W62=\"\",'Combined scenario - input'!$D47=\"\"),\"\",W62/'Combined scenario - input'!$D47),\"\")","v":0.40865396014789418}]
[{"$f":"IFERROR('Combined scenario - input'!A48,\"\")","v":5},{"$f":"IFERROR('Combined scenario - input'!B48,\"\")","v":"TRANSFORMERS"},{"$f":"IFERROR('Combined scenario - input'!C48,\"\")","v":"pole mounted ; < = 22 kv ; > 600 kva ; multiple phase"},{"$f":"IFERROR(repcalc('Combined scenario - input'!$CV48:$GH48,'Combined scenario - input'!$G48,'Combined scenario - input'!$E48,'Combined scenario - input'!$F48,20,TRUE,TRUE),\"\")","v":1.7598393463172797},1.7920293269208725,1.7922760198807728,1.7605662316614916,1.6985859725364192,1.6095719333142977,1.4980314788715319,1.3693648679790962,1.2294337229587768,1.0841235374043203,0.9389450450287532,0.79871054256970042,0.66730861020608767,0.54758641270204944,0.44133519800184301,0.34936362571306701,0.27163635123036645,0.20745226136395148,0.15563757236848297,0.11473278965681331,{"$f":"IFERROR(IF(OR(D63=\"\",'Combined scenario - input'!$D48=\"\"),\"\",D63/'Combined scenario - input'!$D48),\"\")","v":8.6477140731283236E-2},{"$f":"IFERROR(IF(OR(E63=\"\",'Combined scenario - input'!$D48=\"\"),\"\",E63/'Combined scenario - input'!$D48),\"\")","v":8.8058931414972327E-2},{"$f":"IFERROR(IF(OR(F63=\"\",'Combined scenario - input'!$D48=\"\"),\"\",F63/'Combined scenario - input'!$D48),\"\")","v":8.8071053715712652E-2},{"$f":"IFERROR(IF(OR(G63=\"\",'Combined scenario - input'!$D48=\"\"),\"\",G63/'Combined scenario - input'!$D48),\"\")","v":8.6512859313401816E-2},{"$f":"IFERROR(IF(OR(H63=\"\",'Combined scenario - input'!$D48=\"\"),\"\",H63/'Combined scenario - input'!$D48),\"\")","v":8.3467197445381516E-2},{"$f":"IFERROR(IF(OR(I63=\"\",'Combined scenario - input'!$D48=\"\"),\"\",I63/'Combined scenario - input'!$D48),\"\")","v":7.9093116587955592E-2},{"$f":"IFERROR(IF(OR(J63=\"\",'Combined scenario - input'!$D48=\"\"),\"\",J63/'Combined scenario - input'!$D48),\"\")","v":7.3612105155711302E-2},{"$f":"IFERROR(IF(OR(K63=\"\",'Combined scenario - input'!$D48=\"\"),\"\",K63/'Combined scenario - input'!$D48),\"\")","v":6.7289527676780217E-2},{"$f":"IFERROR(IF(OR(L63=\"\",'Combined scenario - input'!$D48=\"\"),\"\",L63/'Combined scenario - input'!$D48),\"\")","v":6.041341972639569E-2},{"$f":"IFERROR(IF(OR(M63=\"\",'Combined scenario - input'!$D48=\"\"),\"\",M63/'Combined scenario - input'!$D48),\"\")","v":5.3272989895583107E-2},{"$f":"IFERROR(IF(OR(N63=\"\",'Combined scenario - input'!$D48=\"\"),\"\",N63/'Combined scenario - input'!$D48),\"\")","v":4.6139031365453741E-2},{"$f":"IFERROR(IF(OR(O63=\"\",'Combined scenario - input'!$D48=\"\"),\"\",O63/'Combined scenario - input'!$D48),\"\")","v":3.9248016665782051E-2},{"$f":"IFERROR(IF(OR(P63=\"\",'Combined scenario - input'!$D48=\"\"),\"\",P63/'Combined scenario - input'!$D48),\"\")","v":3.2791027610985665E-2},{"$f":"IFERROR(IF(OR(Q63=\"\",'Combined scenario - input'!$D48=\"\"),\"\",Q63/'Combined scenario - input'!$D48),\"\")","v":2.6907971669611893E-2},{"$f":"IFERROR(IF(OR(R63=\"\",'Combined scenario - input'!$D48=\"\"),\"\",R63/'Combined scenario - input'!$D48),\"\")","v":2.1686869376537583E-2},{"$f":"IFERROR(IF(OR(S63=\"\",'Combined scenario - input'!$D48=\"\"),\"\",S63/'Combined scenario - input'!$D48),\"\")","v":1.7167457637768588E-2},{"$f":"IFERROR(IF(OR(T63=\"\",'Combined scenario - input'!$D48=\"\"),\"\",T63/'Combined scenario - input'!$D48),\"\")","v":1.3347999646807326E-2},{"$f":"IFERROR(IF(OR(U63=\"\",'Combined scenario - input'!$D48=\"\"),\"\",U63/'Combined scenario - input'!$D48),\"\")","v":1.0194043245217351E-2},{"$f":"IFERROR(IF(OR(V63=\"\",'Combined scenario - input'!$D48=\"\"),\"\",V63/'Combined scenario - input'!$D48),\"\")","v":7.6479096100162177E-3},{"$f":"IFERROR(IF(OR(W63=\"\",'Combined scenario - input'!$D48=\"\"),\"\",W63/'Combined scenario - input'!$D48),\"\")","v":5.6378803090223542E-3}]
[{"$f":"IFERROR('Combined scenario - input'!A49,\"\")","v":6},{"$f":"IFERROR('Combined scenario - input'!B49,\"\")","v":"UNDERGROUND CABLES"},{"$f":"IFERROR('Combined scenario - input'!C49,\"\")","v":"˂ = 1 kv"},{"$f":"IFERROR(repcalc('Combined scenario - input'!$CV49:$GH49,'Combined scenario - input'!$G49,'Combined scenario - input'!$E49,'Combined scenario - input'!$F49,20,TRUE,TRUE),\"\")","v":59.700914849991058},59.216459345124292,59.322680301188711,60.071406938753185,61.529746633090305,63.788964600842412,66.972747386731001,71.244330876646174,76.812056365247159,83.933020106103172,92.91460001031605,104.11377744690793,117.93432354764272,134.82208869711349,155.25881892244445,179.75511659475285,208.84335138184701,243.07148951816595,282.99891739635632,329.19535743837014,{"$f":"IFERROR(IF(OR(D64=\"\",'Combined scenario - input'!$D49=\"\"),\"\",D64/'Combined scenario - input'!$D49),\"\")","v":0.18474421761474938},{"$f":"IFERROR(IF(OR(E64=\"\",'Combined scenario - input'!$D49=\"\"),\"\",E64/'Combined scenario - input'!$D49),\"\")","v":0.18324507219226038},{"$f":"IFERROR(IF(OR(F64=\"\",'Combined scenario - input'!$D49=\"\"),\"\",F64/'Combined scenario - input'!$D49),\"\")","v":0.18357377247217602},{"$f":"IFERROR(IF(OR(G64=\"\",'Combined scenario - input'!$D49=\"\"),\"\",G64/'Combined scenario - input'!$D49),\"\")","v":0.18589070374888644},{"$f":"IFERROR(IF(OR(H64=\"\",'Combined scenario - input'!$D49=\"\"),\"\",H64/'Combined scenario - input'!$D49),\"\")","v":0.19040352949910835},{"$f":"IFERROR(IF(OR(I64=\"\",'Combined scenario - input'!$D49=\"\"),\"\",I64/'Combined scenario - input'!$D49),\"\")","v":0.19739466953309745},{"$f":"IFERROR(IF(OR(J64=\"\",'Combined scenario - input'!$D49=\"\"),\"\",J64/'Combined scenario - input'!$D49),\"\")","v":0.20724687131781402},{"$f":"IFERROR(IF(OR(K64=\"\",'Combined scenario - input'!$D49=\"\"),\"\",K64/'Combined scenario - input'!$D49),\"\")","v":0.22046526758198079},{"$f":"IFERROR(IF(OR(L64=\"\",'Combined scenario - input'!$D49=\"\"),\"\",L64/'Combined scenario - input'!$D49),\"\")","v":0.23769456954276039},{"$f":"IFERROR(IF(OR(M64=\"\",'Combined scenario - input'!$D49=\"\"),\"\",M64/'Combined scenario - input'!$D49),\"\")","v":0.25973036042256531},{"$f":"IFERROR(IF(OR(N64=\"\",'Combined scenario - input'!$D49=\"\"),\"\",N64/'Combined scenario - input'!$D49),\"\")","v":0.28752381981121006},{"$f":"IFERROR(IF(OR(O64=\"\",'Combined scenario - input'!$D49=\"\"),\"\",O64/'Combined scenario - input'!$D49),\"\")","v":0.32217962498020286},{"$f":"IFERROR(IF(OR(P64=\"\",'Combined scenario - input'!$D49=\"\"),\"\",P64/'Combined scenario - input'!$D49),\"\")","v":0.36494724391542938},{"$f":"IFERROR(IF(OR(Q64=\"\",'Combined scenario - input'!$D49=\"\"),\"\",Q64/'Combined scenario - input'!$D49),\"\")","v":0.41720635866500971},{"$f":"IFERROR(IF(OR(R64=\"\",'Combined scenario - input'!$D49=\"\"),\"\",R64/'Combined scenario - input'!$D49),\"\")","v":0.48044773018451226},{"$f":"IFERROR(IF(OR(S64=\"\",'Combined scenario - input'!$D49=\"\"),\"\",S64/'Combined scenario - input'!$D49),\"\")","v":0.55625141525868327},{"$f":"IFERROR(IF(OR(T64=\"\",'Combined scenario - input'!$D49=\"\"),\"\",T64/'Combined scenario - input'!$D49),\"\")","v":0.64626482947584662},{"$f":"IFERROR(IF(OR(U64=\"\",'Combined scenario - input'!$D49=\"\"),\"\",U64/'Combined scenario - input'!$D49),\"\")","v":0.75218365193095604},{"$f":"IFERROR(IF(OR(V64=\"\",'Combined scenario - input'!$D49=\"\"),\"\",V64/'Combined scenario - input'!$D49),\"\")","v":0.87573890134815524},{"$f":"IFERROR(IF(OR(W64=\"\",'Combined scenario - input'!$D49=\"\"),\"\",W64/'Combined scenario - input'!$D49),\"\")","v":1.0186935812486726}]
[{"$f":"IFERROR('Combined scenario - input'!A50,\"\")","v":6},{"$f":"IFERROR('Combined scenario - input'!B50,\"\")","v":"UNDERGROUND CABLES"},{"$f":"IFERROR('Combined scenario - input'!C50,\"\")","v":"> 1 kv & < = 11 kv"},{"$f":"IFERROR(repcalc('Combined scenario - input'!$CV50:$GH50,'Combined scenario - input'!$G50,'Combined scenario - input'!$E50,'Combined scenario - input'!$F50,20,TRUE,TRUE),\"\")","v":45.561124493189695},52.812810483553861,60.671652815202663,69.094950981359062,78.027542028661131,87.40452975641881,97.154877457672697,107.20564297930444,117.48654697201721,127.93449789292967,138.49766051948882,149.1386559250015,159.83652394124195,170.58716354779688,181.40208708378498,192.30547089780984,203.32964464705387,214.50931830452885,225.87498390936636,237.4460334276304,{"$f":"IFERROR(IF(OR(D65=\"\",'Combined scenario - input'!$D50=\"\"),\"\",D65/'Combined scenario - input'!$D50),\"\")","v":7.2326442580207317E-2},{"$f":"IFERROR(IF(OR(E65=\"\",'Combined scenario - input'!$D50=\"\"),\"\",E65/'Combined scenario - input'!$D50),\"\")","v":8.3838200822042769E-2},{"$f":"IFERROR(IF(OR(F65=\"\",'Combined scenario - input'!$D50=\"\"),\"\",F65/'Combined scenario - input'!$D50),\"\")","v":9.6313795201454153E-2},{"$f":"IFERROR(IF(OR(G65=\"\",'Combined scenario - input'!$D50=\"\"),\"\",G65/'Combined scenario - input'!$D50),\"\")","v":0.10968544039079846},{"$f":"IFERROR(IF(OR(H65=\"\",'Combined scenario - input'!$D50=\"\"),\"\",H65/'Combined scenario - input'!$D50),\"\")","v":0.12386556743247711},{"$f":"IFERROR(IF(OR(I65=\"\",'Combined scenario - input'!$D50=\"\"),\"\",I65/'Combined scenario - input'!$D50),\"\")","v":0.13875115623238371},{"$f":"IFERROR(IF(OR(J65=\"\",'Combined scenario - input'!$D50=\"\"),\"\",J65/'Combined scenario - input'!$D50),\"\")","v":0.15422943889103949},{"$f":"IFERROR(IF(OR(K65=\"\",'Combined scenario - input'!$D50=\"\"),\"\",K65/'Combined scenario - input'!$D50),\"\")","v":0.1701846226902472},{"$f":"IFERROR(IF(OR(L65=\"\",'Combined scenario - input'!$D50=\"\"),\"\",L65/'Combined scenario - input'!$D50),\"\")","v":0.18650514200518886},{"$f":"IFERROR(IF(OR(M65=\"\",'Combined scenario - input'!$D50=\"\"),\"\",M65/'Combined scenario - input'!$D50),\"\")","v":0.20309084156304663},{"$f":"IFERROR(IF(OR(N65=\"\",'Combined scenario - input'!$D50=\"\"),\"\",N65/'Combined scenario - input'!$D50),\"\")","v":0.21985943504430328},{"$f":"IFERROR(IF(OR(O65=\"\",'Combined scenario - input'!$D50=\"\"),\"\",O65/'Combined scenario - input'!$D50),\"\")","v":0.23675158491448708},{"$f":"IFERROR(IF(OR(P65=\"\",'Combined scenario - input'!$D50=\"\"),\"\",P65/'Combined scenario - input'!$D50),\"\")","v":0.25373401775419691},{"$f":"IFERROR(IF(OR(Q65=\"\",'Combined scenario - input'!$D50=\"\"),\"\",Q65/'Combined scenario - input'!$D50),\"\")","v":0.27080022335937731},{"$f":"IFERROR(IF(OR(R65=\"\",'Combined scenario - input'!$D50=\"\"),\"\",R65/'Combined scenario - input'!$D50),\"\")","v":0.28796847710280493},{"$f":"IFERROR(IF(OR(S65=\"\",'Combined scenario - input'!$D50=\"\"),\"\",S65/'Combined scenario - input'!$D50),\"\")","v":0.30527715796016414},{"$f":"IFERROR(IF(OR(T65=\"\",'Combined scenario - input'!$D50=\"\"),\"\",T65/'Combined scenario - input'!$D50),\"\")","v":0.3227775879547774},{"$f":"IFERROR(IF(OR(U65=\"\",'Combined scenario - input'!$D50=\"\"),\"\",U65/'Combined scenario - input'!$D50),\"\")","v":0.34052486776508334},{"$f":"IFERROR(IF(OR(V65=\"\",'Combined scenario - input'!$D50=\"\"),\"\",V65/'Combined scenario - input'!$D50),\"\")","v":0.35856740227006451},{"$f":"IFERROR(IF(OR(W65=\"\",'Combined scenario - input'!$D50=\"\"),\"\",W65/'Combined scenario - input'!$D50),\"\")","v":0.3769359754316105}]
[{"$f":"IFERROR('Combined scenario - input'!A51,\"\")","v":6},{"$f":"IFERROR('Combined scenario - input'!B51,\"\")","v":"UNDERGROUND CABLES"},{"$f":"IFERROR('Combined scenario - input'!C51,\"\")","v":"> 11 kv & < = 22 kv"},{"$f":"IFERROR(repcalc('Combined scenario - input'!$CV51:$GH51,'Combined scenario - input'!$G51,'Combined scenario - input'!$E51,'Combined scenario - input'!$F51,20,TRUE,TRUE),\"\")","v":309.68975770473276},318.54501110134561,324.53720403510357,327.57927589680259,327.70431173605823,325.07165872557437,319.96695102919728,312.79589067011796,304.07204982514628,294.39935072089168,284.45020875651198,274.94056678768595,266.60318905603219,260.16061973642911,256.29915277341843,255.64502503282009,258.74385784388051,266.0441582723027,277.88547402735179,294.4915923137508,{"$f":"IFERROR(IF(OR(D66=\"\",'Combined scenario - input'!$D51=\"\"),\"\",D66/'Combined scenario - input'!$D51),\"\")","v":0.49074243792286987},{"$f":"IFERROR(IF(OR(E66=\"\",'Combined scenario - input'!$D51=\"\"),\"\",E66/'Combined scenario - input'!$D51),\"\")","v":0.50477470257536072},{"$f":"IFERROR(IF(OR(F66=\"\",'Combined scenario - input'!$D51=\"\"),\"\",F66/'Combined scenario - input'!$D51),\"\")","v":0.51427008721646417},{"$f":"IFERROR(IF(OR(G66=\"\",'Combined scenario - input'!$D51=\"\"),\"\",G66/'Combined scenario - input'!$D51),\"\")","v":0.5190906333424038},{"$f":"IFERROR(IF(OR(H66=\"\",'Combined scenario - input'!$D51=\"\"),\"\",H66/'Combined scenario - input'!$D51),\"\")","v":0.51928876838257698},{"$f":"IFERROR(IF(OR(I66=\"\",'Combined scenario - input'!$D51=\"\"),\"\",I66/'Combined scenario - input'!$D51),\"\")","v":0.51511699800778266},{"$f":"IFERROR(IF(OR(J66=\"\",'Combined scenario - input'!$D51=\"\"),\"\",J66/'Combined scenario - input'!$D51),\"\")","v":0.50702794553678632},{"$f":"IFERROR(IF(OR(K66=\"\",'Combined scenario - input'!$D51=\"\"),\"\",K66/'Combined scenario - input'!$D51),\"\")","v":0.49566449693845749},{"$f":"IFERROR(IF(OR(L66=\"\",'Combined scenario - input'!$D51=\"\"),\"\",L66/'Combined scenario - input'!$D51),\"\")","v":0.48184047203029667},{"$f":"IFERROR(IF(OR(M66=\"\",'Combined scenario - input'!$D51=\"\"),\"\",M66/'Combined scenario - input'!$D51),\"\")","v":0.4665128616666307},{"$f":"IFERROR(IF(OR(N66=\"\",'Combined scenario - input'!$D51=\"\"),\"\",N66/'Combined scenario - input'!$D51),\"\")","v":0.45074719276292902},{"$f":"IFERROR(IF(OR(O66=\"\",'Combined scenario - input'!$D51=\"\"),\"\",O66/'Combined scenario - input'!$D51),\"\")","v":0.43567796697340588},{"$f":"IFERROR(IF(OR(P66=\"\",'Combined scenario - input'!$D51=\"\"),\"\",P66/'Combined scenario - input'!$D51),\"\")","v":0.42246634155757096},{"$f":"IFERROR(IF(OR(Q66=\"\",'Combined scenario - input'!$D51=\"\"),\"\",Q66/'Combined scenario - input'!$D51),\"\")","v":0.41225727879158985},{"$f":"IFERROR(IF(OR(R66=\"\",'Combined scenario - input'!$D51=\"\"),\"\",R66/'Combined scenario - input'!$D51),\"\")","v":0.40613829789460704},{"$f":"IFERROR(IF(OR(S66=\"\",'Combined scenario - input'!$D51=\"\"),\"\",S66/'Combined scenario - input'!$D51),\"\")","v":0.40510175007812982},{"$f":"IFERROR(IF(OR(T66=\"\",'Combined scenario - input'!$D51=\"\"),\"\",T66/'Combined scenario - input'!$D51),\"\")","v":0.41001224107946632},{"$f":"IFERROR(IF(OR(U66=\"\",'Combined scenario - input'!$D51=\"\"),\"\",U66/'Combined scenario - input'!$D51),\"\")","v":0.42158048685021926},{"$f":"IFERROR(IF(OR(V66=\"\",'Combined scenario - input'!$D51=\"\"),\"\",V66/'Combined scenario - input'!$D51),\"\")","v":0.44034454351426849},{"$f":"IFERROR(IF(OR(W66=\"\",'Combined scenario - input'!$D51=\"\"),\"\",W66/'Combined scenario - input'!$D51),\"\")","v":0.46665903009174453}]
[{"$f":"IFERROR('Combined scenario - input'!A52,\"\")","v":6},{"$f":"IFERROR('Combined scenario - input'!B52,\"\")","v":"UNDERGROUND CABLES"},{"$f":"IFERROR('Combined scenario - input'!C52,\"\")","v":"> 33 kv & < = 66 kv"},{"$f":"IFERROR(repcalc('Combined scenario - input'!$CV52:$GH52,'Combined scenario - input'!$G52,'Combined scenario - input'!$E52,'Combined scenario - input'!$F52,20,TRUE,TRUE),\"\")","v":0.13618727985731358},0.20401804870384779,0.30224358159651782,0.44280022378728723,0.64154466963328505,0.91922253907935481,1.3025541697190759,1.8254051326467005,2.5299875397669864,3.4680133267419757,4.7016938049262622,6.3044531357657929,8.3612000800534414,10.967986214810441,14.230874047497828,18.263849378406142,23.185642624163375,29.115376179988605,36.167029940656803,44.442812989352447,{"$f":"IFERROR(IF(OR(D67=\"\",'Combined scenario - input'!$D52=\"\"),\"\",D67/'Combined scenario - input'!$D52),\"\")","v":1.0696439832451339E-4},{"$f":"IFERROR(IF(OR(E67=\"\",'Combined scenario - input'!$D52=\"\"),\"\",E67/'Combined scenario - input'!$D52),\"\")","v":1.602401329243997E-4},{"$f":"IFERROR(IF(OR(F67=\"\",'Combined scenario - input'!$D52=\"\"),\"\",F67/'Combined scenario - input'!$D52),\"\")","v":2.3738856438567261E-4},{"$f":"IFERROR(IF(OR(G67=\"\",'Combined scenario - input'!$D52=\"\"),\"\",G67/'Combined scenario - input'!$D52),\"\")","v":3.4778475320889897E-4},{"$f":"IFERROR(IF(OR(H67=\"\",'Combined scenario - input'!$D52=\"\"),\"\",H67/'Combined scenario - input'!$D52),\"\")","v":5.0388288581371403E-4},{"$f":"IFERROR(IF(OR(I67=\"\",'Combined scenario - input'!$D52=\"\"),\"\",I67/'Combined scenario - input'!$D52),\"\")","v":7.2197701519533246E-4},{"$f":"IFERROR(IF(OR(J67=\"\",'Combined scenario - input'!$D52=\"\"),\"\",J67/'Combined scenario - input'!$D52),\"\")","v":1.023053865199914E-3},{"$f":"IFERROR(IF(OR(K67=\"\",'Combined scenario - input'!$D52=\"\"),\"\",K67/'Combined scenario - input'!$D52),\"\")","v":1.433712178674867E-3},{"$f":"IFERROR(IF(OR(L67=\"\",'Combined scenario - input'!$D52=\"\"),\"\",L67/'Combined scenario - input'!$D52),\"\")","v":1.9871062498878359E-3},{"$f":"IFERROR(IF(OR(M67=\"\",'Combined scenario - input'!$D52=\"\"),\"\",M67/'Combined scenario - input'!$D52),\"\")","v":2.7238517375852292E-3},{"$f":"IFERROR(IF(OR(N67=\"\",'Combined scenario - input'!$D52=\"\"),\"\",N67/'Combined scenario - input'!$D52),\"\")","v":3.692810734430878E-3},{"$f":"IFERROR(IF(OR(O67=\"\",'Combined scenario - input'!$D52=\"\"),\"\",O67/'Combined scenario - input'!$D52),\"\")","v":4.9516521450374317E-3},{"$f":"IFERROR(IF(OR(P67=\"\",'Combined scenario - input'!$D52=\"\"),\"\",P67/'Combined scenario - input'!$D52),\"\")","v":6.56706512363578E-3},{"$f":"IFERROR(IF(OR(Q67=\"\",'Combined scenario - input'!$D52=\"\"),\"\",Q67/'Combined scenario - input'!$D52),\"\")","v":8.6144906303138348E-3},{"$f":"IFERROR(IF(OR(R67=\"\",'Combined scenario - input'!$D52=\"\"),\"\",R67/'Combined scenario - input'!$D52),\"\")","v":1.1177232423743078E-2},{"$f":"IFERROR(IF(OR(S67=\"\",'Combined scenario - input'!$D52=\"\"),\"\",S67/'Combined scenario - input'!$D52),\"\")","v":1.4344817386011099E-2},{"$f":"IFERROR(IF(OR(T67=\"\",'Combined scenario - input'!$D52=\"\"),\"\",T67/'Combined scenario - input'!$D52),\"\")","v":1.8210498922213721E-2},{"$f":"IFERROR(IF(OR(U67=\"\",'Combined scenario - input'!$D52=\"\"),\"\",U67/'Combined scenario - input'!$D52),\"\")","v":2.2867838305804186E-2},{"$f":"IFERROR(IF(OR(V67=\"\",'Combined scenario - input'!$D52=\"\"),\"\",V67/'Combined scenario - input'!$D52),\"\")","v":2.8406357780552029E-2},{"$f":"IFERROR(IF(OR(W67=\"\",'Combined scenario - input'!$D52=\"\"),\"\",W67/'Combined scenario - input'!$D52),\"\")","v":3.4906334543399448E-2}]
[{"$f":"IFERROR('Combined scenario - input'!A53,\"\")","v":""},{"$f":"IFERROR('Combined scenario - input'!B53,\"\")","v":""},{"$f":"IFERROR('Combined scenario - input'!C53,\"\")","v":""},{"$f":"IFERROR(repcalc('Combined scenario - input'!$CV53:$GH53,'Combined scenario - input'!$G53,'Combined scenario - input'!$E53,'Combined scenario - input'!$F53,20,TRUE,TRUE),\"\")","v":""},"","","","","","","","","","","","","","","","","","","",{"$f":"IFERROR(IF(OR(D68=\"\",'Combined scenario - input'!$D53=\"\"),\"\",D68/'Combined scenario - input'!$D53),\"\")","v":""},{"$f":"IFERROR(IF(OR(E68=\"\",'Combined scenario - input'!$D53=\"\"),\"\",E68/'Combined scenario - input'!$D53),\"\")","v":""},{"$f":"IFERROR(IF(OR(F68=\"\",'Combined scenario - input'!$D53=\"\"),\"\",F68/'Combined scenario - input'!$D53),\"\")","v":""},{"$f":"IFERROR(IF(OR(G68=\"\",'Combined scenario - input'!$D53=\"\"),\"\",G68/'Combined scenario - input'!$D53),\"\")","v":""},{"$f":"IFERROR(IF(OR(H68=\"\",'Combined scenario - input'!$D53=\"\"),\"\",H68/'Combined scenario - input'!$D53),\"\")","v":""},{"$f":"IFERROR(IF(OR(I68=\"\",'Combined scenario - input'!$D53=\"\"),\"\",I68/'Combined scenario - input'!$D53),\"\")","v":""},{"$f":"IFERROR(IF(OR(J68=\"\",'Combined scenario - input'!$D53=\"\"),\"\",J68/'Combined scenario - input'!$D53),\"\")","v":""},{"$f":"IFERROR(IF(OR(K68=\"\",'Combined scenario - input'!$D53=\"\"),\"\",K68/'Combined scenario - input'!$D53),\"\")","v":""},{"$f":"IFERROR(IF(OR(L68=\"\",'Combined scenario - input'!$D53=\"\"),\"\",L68/'Combined scenario - input'!$D53),\"\")","v":""},{"$f":"IFERROR(IF(OR(M68=\"\",'Combined scenario - input'!$D53=\"\"),\"\",M68/'Combined scenario - input'!$D53),\"\")","v":""},{"$f":"IFERROR(IF(OR(N68=\"\",'Combined scenario - input'!$D53=\"\"),\"\",N68/'Combined scenario - input'!$D53),\"\")","v":""},{"$f":"IFERROR(IF(OR(O68=\"\",'Combined scenario - input'!$D53=\"\"),\"\",O68/'Combined scenario - input'!$D53),\"\")","v":""},{"$f":"IFERROR(IF(OR(P68=\"\",'Combined scenario - input'!$D53=\"\"),\"\",P68/'Combined scenario - input'!$D53),\"\")","v":""},{"$f":"IFERROR(IF(OR(Q68=\"\",'Combined scenario - input'!$D53=\"\"),\"\",Q68/'Combined scenario - input'!$D53),\"\")","v":""},{"$f":"IFERROR(IF(OR(R68=\"\",'Combined scenario - input'!$D53=\"\"),\"\",R68/'Combined scenario - input'!$D53),\"\")","v":""},{"$f":"IFERROR(IF(OR(S68=\"\",'Combined scenario - input'!$D53=\"\"),\"\",S68/'Combined scenario - input'!$D53),\"\")","v":""},{"$f":"IFERROR(IF(OR(T68=\"\",'Combined scenario - input'!$D53=\"\"),\"\",T68/'Combined scenario - input'!$D53),\"\")","v":""},{"$f":"IFERROR(IF(OR(U68=\"\",'Combined scenario - input'!$D53=\"\"),\"\",U68/'Combined scenario - input'!$D53),\"\")","v":""},{"$f":"IFERROR(IF(OR(V68=\"\",'Combined scenario - input'!$D53=\"\"),\"\",V68/'Combined scenario - input'!$D53),\"\")","v":""},{"$f":"IFERROR(IF(OR(W68=\"\",'Combined scenario - input'!$D53=\"\"),\"\",W68/'Combined scenario - input'!$D53),\"\")","v":""}]
[{"$f":"IFERROR('Combined scenario - input'!A54,\"\")","v":""},{"$f":"IFERROR('Combined scenario - input'!B54,\"\")","v":""},{"$f":"IFERROR('Combined scenario - input'!C54,\"\")","v":""},{"$f":"IFERROR(repcalc('Combined scenario - input'!$CV54:$GH54,'Combined scenario - input'!$G54,'Combined scenario - input'!$E54,'Combined scenario - input'!$F54,20,TRUE,TRUE),\"\")","v":""},"","","","","","","","","","","","","","","","","","","",{"$f":"IFERROR(IF(OR(D69=\"\",'Combined scenario - input'!$D54=\"\"),\"\",D69/'Combined scenario - input'!$D54),\"\")","v":""},{"$f":"IFERROR(IF(OR(E69=\"\",'Combined scenario - input'!$D54=\"\"),\"\",E69/'Combined scenario - input'!$D54),\"\")","v":""},{"$f":"IFERROR(IF(OR(F69=\"\",'Combined scenario - input'!$D54=\"\"),\"\",F69/'Combined scenario - input'!$D54),\"\")","v":""},{"$f":"IFERROR(IF(OR(G69=\"\",'Combined scenario - input'!$D54=\"\"),\"\",G69/'Combined scenario - input'!$D54),\"\")","v":""},{"$f":"IFERROR(IF(OR(H69=\"\",'Combined scenario - input'!$D54=\"\"),\"\",H69/'Combined scenario - input'!$D54),\"\")","v":""},{"$f":"IFERROR(IF(OR(I69=\"\",'Combined scenario - input'!$D54=\"\"),\"\",I69/'Combined scenario - input'!$D54),\"\")","v":""},{"$f":"IFERROR(IF(OR(J69=\"\",'Combined scenario - input'!$D54=\"\"),\"\",J69/'Combined scenario - input'!$D54),\"\")","v":""},{"$f":"IFERROR(IF(OR(K69=\"\",'Combined scenario - input'!$D54=\"\"),\"\",K69/'Combined scenario - input'!$D54),\"\")","v":""},{"$f":"IFERROR(IF(OR(L69=\"\",'Combined scenario - input'!$D54=\"\"),\"\",L69/'Combined scenario - input'!$D54),\"\")","v":""},{"$f":"IFERROR(IF(OR(M69=\"\",'Combined scenario - input'!$D54=\"\"),\"\",M69/'Combined scenario - input'!$D54),\"\")","v":""},{"$f":"IFERROR(IF(OR(N69=\"\",'Combined scenario - input'!$D54=\"\"),\"\",N69/'Combined scenario - input'!$D54),\"\")","v":""},{"$f":"IFERROR(IF(OR(O69=\"\",'Combined scenario - input'!$D54=\"\"),\"\",O69/'Combined scenario - input'!$D54),\"\")","v":""},{"$f":"IFERROR(IF(OR(P69=\"\",'Combined scenario - input'!$D54=\"\"),\"\",P69/'Combined scenario - input'!$D54),\"\")","v":""},{"$f":"IFERROR(IF(OR(Q69=\"\",'Combined scenario - input'!$D54=\"\"),\"\",Q69/'Combined scenario - input'!$D54),\"\")","v":""},{"$f":"IFERROR(IF(OR(R69=\"\",'Combined scenario - input'!$D54=\"\"),\"\",R69/'Combined scenario - input'!$D54),\"\")","v":""},{"$f":"IFERROR(IF(OR(S69=\"\",'Combined scenario - input'!$D54=\"\"),\"\",S69/'Combined scenario - input'!$D54),\"\")","v":""},{"$f":"IFERROR(IF(OR(T69=\"\",'Combined scenario - input'!$D54=\"\"),\"\",T69/'Combined scenario - input'!$D54),\"\")","v":""},{"$f":"IFERROR(IF(OR(U69=\"\",'Combined scenario - input'!$D54=\"\"),\"\",U69/'Combined scenario - input'!$D54),\"\")","v":""},{"$f":"IFERROR(IF(OR(V69=\"\",'Combined scenario - input'!$D54=\"\"),\"\",V69/'Combined scenario - input'!$D54),\"\")","v":""},{"$f":"IFERROR(IF(OR(W69=\"\",'Combined scenario - input'!$D54=\"\"),\"\",W69/'Combined scenario - input'!$D54),\"\")","v":""}]
[{"$f":"IFERROR('Combined scenario - input'!A55,\"\")","v":""},{"$f":"IFERROR('Combined scenario - input'!B55,\"\")","v":""},{"$f":"IFERROR('Combined scenario - input'!C55,\"\")","v":""},{"$f":"IFERROR(repcalc('Combined scenario - input'!$CV55:$GH55,'Combined scenario - input'!$G55,'Combined scenario - input'!$E55,'Combined scenario - input'!$F55,20,TRUE,TRUE),\"\")","v":""},"","","","","","","","","","","","","","","","","","","",{"$f":"IFERROR(IF(OR(D70=\"\",'Combined scenario - input'!$D55=\"\"),\"\",D70/'Combined scenario - input'!$D55),\"\")","v":""},{"$f":"IFERROR(IF(OR(E70=\"\",'Combined scenario - input'!$D55=\"\"),\"\",E70/'Combined scenario - input'!$D55),\"\")","v":""},{"$f":"IFERROR(IF(OR(F70=\"\",'Combined scenario - input'!$D55=\"\"),\"\",F70/'Combined scenario - input'!$D55),\"\")","v":""},{"$f":"IFERROR(IF(OR(G70=\"\",'Combined scenario - input'!$D55=\"\"),\"\",G70/'Combined scenario - input'!$D55),\"\")","v":""},{"$f":"IFERROR(IF(OR(H70=\"\",'Combined scenario - input'!$D55=\"\"),\"\",H70/'Combined scenario - input'!$D55),\"\")","v":""},{"$f":"IFERROR(IF(OR(I70=\"\",'Combined scenario - input'!$D55=\"\"),\"\",I70/'Combined scenario - input'!$D55),\"\")","v":""},{"$f":"IFERROR(IF(OR(J70=\"\",'Combined scenario - input'!$D55=\"\"),\"\",J70/'Combined scenario - input'!$D55),\"\")","v":""},{"$f":"IFERROR(IF(OR(K70=\"\",'Combined scenario - input'!$D55=\"\"),\"\",K70/'Combined scenario - input'!$D55),\"\")","v":""},{"$f":"IFERROR(IF(OR(L70=\"\",'Combined scenario - input'!$D55=\"\"),\"\",L70/'Combined scenario - input'!$D55),\"\")","v":""},{"$f":"IFERROR(IF(OR(M70=\"\",'Combined scenario - input'!$D55=\"\"),\"\",M70/'Combined scenario - input'!$D55),\"\")","v":""},{"$f":"IFERROR(IF(OR(N70=\"\",'Combined scenario - input'!$D55=\"\"),\"\",N70/'Combined scenario - input'!$D55),\"\")","v":""},{"$f":"IFERROR(IF(OR(O70=\"\",'Combined scenario - input'!$D55=\"\"),\"\",O70/'Combined scenario - input'!$D55),\"\")","v":""},{"$f":"IFERROR(IF(OR(P70=\"\",'Combined scenario - input'!$D55=\"\"),\"\",P70/'Combined scenario - input'!$D55),\"\")","v":""},{"$f":"IFERROR(IF(OR(Q70=\"\",'Combined scenario - input'!$D55=\"\"),\"\",Q70/'Combined scenario - input'!$D55),\"\")","v":""},{"$f":"IFERROR(IF(OR(R70=\"\",'Combined scenario - input'!$D55=\"\"),\"\",R70/'Combined scenario - input'!$D55),\"\")","v":""},{"$f":"IFERROR(IF(OR(S70=\"\",'Combined scenario - input'!$D55=\"\"),\"\",S70/'Combined scenario - input'!$D55),\"\")","v":""},{"$f":"IFERROR(IF(OR(T70=\"\",'Combined scenario - input'!$D55=\"\"),\"\",T70/'Combined scenario - input'!$D55),\"\")","v":""},{"$f":"IFERROR(IF(OR(U70=\"\",'Combined scenario - input'!$D55=\"\"),\"\",U70/'Combined scenario - input'!$D55),\"\")","v":""},{"$f":"IFERROR(IF(OR(V70=\"\",'Combined scenario - input'!$D55=\"\"),\"\",V70/'Combined scenario - input'!$D55),\"\")","v":""},{"$f":"IFERROR(IF(OR(W70=\"\",'Combined scenario - input'!$D55=\"\"),\"\",W70/'Combined scenario - input'!$D55),\"\")","v":""}]
[{"$f":"IFERROR('Combined scenario - input'!A56,\"\")","v":""},{"$f":"IFERROR('Combined scenario - input'!B56,\"\")","v":""},{"$f":"IFERROR('Combined scenario - input'!C56,\"\")","v":""},{"$f":"IFERROR(repcalc('Combined scenario - input'!$CV56:$GH56,'Combined scenario - input'!$G56,'Combined scenario - input'!$E56,'Combined scenario - input'!$F56,20,TRUE,TRUE),\"\")","v":""},"","","","","","","","","","","","","","","","","","","",{"$f":"IFERROR(IF(OR(D71=\"\",'Combined scenario - input'!$D56=\"\"),\"\",D71/'Combined scenario - input'!$D56),\"\")","v":""},{"$f":"IFERROR(IF(OR(E71=\"\",'Combined scenario - input'!$D56=\"\"),\"\",E71/'Combined scenario - input'!$D56),\"\")","v":""},{"$f":"IFERROR(IF(OR(F71=\"\",'Combined scenario - input'!$D56=\"\"),\"\",F71/'Combined scenario - input'!$D56),\"\")","v":""},{"$f":"IFERROR(IF(OR(G71=\"\",'Combined scenario - input'!$D56=\"\"),\"\",G71/'Combined scenario - input'!$D56),\"\")","v":""},{"$f":"IFERROR(IF(OR(H71=\"\",'Combined scenario - input'!$D56=\"\"),\"\",H71/'Combined scenario - input'!$D56),\"\")","v":""},{"$f":"IFERROR(IF(OR(I71=\"\",'Combined scenario - input'!$D56=\"\"),\"\",I71/'Combined scenario - input'!$D56),\"\")","v":""},{"$f":"IFERROR(IF(OR(J71=\"\",'Combined scenario - input'!$D56=\"\"),\"\",J71/'Combined scenario - input'!$D56),\"\")","v":""},{"$f":"IFERROR(IF(OR(K71=\"\",'Combined scenario - input'!$D56=\"\"),\"\",K71/'Combined scenario - input'!$D56),\"\")","v":""},{"$f":"IFERROR(IF(OR(L71=\"\",'Combined scenario - input'!$D56=\"\"),\"\",L71/'Combined scenario - input'!$D56),\"\")","v":""},{"$f":"IFERROR(IF(OR(M71=\"\",'Combined scenario - input'!$D56=\"\"),\"\",M71/'Combined scenario - input'!$D56),\"\")","v":""},{"$f":"IFERROR(IF(OR(N71=\"\",'Combined scenario - input'!$D56=\"\"),\"\",N71/'Combined scenario - input'!$D56),\"\")","v":""},{"$f":"IFERROR(IF(OR(O71=\"\",'Combined scenario - input'!$D56=\"\"),\"\",O71/'Combined scenario - input'!$D56),\"\")","v":""},{"$f":"IFERROR(IF(OR(P71=\"\",'Combined scenario - input'!$D56=\"\"),\"\",P71/'Combined scenario - input'!$D56),\"\")","v":""},{"$f":"IFERROR(IF(OR(Q71=\"\",'Combined scenario - input'!$D56=\"\"),\"\",Q71/'Combined scenario - input'!$D56),\"\")","v":""},{"$f":"IFERROR(IF(OR(R71=\"\",'Combined scenario - input'!$D56=\"\"),\"\",R71/'Combined scenario - input'!$D56),\"\")","v":""},{"$f":"IFERROR(IF(OR(S71=\"\",'Combined scenario - input'!$D56=\"\"),\"\",S71/'Combined scenario - input'!$D56),\"\")","v":""},{"$f":"IFERROR(IF(OR(T71=\"\",'Combined scenario - input'!$D56=\"\"),\"\",T71/'Combined scenario - input'!$D56),\"\")","v":""},{"$f":"IFERROR(IF(OR(U71=\"\",'Combined scenario - input'!$D56=\"\"),\"\",U71/'Combined scenario - input'!$D56),\"\")","v":""},{"$f":"IFERROR(IF(OR(V71=\"\",'Combined scenario - input'!$D56=\"\"),\"\",V71/'Combined scenario - input'!$D56),\"\")","v":""},{"$f":"IFERROR(IF(OR(W71=\"\",'Combined scenario - input'!$D56=\"\"),\"\",W71/'Combined scenario - input'!$D56),\"\")","v":""}]
[{"$f":"IFERROR('Combined scenario - input'!A57,\"\")","v":""},{"$f":"IFERROR('Combined scenario - input'!B57,\"\")","v":""},{"$f":"IFERROR('Combined scenario - input'!C57,\"\")","v":""},{"$f":"IFERROR(repcalc('Combined scenario - input'!$CV57:$GH57,'Combined scenario - input'!$G57,'Combined scenario - input'!$E57,'Combined scenario - input'!$F57,20,TRUE,TRUE),\"\")","v":""},"","","","","","","","","","","","","","","","","","","",{"$f":"IFERROR(IF(OR(D72=\"\",'Combined scenario - input'!$D57=\"\"),\"\",D72/'Combined scenario - input'!$D57),\"\")","v":""},{"$f":"IFERROR(IF(OR(E72=\"\",'Combined scenario - input'!$D57=\"\"),\"\",E72/'Combined scenario - input'!$D57),\"\")","v":""},{"$f":"IFERROR(IF(OR(F72=\"\",'Combined scenario - input'!$D57=\"\"),\"\",F72/'Combined scenario - input'!$D57),\"\")","v":""},{"$f":"IFERROR(IF(OR(G72=\"\",'Combined scenario - input'!$D57=\"\"),\"\",G72/'Combined scenario - input'!$D57),\"\")","v":""},{"$f":"IFERROR(IF(OR(H72=\"\",'Combined scenario - input'!$D57=\"\"),\"\",H72/'Combined scenario - input'!$D57),\"\")","v":""},{"$f":"IFERROR(IF(OR(I72=\"\",'Combined scenario - input'!$D57=\"\"),\"\",I72/'Combined scenario - input'!$D57),\"\")","v":""},{"$f":"IFERROR(IF(OR(J72=\"\",'Combined scenario - input'!$D57=\"\"),\"\",J72/'Combined scenario - input'!$D57),\"\")","v":""},{"$f":"IFERROR(IF(OR(K72=\"\",'Combined scenario - input'!$D57=\"\"),\"\",K72/'Combined scenario - input'!$D57),\"\")","v":""},{"$f":"IFERROR(IF(OR(L72=\"\",'Combined scenario - input'!$D57=\"\"),\"\",L72/'Combined scenario - input'!$D57),\"\")","v":""},{"$f":"IFERROR(IF(OR(M72=\"\",'Combined scenario - input'!$D57=\"\"),\"\",M72/'Combined scenario - input'!$D57),\"\")","v":""},{"$f":"IFERROR(IF(OR(N72=\"\",'Combined scenario - input'!$D57=\"\"),\"\",N72/'Combined scenario - input'!$D57),\"\")","v":""},{"$f":"IFERROR(IF(OR(O72=\"\",'Combined scenario - input'!$D57=\"\"),\"\",O72/'Combined scenario - input'!$D57),\"\")","v":""},{"$f":"IFERROR(IF(OR(P72=\"\",'Combined scenario - input'!$D57=\"\"),\"\",P72/'Combined scenario - input'!$D57),\"\")","v":""},{"$f":"IFERROR(IF(OR(Q72=\"\",'Combined scenario - input'!$D57=\"\"),\"\",Q72/'Combined scenario - input'!$D57),\"\")","v":""},{"$f":"IFERROR(IF(OR(R72=\"\",'Combined scenario - input'!$D57=\"\"),\"\",R72/'Combined scenario - input'!$D57),\"\")","v":""},{"$f":"IFERROR(IF(OR(S72=\"\",'Combined scenario - input'!$D57=\"\"),\"\",S72/'Combined scenario - input'!$D57),\"\")","v":""},{"$f":"IFERROR(IF(OR(T72=\"\",'Combined scenario - input'!$D57=\"\"),\"\",T72/'Combined scenario - input'!$D57),\"\")","v":""},{"$f":"IFERROR(IF(OR(U72=\"\",'Combined scenario - input'!$D57=\"\"),\"\",U72/'Combined scenario - input'!$D57),\"\")","v":""},{"$f":"IFERROR(IF(OR(V72=\"\",'Combined scenario - input'!$D57=\"\"),\"\",V72/'Combined scenario - input'!$D57),\"\")","v":""},{"$f":"IFERROR(IF(OR(W72=\"\",'Combined scenario - input'!$D57=\"\"),\"\",W72/'Combined scenario - input'!$D57),\"\")","v":""}]
[{"$f":"IFERROR('Combined scenario - input'!A58,\"\")","v":""},{"$f":"IFERROR('Combined scenario - input'!B58,\"\")","v":""},{"$f":"IFERROR('Combined scenario - input'!C58,\"\")","v":""},{"$f":"IFERROR(repcalc('Combined scenario - input'!$CV58:$GH58,'Combined scenario - input'!$G58,'Combined scenario - input'!$E58,'Combined scenario - input'!$F58,20,TRUE,TRUE),\"\")","v":""},"","","","","","","","","","","","","","","","","","","",{"$f":"IFERROR(IF(OR(D73=\"\",'Combined scenario - input'!$D58=\"\"),\"\",D73/'Combined scenario - input'!$D58),\"\")","v":""},{"$f":"IFERROR(IF(OR(E73=\"\",'Combined scenario - input'!$D58=\"\"),\"\",E73/'Combined scenario - input'!$D58),\"\")","v":""},{"$f":"IFERROR(IF(OR(F73=\"\",'Combined scenario - input'!$D58=\"\"),\"\",F73/'Combined scenario - input'!$D58),\"\")","v":""},{"$f":"IFERROR(IF(OR(G73=\"\",'Combined scenario - input'!$D58=\"\"),\"\",G73/'Combined scenario - input'!$D58),\"\")","v":""},{"$f":"IFERROR(IF(OR(H73=\"\",'Combined scenario - input'!$D58=\"\"),\"\",H73/'Combined scenario - input'!$D58),\"\")","v":""},{"$f":"IFERROR(IF(OR(I73=\"\",'Combined scenario - input'!$D58=\"\"),\"\",I73/'Combined scenario - input'!$D58),\"\")","v":""},{"$f":"IFERROR(IF(OR(J73=\"\",'Combined scenario - input'!$D58=\"\"),\"\",J73/'Combined scenario - input'!$D58),\"\")","v":""},{"$f":"IFERROR(IF(OR(K73=\"\",'Combined scenario - input'!$D58=\"\"),\"\",K73/'Combined scenario - input'!$D58),\"\")","v":""},{"$f":"IFERROR(IF(OR(L73=\"\",'Combined scenario - input'!$D58=\"\"),\"\",L73/'Combined scenario - input'!$D58),\"\")","v":""},{"$f":"IFERROR(IF(OR(M73=\"\",'Combined scenario - input'!$D58=\"\"),\"\",M73/'Combined scenario - input'!$D58),\"\")","v":""},{"$f":"IFERROR(IF(OR(N73=\"\",'Combined scenario - input'!$D58=\"\"),\"\",N73/'Combined scenario - input'!$D58),\"\")","v":""},{"$f":"IFERROR(IF(OR(O73=\"\",'Combined scenario - input'!$D58=\"\"),\"\",O73/'Combined scenario - input'!$D58),\"\")","v":""},{"$f":"IFERROR(IF(OR(P73=\"\",'Combined scenario - input'!$D58=\"\"),\"\",P73/'Combined scenario - input'!$D58),\"\")","v":""},{"$f":"IFERROR(IF(OR(Q73=\"\",'Combined scenario - input'!$D58=\"\"),\"\",Q73/'Combined scenario - input'!$D58),\"\")","v":""},{"$f":"IFERROR(IF(OR(R73=\"\",'Combined scenario - input'!$D58=\"\"),\"\",R73/'Combined scenario - input'!$D58),\"\")","v":""},{"$f":"IFERROR(IF(OR(S73=\"\",'Combined scenario - input'!$D58=\"\"),\"\",S73/'Combined scenario - input'!$D58),\"\")","v":""},{"$f":"IFERROR(IF(OR(T73=\"\",'Combined scenario - input'!$D58=\"\"),\"\",T73/'Combined scenario - input'!$D58),\"\")","v":""},{"$f":"IFERROR(IF(OR(U73=\"\",'Combined scenario - input'!$D58=\"\"),\"\",U73/'Combined scenario - input'!$D58),\"\")","v":""},{"$f":"IFERROR(IF(OR(V73=\"\",'Combined scenario - input'!$D58=\"\"),\"\",V73/'Combined scenario - input'!$D58),\"\")","v":""},{"$f":"IFERROR(IF(OR(W73=\"\",'Combined scenario - input'!$D58=\"\"),\"\",W73/'Combined scenario - input'!$D58),\"\")","v":""}]
[{"$f":"IFERROR('Combined scenario - input'!A59,\"\")","v":""},{"$f":"IFERROR('Combined scenario - input'!B59,\"\")","v":""},{"$f":"IFERROR('Combined scenario - input'!C59,\"\")","v":""},{"$f":"IFERROR(repcalc('Combined scenario - input'!$CV59:$GH59,'Combined scenario - input'!$G59,'Combined scenario - input'!$E59,'Combined scenario - input'!$F59,20,TRUE,TRUE),\"\")","v":""},"","","","","","","","","","","","","","","","","","","",{"$f":"IFERROR(IF(OR(D74=\"\",'Combined scenario - input'!$D59=\"\"),\"\",D74/'Combined scenario - input'!$D59),\"\")","v":""},{"$f":"IFERROR(IF(OR(E74=\"\",'Combined scenario - input'!$D59=\"\"),\"\",E74/'Combined scenario - input'!$D59),\"\")","v":""},{"$f":"IFERROR(IF(OR(F74=\"\",'Combined scenario - input'!$D59=\"\"),\"\",F74/'Combined scenario - input'!$D59),\"\")","v":""},{"$f":"IFERROR(IF(OR(G74=\"\",'Combined scenario - input'!$D59=\"\"),\"\",G74/'Combined scenario - input'!$D59),\"\")","v":""},{"$f":"IFERROR(IF(OR(H74=\"\",'Combined scenario - input'!$D59=\"\"),\"\",H74/'Combined scenario - input'!$D59),\"\")","v":""},{"$f":"IFERROR(IF(OR(I74=\"\",'Combined scenario - input'!$D59=\"\"),\"\",I74/'Combined scenario - input'!$D59),\"\")","v":""},{"$f":"IFERROR(IF(OR(J74=\"\",'Combined scenario - input'!$D59=\"\"),\"\",J74/'Combined scenario - input'!$D59),\"\")","v":""},{"$f":"IFERROR(IF(OR(K74=\"\",'Combined scenario - input'!$D59=\"\"),\"\",K74/'Combined scenario - input'!$D59),\"\")","v":""},{"$f":"IFERROR(IF(OR(L74=\"\",'Combined scenario - input'!$D59=\"\"),\"\",L74/'Combined scenario - input'!$D59),\"\")","v":""},{"$f":"IFERROR(IF(OR(M74=\"\",'Combined scenario - input'!$D59=\"\"),\"\",M74/'Combined scenario - input'!$D59),\"\")","v":""},{"$f":"IFERROR(IF(OR(N74=\"\",'Combined scenario - input'!$D59=\"\"),\"\",N74/'Combined scenario - input'!$D59),\"\")","v":""},{"$f":"IFERROR(IF(OR(O74=\"\",'Combined scenario - input'!$D59=\"\"),\"\",O74/'Combined scenario - input'!$D59),\"\")","v":""},{"$f":"IFERROR(IF(OR(P74=\"\",'Combined scenario - input'!$D59=\"\"),\"\",P74/'Combined scenario - input'!$D59),\"\")","v":""},{"$f":"IFERROR(IF(OR(Q74=\"\",'Combined scenario - input'!$D59=\"\"),\"\",Q74/'Combined scenario - input'!$D59),\"\")","v":""},{"$f":"IFERROR(IF(OR(R74=\"\",'Combined scenario - input'!$D59=\"\"),\"\",R74/'Combined scenario - input'!$D59),\"\")","v":""},{"$f":"IFERROR(IF(OR(S74=\"\",'Combined scenario - input'!$D59=\"\"),\"\",S74/'Combined scenario - input'!$D59),\"\")","v":""},{"$f":"IFERROR(IF(OR(T74=\"\",'Combined scenario - input'!$D59=\"\"),\"\",T74/'Combined scenario - input'!$D59),\"\")","v":""},{"$f":"IFERROR(IF(OR(U74=\"\",'Combined scenario - input'!$D59=\"\"),\"\",U74/'Combined scenario - input'!$D59),\"\")","v":""},{"$f":"IFERROR(IF(OR(V74=\"\",'Combined scenario - input'!$D59=\"\"),\"\",V74/'Combined scenario - input'!$D59),\"\")","v":""},{"$f":"IFERROR(IF(OR(W74=\"\",'Combined scenario - input'!$D59=\"\"),\"\",W74/'Combined scenario - input'!$D59),\"\")","v":""}]
[{"$f":"IFERROR('Combined scenario - input'!A60,\"\")","v":""},{"$f":"IFERROR('Combined scenario - input'!B60,\"\")","v":""},{"$f":"IFERROR('Combined scenario - input'!C60,\"\")","v":""},{"$f":"IFERROR(repcalc('Combined scenario - input'!$CV60:$GH60,'Combined scenario - input'!$G60,'Combined scenario - input'!$E60,'Combined scenario - input'!$F60,20,TRUE,TRUE),\"\")","v":""},"","","","","","","","","","","","","","","","","","","",{"$f":"IFERROR(IF(OR(D75=\"\",'Combined scenario - input'!$D60=\"\"),\"\",D75/'Combined scenario - input'!$D60),\"\")","v":""},{"$f":"IFERROR(IF(OR(E75=\"\",'Combined scenario - input'!$D60=\"\"),\"\",E75/'Combined scenario - input'!$D60),\"\")","v":""},{"$f":"IFERROR(IF(OR(F75=\"\",'Combined scenario - input'!$D60=\"\"),\"\",F75/'Combined scenario - input'!$D60),\"\")","v":""},{"$f":"IFERROR(IF(OR(G75=\"\",'Combined scenario - input'!$D60=\"\"),\"\",G75/'Combined scenario - input'!$D60),\"\")","v":""},{"$f":"IFERROR(IF(OR(H75=\"\",'Combined scenario - input'!$D60=\"\"),\"\",H75/'Combined scenario - input'!$D60),\"\")","v":""},{"$f":"IFERROR(IF(OR(I75=\"\",'Combined scenario - input'!$D60=\"\"),\"\",I75/'Combined scenario - input'!$D60),\"\")","v":""},{"$f":"IFERROR(IF(OR(J75=\"\",'Combined scenario - input'!$D60=\"\"),\"\",J75/'Combined scenario - input'!$D60),\"\")","v":""},{"$f":"IFERROR(IF(OR(K75=\"\",'Combined scenario - input'!$D60=\"\"),\"\",K75/'Combined scenario - input'!$D60),\"\")","v":""},{"$f":"IFERROR(IF(OR(L75=\"\",'Combined scenario - input'!$D60=\"\"),\"\",L75/'Combined scenario - input'!$D60),\"\")","v":""},{"$f":"IFERROR(IF(OR(M75=\"\",'Combined scenario - input'!$D60=\"\"),\"\",M75/'Combined scenario - input'!$D60),\"\")","v":""},{"$f":"IFERROR(IF(OR(N75=\"\",'Combined scenario - input'!$D60=\"\"),\"\",N75/'Combined scenario - input'!$D60),\"\")","v":""},{"$f":"IFERROR(IF(OR(O75=\"\",'Combined scenario - input'!$D60=\"\"),\"\",O75/'Combined scenario - input'!$D60),\"\")","v":""},{"$f":"IFERROR(IF(OR(P75=\"\",'Combined scenario - input'!$D60=\"\"),\"\",P75/'Combined scenario - input'!$D60),\"\")","v":""},{"$f":"IFERROR(IF(OR(Q75=\"\",'Combined scenario - input'!$D60=\"\"),\"\",Q75/'Combined scenario - input'!$D60),\"\")","v":""},{"$f":"IFERROR(IF(OR(R75=\"\",'Combined scenario - input'!$D60=\"\"),\"\",R75/'Combined scenario - input'!$D60),\"\")","v":""},{"$f":"IFERROR(IF(OR(S75=\"\",'Combined scenario - input'!$D60=\"\"),\"\",S75/'Combined scenario - input'!$D60),\"\")","v":""},{"$f":"IFERROR(IF(OR(T75=\"\",'Combined scenario - input'!$D60=\"\"),\"\",T75/'Combined scenario - input'!$D60),\"\")","v":""},{"$f":"IFERROR(IF(OR(U75=\"\",'Combined scenario - input'!$D60=\"\"),\"\",U75/'Combined scenario - input'!$D60),\"\")","v":""},{"$f":"IFERROR(IF(OR(V75=\"\",'Combined scenario - input'!$D60=\"\"),\"\",V75/'Combined scenario - input'!$D60),\"\")","v":""},{"$f":"IFERROR(IF(OR(W75=\"\",'Combined scenario - input'!$D60=\"\"),\"\",W75/'Combined scenario - input'!$D60),\"\")","v":""}]
[{"$f":"IFERROR('Combined scenario - input'!A61,\"\")","v":""},{"$f":"IFERROR('Combined scenario - input'!B61,\"\")","v":""},{"$f":"IFERROR('Combined scenario - input'!C61,\"\")","v":""},{"$f":"IFERROR(repcalc('Combined scenario - input'!$CV61:$GH61,'Combined scenario - input'!$G61,'Combined scenario - input'!$E61,'Combined scenario - input'!$F61,20,TRUE,TRUE),\"\")","v":""},"","","","","","","","","","","","","","","","","","","",{"$f":"IFERROR(IF(OR(D76=\"\",'Combined scenario - input'!$D61=\"\"),\"\",D76/'Combined scenario - input'!$D61),\"\")","v":""},{"$f":"IFERROR(IF(OR(E76=\"\",'Combined scenario - input'!$D61=\"\"),\"\",E76/'Combined scenario - input'!$D61),\"\")","v":""},{"$f":"IFERROR(IF(OR(F76=\"\",'Combined scenario - input'!$D61=\"\"),\"\",F76/'Combined scenario - input'!$D61),\"\")","v":""},{"$f":"IFERROR(IF(OR(G76=\"\",'Combined scenario - input'!$D61=\"\"),\"\",G76/'Combined scenario - input'!$D61),\"\")","v":""},{"$f":"IFERROR(IF(OR(H76=\"\",'Combined scenario - input'!$D61=\"\"),\"\",H76/'Combined scenario - input'!$D61),\"\")","v":""},{"$f":"IFERROR(IF(OR(I76=\"\",'Combined scenario - input'!$D61=\"\"),\"\",I76/'Combined scenario - input'!$D61),\"\")","v":""},{"$f":"IFERROR(IF(OR(J76=\"\",'Combined scenario - input'!$D61=\"\"),\"\",J76/'Combined scenario - input'!$D61),\"\")","v":""},{"$f":"IFERROR(IF(OR(K76=\"\",'Combined scenario - input'!$D61=\"\"),\"\",K76/'Combined scenario - input'!$D61),\"\")","v":""},{"$f":"IFERROR(IF(OR(L76=\"\",'Combined scenario - input'!$D61=\"\"),\"\",L76/'Combined scenario - input'!$D61),\"\")","v":""},{"$f":"IFERROR(IF(OR(M76=\"\",'Combined scenario - input'!$D61=\"\"),\"\",M76/'Combined scenario - input'!$D61),\"\")","v":""},{"$f":"IFERROR(IF(OR(N76=\"\",'Combined scenario - input'!$D61=\"\"),\"\",N76/'Combined scenario - input'!$D61),\"\")","v":""},{"$f":"IFERROR(IF(OR(O76=\"\",'Combined scenario - input'!$D61=\"\"),\"\",O76/'Combined scenario - input'!$D61),\"\")","v":""},{"$f":"IFERROR(IF(OR(P76=\"\",'Combined scenario - input'!$D61=\"\"),\"\",P76/'Combined scenario - input'!$D61),\"\")","v":""},{"$f":"IFERROR(IF(OR(Q76=\"\",'Combined scenario - input'!$D61=\"\"),\"\",Q76/'Combined scenario - input'!$D61),\"\")","v":""},{"$f":"IFERROR(IF(OR(R76=\"\",'Combined scenario - input'!$D61=\"\"),\"\",R76/'Combined scenario - input'!$D61),\"\")","v":""},{"$f":"IFERROR(IF(OR(S76=\"\",'Combined scenario - input'!$D61=\"\"),\"\",S76/'Combined scenario - input'!$D61),\"\")","v":""},{"$f":"IFERROR(IF(OR(T76=\"\",'Combined scenario - input'!$D61=\"\"),\"\",T76/'Combined scenario - input'!$D61),\"\")","v":""},{"$f":"IFERROR(IF(OR(U76=\"\",'Combined scenario - input'!$D61=\"\"),\"\",U76/'Combined scenario - input'!$D61),\"\")","v":""},{"$f":"IFERROR(IF(OR(V76=\"\",'Combined scenario - input'!$D61=\"\"),\"\",V76/'Combined scenario - input'!$D61),\"\")","v":""},{"$f":"IFERROR(IF(OR(W76=\"\",'Combined scenario - input'!$D61=\"\"),\"\",W76/'Combined scenario - input'!$D61),\"\")","v":""}]
[{"$f":"IFERROR('Combined scenario - input'!A62,\"\")","v":""},{"$f":"IFERROR('Combined scenario - input'!B62,\"\")","v":""},{"$f":"IFERROR('Combined scenario - input'!C62,\"\")","v":""},{"$f":"IFERROR(repcalc('Combined scenario - input'!$CV62:$GH62,'Combined scenario - input'!$G62,'Combined scenario - input'!$E62,'Combined scenario - input'!$F62,20,TRUE,TRUE),\"\")","v":""},"","","","","","","","","","","","","","","","","","","",{"$f":"IFERROR(IF(OR(D77=\"\",'Combined scenario - input'!$D62=\"\"),\"\",D77/'Combined scenario - input'!$D62),\"\")","v":""},{"$f":"IFERROR(IF(OR(E77=\"\",'Combined scenario - input'!$D62=\"\"),\"\",E77/'Combined scenario - input'!$D62),\"\")","v":""},{"$f":"IFERROR(IF(OR(F77=\"\",'Combined scenario - input'!$D62=\"\"),\"\",F77/'Combined scenario - input'!$D62),\"\")","v":""},{"$f":"IFERROR(IF(OR(G77=\"\",'Combined scenario - input'!$D62=\"\"),\"\",G77/'Combined scenario - input'!$D62),\"\")","v":""},{"$f":"IFERROR(IF(OR(H77=\"\",'Combined scenario - input'!$D62=\"\"),\"\",H77/'Combined scenario - input'!$D62),\"\")","v":""},{"$f":"IFERROR(IF(OR(I77=\"\",'Combined scenario - input'!$D62=\"\"),\"\",I77/'Combined scenario - input'!$D62),\"\")","v":""},{"$f":"IFERROR(IF(OR(J77=\"\",'Combined scenario - input'!$D62=\"\"),\"\",J77/'Combined scenario - input'!$D62),\"\")","v":""},{"$f":"IFERROR(IF(OR(K77=\"\",'Combined scenario - input'!$D62=\"\"),\"\",K77/'Combined scenario - input'!$D62),\"\")","v":""},{"$f":"IFERROR(IF(OR(L77=\"\",'Combined scenario - input'!$D62=\"\"),\"\",L77/'Combined scenario - input'!$D62),\"\")","v":""},{"$f":"IFERROR(IF(OR(M77=\"\",'Combined scenario - input'!$D62=\"\"),\"\",M77/'Combined scenario - input'!$D62),\"\")","v":""},{"$f":"IFERROR(IF(OR(N77=\"\",'Combined scenario - input'!$D62=\"\"),\"\",N77/'Combined scenario - input'!$D62),\"\")","v":""},{"$f":"IFERROR(IF(OR(O77=\"\",'Combined scenario - input'!$D62=\"\"),\"\",O77/'Combined scenario - input'!$D62),\"\")","v":""},{"$f":"IFERROR(IF(OR(P77=\"\",'Combined scenario - input'!$D62=\"\"),\"\",P77/'Combined scenario - input'!$D62),\"\")","v":""},{"$f":"IFERROR(IF(OR(Q77=\"\",'Combined scenario - input'!$D62=\"\"),\"\",Q77/'Combined scenario - input'!$D62),\"\")","v":""},{"$f":"IFERROR(IF(OR(R77=\"\",'Combined scenario - input'!$D62=\"\"),\"\",R77/'Combined scenario - input'!$D62),\"\")","v":""},{"$f":"IFERROR(IF(OR(S77=\"\",'Combined scenario - input'!$D62=\"\"),\"\",S77/'Combined scenario - input'!$D62),\"\")","v":""},{"$f":"IFERROR(IF(OR(T77=\"\",'Combined scenario - input'!$D62=\"\"),\"\",T77/'Combined scenario - input'!$D62),\"\")","v":""},{"$f":"IFERROR(IF(OR(U77=\"\",'Combined scenario - input'!$D62=\"\"),\"\",U77/'Combined scenario - input'!$D62),\"\")","v":""},{"$f":"IFERROR(IF(OR(V77=\"\",'Combined scenario - input'!$D62=\"\"),\"\",V77/'Combined scenario - input'!$D62),\"\")","v":""},{"$f":"IFERROR(IF(OR(W77=\"\",'Combined scenario - input'!$D62=\"\"),\"\",W77/'Combined scenario - input'!$D62),\"\")","v":""}]
[{"$f":"IFERROR('Combined scenario - input'!A63,\"\")","v":""},{"$f":"IFERROR('Combined scenario - input'!B63,\"\")","v":""},{"$f":"IFERROR('Combined scenario - input'!C63,\"\")","v":""},{"$f":"IFERROR(repcalc('Combined scenario - input'!$CV63:$GH63,'Combined scenario - input'!$G63,'Combined scenario - input'!$E63,'Combined scenario - input'!$F63,20,TRUE,TRUE),\"\")","v":""},"","","","","","","","","","","","","","","","","","","",{"$f":"IFERROR(IF(OR(D78=\"\",'Combined scenario - input'!$D63=\"\"),\"\",D78/'Combined scenario - input'!$D63),\"\")","v":""},{"$f":"IFERROR(IF(OR(E78=\"\",'Combined scenario - input'!$D63=\"\"),\"\",E78/'Combined scenario - input'!$D63),\"\")","v":""},{"$f":"IFERROR(IF(OR(F78=\"\",'Combined scenario - input'!$D63=\"\"),\"\",F78/'Combined scenario - input'!$D63),\"\")","v":""},{"$f":"IFERROR(IF(OR(G78=\"\",'Combined scenario - input'!$D63=\"\"),\"\",G78/'Combined scenario - input'!$D63),\"\")","v":""},{"$f":"IFERROR(IF(OR(H78=\"\",'Combined scenario - input'!$D63=\"\"),\"\",H78/'Combined scenario - input'!$D63),\"\")","v":""},{"$f":"IFERROR(IF(OR(I78=\"\",'Combined scenario - input'!$D63=\"\"),\"\",I78/'Combined scenario - input'!$D63),\"\")","v":""},{"$f":"IFERROR(IF(OR(J78=\"\",'Combined scenario - input'!$D63=\"\"),\"\",J78/'Combined scenario - input'!$D63),\"\")","v":""},{"$f":"IFERROR(IF(OR(K78=\"\",'Combined scenario - input'!$D63=\"\"),\"\",K78/'Combined scenario - input'!$D63),\"\")","v":""},{"$f":"IFERROR(IF(OR(L78=\"\",'Combined scenario - input'!$D63=\"\"),\"\",L78/'Combined scenario - input'!$D63),\"\")","v":""},{"$f":"IFERROR(IF(OR(M78=\"\",'Combined scenario - input'!$D63=\"\"),\"\",M78/'Combined scenario - input'!$D63),\"\")","v":""},{"$f":"IFERROR(IF(OR(N78=\"\",'Combined scenario - input'!$D63=\"\"),\"\",N78/'Combined scenario - input'!$D63),\"\")","v":""},{"$f":"IFERROR(IF(OR(O78=\"\",'Combined scenario - input'!$D63=\"\"),\"\",O78/'Combined scenario - input'!$D63),\"\")","v":""},{"$f":"IFERROR(IF(OR(P78=\"\",'Combined scenario - input'!$D63=\"\"),\"\",P78/'Combined scenario - input'!$D63),\"\")","v":""},{"$f":"IFERROR(IF(OR(Q78=\"\",'Combined scenario - input'!$D63=\"\"),\"\",Q78/'Combined scenario - input'!$D63),\"\")","v":""},{"$f":"IFERROR(IF(OR(R78=\"\",'Combined scenario - input'!$D63=\"\"),\"\",R78/'Combined scenario - input'!$D63),\"\")","v":""},{"$f":"IFERROR(IF(OR(S78=\"\",'Combined scenario - input'!$D63=\"\"),\"\",S78/'Combined scenario - input'!$D63),\"\")","v":""},{"$f":"IFERROR(IF(OR(T78=\"\",'Combined scenario - input'!$D63=\"\"),\"\",T78/'Combined scenario - input'!$D63),\"\")","v":""},{"$f":"IFERROR(IF(OR(U78=\"\",'Combined scenario - input'!$D63=\"\"),\"\",U78/'Combined scenario - input'!$D63),\"\")","v":""},{"$f":"IFERROR(IF(OR(V78=\"\",'Combined scenario - input'!$D63=\"\"),\"\",V78/'Combined scenario - input'!$D63),\"\")","v":""},{"$f":"IFERROR(IF(OR(W78=\"\",'Combined scenario - input'!$D63=\"\"),\"\",W78/'Combined scenario - input'!$D63),\"\")","v":""}]
[{"$f":"IFERROR('Combined scenario - input'!A64,\"\")","v":""},{"$f":"IFERROR('Combined scenario - input'!B64,\"\")","v":""},{"$f":"IFERROR('Combined scenario - input'!C64,\"\")","v":""},{"$f":"IFERROR(repcalc('Combined scenario - input'!$CV64:$GH64,'Combined scenario - input'!$G64,'Combined scenario - input'!$E64,'Combined scenario - input'!$F64,20,TRUE,TRUE),\"\")","v":""},"","","","","","","","","","","","","","","","","","","",{"$f":"IFERROR(IF(OR(D79=\"\",'Combined scenario - input'!$D64=\"\"),\"\",D79/'Combined scenario - input'!$D64),\"\")","v":""},{"$f":"IFERROR(IF(OR(E79=\"\",'Combined scenario - input'!$D64=\"\"),\"\",E79/'Combined scenario - input'!$D64),\"\")","v":""},{"$f":"IFERROR(IF(OR(F79=\"\",'Combined scenario - input'!$D64=\"\"),\"\",F79/'Combined scenario - input'!$D64),\"\")","v":""},{"$f":"IFERROR(IF(OR(G79=\"\",'Combined scenario - input'!$D64=\"\"),\"\",G79/'Combined scenario - input'!$D64),\"\")","v":""},{"$f":"IFERROR(IF(OR(H79=\"\",'Combined scenario - input'!$D64=\"\"),\"\",H79/'Combined scenario - input'!$D64),\"\")","v":""},{"$f":"IFERROR(IF(OR(I79=\"\",'Combined scenario - input'!$D64=\"\"),\"\",I79/'Combined scenario - input'!$D64),\"\")","v":""},{"$f":"IFERROR(IF(OR(J79=\"\",'Combined scenario - input'!$D64=\"\"),\"\",J79/'Combined scenario - input'!$D64),\"\")","v":""},{"$f":"IFERROR(IF(OR(K79=\"\",'Combined scenario - input'!$D64=\"\"),\"\",K79/'Combined scenario - input'!$D64),\"\")","v":""},{"$f":"IFERROR(IF(OR(L79=\"\",'Combined scenario - input'!$D64=\"\"),\"\",L79/'Combined scenario - input'!$D64),\"\")","v":""},{"$f":"IFERROR(IF(OR(M79=\"\",'Combined scenario - input'!$D64=\"\"),\"\",M79/'Combined scenario - input'!$D64),\"\")","v":""},{"$f":"IFERROR(IF(OR(N79=\"\",'Combined scenario - input'!$D64=\"\"),\"\",N79/'Combined scenario - input'!$D64),\"\")","v":""},{"$f":"IFERROR(IF(OR(O79=\"\",'Combined scenario - input'!$D64=\"\"),\"\",O79/'Combined scenario - input'!$D64),\"\")","v":""},{"$f":"IFERROR(IF(OR(P79=\"\",'Combined scenario - input'!$D64=\"\"),\"\",P79/'Combined scenario - input'!$D64),\"\")","v":""},{"$f":"IFERROR(IF(OR(Q79=\"\",'Combined scenario - input'!$D64=\"\"),\"\",Q79/'Combined scenario - input'!$D64),\"\")","v":""},{"$f":"IFERROR(IF(OR(R79=\"\",'Combined scenario - input'!$D64=\"\"),\"\",R79/'Combined scenario - input'!$D64),\"\")","v":""},{"$f":"IFERROR(IF(OR(S79=\"\",'Combined scenario - input'!$D64=\"\"),\"\",S79/'Combined scenario - input'!$D64),\"\")","v":""},{"$f":"IFERROR(IF(OR(T79=\"\",'Combined scenario - input'!$D64=\"\"),\"\",T79/'Combined scenario - input'!$D64),\"\")","v":""},{"$f":"IFERROR(IF(OR(U79=\"\",'Combined scenario - input'!$D64=\"\"),\"\",U79/'Combined scenario - input'!$D64),\"\")","v":""},{"$f":"IFERROR(IF(OR(V79=\"\",'Combined scenario - input'!$D64=\"\"),\"\",V79/'Combined scenario - input'!$D64),\"\")","v":""},{"$f":"IFERROR(IF(OR(W79=\"\",'Combined scenario - input'!$D64=\"\"),\"\",W79/'Combined scenario - input'!$D64),\"\")","v":""}]
[{"$f":"IFERROR('Combined scenario - input'!A65,\"\")","v":""},{"$f":"IFERROR('Combined scenario - input'!B65,\"\")","v":""},{"$f":"IFERROR('Combined scenario - input'!C65,\"\")","v":""},{"$f":"IFERROR(repcalc('Combined scenario - input'!$CV65:$GH65,'Combined scenario - input'!$G65,'Combined scenario - input'!$E65,'Combined scenario - input'!$F65,20,TRUE,TRUE),\"\")","v":""},"","","","","","","","","","","","","","","","","","","",{"$f":"IFERROR(IF(OR(D80=\"\",'Combined scenario - input'!$D65=\"\"),\"\",D80/'Combined scenario - input'!$D65),\"\")","v":""},{"$f":"IFERROR(IF(OR(E80=\"\",'Combined scenario - input'!$D65=\"\"),\"\",E80/'Combined scenario - input'!$D65),\"\")","v":""},{"$f":"IFERROR(IF(OR(F80=\"\",'Combined scenario - input'!$D65=\"\"),\"\",F80/'Combined scenario - input'!$D65),\"\")","v":""},{"$f":"IFERROR(IF(OR(G80=\"\",'Combined scenario - input'!$D65=\"\"),\"\",G80/'Combined scenario - input'!$D65),\"\")","v":""},{"$f":"IFERROR(IF(OR(H80=\"\",'Combined scenario - input'!$D65=\"\"),\"\",H80/'Combined scenario - input'!$D65),\"\")","v":""},{"$f":"IFERROR(IF(OR(I80=\"\",'Combined scenario - input'!$D65=\"\"),\"\",I80/'Combined scenario - input'!$D65),\"\")","v":""},{"$f":"IFERROR(IF(OR(J80=\"\",'Combined scenario - input'!$D65=\"\"),\"\",J80/'Combined scenario - input'!$D65),\"\")","v":""},{"$f":"IFERROR(IF(OR(K80=\"\",'Combined scenario - input'!$D65=\"\"),\"\",K80/'Combined scenario - input'!$D65),\"\")","v":""},{"$f":"IFERROR(IF(OR(L80=\"\",'Combined scenario - input'!$D65=\"\"),\"\",L80/'Combined scenario - input'!$D65),\"\")","v":""},{"$f":"IFERROR(IF(OR(M80=\"\",'Combined scenario - input'!$D65=\"\"),\"\",M80/'Combined scenario - input'!$D65),\"\")","v":""},{"$f":"IFERROR(IF(OR(N80=\"\",'Combined scenario - input'!$D65=\"\"),\"\",N80/'Combined scenario - input'!$D65),\"\")","v":""},{"$f":"IFERROR(IF(OR(O80=\"\",'Combined scenario - input'!$D65=\"\"),\"\",O80/'Combined scenario - input'!$D65),\"\")","v":""},{"$f":"IFERROR(IF(OR(P80=\"\",'Combined scenario - input'!$D65=\"\"),\"\",P80/'Combined scenario - input'!$D65),\"\")","v":""},{"$f":"IFERROR(IF(OR(Q80=\"\",'Combined scenario - input'!$D65=\"\"),\"\",Q80/'Combined scenario - input'!$D65),\"\")","v":""},{"$f":"IFERROR(IF(OR(R80=\"\",'Combined scenario - input'!$D65=\"\"),\"\",R80/'Combined scenario - input'!$D65),\"\")","v":""},{"$f":"IFERROR(IF(OR(S80=\"\",'Combined scenario - input'!$D65=\"\"),\"\",S80/'Combined scenario - input'!$D65),\"\")","v":""},{"$f":"IFERROR(IF(OR(T80=\"\",'Combined scenario - input'!$D65=\"\"),\"\",T80/'Combined scenario - input'!$D65),\"\")","v":""},{"$f":"IFERROR(IF(OR(U80=\"\",'Combined scenario - input'!$D65=\"\"),\"\",U80/'Combined scenario - input'!$D65),\"\")","v":""},{"$f":"IFERROR(IF(OR(V80=\"\",'Combined scenario - input'!$D65=\"\"),\"\",V80/'Combined scenario - input'!$D65),\"\")","v":""},{"$f":"IFERROR(IF(OR(W80=\"\",'Combined scenario - input'!$D65=\"\"),\"\",W80/'Combined scenario - input'!$D65),\"\")","v":""}]
[{"$f":"IFERROR('Combined scenario - input'!A66,\"\")","v":""},{"$f":"IFERROR('Combined scenario - input'!B66,\"\")","v":""},{"$f":"IFERROR('Combined scenario - input'!C66,\"\")","v":""},{"$f":"IFERROR(repcalc('Combined scenario - input'!$CV66:$GH66,'Combined scenario - input'!$G66,'Combined scenario - input'!$E66,'Combined scenario - input'!$F66,20,TRUE,TRUE),\"\")","v":""},"","","","","","","","","","","","","","","","","","","",{"$f":"IFERROR(IF(OR(D81=\"\",'Combined scenario - input'!$D66=\"\"),\"\",D81/'Combined scenario - input'!$D66),\"\")","v":""},{"$f":"IFERROR(IF(OR(E81=\"\",'Combined scenario - input'!$D66=\"\"),\"\",E81/'Combined scenario - input'!$D66),\"\")","v":""},{"$f":"IFERROR(IF(OR(F81=\"\",'Combined scenario - input'!$D66=\"\"),\"\",F81/'Combined scenario - input'!$D66),\"\")","v":""},{"$f":"IFERROR(IF(OR(G81=\"\",'Combined scenario - input'!$D66=\"\"),\"\",G81/'Combined scenario - input'!$D66),\"\")","v":""},{"$f":"IFERROR(IF(OR(H81=\"\",'Combined scenario - input'!$D66=\"\"),\"\",H81/'Combined scenario - input'!$D66),\"\")","v":""},{"$f":"IFERROR(IF(OR(I81=\"\",'Combined scenario - input'!$D66=\"\"),\"\",I81/'Combined scenario - input'!$D66),\"\")","v":""},{"$f":"IFERROR(IF(OR(J81=\"\",'Combined scenario - input'!$D66=\"\"),\"\",J81/'Combined scenario - input'!$D66),\"\")","v":""},{"$f":"IFERROR(IF(OR(K81=\"\",'Combined scenario - input'!$D66=\"\"),\"\",K81/'Combined scenario - input'!$D66),\"\")","v":""},{"$f":"IFERROR(IF(OR(L81=\"\",'Combined scenario - input'!$D66=\"\"),\"\",L81/'Combined scenario - input'!$D66),\"\")","v":""},{"$f":"IFERROR(IF(OR(M81=\"\",'Combined scenario - input'!$D66=\"\"),\"\",M81/'Combined scenario - input'!$D66),\"\")","v":""},{"$f":"IFERROR(IF(OR(N81=\"\",'Combined scenario - input'!$D66=\"\"),\"\",N81/'Combined scenario - input'!$D66),\"\")","v":""},{"$f":"IFERROR(IF(OR(O81=\"\",'Combined scenario - input'!$D66=\"\"),\"\",O81/'Combined scenario - input'!$D66),\"\")","v":""},{"$f":"IFERROR(IF(OR(P81=\"\",'Combined scenario - input'!$D66=\"\"),\"\",P81/'Combined scenario - input'!$D66),\"\")","v":""},{"$f":"IFERROR(IF(OR(Q81=\"\",'Combined scenario - input'!$D66=\"\"),\"\",Q81/'Combined scenario - input'!$D66),\"\")","v":""},{"$f":"IFERROR(IF(OR(R81=\"\",'Combined scenario - input'!$D66=\"\"),\"\",R81/'Combined scenario - input'!$D66),\"\")","v":""},{"$f":"IFERROR(IF(OR(S81=\"\",'Combined scenario - input'!$D66=\"\"),\"\",S81/'Combined scenario - input'!$D66),\"\")","v":""},{"$f":"IFERROR(IF(OR(T81=\"\",'Combined scenario - input'!$D66=\"\"),\"\",T81/'Combined scenario - input'!$D66),\"\")","v":""},{"$f":"IFERROR(IF(OR(U81=\"\",'Combined scenario - input'!$D66=\"\"),\"\",U81/'Combined scenario - input'!$D66),\"\")","v":""},{"$f":"IFERROR(IF(OR(V81=\"\",'Combined scenario - input'!$D66=\"\"),\"\",V81/'Combined scenario - input'!$D66),\"\")","v":""},{"$f":"IFERROR(IF(OR(W81=\"\",'Combined scenario - input'!$D66=\"\"),\"\",W81/'Combined scenario - input'!$D66),\"\")","v":""}]
[{"$f":"IFERROR('Combined scenario - input'!A67,\"\")","v":""},{"$f":"IFERROR('Combined scenario - input'!B67,\"\")","v":""},{"$f":"IFERROR('Combined scenario - input'!C67,\"\")","v":""},{"$f":"IFERROR(repcalc('Combined scenario - input'!$CV67:$GH67,'Combined scenario - input'!$G67,'Combined scenario - input'!$E67,'Combined scenario - input'!$F67,20,TRUE,TRUE),\"\")","v":""},"","","","","","","","","","","","","","","","","","","",{"$f":"IFERROR(IF(OR(D82=\"\",'Combined scenario - input'!$D67=\"\"),\"\",D82/'Combined scenario - input'!$D67),\"\")","v":""},{"$f":"IFERROR(IF(OR(E82=\"\",'Combined scenario - input'!$D67=\"\"),\"\",E82/'Combined scenario - input'!$D67),\"\")","v":""},{"$f":"IFERROR(IF(OR(F82=\"\",'Combined scenario - input'!$D67=\"\"),\"\",F82/'Combined scenario - input'!$D67),\"\")","v":""},{"$f":"IFERROR(IF(OR(G82=\"\",'Combined scenario - input'!$D67=\"\"),\"\",G82/'Combined scenario - input'!$D67),\"\")","v":""},{"$f":"IFERROR(IF(OR(H82=\"\",'Combined scenario - input'!$D67=\"\"),\"\",H82/'Combined scenario - input'!$D67),\"\")","v":""},{"$f":"IFERROR(IF(OR(I82=\"\",'Combined scenario - input'!$D67=\"\"),\"\",I82/'Combined scenario - input'!$D67),\"\")","v":""},{"$f":"IFERROR(IF(OR(J82=\"\",'Combined scenario - input'!$D67=\"\"),\"\",J82/'Combined scenario - input'!$D67),\"\")","v":""},{"$f":"IFERROR(IF(OR(K82=\"\",'Combined scenario - input'!$D67=\"\"),\"\",K82/'Combined scenario - input'!$D67),\"\")","v":""},{"$f":"IFERROR(IF(OR(L82=\"\",'Combined scenario - input'!$D67=\"\"),\"\",L82/'Combined scenario - input'!$D67),\"\")","v":""},{"$f":"IFERROR(IF(OR(M82=\"\",'Combined scenario - input'!$D67=\"\"),\"\",M82/'Combined scenario - input'!$D67),\"\")","v":""},{"$f":"IFERROR(IF(OR(N82=\"\",'Combined scenario - input'!$D67=\"\"),\"\",N82/'Combined scenario - input'!$D67),\"\")","v":""},{"$f":"IFERROR(IF(OR(O82=\"\",'Combined scenario - input'!$D67=\"\"),\"\",O82/'Combined scenario - input'!$D67),\"\")","v":""},{"$f":"IFERROR(IF(OR(P82=\"\",'Combined scenario - input'!$D67=\"\"),\"\",P82/'Combined scenario - input'!$D67),\"\")","v":""},{"$f":"IFERROR(IF(OR(Q82=\"\",'Combined scenario - input'!$D67=\"\"),\"\",Q82/'Combined scenario - input'!$D67),\"\")","v":""},{"$f":"IFERROR(IF(OR(R82=\"\",'Combined scenario - input'!$D67=\"\"),\"\",R82/'Combined scenario - input'!$D67),\"\")","v":""},{"$f":"IFERROR(IF(OR(S82=\"\",'Combined scenario - input'!$D67=\"\"),\"\",S82/'Combined scenario - input'!$D67),\"\")","v":""},{"$f":"IFERROR(IF(OR(T82=\"\",'Combined scenario - input'!$D67=\"\"),\"\",T82/'Combined scenario - input'!$D67),\"\")","v":""},{"$f":"IFERROR(IF(OR(U82=\"\",'Combined scenario - input'!$D67=\"\"),\"\",U82/'Combined scenario - input'!$D67),\"\")","v":""},{"$f":"IFERROR(IF(OR(V82=\"\",'Combined scenario - input'!$D67=\"\"),\"\",V82/'Combined scenario - input'!$D67),\"\")","v":""},{"$f":"IFERROR(IF(OR(W82=\"\",'Combined scenario - input'!$D67=\"\"),\"\",W82/'Combined scenario - input'!$D67),\"\")","v":""}]
[{"$f":"IFERROR('Combined scenario - input'!A68,\"\")","v":""},{"$f":"IFERROR('Combined scenario - input'!B68,\"\")","v":""},{"$f":"IFERROR('Combined scenario - input'!C68,\"\")","v":""},{"$f":"IFERROR(repcalc('Combined scenario - input'!$CV68:$GH68,'Combined scenario - input'!$G68,'Combined scenario - input'!$E68,'Combined scenario - input'!$F68,20,TRUE,TRUE),\"\")","v":""},"","","","","","","","","","","","","","","","","","","",{"$f":"IFERROR(IF(OR(D83=\"\",'Combined scenario - input'!$D68=\"\"),\"\",D83/'Combined scenario - input'!$D68),\"\")","v":""},{"$f":"IFERROR(IF(OR(E83=\"\",'Combined scenario - input'!$D68=\"\"),\"\",E83/'Combined scenario - input'!$D68),\"\")","v":""},{"$f":"IFERROR(IF(OR(F83=\"\",'Combined scenario - input'!$D68=\"\"),\"\",F83/'Combined scenario - input'!$D68),\"\")","v":""},{"$f":"IFERROR(IF(OR(G83=\"\",'Combined scenario - input'!$D68=\"\"),\"\",G83/'Combined scenario - input'!$D68),\"\")","v":""},{"$f":"IFERROR(IF(OR(H83=\"\",'Combined scenario - input'!$D68=\"\"),\"\",H83/'Combined scenario - input'!$D68),\"\")","v":""},{"$f":"IFERROR(IF(OR(I83=\"\",'Combined scenario - input'!$D68=\"\"),\"\",I83/'Combined scenario - input'!$D68),\"\")","v":""},{"$f":"IFERROR(IF(OR(J83=\"\",'Combined scenario - input'!$D68=\"\"),\"\",J83/'Combined scenario - input'!$D68),\"\")","v":""},{"$f":"IFERROR(IF(OR(K83=\"\",'Combined scenario - input'!$D68=\"\"),\"\",K83/'Combined scenario - input'!$D68),\"\")","v":""},{"$f":"IFERROR(IF(OR(L83=\"\",'Combined scenario - input'!$D68=\"\"),\"\",L83/'Combined scenario - input'!$D68),\"\")","v":""},{"$f":"IFERROR(IF(OR(M83=\"\",'Combined scenario - input'!$D68=\"\"),\"\",M83/'Combined scenario - input'!$D68),\"\")","v":""},{"$f":"IFERROR(IF(OR(N83=\"\",'Combined scenario - input'!$D68=\"\"),\"\",N83/'Combined scenario - input'!$D68),\"\")","v":""},{"$f":"IFERROR(IF(OR(O83=\"\",'Combined scenario - input'!$D68=\"\"),\"\",O83/'Combined scenario - input'!$D68),\"\")","v":""},{"$f":"IFERROR(IF(OR(P83=\"\",'Combined scenario - input'!$D68=\"\"),\"\",P83/'Combined scenario - input'!$D68),\"\")","v":""},{"$f":"IFERROR(IF(OR(Q83=\"\",'Combined scenario - input'!$D68=\"\"),\"\",Q83/'Combined scenario - input'!$D68),\"\")","v":""},{"$f":"IFERROR(IF(OR(R83=\"\",'Combined scenario - input'!$D68=\"\"),\"\",R83/'Combined scenario - input'!$D68),\"\")","v":""},{"$f":"IFERROR(IF(OR(S83=\"\",'Combined scenario - input'!$D68=\"\"),\"\",S83/'Combined scenario - input'!$D68),\"\")","v":""},{"$f":"IFERROR(IF(OR(T83=\"\",'Combined scenario - input'!$D68=\"\"),\"\",T83/'Combined scenario - input'!$D68),\"\")","v":""},{"$f":"IFERROR(IF(OR(U83=\"\",'Combined scenario - input'!$D68=\"\"),\"\",U83/'Combined scenario - input'!$D68),\"\")","v":""},{"$f":"IFERROR(IF(OR(V83=\"\",'Combined scenario - input'!$D68=\"\"),\"\",V83/'Combined scenario - input'!$D68),\"\")","v":""},{"$f":"IFERROR(IF(OR(W83=\"\",'Combined scenario - input'!$D68=\"\"),\"\",W83/'Combined scenario - input'!$D68),\"\")","v":""}]
[{"$f":"IFERROR('Combined scenario - input'!A69,\"\")","v":""},{"$f":"IFERROR('Combined scenario - input'!B69,\"\")","v":""},{"$f":"IFERROR('Combined scenario - input'!C69,\"\")","v":""},{"$f":"IFERROR(repcalc('Combined scenario - input'!$CV69:$GH69,'Combined scenario - input'!$G69,'Combined scenario - input'!$E69,'Combined scenario - input'!$F69,20,TRUE,TRUE),\"\")","v":""},"","","","","","","","","","","","","","","","","","","",{"$f":"IFERROR(IF(OR(D84=\"\",'Combined scenario - input'!$D69=\"\"),\"\",D84/'Combined scenario - input'!$D69),\"\")","v":""},{"$f":"IFERROR(IF(OR(E84=\"\",'Combined scenario - input'!$D69=\"\"),\"\",E84/'Combined scenario - input'!$D69),\"\")","v":""},{"$f":"IFERROR(IF(OR(F84=\"\",'Combined scenario - input'!$D69=\"\"),\"\",F84/'Combined scenario - input'!$D69),\"\")","v":""},{"$f":"IFERROR(IF(OR(G84=\"\",'Combined scenario - input'!$D69=\"\"),\"\",G84/'Combined scenario - input'!$D69),\"\")","v":""},{"$f":"IFERROR(IF(OR(H84=\"\",'Combined scenario - input'!$D69=\"\"),\"\",H84/'Combined scenario - input'!$D69),\"\")","v":""},{"$f":"IFERROR(IF(OR(I84=\"\",'Combined scenario - input'!$D69=\"\"),\"\",I84/'Combined scenario - input'!$D69),\"\")","v":""},{"$f":"IFERROR(IF(OR(J84=\"\",'Combined scenario - input'!$D69=\"\"),\"\",J84/'Combined scenario - input'!$D69),\"\")","v":""},{"$f":"IFERROR(IF(OR(K84=\"\",'Combined scenario - input'!$D69=\"\"),\"\",K84/'Combined scenario - input'!$D69),\"\")","v":""},{"$f":"IFERROR(IF(OR(L84=\"\",'Combined scenario - input'!$D69=\"\"),\"\",L84/'Combined scenario - input'!$D69),\"\")","v":""},{"$f":"IFERROR(IF(OR(M84=\"\",'Combined scenario - input'!$D69=\"\"),\"\",M84/'Combined scenario - input'!$D69),\"\")","v":""},{"$f":"IFERROR(IF(OR(N84=\"\",'Combined scenario - input'!$D69=\"\"),\"\",N84/'Combined scenario - input'!$D69),\"\")","v":""},{"$f":"IFERROR(IF(OR(O84=\"\",'Combined scenario - input'!$D69=\"\"),\"\",O84/'Combined scenario - input'!$D69),\"\")","v":""},{"$f":"IFERROR(IF(OR(P84=\"\",'Combined scenario - input'!$D69=\"\"),\"\",P84/'Combined scenario - input'!$D69),\"\")","v":""},{"$f":"IFERROR(IF(OR(Q84=\"\",'Combined scenario - input'!$D69=\"\"),\"\",Q84/'Combined scenario - input'!$D69),\"\")","v":""},{"$f":"IFERROR(IF(OR(R84=\"\",'Combined scenario - input'!$D69=\"\"),\"\",R84/'Combined scenario - input'!$D69),\"\")","v":""},{"$f":"IFERROR(IF(OR(S84=\"\",'Combined scenario - input'!$D69=\"\"),\"\",S84/'Combined scenario - input'!$D69),\"\")","v":""},{"$f":"IFERROR(IF(OR(T84=\"\",'Combined scenario - input'!$D69=\"\"),\"\",T84/'Combined scenario - input'!$D69),\"\")","v":""},{"$f":"IFERROR(IF(OR(U84=\"\",'Combined scenario - input'!$D69=\"\"),\"\",U84/'Combined scenario - input'!$D69),\"\")","v":""},{"$f":"IFERROR(IF(OR(V84=\"\",'Combined scenario - input'!$D69=\"\"),\"\",V84/'Combined scenario - input'!$D69),\"\")","v":""},{"$f":"IFERROR(IF(OR(W84=\"\",'Combined scenario - input'!$D69=\"\"),\"\",W84/'Combined scenario - input'!$D69),\"\")","v":""}]
[{"$f":"IFERROR('Combined scenario - input'!A70,\"\")","v":""},{"$f":"IFERROR('Combined scenario - input'!B70,\"\")","v":""},{"$f":"IFERROR('Combined scenario - input'!C70,\"\")","v":""},{"$f":"IFERROR(repcalc('Combined scenario - input'!$CV70:$GH70,'Combined scenario - input'!$G70,'Combined scenario - input'!$E70,'Combined scenario - input'!$F70,20,TRUE,TRUE),\"\")","v":""},"","","","","","","","","","","","","","","","","","","",{"$f":"IFERROR(IF(OR(D85=\"\",'Combined scenario - input'!$D70=\"\"),\"\",D85/'Combined scenario - input'!$D70),\"\")","v":""},{"$f":"IFERROR(IF(OR(E85=\"\",'Combined scenario - input'!$D70=\"\"),\"\",E85/'Combined scenario - input'!$D70),\"\")","v":""},{"$f":"IFERROR(IF(OR(F85=\"\",'Combined scenario - input'!$D70=\"\"),\"\",F85/'Combined scenario - input'!$D70),\"\")","v":""},{"$f":"IFERROR(IF(OR(G85=\"\",'Combined scenario - input'!$D70=\"\"),\"\",G85/'Combined scenario - input'!$D70),\"\")","v":""},{"$f":"IFERROR(IF(OR(H85=\"\",'Combined scenario - input'!$D70=\"\"),\"\",H85/'Combined scenario - input'!$D70),\"\")","v":""},{"$f":"IFERROR(IF(OR(I85=\"\",'Combined scenario - input'!$D70=\"\"),\"\",I85/'Combined scenario - input'!$D70),\"\")","v":""},{"$f":"IFERROR(IF(OR(J85=\"\",'Combined scenario - input'!$D70=\"\"),\"\",J85/'Combined scenario - input'!$D70),\"\")","v":""},{"$f":"IFERROR(IF(OR(K85=\"\",'Combined scenario - input'!$D70=\"\"),\"\",K85/'Combined scenario - input'!$D70),\"\")","v":""},{"$f":"IFERROR(IF(OR(L85=\"\",'Combined scenario - input'!$D70=\"\"),\"\",L85/'Combined scenario - input'!$D70),\"\")","v":""},{"$f":"IFERROR(IF(OR(M85=\"\",'Combined scenario - input'!$D70=\"\"),\"\",M85/'Combined scenario - input'!$D70),\"\")","v":""},{"$f":"IFERROR(IF(OR(N85=\"\",'Combined scenario - input'!$D70=\"\"),\"\",N85/'Combined scenario - input'!$D70),\"\")","v":""},{"$f":"IFERROR(IF(OR(O85=\"\",'Combined scenario - input'!$D70=\"\"),\"\",O85/'Combined scenario - input'!$D70),\"\")","v":""},{"$f":"IFERROR(IF(OR(P85=\"\",'Combined scenario - input'!$D70=\"\"),\"\",P85/'Combined scenario - input'!$D70),\"\")","v":""},{"$f":"IFERROR(IF(OR(Q85=\"\",'Combined scenario - input'!$D70=\"\"),\"\",Q85/'Combined scenario - input'!$D70),\"\")","v":""},{"$f":"IFERROR(IF(OR(R85=\"\",'Combined scenario - input'!$D70=\"\"),\"\",R85/'Combined scenario - input'!$D70),\"\")","v":""},{"$f":"IFERROR(IF(OR(S85=\"\",'Combined scenario - input'!$D70=\"\"),\"\",S85/'Combined scenario - input'!$D70),\"\")","v":""},{"$f":"IFERROR(IF(OR(T85=\"\",'Combined scenario - input'!$D70=\"\"),\"\",T85/'Combined scenario - input'!$D70),\"\")","v":""},{"$f":"IFERROR(IF(OR(U85=\"\",'Combined scenario - input'!$D70=\"\"),\"\",U85/'Combined scenario - input'!$D70),\"\")","v":""},{"$f":"IFERROR(IF(OR(V85=\"\",'Combined scenario - input'!$D70=\"\"),\"\",V85/'Combined scenario - input'!$D70),\"\")","v":""},{"$f":"IFERROR(IF(OR(W85=\"\",'Combined scenario - input'!$D70=\"\"),\"\",W85/'Combined scenario - input'!$D70),\"\")","v":""}]
[{"$f":"IFERROR('Combined scenario - input'!A71,\"\")","v":""},{"$f":"IFERROR('Combined scenario - input'!B71,\"\")","v":""},{"$f":"IFERROR('Combined scenario - input'!C71,\"\")","v":""},{"$f":"IFERROR(repcalc('Combined scenario - input'!$CV71:$GH71,'Combined scenario - input'!$G71,'Combined scenario - input'!$E71,'Combined scenario - input'!$F71,20,TRUE,TRUE),\"\")","v":""},"","","","","","","","","","","","","","","","","","","",{"$f":"IFERROR(IF(OR(D86=\"\",'Combined scenario - input'!$D71=\"\"),\"\",D86/'Combined scenario - input'!$D71),\"\")","v":""},{"$f":"IFERROR(IF(OR(E86=\"\",'Combined scenario - input'!$D71=\"\"),\"\",E86/'Combined scenario - input'!$D71),\"\")","v":""},{"$f":"IFERROR(IF(OR(F86=\"\",'Combined scenario - input'!$D71=\"\"),\"\",F86/'Combined scenario - input'!$D71),\"\")","v":""},{"$f":"IFERROR(IF(OR(G86=\"\",'Combined scenario - input'!$D71=\"\"),\"\",G86/'Combined scenario - input'!$D71),\"\")","v":""},{"$f":"IFERROR(IF(OR(H86=\"\",'Combined scenario - input'!$D71=\"\"),\"\",H86/'Combined scenario - input'!$D71),\"\")","v":""},{"$f":"IFERROR(IF(OR(I86=\"\",'Combined scenario - input'!$D71=\"\"),\"\",I86/'Combined scenario - input'!$D71),\"\")","v":""},{"$f":"IFERROR(IF(OR(J86=\"\",'Combined scenario - input'!$D71=\"\"),\"\",J86/'Combined scenario - input'!$D71),\"\")","v":""},{"$f":"IFERROR(IF(OR(K86=\"\",'Combined scenario - input'!$D71=\"\"),\"\",K86/'Combined scenario - input'!$D71),\"\")","v":""},{"$f":"IFERROR(IF(OR(L86=\"\",'Combined scenario - input'!$D71=\"\"),\"\",L86/'Combined scenario - input'!$D71),\"\")","v":""},{"$f":"IFERROR(IF(OR(M86=\"\",'Combined scenario - input'!$D71=\"\"),\"\",M86/'Combined scenario - input'!$D71),\"\")","v":""},{"$f":"IFERROR(IF(OR(N86=\"\",'Combined scenario - input'!$D71=\"\"),\"\",N86/'Combined scenario - input'!$D71),\"\")","v":""},{"$f":"IFERROR(IF(OR(O86=\"\",'Combined scenario - input'!$D71=\"\"),\"\",O86/'Combined scenario - input'!$D71),\"\")","v":""},{"$f":"IFERROR(IF(OR(P86=\"\",'Combined scenario - input'!$D71=\"\"),\"\",P86/'Combined scenario - input'!$D71),\"\")","v":""},{"$f":"IFERROR(IF(OR(Q86=\"\",'Combined scenario - input'!$D71=\"\"),\"\",Q86/'Combined scenario - input'!$D71),\"\")","v":""},{"$f":"IFERROR(IF(OR(R86=\"\",'Combined scenario - input'!$D71=\"\"),\"\",R86/'Combined scenario - input'!$D71),\"\")","v":""},{"$f":"IFERROR(IF(OR(S86=\"\",'Combined scenario - input'!$D71=\"\"),\"\",S86/'Combined scenario - input'!$D71),\"\")","v":""},{"$f":"IFERROR(IF(OR(T86=\"\",'Combined scenario - input'!$D71=\"\"),\"\",T86/'Combined scenario - input'!$D71),\"\")","v":""},{"$f":"IFERROR(IF(OR(U86=\"\",'Combined scenario - input'!$D71=\"\"),\"\",U86/'Combined scenario - input'!$D71),\"\")","v":""},{"$f":"IFERROR(IF(OR(V86=\"\",'Combined scenario - input'!$D71=\"\"),\"\",V86/'Combined scenario - input'!$D71),\"\")","v":""},{"$f":"IFERROR(IF(OR(W86=\"\",'Combined scenario - input'!$D71=\"\"),\"\",W86/'Combined scenario - input'!$D71),\"\")","v":""}]
[{"$f":"IFERROR('Combined scenario - input'!A72,\"\")","v":""},{"$f":"IFERROR('Combined scenario - input'!B72,\"\")","v":""},{"$f":"IFERROR('Combined scenario - input'!C72,\"\")","v":""},{"$f":"IFERROR(repcalc('Combined scenario - input'!$CV72:$GH72,'Combined scenario - input'!$G72,'Combined scenario - input'!$E72,'Combined scenario - input'!$F72,20,TRUE,TRUE),\"\")","v":""},"","","","","","","","","","","","","","","","","","","",{"$f":"IFERROR(IF(OR(D87=\"\",'Combined scenario - input'!$D72=\"\"),\"\",D87/'Combined scenario - input'!$D72),\"\")","v":""},{"$f":"IFERROR(IF(OR(E87=\"\",'Combined scenario - input'!$D72=\"\"),\"\",E87/'Combined scenario - input'!$D72),\"\")","v":""},{"$f":"IFERROR(IF(OR(F87=\"\",'Combined scenario - input'!$D72=\"\"),\"\",F87/'Combined scenario - input'!$D72),\"\")","v":""},{"$f":"IFERROR(IF(OR(G87=\"\",'Combined scenario - input'!$D72=\"\"),\"\",G87/'Combined scenario - input'!$D72),\"\")","v":""},{"$f":"IFERROR(IF(OR(H87=\"\",'Combined scenario - input'!$D72=\"\"),\"\",H87/'Combined scenario - input'!$D72),\"\")","v":""},{"$f":"IFERROR(IF(OR(I87=\"\",'Combined scenario - input'!$D72=\"\"),\"\",I87/'Combined scenario - input'!$D72),\"\")","v":""},{"$f":"IFERROR(IF(OR(J87=\"\",'Combined scenario - input'!$D72=\"\"),\"\",J87/'Combined scenario - input'!$D72),\"\")","v":""},{"$f":"IFERROR(IF(OR(K87=\"\",'Combined scenario - input'!$D72=\"\"),\"\",K87/'Combined scenario - input'!$D72),\"\")","v":""},{"$f":"IFERROR(IF(OR(L87=\"\",'Combined scenario - input'!$D72=\"\"),\"\",L87/'Combined scenario - input'!$D72),\"\")","v":""},{"$f":"IFERROR(IF(OR(M87=\"\",'Combined scenario - input'!$D72=\"\"),\"\",M87/'Combined scenario - input'!$D72),\"\")","v":""},{"$f":"IFERROR(IF(OR(N87=\"\",'Combined scenario - input'!$D72=\"\"),\"\",N87/'Combined scenario - input'!$D72),\"\")","v":""},{"$f":"IFERROR(IF(OR(O87=\"\",'Combined scenario - input'!$D72=\"\"),\"\",O87/'Combined scenario - input'!$D72),\"\")","v":""},{"$f":"IFERROR(IF(OR(P87=\"\",'Combined scenario - input'!$D72=\"\"),\"\",P87/'Combined scenario - input'!$D72),\"\")","v":""},{"$f":"IFERROR(IF(OR(Q87=\"\",'Combined scenario - input'!$D72=\"\"),\"\",Q87/'Combined scenario - input'!$D72),\"\")","v":""},{"$f":"IFERROR(IF(OR(R87=\"\",'Combined scenario - input'!$D72=\"\"),\"\",R87/'Combined scenario - input'!$D72),\"\")","v":""},{"$f":"IFERROR(IF(OR(S87=\"\",'Combined scenario - input'!$D72=\"\"),\"\",S87/'Combined scenario - input'!$D72),\"\")","v":""},{"$f":"IFERROR(IF(OR(T87=\"\",'Combined scenario - input'!$D72=\"\"),\"\",T87/'Combined scenario - input'!$D72),\"\")","v":""},{"$f":"IFERROR(IF(OR(U87=\"\",'Combined scenario - input'!$D72=\"\"),\"\",U87/'Combined scenario - input'!$D72),\"\")","v":""},{"$f":"IFERROR(IF(OR(V87=\"\",'Combined scenario - input'!$D72=\"\"),\"\",V87/'Combined scenario - input'!$D72),\"\")","v":""},{"$f":"IFERROR(IF(OR(W87=\"\",'Combined scenario - input'!$D72=\"\"),\"\",W87/'Combined scenario - input'!$D72),\"\")","v":""}]
[{"$f":"IFERROR('Combined scenario - input'!A73,\"\")","v":""},{"$f":"IFERROR('Combined scenario - input'!B73,\"\")","v":""},{"$f":"IFERROR('Combined scenario - input'!C73,\"\")","v":""},{"$f":"IFERROR(repcalc('Combined scenario - input'!$CV73:$GH73,'Combined scenario - input'!$G73,'Combined scenario - input'!$E73,'Combined scenario - input'!$F73,20,TRUE,TRUE),\"\")","v":""},"","","","","","","","","","","","","","","","","","","",{"$f":"IFERROR(IF(OR(D88=\"\",'Combined scenario - input'!$D73=\"\"),\"\",D88/'Combined scenario - input'!$D73),\"\")","v":""},{"$f":"IFERROR(IF(OR(E88=\"\",'Combined scenario - input'!$D73=\"\"),\"\",E88/'Combined scenario - input'!$D73),\"\")","v":""},{"$f":"IFERROR(IF(OR(F88=\"\",'Combined scenario - input'!$D73=\"\"),\"\",F88/'Combined scenario - input'!$D73),\"\")","v":""},{"$f":"IFERROR(IF(OR(G88=\"\",'Combined scenario - input'!$D73=\"\"),\"\",G88/'Combined scenario - input'!$D73),\"\")","v":""},{"$f":"IFERROR(IF(OR(H88=\"\",'Combined scenario - input'!$D73=\"\"),\"\",H88/'Combined scenario - input'!$D73),\"\")","v":""},{"$f":"IFERROR(IF(OR(I88=\"\",'Combined scenario - input'!$D73=\"\"),\"\",I88/'Combined scenario - input'!$D73),\"\")","v":""},{"$f":"IFERROR(IF(OR(J88=\"\",'Combined scenario - input'!$D73=\"\"),\"\",J88/'Combined scenario - input'!$D73),\"\")","v":""},{"$f":"IFERROR(IF(OR(K88=\"\",'Combined scenario - input'!$D73=\"\"),\"\",K88/'Combined scenario - input'!$D73),\"\")","v":""},{"$f":"IFERROR(IF(OR(L88=\"\",'Combined scenario - input'!$D73=\"\"),\"\",L88/'Combined scenario - input'!$D73),\"\")","v":""},{"$f":"IFERROR(IF(OR(M88=\"\",'Combined scenario - input'!$D73=\"\"),\"\",M88/'Combined scenario - input'!$D73),\"\")","v":""},{"$f":"IFERROR(IF(OR(N88=\"\",'Combined scenario - input'!$D73=\"\"),\"\",N88/'Combined scenario - input'!$D73),\"\")","v":""},{"$f":"IFERROR(IF(OR(O88=\"\",'Combined scenario - input'!$D73=\"\"),\"\",O88/'Combined scenario - input'!$D73),\"\")","v":""},{"$f":"IFERROR(IF(OR(P88=\"\",'Combined scenario - input'!$D73=\"\"),\"\",P88/'Combined scenario - input'!$D73),\"\")","v":""},{"$f":"IFERROR(IF(OR(Q88=\"\",'Combined scenario - input'!$D73=\"\"),\"\",Q88/'Combined scenario - input'!$D73),\"\")","v":""},{"$f":"IFERROR(IF(OR(R88=\"\",'Combined scenario - input'!$D73=\"\"),\"\",R88/'Combined scenario - input'!$D73),\"\")","v":""},{"$f":"IFERROR(IF(OR(S88=\"\",'Combined scenario - input'!$D73=\"\"),\"\",S88/'Combined scenario - input'!$D73),\"\")","v":""},{"$f":"IFERROR(IF(OR(T88=\"\",'Combined scenario - input'!$D73=\"\"),\"\",T88/'Combined scenario - input'!$D73),\"\")","v":""},{"$f":"IFERROR(IF(OR(U88=\"\",'Combined scenario - input'!$D73=\"\"),\"\",U88/'Combined scenario - input'!$D73),\"\")","v":""},{"$f":"IFERROR(IF(OR(V88=\"\",'Combined scenario - input'!$D73=\"\"),\"\",V88/'Combined scenario - input'!$D73),\"\")","v":""},{"$f":"IFERROR(IF(OR(W88=\"\",'Combined scenario - input'!$D73=\"\"),\"\",W88/'Combined scenario - input'!$D73),\"\")","v":""}]
[{"$f":"IFERROR('Combined scenario - input'!A74,\"\")","v":""},{"$f":"IFERROR('Combined scenario - input'!B74,\"\")","v":""},{"$f":"IFERROR('Combined scenario - input'!C74,\"\")","v":""},{"$f":"IFERROR(repcalc('Combined scenario - input'!$CV74:$GH74,'Combined scenario - input'!$G74,'Combined scenario - input'!$E74,'Combined scenario - input'!$F74,20,TRUE,TRUE),\"\")","v":""},"","","","","","","","","","","","","","","","","","","",{"$f":"IFERROR(IF(OR(D89=\"\",'Combined scenario - input'!$D74=\"\"),\"\",D89/'Combined scenario - input'!$D74),\"\")","v":""},{"$f":"IFERROR(IF(OR(E89=\"\",'Combined scenario - input'!$D74=\"\"),\"\",E89/'Combined scenario - input'!$D74),\"\")","v":""},{"$f":"IFERROR(IF(OR(F89=\"\",'Combined scenario - input'!$D74=\"\"),\"\",F89/'Combined scenario - input'!$D74),\"\")","v":""},{"$f":"IFERROR(IF(OR(G89=\"\",'Combined scenario - input'!$D74=\"\"),\"\",G89/'Combined scenario - input'!$D74),\"\")","v":""},{"$f":"IFERROR(IF(OR(H89=\"\",'Combined scenario - input'!$D74=\"\"),\"\",H89/'Combined scenario - input'!$D74),\"\")","v":""},{"$f":"IFERROR(IF(OR(I89=\"\",'Combined scenario - input'!$D74=\"\"),\"\",I89/'Combined scenario - input'!$D74),\"\")","v":""},{"$f":"IFERROR(IF(OR(J89=\"\",'Combined scenario - input'!$D74=\"\"),\"\",J89/'Combined scenario - input'!$D74),\"\")","v":""},{"$f":"IFERROR(IF(OR(K89=\"\",'Combined scenario - input'!$D74=\"\"),\"\",K89/'Combined scenario - input'!$D74),\"\")","v":""},{"$f":"IFERROR(IF(OR(L89=\"\",'Combined scenario - input'!$D74=\"\"),\"\",L89/'Combined scenario - input'!$D74),\"\")","v":""},{"$f":"IFERROR(IF(OR(M89=\"\",'Combined scenario - input'!$D74=\"\"),\"\",M89/'Combined scenario - input'!$D74),\"\")","v":""},{"$f":"IFERROR(IF(OR(N89=\"\",'Combined scenario - input'!$D74=\"\"),\"\",N89/'Combined scenario - input'!$D74),\"\")","v":""},{"$f":"IFERROR(IF(OR(O89=\"\",'Combined scenario - input'!$D74=\"\"),\"\",O89/'Combined scenario - input'!$D74),\"\")","v":""},{"$f":"IFERROR(IF(OR(P89=\"\",'Combined scenario - input'!$D74=\"\"),\"\",P89/'Combined scenario - input'!$D74),\"\")","v":""},{"$f":"IFERROR(IF(OR(Q89=\"\",'Combined scenario - input'!$D74=\"\"),\"\",Q89/'Combined scenario - input'!$D74),\"\")","v":""},{"$f":"IFERROR(IF(OR(R89=\"\",'Combined scenario - input'!$D74=\"\"),\"\",R89/'Combined scenario - input'!$D74),\"\")","v":""},{"$f":"IFERROR(IF(OR(S89=\"\",'Combined scenario - input'!$D74=\"\"),\"\",S89/'Combined scenario - input'!$D74),\"\")","v":""},{"$f":"IFERROR(IF(OR(T89=\"\",'Combined scenario - input'!$D74=\"\"),\"\",T89/'Combined scenario - input'!$D74),\"\")","v":""},{"$f":"IFERROR(IF(OR(U89=\"\",'Combined scenario - input'!$D74=\"\"),\"\",U89/'Combined scenario - input'!$D74),\"\")","v":""},{"$f":"IFERROR(IF(OR(V89=\"\",'Combined scenario - input'!$D74=\"\"),\"\",V89/'Combined scenario - input'!$D74),\"\")","v":""},{"$f":"IFERROR(IF(OR(W89=\"\",'Combined scenario - input'!$D74=\"\"),\"\",W89/'Combined scenario - input'!$D74),\"\")","v":""}]
[{"$f":"IFERROR('Combined scenario - input'!A75,\"\")","v":""},{"$f":"IFERROR('Combined scenario - input'!B75,\"\")","v":""},{"$f":"IFERROR('Combined scenario - input'!C75,\"\")","v":""},{"$f":"IFERROR(repcalc('Combined scenario - input'!$CV75:$GH75,'Combined scenario - input'!$G75,'Combined scenario - input'!$E75,'Combined scenario - input'!$F75,20,TRUE,TRUE),\"\")","v":""},"","","","","","","","","","","","","","","","","","","",{"$f":"IFERROR(IF(OR(D90=\"\",'Combined scenario - input'!$D75=\"\"),\"\",D90/'Combined scenario - input'!$D75),\"\")","v":""},{"$f":"IFERROR(IF(OR(E90=\"\",'Combined scenario - input'!$D75=\"\"),\"\",E90/'Combined scenario - input'!$D75),\"\")","v":""},{"$f":"IFERROR(IF(OR(F90=\"\",'Combined scenario - input'!$D75=\"\"),\"\",F90/'Combined scenario - input'!$D75),\"\")","v":""},{"$f":"IFERROR(IF(OR(G90=\"\",'Combined scenario - input'!$D75=\"\"),\"\",G90/'Combined scenario - input'!$D75),\"\")","v":""},{"$f":"IFERROR(IF(OR(H90=\"\",'Combined scenario - input'!$D75=\"\"),\"\",H90/'Combined scenario - input'!$D75),\"\")","v":""},{"$f":"IFERROR(IF(OR(I90=\"\",'Combined scenario - input'!$D75=\"\"),\"\",I90/'Combined scenario - input'!$D75),\"\")","v":""},{"$f":"IFERROR(IF(OR(J90=\"\",'Combined scenario - input'!$D75=\"\"),\"\",J90/'Combined scenario - input'!$D75),\"\")","v":""},{"$f":"IFERROR(IF(OR(K90=\"\",'Combined scenario - input'!$D75=\"\"),\"\",K90/'Combined scenario - input'!$D75),\"\")","v":""},{"$f":"IFERROR(IF(OR(L90=\"\",'Combined scenario - input'!$D75=\"\"),\"\",L90/'Combined scenario - input'!$D75),\"\")","v":""},{"$f":"IFERROR(IF(OR(M90=\"\",'Combined scenario - input'!$D75=\"\"),\"\",M90/'Combined scenario - input'!$D75),\"\")","v":""},{"$f":"IFERROR(IF(OR(N90=\"\",'Combined scenario - input'!$D75=\"\"),\"\",N90/'Combined scenario - input'!$D75),\"\")","v":""},{"$f":"IFERROR(IF(OR(O90=\"\",'Combined scenario - input'!$D75=\"\"),\"\",O90/'Combined scenario - input'!$D75),\"\")","v":""},{"$f":"IFERROR(IF(OR(P90=\"\",'Combined scenario - input'!$D75=\"\"),\"\",P90/'Combined scenario - input'!$D75),\"\")","v":""},{"$f":"IFERROR(IF(OR(Q90=\"\",'Combined scenario - input'!$D75=\"\"),\"\",Q90/'Combined scenario - input'!$D75),\"\")","v":""},{"$f":"IFERROR(IF(OR(R90=\"\",'Combined scenario - input'!$D75=\"\"),\"\",R90/'Combined scenario - input'!$D75),\"\")","v":""},{"$f":"IFERROR(IF(OR(S90=\"\",'Combined scenario - input'!$D75=\"\"),\"\",S90/'Combined scenario - input'!$D75),\"\")","v":""},{"$f":"IFERROR(IF(OR(T90=\"\",'Combined scenario - input'!$D75=\"\"),\"\",T90/'Combined scenario - input'!$D75),\"\")","v":""},{"$f":"IFERROR(IF(OR(U90=\"\",'Combined scenario - input'!$D75=\"\"),\"\",U90/'Combined scenario - input'!$D75),\"\")","v":""},{"$f":"IFERROR(IF(OR(V90=\"\",'Combined scenario - input'!$D75=\"\"),\"\",V90/'Combined scenario - input'!$D75),\"\")","v":""},{"$f":"IFERROR(IF(OR(W90=\"\",'Combined scenario - input'!$D75=\"\"),\"\",W90/'Combined scenario - input'!$D75),\"\")","v":""}]
[{"$f":"IFERROR('Combined scenario - input'!A76,\"\")","v":""},{"$f":"IFERROR('Combined scenario - input'!B76,\"\")","v":""},{"$f":"IFERROR('Combined scenario - input'!C76,\"\")","v":""},{"$f":"IFERROR(repcalc('Combined scenario - input'!$CV76:$GH76,'Combined scenario - input'!$G76,'Combined scenario - input'!$E76,'Combined scenario - input'!$F76,20,TRUE,TRUE),\"\")","v":""},"","","","","","","","","","","","","","","","","","","",{"$f":"IFERROR(IF(OR(D91=\"\",'Combined scenario - input'!$D76=\"\"),\"\",D91/'Combined scenario - input'!$D76),\"\")","v":""},{"$f":"IFERROR(IF(OR(E91=\"\",'Combined scenario - input'!$D76=\"\"),\"\",E91/'Combined scenario - input'!$D76),\"\")","v":""},{"$f":"IFERROR(IF(OR(F91=\"\",'Combined scenario - input'!$D76=\"\"),\"\",F91/'Combined scenario - input'!$D76),\"\")","v":""},{"$f":"IFERROR(IF(OR(G91=\"\",'Combined scenario - input'!$D76=\"\"),\"\",G91/'Combined scenario - input'!$D76),\"\")","v":""},{"$f":"IFERROR(IF(OR(H91=\"\",'Combined scenario - input'!$D76=\"\"),\"\",H91/'Combined scenario - input'!$D76),\"\")","v":""},{"$f":"IFERROR(IF(OR(I91=\"\",'Combined scenario - input'!$D76=\"\"),\"\",I91/'Combined scenario - input'!$D76),\"\")","v":""},{"$f":"IFERROR(IF(OR(J91=\"\",'Combined scenario - input'!$D76=\"\"),\"\",J91/'Combined scenario - input'!$D76),\"\")","v":""},{"$f":"IFERROR(IF(OR(K91=\"\",'Combined scenario - input'!$D76=\"\"),\"\",K91/'Combined scenario - input'!$D76),\"\")","v":""},{"$f":"IFERROR(IF(OR(L91=\"\",'Combined scenario - input'!$D76=\"\"),\"\",L91/'Combined scenario - input'!$D76),\"\")","v":""},{"$f":"IFERROR(IF(OR(M91=\"\",'Combined scenario - input'!$D76=\"\"),\"\",M91/'Combined scenario - input'!$D76),\"\")","v":""},{"$f":"IFERROR(IF(OR(N91=\"\",'Combined scenario - input'!$D76=\"\"),\"\",N91/'Combined scenario - input'!$D76),\"\")","v":""},{"$f":"IFERROR(IF(OR(O91=\"\",'Combined scenario - input'!$D76=\"\"),\"\",O91/'Combined scenario - input'!$D76),\"\")","v":""},{"$f":"IFERROR(IF(OR(P91=\"\",'Combined scenario - input'!$D76=\"\"),\"\",P91/'Combined scenario - input'!$D76),\"\")","v":""},{"$f":"IFERROR(IF(OR(Q91=\"\",'Combined scenario - input'!$D76=\"\"),\"\",Q91/'Combined scenario - input'!$D76),\"\")","v":""},{"$f":"IFERROR(IF(OR(R91=\"\",'Combined scenario - input'!$D76=\"\"),\"\",R91/'Combined scenario - input'!$D76),\"\")","v":""},{"$f":"IFERROR(IF(OR(S91=\"\",'Combined scenario - input'!$D76=\"\"),\"\",S91/'Combined scenario - input'!$D76),\"\")","v":""},{"$f":"IFERROR(IF(OR(T91=\"\",'Combined scenario - input'!$D76=\"\"),\"\",T91/'Combined scenario - input'!$D76),\"\")","v":""},{"$f":"IFERROR(IF(OR(U91=\"\",'Combined scenario - input'!$D76=\"\"),\"\",U91/'Combined scenario - input'!$D76),\"\")","v":""},{"$f":"IFERROR(IF(OR(V91=\"\",'Combined scenario - input'!$D76=\"\"),\"\",V91/'Combined scenario - input'!$D76),\"\")","v":""},{"$f":"IFERROR(IF(OR(W91=\"\",'Combined scenario - input'!$D76=\"\"),\"\",W91/'Combined scenario - input'!$D76),\"\")","v":""}]
[{"$f":"IFERROR('Combined scenario - input'!A77,\"\")","v":""},{"$f":"IFERROR('Combined scenario - input'!B77,\"\")","v":""},{"$f":"IFERROR('Combined scenario - input'!C77,\"\")","v":""},{"$f":"IFERROR(repcalc('Combined scenario - input'!$CV77:$GH77,'Combined scenario - input'!$G77,'Combined scenario - input'!$E77,'Combined scenario - input'!$F77,20,TRUE,TRUE),\"\")","v":""},"","","","","","","","","","","","","","","","","","","",{"$f":"IFERROR(IF(OR(D92=\"\",'Combined scenario - input'!$D77=\"\"),\"\",D92/'Combined scenario - input'!$D77),\"\")","v":""},{"$f":"IFERROR(IF(OR(E92=\"\",'Combined scenario - input'!$D77=\"\"),\"\",E92/'Combined scenario - input'!$D77),\"\")","v":""},{"$f":"IFERROR(IF(OR(F92=\"\",'Combined scenario - input'!$D77=\"\"),\"\",F92/'Combined scenario - input'!$D77),\"\")","v":""},{"$f":"IFERROR(IF(OR(G92=\"\",'Combined scenario - input'!$D77=\"\"),\"\",G92/'Combined scenario - input'!$D77),\"\")","v":""},{"$f":"IFERROR(IF(OR(H92=\"\",'Combined scenario - input'!$D77=\"\"),\"\",H92/'Combined scenario - input'!$D77),\"\")","v":""},{"$f":"IFERROR(IF(OR(I92=\"\",'Combined scenario - input'!$D77=\"\"),\"\",I92/'Combined scenario - input'!$D77),\"\")","v":""},{"$f":"IFERROR(IF(OR(J92=\"\",'Combined scenario - input'!$D77=\"\"),\"\",J92/'Combined scenario - input'!$D77),\"\")","v":""},{"$f":"IFERROR(IF(OR(K92=\"\",'Combined scenario - input'!$D77=\"\"),\"\",K92/'Combined scenario - input'!$D77),\"\")","v":""},{"$f":"IFERROR(IF(OR(L92=\"\",'Combined scenario - input'!$D77=\"\"),\"\",L92/'Combined scenario - input'!$D77),\"\")","v":""},{"$f":"IFERROR(IF(OR(M92=\"\",'Combined scenario - input'!$D77=\"\"),\"\",M92/'Combined scenario - input'!$D77),\"\")","v":""},{"$f":"IFERROR(IF(OR(N92=\"\",'Combined scenario - input'!$D77=\"\"),\"\",N92/'Combined scenario - input'!$D77),\"\")","v":""},{"$f":"IFERROR(IF(OR(O92=\"\",'Combined scenario - input'!$D77=\"\"),\"\",O92/'Combined scenario - input'!$D77),\"\")","v":""},{"$f":"IFERROR(IF(OR(P92=\"\",'Combined scenario - input'!$D77=\"\"),\"\",P92/'Combined scenario - input'!$D77),\"\")","v":""},{"$f":"IFERROR(IF(OR(Q92=\"\",'Combined scenario - input'!$D77=\"\"),\"\",Q92/'Combined scenario - input'!$D77),\"\")","v":""},{"$f":"IFERROR(IF(OR(R92=\"\",'Combined scenario - input'!$D77=\"\"),\"\",R92/'Combined scenario - input'!$D77),\"\")","v":""},{"$f":"IFERROR(IF(OR(S92=\"\",'Combined scenario - input'!$D77=\"\"),\"\",S92/'Combined scenario - input'!$D77),\"\")","v":""},{"$f":"IFERROR(IF(OR(T92=\"\",'Combined scenario - input'!$D77=\"\"),\"\",T92/'Combined scenario - input'!$D77),\"\")","v":""},{"$f":"IFERROR(IF(OR(U92=\"\",'Combined scenario - input'!$D77=\"\"),\"\",U92/'Combined scenario - input'!$D77),\"\")","v":""},{"$f":"IFERROR(IF(OR(V92=\"\",'Combined scenario - input'!$D77=\"\"),\"\",V92/'Combined scenario - input'!$D77),\"\")","v":""},{"$f":"IFERROR(IF(OR(W92=\"\",'Combined scenario - input'!$D77=\"\"),\"\",W92/'Combined scenario - input'!$D77),\"\")","v":""}]
[{"$f":"IFERROR('Combined scenario - input'!A78,\"\")","v":""},{"$f":"IFERROR('Combined scenario - input'!B78,\"\")","v":""},{"$f":"IFERROR('Combined scenario - input'!C78,\"\")","v":""},{"$f":"IFERROR(repcalc('Combined scenario - input'!$CV78:$GH78,'Combined scenario - input'!$G78,'Combined scenario - input'!$E78,'Combined scenario - input'!$F78,20,TRUE,TRUE),\"\")","v":""},"","","","","","","","","","","","","","","","","","","",{"$f":"IFERROR(IF(OR(D93=\"\",'Combined scenario - input'!$D78=\"\"),\"\",D93/'Combined scenario - input'!$D78),\"\")","v":""},{"$f":"IFERROR(IF(OR(E93=\"\",'Combined scenario - input'!$D78=\"\"),\"\",E93/'Combined scenario - input'!$D78),\"\")","v":""},{"$f":"IFERROR(IF(OR(F93=\"\",'Combined scenario - input'!$D78=\"\"),\"\",F93/'Combined scenario - input'!$D78),\"\")","v":""},{"$f":"IFERROR(IF(OR(G93=\"\",'Combined scenario - input'!$D78=\"\"),\"\",G93/'Combined scenario - input'!$D78),\"\")","v":""},{"$f":"IFERROR(IF(OR(H93=\"\",'Combined scenario - input'!$D78=\"\"),\"\",H93/'Combined scenario - input'!$D78),\"\")","v":""},{"$f":"IFERROR(IF(OR(I93=\"\",'Combined scenario - input'!$D78=\"\"),\"\",I93/'Combined scenario - input'!$D78),\"\")","v":""},{"$f":"IFERROR(IF(OR(J93=\"\",'Combined scenario - input'!$D78=\"\"),\"\",J93/'Combined scenario - input'!$D78),\"\")","v":""},{"$f":"IFERROR(IF(OR(K93=\"\",'Combined scenario - input'!$D78=\"\"),\"\",K93/'Combined scenario - input'!$D78),\"\")","v":""},{"$f":"IFERROR(IF(OR(L93=\"\",'Combined scenario - input'!$D78=\"\"),\"\",L93/'Combined scenario - input'!$D78),\"\")","v":""},{"$f":"IFERROR(IF(OR(M93=\"\",'Combined scenario - input'!$D78=\"\"),\"\",M93/'Combined scenario - input'!$D78),\"\")","v":""},{"$f":"IFERROR(IF(OR(N93=\"\",'Combined scenario - input'!$D78=\"\"),\"\",N93/'Combined scenario - input'!$D78),\"\")","v":""},{"$f":"IFERROR(IF(OR(O93=\"\",'Combined scenario - input'!$D78=\"\"),\"\",O93/'Combined scenario - input'!$D78),\"\")","v":""},{"$f":"IFERROR(IF(OR(P93=\"\",'Combined scenario - input'!$D78=\"\"),\"\",P93/'Combined scenario - input'!$D78),\"\")","v":""},{"$f":"IFERROR(IF(OR(Q93=\"\",'Combined scenario - input'!$D78=\"\"),\"\",Q93/'Combined scenario - input'!$D78),\"\")","v":""},{"$f":"IFERROR(IF(OR(R93=\"\",'Combined scenario - input'!$D78=\"\"),\"\",R93/'Combined scenario - input'!$D78),\"\")","v":""},{"$f":"IFERROR(IF(OR(S93=\"\",'Combined scenario - input'!$D78=\"\"),\"\",S93/'Combined scenario - input'!$D78),\"\")","v":""},{"$f":"IFERROR(IF(OR(T93=\"\",'Combined scenario - input'!$D78=\"\"),\"\",T93/'Combined scenario - input'!$D78),\"\")","v":""},{"$f":"IFERROR(IF(OR(U93=\"\",'Combined scenario - input'!$D78=\"\"),\"\",U93/'Combined scenario - input'!$D78),\"\")","v":""},{"$f":"IFERROR(IF(OR(V93=\"\",'Combined scenario - input'!$D78=\"\"),\"\",V93/'Combined scenario - input'!$D78),\"\")","v":""},{"$f":"IFERROR(IF(OR(W93=\"\",'Combined scenario - input'!$D78=\"\"),\"\",W93/'Combined scenario - input'!$D78),\"\")","v":""}]
[{"$f":"IFERROR('Combined scenario - input'!A79,\"\")","v":""},{"$f":"IFERROR('Combined scenario - input'!B79,\"\")","v":""},{"$f":"IFERROR('Combined scenario - input'!C79,\"\")","v":""},{"$f":"IFERROR(repcalc('Combined scenario - input'!$CV79:$GH79,'Combined scenario - input'!$G79,'Combined scenario - input'!$E79,'Combined scenario - input'!$F79,20,TRUE,TRUE),\"\")","v":""},"","","","","","","","","","","","","","","","","","","",{"$f":"IFERROR(IF(OR(D94=\"\",'Combined scenario - input'!$D79=\"\"),\"\",D94/'Combined scenario - input'!$D79),\"\")","v":""},{"$f":"IFERROR(IF(OR(E94=\"\",'Combined scenario - input'!$D79=\"\"),\"\",E94/'Combined scenario - input'!$D79),\"\")","v":""},{"$f":"IFERROR(IF(OR(F94=\"\",'Combined scenario - input'!$D79=\"\"),\"\",F94/'Combined scenario - input'!$D79),\"\")","v":""},{"$f":"IFERROR(IF(OR(G94=\"\",'Combined scenario - input'!$D79=\"\"),\"\",G94/'Combined scenario - input'!$D79),\"\")","v":""},{"$f":"IFERROR(IF(OR(H94=\"\",'Combined scenario - input'!$D79=\"\"),\"\",H94/'Combined scenario - input'!$D79),\"\")","v":""},{"$f":"IFERROR(IF(OR(I94=\"\",'Combined scenario - input'!$D79=\"\"),\"\",I94/'Combined scenario - input'!$D79),\"\")","v":""},{"$f":"IFERROR(IF(OR(J94=\"\",'Combined scenario - input'!$D79=\"\"),\"\",J94/'Combined scenario - input'!$D79),\"\")","v":""},{"$f":"IFERROR(IF(OR(K94=\"\",'Combined scenario - input'!$D79=\"\"),\"\",K94/'Combined scenario - input'!$D79),\"\")","v":""},{"$f":"IFERROR(IF(OR(L94=\"\",'Combined scenario - input'!$D79=\"\"),\"\",L94/'Combined scenario - input'!$D79),\"\")","v":""},{"$f":"IFERROR(IF(OR(M94=\"\",'Combined scenario - input'!$D79=\"\"),\"\",M94/'Combined scenario - input'!$D79),\"\")","v":""},{"$f":"IFERROR(IF(OR(N94=\"\",'Combined scenario - input'!$D79=\"\"),\"\",N94/'Combined scenario - input'!$D79),\"\")","v":""},{"$f":"IFERROR(IF(OR(O94=\"\",'Combined scenario - input'!$D79=\"\"),\"\",O94/'Combined scenario - input'!$D79),\"\")","v":""},{"$f":"IFERROR(IF(OR(P94=\"\",'Combined scenario - input'!$D79=\"\"),\"\",P94/'Combined scenario - input'!$D79),\"\")","v":""},{"$f":"IFERROR(IF(OR(Q94=\"\",'Combined scenario - input'!$D79=\"\"),\"\",Q94/'Combined scenario - input'!$D79),\"\")","v":""},{"$f":"IFERROR(IF(OR(R94=\"\",'Combined scenario - input'!$D79=\"\"),\"\",R94/'Combined scenario - input'!$D79),\"\")","v":""},{"$f":"IFERROR(IF(OR(S94=\"\",'Combined scenario - input'!$D79=\"\"),\"\",S94/'Combined scenario - input'!$D79),\"\")","v":""},{"$f":"IFERROR(IF(OR(T94=\"\",'Combined scenario - input'!$D79=\"\"),\"\",T94/'Combined scenario - input'!$D79),\"\")","v":""},{"$f":"IFERROR(IF(OR(U94=\"\",'Combined scenario - input'!$D79=\"\"),\"\",U94/'Combined scenario - input'!$D79),\"\")","v":""},{"$f":"IFERROR(IF(OR(V94=\"\",'Combined scenario - input'!$D79=\"\"),\"\",V94/'Combined scenario - input'!$D79),\"\")","v":""},{"$f":"IFERROR(IF(OR(W94=\"\",'Combined scenario - input'!$D79=\"\"),\"\",W94/'Combined scenario - input'!$D79),\"\")","v":""}]
[{"$f":"IFERROR('Combined scenario - input'!A80,\"\")","v":""},{"$f":"IFERROR('Combined scenario - input'!B80,\"\")","v":""},{"$f":"IFERROR('Combined scenario - input'!C80,\"\")","v":""},{"$f":"IFERROR(repcalc('Combined scenario - input'!$CV80:$GH80,'Combined scenario - input'!$G80,'Combined scenario - input'!$E80,'Combined scenario - input'!$F80,20,TRUE,TRUE),\"\")","v":""},"","","","","","","","","","","","","","","","","","","",{"$f":"IFERROR(IF(OR(D95=\"\",'Combined scenario - input'!$D80=\"\"),\"\",D95/'Combined scenario - input'!$D80),\"\")","v":""},{"$f":"IFERROR(IF(OR(E95=\"\",'Combined scenario - input'!$D80=\"\"),\"\",E95/'Combined scenario - input'!$D80),\"\")","v":""},{"$f":"IFERROR(IF(OR(F95=\"\",'Combined scenario - input'!$D80=\"\"),\"\",F95/'Combined scenario - input'!$D80),\"\")","v":""},{"$f":"IFERROR(IF(OR(G95=\"\",'Combined scenario - input'!$D80=\"\"),\"\",G95/'Combined scenario - input'!$D80),\"\")","v":""},{"$f":"IFERROR(IF(OR(H95=\"\",'Combined scenario - input'!$D80=\"\"),\"\",H95/'Combined scenario - input'!$D80),\"\")","v":""},{"$f":"IFERROR(IF(OR(I95=\"\",'Combined scenario - input'!$D80=\"\"),\"\",I95/'Combined scenario - input'!$D80),\"\")","v":""},{"$f":"IFERROR(IF(OR(J95=\"\",'Combined scenario - input'!$D80=\"\"),\"\",J95/'Combined scenario - input'!$D80),\"\")","v":""},{"$f":"IFERROR(IF(OR(K95=\"\",'Combined scenario - input'!$D80=\"\"),\"\",K95/'Combined scenario - input'!$D80),\"\")","v":""},{"$f":"IFERROR(IF(OR(L95=\"\",'Combined scenario - input'!$D80=\"\"),\"\",L95/'Combined scenario - input'!$D80),\"\")","v":""},{"$f":"IFERROR(IF(OR(M95=\"\",'Combined scenario - input'!$D80=\"\"),\"\",M95/'Combined scenario - input'!$D80),\"\")","v":""},{"$f":"IFERROR(IF(OR(N95=\"\",'Combined scenario - input'!$D80=\"\"),\"\",N95/'Combined scenario - input'!$D80),\"\")","v":""},{"$f":"IFERROR(IF(OR(O95=\"\",'Combined scenario - input'!$D80=\"\"),\"\",O95/'Combined scenario - input'!$D80),\"\")","v":""},{"$f":"IFERROR(IF(OR(P95=\"\",'Combined scenario - input'!$D80=\"\"),\"\",P95/'Combined scenario - input'!$D80),\"\")","v":""},{"$f":"IFERROR(IF(OR(Q95=\"\",'Combined scenario - input'!$D80=\"\"),\"\",Q95/'Combined scenario - input'!$D80),\"\")","v":""},{"$f":"IFERROR(IF(OR(R95=\"\",'Combined scenario - input'!$D80=\"\"),\"\",R95/'Combined scenario - input'!$D80),\"\")","v":""},{"$f":"IFERROR(IF(OR(S95=\"\",'Combined scenario - input'!$D80=\"\"),\"\",S95/'Combined scenario - input'!$D80),\"\")","v":""},{"$f":"IFERROR(IF(OR(T95=\"\",'Combined scenario - input'!$D80=\"\"),\"\",T95/'Combined scenario - input'!$D80),\"\")","v":""},{"$f":"IFERROR(IF(OR(U95=\"\",'Combined scenario - input'!$D80=\"\"),\"\",U95/'Combined scenario - input'!$D80),\"\")","v":""},{"$f":"IFERROR(IF(OR(V95=\"\",'Combined scenario - input'!$D80=\"\"),\"\",V95/'Combined scenario - input'!$D80),\"\")","v":""},{"$f":"IFERROR(IF(OR(W95=\"\",'Combined scenario - input'!$D80=\"\"),\"\",W95/'Combined scenario - input'!$D80),\"\")","v":""}]
[{"$f":"IFERROR('Combined scenario - input'!A81,\"\")","v":""},{"$f":"IFERROR('Combined scenario - input'!B81,\"\")","v":""},{"$f":"IFERROR('Combined scenario - input'!C81,\"\")","v":""},{"$f":"IFERROR(repcalc('Combined scenario - input'!$CV81:$GH81,'Combined scenario - input'!$G81,'Combined scenario - input'!$E81,'Combined scenario - input'!$F81,20,TRUE,TRUE),\"\")","v":""},"","","","","","","","","","","","","","","","","","","",{"$f":"IFERROR(IF(OR(D96=\"\",'Combined scenario - input'!$D81=\"\"),\"\",D96/'Combined scenario - input'!$D81),\"\")","v":""},{"$f":"IFERROR(IF(OR(E96=\"\",'Combined scenario - input'!$D81=\"\"),\"\",E96/'Combined scenario - input'!$D81),\"\")","v":""},{"$f":"IFERROR(IF(OR(F96=\"\",'Combined scenario - input'!$D81=\"\"),\"\",F96/'Combined scenario - input'!$D81),\"\")","v":""},{"$f":"IFERROR(IF(OR(G96=\"\",'Combined scenario - input'!$D81=\"\"),\"\",G96/'Combined scenario - input'!$D81),\"\")","v":""},{"$f":"IFERROR(IF(OR(H96=\"\",'Combined scenario - input'!$D81=\"\"),\"\",H96/'Combined scenario - input'!$D81),\"\")","v":""},{"$f":"IFERROR(IF(OR(I96=\"\",'Combined scenario - input'!$D81=\"\"),\"\",I96/'Combined scenario - input'!$D81),\"\")","v":""},{"$f":"IFERROR(IF(OR(J96=\"\",'Combined scenario - input'!$D81=\"\"),\"\",J96/'Combined scenario - input'!$D81),\"\")","v":""},{"$f":"IFERROR(IF(OR(K96=\"\",'Combined scenario - input'!$D81=\"\"),\"\",K96/'Combined scenario - input'!$D81),\"\")","v":""},{"$f":"IFERROR(IF(OR(L96=\"\",'Combined scenario - input'!$D81=\"\"),\"\",L96/'Combined scenario - input'!$D81),\"\")","v":""},{"$f":"IFERROR(IF(OR(M96=\"\",'Combined scenario - input'!$D81=\"\"),\"\",M96/'Combined scenario - input'!$D81),\"\")","v":""},{"$f":"IFERROR(IF(OR(N96=\"\",'Combined scenario - input'!$D81=\"\"),\"\",N96/'Combined scenario - input'!$D81),\"\")","v":""},{"$f":"IFERROR(IF(OR(O96=\"\",'Combined scenario - input'!$D81=\"\"),\"\",O96/'Combined scenario - input'!$D81),\"\")","v":""},{"$f":"IFERROR(IF(OR(P96=\"\",'Combined scenario - input'!$D81=\"\"),\"\",P96/'Combined scenario - input'!$D81),\"\")","v":""},{"$f":"IFERROR(IF(OR(Q96=\"\",'Combined scenario - input'!$D81=\"\"),\"\",Q96/'Combined scenario - input'!$D81),\"\")","v":""},{"$f":"IFERROR(IF(OR(R96=\"\",'Combined scenario - input'!$D81=\"\"),\"\",R96/'Combined scenario - input'!$D81),\"\")","v":""},{"$f":"IFERROR(IF(OR(S96=\"\",'Combined scenario - input'!$D81=\"\"),\"\",S96/'Combined scenario - input'!$D81),\"\")","v":""},{"$f":"IFERROR(IF(OR(T96=\"\",'Combined scenario - input'!$D81=\"\"),\"\",T96/'Combined scenario - input'!$D81),\"\")","v":""},{"$f":"IFERROR(IF(OR(U96=\"\",'Combined scenario - input'!$D81=\"\"),\"\",U96/'Combined scenario - input'!$D81),\"\")","v":""},{"$f":"IFERROR(IF(OR(V96=\"\",'Combined scenario - input'!$D81=\"\"),\"\",V96/'Combined scenario - input'!$D81),\"\")","v":""},{"$f":"IFERROR(IF(OR(W96=\"\",'Combined scenario - input'!$D81=\"\"),\"\",W96/'Combined scenario - input'!$D81),\"\")","v":""}]
[{"$f":"IFERROR('Combined scenario - input'!A82,\"\")","v":""},{"$f":"IFERROR('Combined scenario - input'!B82,\"\")","v":""},{"$f":"IFERROR('Combined scenario - input'!C82,\"\")","v":""},{"$f":"IFERROR(repcalc('Combined scenario - input'!$CV82:$GH82,'Combined scenario - input'!$G82,'Combined scenario - input'!$E82,'Combined scenario - input'!$F82,20,TRUE,TRUE),\"\")","v":""},"","","","","","","","","","","","","","","","","","","",{"$f":"IFERROR(IF(OR(D97=\"\",'Combined scenario - input'!$D82=\"\"),\"\",D97/'Combined scenario - input'!$D82),\"\")","v":""},{"$f":"IFERROR(IF(OR(E97=\"\",'Combined scenario - input'!$D82=\"\"),\"\",E97/'Combined scenario - input'!$D82),\"\")","v":""},{"$f":"IFERROR(IF(OR(F97=\"\",'Combined scenario - input'!$D82=\"\"),\"\",F97/'Combined scenario - input'!$D82),\"\")","v":""},{"$f":"IFERROR(IF(OR(G97=\"\",'Combined scenario - input'!$D82=\"\"),\"\",G97/'Combined scenario - input'!$D82),\"\")","v":""},{"$f":"IFERROR(IF(OR(H97=\"\",'Combined scenario - input'!$D82=\"\"),\"\",H97/'Combined scenario - input'!$D82),\"\")","v":""},{"$f":"IFERROR(IF(OR(I97=\"\",'Combined scenario - input'!$D82=\"\"),\"\",I97/'Combined scenario - input'!$D82),\"\")","v":""},{"$f":"IFERROR(IF(OR(J97=\"\",'Combined scenario - input'!$D82=\"\"),\"\",J97/'Combined scenario - input'!$D82),\"\")","v":""},{"$f":"IFERROR(IF(OR(K97=\"\",'Combined scenario - input'!$D82=\"\"),\"\",K97/'Combined scenario - input'!$D82),\"\")","v":""},{"$f":"IFERROR(IF(OR(L97=\"\",'Combined scenario - input'!$D82=\"\"),\"\",L97/'Combined scenario - input'!$D82),\"\")","v":""},{"$f":"IFERROR(IF(OR(M97=\"\",'Combined scenario - input'!$D82=\"\"),\"\",M97/'Combined scenario - input'!$D82),\"\")","v":""},{"$f":"IFERROR(IF(OR(N97=\"\",'Combined scenario - input'!$D82=\"\"),\"\",N97/'Combined scenario - input'!$D82),\"\")","v":""},{"$f":"IFERROR(IF(OR(O97=\"\",'Combined scenario - input'!$D82=\"\"),\"\",O97/'Combined scenario - input'!$D82),\"\")","v":""},{"$f":"IFERROR(IF(OR(P97=\"\",'Combined scenario - input'!$D82=\"\"),\"\",P97/'Combined scenario - input'!$D82),\"\")","v":""},{"$f":"IFERROR(IF(OR(Q97=\"\",'Combined scenario - input'!$D82=\"\"),\"\",Q97/'Combined scenario - input'!$D82),\"\")","v":""},{"$f":"IFERROR(IF(OR(R97=\"\",'Combined scenario - input'!$D82=\"\"),\"\",R97/'Combined scenario - input'!$D82),\"\")","v":""},{"$f":"IFERROR(IF(OR(S97=\"\",'Combined scenario - input'!$D82=\"\"),\"\",S97/'Combined scenario - input'!$D82),\"\")","v":""},{"$f":"IFERROR(IF(OR(T97=\"\",'Combined scenario - input'!$D82=\"\"),\"\",T97/'Combined scenario - input'!$D82),\"\")","v":""},{"$f":"IFERROR(IF(OR(U97=\"\",'Combined scenario - input'!$D82=\"\"),\"\",U97/'Combined scenario - input'!$D82),\"\")","v":""},{"$f":"IFERROR(IF(OR(V97=\"\",'Combined scenario - input'!$D82=\"\"),\"\",V97/'Combined scenario - input'!$D82),\"\")","v":""},{"$f":"IFERROR(IF(OR(W97=\"\",'Combined scenario - input'!$D82=\"\"),\"\",W97/'Combined scenario - input'!$D82),\"\")","v":""}]
[{"$f":"IFERROR('Combined scenario - input'!A83,\"\")","v":""},{"$f":"IFERROR('Combined scenario - input'!B83,\"\")","v":""},{"$f":"IFERROR('Combined scenario - input'!C83,\"\")","v":""},{"$f":"IFERROR(repcalc('Combined scenario - input'!$CV83:$GH83,'Combined scenario - input'!$G83,'Combined scenario - input'!$E83,'Combined scenario - input'!$F83,20,TRUE,TRUE),\"\")","v":""},"","","","","","","","","","","","","","","","","","","",{"$f":"IFERROR(IF(OR(D98=\"\",'Combined scenario - input'!$D83=\"\"),\"\",D98/'Combined scenario - input'!$D83),\"\")","v":""},{"$f":"IFERROR(IF(OR(E98=\"\",'Combined scenario - input'!$D83=\"\"),\"\",E98/'Combined scenario - input'!$D83),\"\")","v":""},{"$f":"IFERROR(IF(OR(F98=\"\",'Combined scenario - input'!$D83=\"\"),\"\",F98/'Combined scenario - input'!$D83),\"\")","v":""},{"$f":"IFERROR(IF(OR(G98=\"\",'Combined scenario - input'!$D83=\"\"),\"\",G98/'Combined scenario - input'!$D83),\"\")","v":""},{"$f":"IFERROR(IF(OR(H98=\"\",'Combined scenario - input'!$D83=\"\"),\"\",H98/'Combined scenario - input'!$D83),\"\")","v":""},{"$f":"IFERROR(IF(OR(I98=\"\",'Combined scenario - input'!$D83=\"\"),\"\",I98/'Combined scenario - input'!$D83),\"\")","v":""},{"$f":"IFERROR(IF(OR(J98=\"\",'Combined scenario - input'!$D83=\"\"),\"\",J98/'Combined scenario - input'!$D83),\"\")","v":""},{"$f":"IFERROR(IF(OR(K98=\"\",'Combined scenario - input'!$D83=\"\"),\"\",K98/'Combined scenario - input'!$D83),\"\")","v":""},{"$f":"IFERROR(IF(OR(L98=\"\",'Combined scenario - input'!$D83=\"\"),\"\",L98/'Combined scenario - input'!$D83),\"\")","v":""},{"$f":"IFERROR(IF(OR(M98=\"\",'Combined scenario - input'!$D83=\"\"),\"\",M98/'Combined scenario - input'!$D83),\"\")","v":""},{"$f":"IFERROR(IF(OR(N98=\"\",'Combined scenario - input'!$D83=\"\"),\"\",N98/'Combined scenario - input'!$D83),\"\")","v":""},{"$f":"IFERROR(IF(OR(O98=\"\",'Combined scenario - input'!$D83=\"\"),\"\",O98/'Combined scenario - input'!$D83),\"\")","v":""},{"$f":"IFERROR(IF(OR(P98=\"\",'Combined scenario - input'!$D83=\"\"),\"\",P98/'Combined scenario - input'!$D83),\"\")","v":""},{"$f":"IFERROR(IF(OR(Q98=\"\",'Combined scenario - input'!$D83=\"\"),\"\",Q98/'Combined scenario - input'!$D83),\"\")","v":""},{"$f":"IFERROR(IF(OR(R98=\"\",'Combined scenario - input'!$D83=\"\"),\"\",R98/'Combined scenario - input'!$D83),\"\")","v":""},{"$f":"IFERROR(IF(OR(S98=\"\",'Combined scenario - input'!$D83=\"\"),\"\",S98/'Combined scenario - input'!$D83),\"\")","v":""},{"$f":"IFERROR(IF(OR(T98=\"\",'Combined scenario - input'!$D83=\"\"),\"\",T98/'Combined scenario - input'!$D83),\"\")","v":""},{"$f":"IFERROR(IF(OR(U98=\"\",'Combined scenario - input'!$D83=\"\"),\"\",U98/'Combined scenario - input'!$D83),\"\")","v":""},{"$f":"IFERROR(IF(OR(V98=\"\",'Combined scenario - input'!$D83=\"\"),\"\",V98/'Combined scenario - input'!$D83),\"\")","v":""},{"$f":"IFERROR(IF(OR(W98=\"\",'Combined scenario - input'!$D83=\"\"),\"\",W98/'Combined scenario - input'!$D83),\"\")","v":""}]
[{"$f":"IFERROR('Combined scenario - input'!A84,\"\")","v":""},{"$f":"IFERROR('Combined scenario - input'!B84,\"\")","v":""},{"$f":"IFERROR('Combined scenario - input'!C84,\"\")","v":""},{"$f":"IFERROR(repcalc('Combined scenario - input'!$CV84:$GH84,'Combined scenario - input'!$G84,'Combined scenario - input'!$E84,'Combined scenario - input'!$F84,20,TRUE,TRUE),\"\")","v":""},"","","","","","","","","","","","","","","","","","","",{"$f":"IFERROR(IF(OR(D99=\"\",'Combined scenario - input'!$D84=\"\"),\"\",D99/'Combined scenario - input'!$D84),\"\")","v":""},{"$f":"IFERROR(IF(OR(E99=\"\",'Combined scenario - input'!$D84=\"\"),\"\",E99/'Combined scenario - input'!$D84),\"\")","v":""},{"$f":"IFERROR(IF(OR(F99=\"\",'Combined scenario - input'!$D84=\"\"),\"\",F99/'Combined scenario - input'!$D84),\"\")","v":""},{"$f":"IFERROR(IF(OR(G99=\"\",'Combined scenario - input'!$D84=\"\"),\"\",G99/'Combined scenario - input'!$D84),\"\")","v":""},{"$f":"IFERROR(IF(OR(H99=\"\",'Combined scenario - input'!$D84=\"\"),\"\",H99/'Combined scenario - input'!$D84),\"\")","v":""},{"$f":"IFERROR(IF(OR(I99=\"\",'Combined scenario - input'!$D84=\"\"),\"\",I99/'Combined scenario - input'!$D84),\"\")","v":""},{"$f":"IFERROR(IF(OR(J99=\"\",'Combined scenario - input'!$D84=\"\"),\"\",J99/'Combined scenario - input'!$D84),\"\")","v":""},{"$f":"IFERROR(IF(OR(K99=\"\",'Combined scenario - input'!$D84=\"\"),\"\",K99/'Combined scenario - input'!$D84),\"\")","v":""},{"$f":"IFERROR(IF(OR(L99=\"\",'Combined scenario - input'!$D84=\"\"),\"\",L99/'Combined scenario - input'!$D84),\"\")","v":""},{"$f":"IFERROR(IF(OR(M99=\"\",'Combined scenario - input'!$D84=\"\"),\"\",M99/'Combined scenario - input'!$D84),\"\")","v":""},{"$f":"IFERROR(IF(OR(N99=\"\",'Combined scenario - input'!$D84=\"\"),\"\",N99/'Combined scenario - input'!$D84),\"\")","v":""},{"$f":"IFERROR(IF(OR(O99=\"\",'Combined scenario - input'!$D84=\"\"),\"\",O99/'Combined scenario - input'!$D84),\"\")","v":""},{"$f":"IFERROR(IF(OR(P99=\"\",'Combined scenario - input'!$D84=\"\"),\"\",P99/'Combined scenario - input'!$D84),\"\")","v":""},{"$f":"IFERROR(IF(OR(Q99=\"\",'Combined scenario - input'!$D84=\"\"),\"\",Q99/'Combined scenario - input'!$D84),\"\")","v":""},{"$f":"IFERROR(IF(OR(R99=\"\",'Combined scenario - input'!$D84=\"\"),\"\",R99/'Combined scenario - input'!$D84),\"\")","v":""},{"$f":"IFERROR(IF(OR(S99=\"\",'Combined scenario - input'!$D84=\"\"),\"\",S99/'Combined scenario - input'!$D84),\"\")","v":""},{"$f":"IFERROR(IF(OR(T99=\"\",'Combined scenario - input'!$D84=\"\"),\"\",T99/'Combined scenario - input'!$D84),\"\")","v":""},{"$f":"IFERROR(IF(OR(U99=\"\",'Combined scenario - input'!$D84=\"\"),\"\",U99/'Combined scenario - input'!$D84),\"\")","v":""},{"$f":"IFERROR(IF(OR(V99=\"\",'Combined scenario - input'!$D84=\"\"),\"\",V99/'Combined scenario - input'!$D84),\"\")","v":""},{"$f":"IFERROR(IF(OR(W99=\"\",'Combined scenario - input'!$D84=\"\"),\"\",W99/'Combined scenario - input'!$D84),\"\")","v":""}]
[{"$f":"IFERROR('Combined scenario - input'!A85,\"\")","v":""},{"$f":"IFERROR('Combined scenario - input'!B85,\"\")","v":""},{"$f":"IFERROR('Combined scenario - input'!C85,\"\")","v":""},{"$f":"IFERROR(repcalc('Combined scenario - input'!$CV85:$GH85,'Combined scenario - input'!$G85,'Combined scenario - input'!$E85,'Combined scenario - input'!$F85,20,TRUE,TRUE),\"\")","v":""},"","","","","","","","","","","","","","","","","","","",{"$f":"IFERROR(IF(OR(D100=\"\",'Combined scenario - input'!$D85=\"\"),\"\",D100/'Combined scenario - input'!$D85),\"\")","v":""},{"$f":"IFERROR(IF(OR(E100=\"\",'Combined scenario - input'!$D85=\"\"),\"\",E100/'Combined scenario - input'!$D85),\"\")","v":""},{"$f":"IFERROR(IF(OR(F100=\"\",'Combined scenario - input'!$D85=\"\"),\"\",F100/'Combined scenario - input'!$D85),\"\")","v":""},{"$f":"IFERROR(IF(OR(G100=\"\",'Combined scenario - input'!$D85=\"\"),\"\",G100/'Combined scenario - input'!$D85),\"\")","v":""},{"$f":"IFERROR(IF(OR(H100=\"\",'Combined scenario - input'!$D85=\"\"),\"\",H100/'Combined scenario - input'!$D85),\"\")","v":""},{"$f":"IFERROR(IF(OR(I100=\"\",'Combined scenario - input'!$D85=\"\"),\"\",I100/'Combined scenario - input'!$D85),\"\")","v":""},{"$f":"IFERROR(IF(OR(J100=\"\",'Combined scenario - input'!$D85=\"\"),\"\",J100/'Combined scenario - input'!$D85),\"\")","v":""},{"$f":"IFERROR(IF(OR(K100=\"\",'Combined scenario - input'!$D85=\"\"),\"\",K100/'Combined scenario - input'!$D85),\"\")","v":""},{"$f":"IFERROR(IF(OR(L100=\"\",'Combined scenario - input'!$D85=\"\"),\"\",L100/'Combined scenario - input'!$D85),\"\")","v":""},{"$f":"IFERROR(IF(OR(M100=\"\",'Combined scenario - input'!$D85=\"\"),\"\",M100/'Combined scenario - input'!$D85),\"\")","v":""},{"$f":"IFERROR(IF(OR(N100=\"\",'Combined scenario - input'!$D85=\"\"),\"\",N100/'Combined scenario - input'!$D85),\"\")","v":""},{"$f":"IFERROR(IF(OR(O100=\"\",'Combined scenario - input'!$D85=\"\"),\"\",O100/'Combined scenario - input'!$D85),\"\")","v":""},{"$f":"IFERROR(IF(OR(P100=\"\",'Combined scenario - input'!$D85=\"\"),\"\",P100/'Combined scenario - input'!$D85),\"\")","v":""},{"$f":"IFERROR(IF(OR(Q100=\"\",'Combined scenario - input'!$D85=\"\"),\"\",Q100/'Combined scenario - input'!$D85),\"\")","v":""},{"$f":"IFERROR(IF(OR(R100=\"\",'Combined scenario - input'!$D85=\"\"),\"\",R100/'Combined scenario - input'!$D85),\"\")","v":""},{"$f":"IFERROR(IF(OR(S100=\"\",'Combined scenario - input'!$D85=\"\"),\"\",S100/'Combined scenario - input'!$D85),\"\")","v":""},{"$f":"IFERROR(IF(OR(T100=\"\",'Combined scenario - input'!$D85=\"\"),\"\",T100/'Combined scenario - input'!$D85),\"\")","v":""},{"$f":"IFERROR(IF(OR(U100=\"\",'Combined scenario - input'!$D85=\"\"),\"\",U100/'Combined scenario - input'!$D85),\"\")","v":""},{"$f":"IFERROR(IF(OR(V100=\"\",'Combined scenario - input'!$D85=\"\"),\"\",V100/'Combined scenario - input'!$D85),\"\")","v":""},{"$f":"IFERROR(IF(OR(W100=\"\",'Combined scenario - input'!$D85=\"\"),\"\",W100/'Combined scenario - input'!$D85),\"\")","v":""}]
[{"$f":"IFERROR('Combined scenario - input'!A86,\"\")","v":""},{"$f":"IFERROR('Combined scenario - input'!B86,\"\")","v":""},{"$f":"IFERROR('Combined scenario - input'!C86,\"\")","v":""},{"$f":"IFERROR(repcalc('Combined scenario - input'!$CV86:$GH86,'Combined scenario - input'!$G86,'Combined scenario - input'!$E86,'Combined scenario - input'!$F86,20,TRUE,TRUE),\"\")","v":""},"","","","","","","","","","","","","","","","","","","",{"$f":"IFERROR(IF(OR(D101=\"\",'Combined scenario - input'!$D86=\"\"),\"\",D101/'Combined scenario - input'!$D86),\"\")","v":""},{"$f":"IFERROR(IF(OR(E101=\"\",'Combined scenario - input'!$D86=\"\"),\"\",E101/'Combined scenario - input'!$D86),\"\")","v":""},{"$f":"IFERROR(IF(OR(F101=\"\",'Combined scenario - input'!$D86=\"\"),\"\",F101/'Combined scenario - input'!$D86),\"\")","v":""},{"$f":"IFERROR(IF(OR(G101=\"\",'Combined scenario - input'!$D86=\"\"),\"\",G101/'Combined scenario - input'!$D86),\"\")","v":""},{"$f":"IFERROR(IF(OR(H101=\"\",'Combined scenario - input'!$D86=\"\"),\"\",H101/'Combined scenario - input'!$D86),\"\")","v":""},{"$f":"IFERROR(IF(OR(I101=\"\",'Combined scenario - input'!$D86=\"\"),\"\",I101/'Combined scenario - input'!$D86),\"\")","v":""},{"$f":"IFERROR(IF(OR(J101=\"\",'Combined scenario - input'!$D86=\"\"),\"\",J101/'Combined scenario - input'!$D86),\"\")","v":""},{"$f":"IFERROR(IF(OR(K101=\"\",'Combined scenario - input'!$D86=\"\"),\"\",K101/'Combined scenario - input'!$D86),\"\")","v":""},{"$f":"IFERROR(IF(OR(L101=\"\",'Combined scenario - input'!$D86=\"\"),\"\",L101/'Combined scenario - input'!$D86),\"\")","v":""},{"$f":"IFERROR(IF(OR(M101=\"\",'Combined scenario - input'!$D86=\"\"),\"\",M101/'Combined scenario - input'!$D86),\"\")","v":""},{"$f":"IFERROR(IF(OR(N101=\"\",'Combined scenario - input'!$D86=\"\"),\"\",N101/'Combined scenario - input'!$D86),\"\")","v":""},{"$f":"IFERROR(IF(OR(O101=\"\",'Combined scenario - input'!$D86=\"\"),\"\",O101/'Combined scenario - input'!$D86),\"\")","v":""},{"$f":"IFERROR(IF(OR(P101=\"\",'Combined scenario - input'!$D86=\"\"),\"\",P101/'Combined scenario - input'!$D86),\"\")","v":""},{"$f":"IFERROR(IF(OR(Q101=\"\",'Combined scenario - input'!$D86=\"\"),\"\",Q101/'Combined scenario - input'!$D86),\"\")","v":""},{"$f":"IFERROR(IF(OR(R101=\"\",'Combined scenario - input'!$D86=\"\"),\"\",R101/'Combined scenario - input'!$D86),\"\")","v":""},{"$f":"IFERROR(IF(OR(S101=\"\",'Combined scenario - input'!$D86=\"\"),\"\",S101/'Combined scenario - input'!$D86),\"\")","v":""},{"$f":"IFERROR(IF(OR(T101=\"\",'Combined scenario - input'!$D86=\"\"),\"\",T101/'Combined scenario - input'!$D86),\"\")","v":""},{"$f":"IFERROR(IF(OR(U101=\"\",'Combined scenario - input'!$D86=\"\"),\"\",U101/'Combined scenario - input'!$D86),\"\")","v":""},{"$f":"IFERROR(IF(OR(V101=\"\",'Combined scenario - input'!$D86=\"\"),\"\",V101/'Combined scenario - input'!$D86),\"\")","v":""},{"$f":"IFERROR(IF(OR(W101=\"\",'Combined scenario - input'!$D86=\"\"),\"\",W101/'Combined scenario - input'!$D86),\"\")","v":""}]
[{"$f":"IFERROR('Combined scenario - input'!A87,\"\")","v":""},{"$f":"IFERROR('Combined scenario - input'!B87,\"\")","v":""},{"$f":"IFERROR('Combined scenario - input'!C87,\"\")","v":""},{"$f":"IFERROR(repcalc('Combined scenario - input'!$CV87:$GH87,'Combined scenario - input'!$G87,'Combined scenario - input'!$E87,'Combined scenario - input'!$F87,20,TRUE,TRUE),\"\")","v":""},"","","","","","","","","","","","","","","","","","","",{"$f":"IFERROR(IF(OR(D102=\"\",'Combined scenario - input'!$D87=\"\"),\"\",D102/'Combined scenario - input'!$D87),\"\")","v":""},{"$f":"IFERROR(IF(OR(E102=\"\",'Combined scenario - input'!$D87=\"\"),\"\",E102/'Combined scenario - input'!$D87),\"\")","v":""},{"$f":"IFERROR(IF(OR(F102=\"\",'Combined scenario - input'!$D87=\"\"),\"\",F102/'Combined scenario - input'!$D87),\"\")","v":""},{"$f":"IFERROR(IF(OR(G102=\"\",'Combined scenario - input'!$D87=\"\"),\"\",G102/'Combined scenario - input'!$D87),\"\")","v":""},{"$f":"IFERROR(IF(OR(H102=\"\",'Combined scenario - input'!$D87=\"\"),\"\",H102/'Combined scenario - input'!$D87),\"\")","v":""},{"$f":"IFERROR(IF(OR(I102=\"\",'Combined scenario - input'!$D87=\"\"),\"\",I102/'Combined scenario - input'!$D87),\"\")","v":""},{"$f":"IFERROR(IF(OR(J102=\"\",'Combined scenario - input'!$D87=\"\"),\"\",J102/'Combined scenario - input'!$D87),\"\")","v":""},{"$f":"IFERROR(IF(OR(K102=\"\",'Combined scenario - input'!$D87=\"\"),\"\",K102/'Combined scenario - input'!$D87),\"\")","v":""},{"$f":"IFERROR(IF(OR(L102=\"\",'Combined scenario - input'!$D87=\"\"),\"\",L102/'Combined scenario - input'!$D87),\"\")","v":""},{"$f":"IFERROR(IF(OR(M102=\"\",'Combined scenario - input'!$D87=\"\"),\"\",M102/'Combined scenario - input'!$D87),\"\")","v":""},{"$f":"IFERROR(IF(OR(N102=\"\",'Combined scenario - input'!$D87=\"\"),\"\",N102/'Combined scenario - input'!$D87),\"\")","v":""},{"$f":"IFERROR(IF(OR(O102=\"\",'Combined scenario - input'!$D87=\"\"),\"\",O102/'Combined scenario - input'!$D87),\"\")","v":""},{"$f":"IFERROR(IF(OR(P102=\"\",'Combined scenario - input'!$D87=\"\"),\"\",P102/'Combined scenario - input'!$D87),\"\")","v":""},{"$f":"IFERROR(IF(OR(Q102=\"\",'Combined scenario - input'!$D87=\"\"),\"\",Q102/'Combined scenario - input'!$D87),\"\")","v":""},{"$f":"IFERROR(IF(OR(R102=\"\",'Combined scenario - input'!$D87=\"\"),\"\",R102/'Combined scenario - input'!$D87),\"\")","v":""},{"$f":"IFERROR(IF(OR(S102=\"\",'Combined scenario - input'!$D87=\"\"),\"\",S102/'Combined scenario - input'!$D87),\"\")","v":""},{"$f":"IFERROR(IF(OR(T102=\"\",'Combined scenario - input'!$D87=\"\"),\"\",T102/'Combined scenario - input'!$D87),\"\")","v":""},{"$f":"IFERROR(IF(OR(U102=\"\",'Combined scenario - input'!$D87=\"\"),\"\",U102/'Combined scenario - input'!$D87),\"\")","v":""},{"$f":"IFERROR(IF(OR(V102=\"\",'Combined scenario - input'!$D87=\"\"),\"\",V102/'Combined scenario - input'!$D87),\"\")","v":""},{"$f":"IFERROR(IF(OR(W102=\"\",'Combined scenario - input'!$D87=\"\"),\"\",W102/'Combined scenario - input'!$D87),\"\")","v":""}]
[{"$f":"IFERROR('Combined scenario - input'!A88,\"\")","v":""},{"$f":"IFERROR('Combined scenario - input'!B88,\"\")","v":""},{"$f":"IFERROR('Combined scenario - input'!C88,\"\")","v":""},{"$f":"IFERROR(repcalc('Combined scenario - input'!$CV88:$GH88,'Combined scenario - input'!$G88,'Combined scenario - input'!$E88,'Combined scenario - input'!$F88,20,TRUE,TRUE),\"\")","v":""},"","","","","","","","","","","","","","","","","","","",{"$f":"IFERROR(IF(OR(D103=\"\",'Combined scenario - input'!$D88=\"\"),\"\",D103/'Combined scenario - input'!$D88),\"\")","v":""},{"$f":"IFERROR(IF(OR(E103=\"\",'Combined scenario - input'!$D88=\"\"),\"\",E103/'Combined scenario - input'!$D88),\"\")","v":""},{"$f":"IFERROR(IF(OR(F103=\"\",'Combined scenario - input'!$D88=\"\"),\"\",F103/'Combined scenario - input'!$D88),\"\")","v":""},{"$f":"IFERROR(IF(OR(G103=\"\",'Combined scenario - input'!$D88=\"\"),\"\",G103/'Combined scenario - input'!$D88),\"\")","v":""},{"$f":"IFERROR(IF(OR(H103=\"\",'Combined scenario - input'!$D88=\"\"),\"\",H103/'Combined scenario - input'!$D88),\"\")","v":""},{"$f":"IFERROR(IF(OR(I103=\"\",'Combined scenario - input'!$D88=\"\"),\"\",I103/'Combined scenario - input'!$D88),\"\")","v":""},{"$f":"IFERROR(IF(OR(J103=\"\",'Combined scenario - input'!$D88=\"\"),\"\",J103/'Combined scenario - input'!$D88),\"\")","v":""},{"$f":"IFERROR(IF(OR(K103=\"\",'Combined scenario - input'!$D88=\"\"),\"\",K103/'Combined scenario - input'!$D88),\"\")","v":""},{"$f":"IFERROR(IF(OR(L103=\"\",'Combined scenario - input'!$D88=\"\"),\"\",L103/'Combined scenario - input'!$D88),\"\")","v":""},{"$f":"IFERROR(IF(OR(M103=\"\",'Combined scenario - input'!$D88=\"\"),\"\",M103/'Combined scenario - input'!$D88),\"\")","v":""},{"$f":"IFERROR(IF(OR(N103=\"\",'Combined scenario - input'!$D88=\"\"),\"\",N103/'Combined scenario - input'!$D88),\"\")","v":""},{"$f":"IFERROR(IF(OR(O103=\"\",'Combined scenario - input'!$D88=\"\"),\"\",O103/'Combined scenario - input'!$D88),\"\")","v":""},{"$f":"IFERROR(IF(OR(P103=\"\",'Combined scenario - input'!$D88=\"\"),\"\",P103/'Combined scenario - input'!$D88),\"\")","v":""},{"$f":"IFERROR(IF(OR(Q103=\"\",'Combined scenario - input'!$D88=\"\"),\"\",Q103/'Combined scenario - input'!$D88),\"\")","v":""},{"$f":"IFERROR(IF(OR(R103=\"\",'Combined scenario - input'!$D88=\"\"),\"\",R103/'Combined scenario - input'!$D88),\"\")","v":""},{"$f":"IFERROR(IF(OR(S103=\"\",'Combined scenario - input'!$D88=\"\"),\"\",S103/'Combined scenario - input'!$D88),\"\")","v":""},{"$f":"IFERROR(IF(OR(T103=\"\",'Combined scenario - input'!$D88=\"\"),\"\",T103/'Combined scenario - input'!$D88),\"\")","v":""},{"$f":"IFERROR(IF(OR(U103=\"\",'Combined scenario - input'!$D88=\"\"),\"\",U103/'Combined scenario - input'!$D88),\"\")","v":""},{"$f":"IFERROR(IF(OR(V103=\"\",'Combined scenario - input'!$D88=\"\"),\"\",V103/'Combined scenario - input'!$D88),\"\")","v":""},{"$f":"IFERROR(IF(OR(W103=\"\",'Combined scenario - input'!$D88=\"\"),\"\",W103/'Combined scenario - input'!$D88),\"\")","v":""}]
[{"$f":"IFERROR('Combined scenario - input'!A89,\"\")","v":""},{"$f":"IFERROR('Combined scenario - input'!B89,\"\")","v":""},{"$f":"IFERROR('Combined scenario - input'!C89,\"\")","v":""},{"$f":"IFERROR(repcalc('Combined scenario - input'!$CV89:$GH89,'Combined scenario - input'!$G89,'Combined scenario - input'!$E89,'Combined scenario - input'!$F89,20,TRUE,TRUE),\"\")","v":""},"","","","","","","","","","","","","","","","","","","",{"$f":"IFERROR(IF(OR(D104=\"\",'Combined scenario - input'!$D89=\"\"),\"\",D104/'Combined scenario - input'!$D89),\"\")","v":""},{"$f":"IFERROR(IF(OR(E104=\"\",'Combined scenario - input'!$D89=\"\"),\"\",E104/'Combined scenario - input'!$D89),\"\")","v":""},{"$f":"IFERROR(IF(OR(F104=\"\",'Combined scenario - input'!$D89=\"\"),\"\",F104/'Combined scenario - input'!$D89),\"\")","v":""},{"$f":"IFERROR(IF(OR(G104=\"\",'Combined scenario - input'!$D89=\"\"),\"\",G104/'Combined scenario - input'!$D89),\"\")","v":""},{"$f":"IFERROR(IF(OR(H104=\"\",'Combined scenario - input'!$D89=\"\"),\"\",H104/'Combined scenario - input'!$D89),\"\")","v":""},{"$f":"IFERROR(IF(OR(I104=\"\",'Combined scenario - input'!$D89=\"\"),\"\",I104/'Combined scenario - input'!$D89),\"\")","v":""},{"$f":"IFERROR(IF(OR(J104=\"\",'Combined scenario - input'!$D89=\"\"),\"\",J104/'Combined scenario - input'!$D89),\"\")","v":""},{"$f":"IFERROR(IF(OR(K104=\"\",'Combined scenario - input'!$D89=\"\"),\"\",K104/'Combined scenario - input'!$D89),\"\")","v":""},{"$f":"IFERROR(IF(OR(L104=\"\",'Combined scenario - input'!$D89=\"\"),\"\",L104/'Combined scenario - input'!$D89),\"\")","v":""},{"$f":"IFERROR(IF(OR(M104=\"\",'Combined scenario - input'!$D89=\"\"),\"\",M104/'Combined scenario - input'!$D89),\"\")","v":""},{"$f":"IFERROR(IF(OR(N104=\"\",'Combined scenario - input'!$D89=\"\"),\"\",N104/'Combined scenario - input'!$D89),\"\")","v":""},{"$f":"IFERROR(IF(OR(O104=\"\",'Combined scenario - input'!$D89=\"\"),\"\",O104/'Combined scenario - input'!$D89),\"\")","v":""},{"$f":"IFERROR(IF(OR(P104=\"\",'Combined scenario - input'!$D89=\"\"),\"\",P104/'Combined scenario - input'!$D89),\"\")","v":""},{"$f":"IFERROR(IF(OR(Q104=\"\",'Combined scenario - input'!$D89=\"\"),\"\",Q104/'Combined scenario - input'!$D89),\"\")","v":""},{"$f":"IFERROR(IF(OR(R104=\"\",'Combined scenario - input'!$D89=\"\"),\"\",R104/'Combined scenario - input'!$D89),\"\")","v":""},{"$f":"IFERROR(IF(OR(S104=\"\",'Combined scenario - input'!$D89=\"\"),\"\",S104/'Combined scenario - input'!$D89),\"\")","v":""},{"$f":"IFERROR(IF(OR(T104=\"\",'Combined scenario - input'!$D89=\"\"),\"\",T104/'Combined scenario - input'!$D89),\"\")","v":""},{"$f":"IFERROR(IF(OR(U104=\"\",'Combined scenario - input'!$D89=\"\"),\"\",U104/'Combined scenario - input'!$D89),\"\")","v":""},{"$f":"IFERROR(IF(OR(V104=\"\",'Combined scenario - input'!$D89=\"\"),\"\",V104/'Combined scenario - input'!$D89),\"\")","v":""},{"$f":"IFERROR(IF(OR(W104=\"\",'Combined scenario - input'!$D89=\"\"),\"\",W104/'Combined scenario - input'!$D89),\"\")","v":""}]
[{"$f":"IFERROR('Combined scenario - input'!A90,\"\")","v":""},{"$f":"IFERROR('Combined scenario - input'!B90,\"\")","v":""},{"$f":"IFERROR('Combined scenario - input'!C90,\"\")","v":""},{"$f":"IFERROR(repcalc('Combined scenario - input'!$CV90:$GH90,'Combined scenario - input'!$G90,'Combined scenario - input'!$E90,'Combined scenario - input'!$F90,20,TRUE,TRUE),\"\")","v":""},"","","","","","","","","","","","","","","","","","","",{"$f":"IFERROR(IF(OR(D105=\"\",'Combined scenario - input'!$D90=\"\"),\"\",D105/'Combined scenario - input'!$D90),\"\")","v":""},{"$f":"IFERROR(IF(OR(E105=\"\",'Combined scenario - input'!$D90=\"\"),\"\",E105/'Combined scenario - input'!$D90),\"\")","v":""},{"$f":"IFERROR(IF(OR(F105=\"\",'Combined scenario - input'!$D90=\"\"),\"\",F105/'Combined scenario - input'!$D90),\"\")","v":""},{"$f":"IFERROR(IF(OR(G105=\"\",'Combined scenario - input'!$D90=\"\"),\"\",G105/'Combined scenario - input'!$D90),\"\")","v":""},{"$f":"IFERROR(IF(OR(H105=\"\",'Combined scenario - input'!$D90=\"\"),\"\",H105/'Combined scenario - input'!$D90),\"\")","v":""},{"$f":"IFERROR(IF(OR(I105=\"\",'Combined scenario - input'!$D90=\"\"),\"\",I105/'Combined scenario - input'!$D90),\"\")","v":""},{"$f":"IFERROR(IF(OR(J105=\"\",'Combined scenario - input'!$D90=\"\"),\"\",J105/'Combined scenario - input'!$D90),\"\")","v":""},{"$f":"IFERROR(IF(OR(K105=\"\",'Combined scenario - input'!$D90=\"\"),\"\",K105/'Combined scenario - input'!$D90),\"\")","v":""},{"$f":"IFERROR(IF(OR(L105=\"\",'Combined scenario - input'!$D90=\"\"),\"\",L105/'Combined scenario - input'!$D90),\"\")","v":""},{"$f":"IFERROR(IF(OR(M105=\"\",'Combined scenario - input'!$D90=\"\"),\"\",M105/'Combined scenario - input'!$D90),\"\")","v":""},{"$f":"IFERROR(IF(OR(N105=\"\",'Combined scenario - input'!$D90=\"\"),\"\",N105/'Combined scenario - input'!$D90),\"\")","v":""},{"$f":"IFERROR(IF(OR(O105=\"\",'Combined scenario - input'!$D90=\"\"),\"\",O105/'Combined scenario - input'!$D90),\"\")","v":""},{"$f":"IFERROR(IF(OR(P105=\"\",'Combined scenario - input'!$D90=\"\"),\"\",P105/'Combined scenario - input'!$D90),\"\")","v":""},{"$f":"IFERROR(IF(OR(Q105=\"\",'Combined scenario - input'!$D90=\"\"),\"\",Q105/'Combined scenario - input'!$D90),\"\")","v":""},{"$f":"IFERROR(IF(OR(R105=\"\",'Combined scenario - input'!$D90=\"\"),\"\",R105/'Combined scenario - input'!$D90),\"\")","v":""},{"$f":"IFERROR(IF(OR(S105=\"\",'Combined scenario - input'!$D90=\"\"),\"\",S105/'Combined scenario - input'!$D90),\"\")","v":""},{"$f":"IFERROR(IF(OR(T105=\"\",'Combined scenario - input'!$D90=\"\"),\"\",T105/'Combined scenario - input'!$D90),\"\")","v":""},{"$f":"IFERROR(IF(OR(U105=\"\",'Combined scenario - input'!$D90=\"\"),\"\",U105/'Combined scenario - input'!$D90),\"\")","v":""},{"$f":"IFERROR(IF(OR(V105=\"\",'Combined scenario - input'!$D90=\"\"),\"\",V105/'Combined scenario - input'!$D90),\"\")","v":""},{"$f":"IFERROR(IF(OR(W105=\"\",'Combined scenario - input'!$D90=\"\"),\"\",W105/'Combined scenario - input'!$D90),\"\")","v":""}]
[{"$f":"IFERROR('Combined scenario - input'!A91,\"\")","v":""},{"$f":"IFERROR('Combined scenario - input'!B91,\"\")","v":""},{"$f":"IFERROR('Combined scenario - input'!C91,\"\")","v":""},{"$f":"IFERROR(repcalc('Combined scenario - input'!$CV91:$GH91,'Combined scenario - input'!$G91,'Combined scenario - input'!$E91,'Combined scenario - input'!$F91,20,TRUE,TRUE),\"\")","v":""},"","","","","","","","","","","","","","","","","","","",{"$f":"IFERROR(IF(OR(D106=\"\",'Combined scenario - input'!$D91=\"\"),\"\",D106/'Combined scenario - input'!$D91),\"\")","v":""},{"$f":"IFERROR(IF(OR(E106=\"\",'Combined scenario - input'!$D91=\"\"),\"\",E106/'Combined scenario - input'!$D91),\"\")","v":""},{"$f":"IFERROR(IF(OR(F106=\"\",'Combined scenario - input'!$D91=\"\"),\"\",F106/'Combined scenario - input'!$D91),\"\")","v":""},{"$f":"IFERROR(IF(OR(G106=\"\",'Combined scenario - input'!$D91=\"\"),\"\",G106/'Combined scenario - input'!$D91),\"\")","v":""},{"$f":"IFERROR(IF(OR(H106=\"\",'Combined scenario - input'!$D91=\"\"),\"\",H106/'Combined scenario - input'!$D91),\"\")","v":""},{"$f":"IFERROR(IF(OR(I106=\"\",'Combined scenario - input'!$D91=\"\"),\"\",I106/'Combined scenario - input'!$D91),\"\")","v":""},{"$f":"IFERROR(IF(OR(J106=\"\",'Combined scenario - input'!$D91=\"\"),\"\",J106/'Combined scenario - input'!$D91),\"\")","v":""},{"$f":"IFERROR(IF(OR(K106=\"\",'Combined scenario - input'!$D91=\"\"),\"\",K106/'Combined scenario - input'!$D91),\"\")","v":""},{"$f":"IFERROR(IF(OR(L106=\"\",'Combined scenario - input'!$D91=\"\"),\"\",L106/'Combined scenario - input'!$D91),\"\")","v":""},{"$f":"IFERROR(IF(OR(M106=\"\",'Combined scenario - input'!$D91=\"\"),\"\",M106/'Combined scenario - input'!$D91),\"\")","v":""},{"$f":"IFERROR(IF(OR(N106=\"\",'Combined scenario - input'!$D91=\"\"),\"\",N106/'Combined scenario - input'!$D91),\"\")","v":""},{"$f":"IFERROR(IF(OR(O106=\"\",'Combined scenario - input'!$D91=\"\"),\"\",O106/'Combined scenario - input'!$D91),\"\")","v":""},{"$f":"IFERROR(IF(OR(P106=\"\",'Combined scenario - input'!$D91=\"\"),\"\",P106/'Combined scenario - input'!$D91),\"\")","v":""},{"$f":"IFERROR(IF(OR(Q106=\"\",'Combined scenario - input'!$D91=\"\"),\"\",Q106/'Combined scenario - input'!$D91),\"\")","v":""},{"$f":"IFERROR(IF(OR(R106=\"\",'Combined scenario - input'!$D91=\"\"),\"\",R106/'Combined scenario - input'!$D91),\"\")","v":""},{"$f":"IFERROR(IF(OR(S106=\"\",'Combined scenario - input'!$D91=\"\"),\"\",S106/'Combined scenario - input'!$D91),\"\")","v":""},{"$f":"IFERROR(IF(OR(T106=\"\",'Combined scenario - input'!$D91=\"\"),\"\",T106/'Combined scenario - input'!$D91),\"\")","v":""},{"$f":"IFERROR(IF(OR(U106=\"\",'Combined scenario - input'!$D91=\"\"),\"\",U106/'Combined scenario - input'!$D91),\"\")","v":""},{"$f":"IFERROR(IF(OR(V106=\"\",'Combined scenario - input'!$D91=\"\"),\"\",V106/'Combined scenario - input'!$D91),\"\")","v":""},{"$f":"IFERROR(IF(OR(W106=\"\",'Combined scenario - input'!$D91=\"\"),\"\",W106/'Combined scenario - input'!$D91),\"\")","v":""}]
[{"$f":"IFERROR('Combined scenario - input'!A92,\"\")","v":""},{"$f":"IFERROR('Combined scenario - input'!B92,\"\")","v":""},{"$f":"IFERROR('Combined scenario - input'!C92,\"\")","v":""},{"$f":"IFERROR(repcalc('Combined scenario - input'!$CV92:$GH92,'Combined scenario - input'!$G92,'Combined scenario - input'!$E92,'Combined scenario - input'!$F92,20,TRUE,TRUE),\"\")","v":""},"","","","","","","","","","","","","","","","","","","",{"$f":"IFERROR(IF(OR(D107=\"\",'Combined scenario - input'!$D92=\"\"),\"\",D107/'Combined scenario - input'!$D92),\"\")","v":""},{"$f":"IFERROR(IF(OR(E107=\"\",'Combined scenario - input'!$D92=\"\"),\"\",E107/'Combined scenario - input'!$D92),\"\")","v":""},{"$f":"IFERROR(IF(OR(F107=\"\",'Combined scenario - input'!$D92=\"\"),\"\",F107/'Combined scenario - input'!$D92),\"\")","v":""},{"$f":"IFERROR(IF(OR(G107=\"\",'Combined scenario - input'!$D92=\"\"),\"\",G107/'Combined scenario - input'!$D92),\"\")","v":""},{"$f":"IFERROR(IF(OR(H107=\"\",'Combined scenario - input'!$D92=\"\"),\"\",H107/'Combined scenario - input'!$D92),\"\")","v":""},{"$f":"IFERROR(IF(OR(I107=\"\",'Combined scenario - input'!$D92=\"\"),\"\",I107/'Combined scenario - input'!$D92),\"\")","v":""},{"$f":"IFERROR(IF(OR(J107=\"\",'Combined scenario - input'!$D92=\"\"),\"\",J107/'Combined scenario - input'!$D92),\"\")","v":""},{"$f":"IFERROR(IF(OR(K107=\"\",'Combined scenario - input'!$D92=\"\"),\"\",K107/'Combined scenario - input'!$D92),\"\")","v":""},{"$f":"IFERROR(IF(OR(L107=\"\",'Combined scenario - input'!$D92=\"\"),\"\",L107/'Combined scenario - input'!$D92),\"\")","v":""},{"$f":"IFERROR(IF(OR(M107=\"\",'Combined scenario - input'!$D92=\"\"),\"\",M107/'Combined scenario - input'!$D92),\"\")","v":""},{"$f":"IFERROR(IF(OR(N107=\"\",'Combined scenario - input'!$D92=\"\"),\"\",N107/'Combined scenario - input'!$D92),\"\")","v":""},{"$f":"IFERROR(IF(OR(O107=\"\",'Combined scenario - input'!$D92=\"\"),\"\",O107/'Combined scenario - input'!$D92),\"\")","v":""},{"$f":"IFERROR(IF(OR(P107=\"\",'Combined scenario - input'!$D92=\"\"),\"\",P107/'Combined scenario - input'!$D92),\"\")","v":""},{"$f":"IFERROR(IF(OR(Q107=\"\",'Combined scenario - input'!$D92=\"\"),\"\",Q107/'Combined scenario - input'!$D92),\"\")","v":""},{"$f":"IFERROR(IF(OR(R107=\"\",'Combined scenario - input'!$D92=\"\"),\"\",R107/'Combined scenario - input'!$D92),\"\")","v":""},{"$f":"IFERROR(IF(OR(S107=\"\",'Combined scenario - input'!$D92=\"\"),\"\",S107/'Combined scenario - input'!$D92),\"\")","v":""},{"$f":"IFERROR(IF(OR(T107=\"\",'Combined scenario - input'!$D92=\"\"),\"\",T107/'Combined scenario - input'!$D92),\"\")","v":""},{"$f":"IFERROR(IF(OR(U107=\"\",'Combined scenario - input'!$D92=\"\"),\"\",U107/'Combined scenario - input'!$D92),\"\")","v":""},{"$f":"IFERROR(IF(OR(V107=\"\",'Combined scenario - input'!$D92=\"\"),\"\",V107/'Combined scenario - input'!$D92),\"\")","v":""},{"$f":"IFERROR(IF(OR(W107=\"\",'Combined scenario - input'!$D92=\"\"),\"\",W107/'Combined scenario - input'!$D92),\"\")","v":""}]
[{"$f":"IFERROR('Combined scenario - input'!A93,\"\")","v":""},{"$f":"IFERROR('Combined scenario - input'!B93,\"\")","v":""},{"$f":"IFERROR('Combined scenario - input'!C93,\"\")","v":""},{"$f":"IFERROR(repcalc('Combined scenario - input'!$CV93:$GH93,'Combined scenario - input'!$G93,'Combined scenario - input'!$E93,'Combined scenario - input'!$F93,20,TRUE,TRUE),\"\")","v":""},"","","","","","","","","","","","","","","","","","","",{"$f":"IFERROR(IF(OR(D108=\"\",'Combined scenario - input'!$D93=\"\"),\"\",D108/'Combined scenario - input'!$D93),\"\")","v":""},{"$f":"IFERROR(IF(OR(E108=\"\",'Combined scenario - input'!$D93=\"\"),\"\",E108/'Combined scenario - input'!$D93),\"\")","v":""},{"$f":"IFERROR(IF(OR(F108=\"\",'Combined scenario - input'!$D93=\"\"),\"\",F108/'Combined scenario - input'!$D93),\"\")","v":""},{"$f":"IFERROR(IF(OR(G108=\"\",'Combined scenario - input'!$D93=\"\"),\"\",G108/'Combined scenario - input'!$D93),\"\")","v":""},{"$f":"IFERROR(IF(OR(H108=\"\",'Combined scenario - input'!$D93=\"\"),\"\",H108/'Combined scenario - input'!$D93),\"\")","v":""},{"$f":"IFERROR(IF(OR(I108=\"\",'Combined scenario - input'!$D93=\"\"),\"\",I108/'Combined scenario - input'!$D93),\"\")","v":""},{"$f":"IFERROR(IF(OR(J108=\"\",'Combined scenario - input'!$D93=\"\"),\"\",J108/'Combined scenario - input'!$D93),\"\")","v":""},{"$f":"IFERROR(IF(OR(K108=\"\",'Combined scenario - input'!$D93=\"\"),\"\",K108/'Combined scenario - input'!$D93),\"\")","v":""},{"$f":"IFERROR(IF(OR(L108=\"\",'Combined scenario - input'!$D93=\"\"),\"\",L108/'Combined scenario - input'!$D93),\"\")","v":""},{"$f":"IFERROR(IF(OR(M108=\"\",'Combined scenario - input'!$D93=\"\"),\"\",M108/'Combined scenario - input'!$D93),\"\")","v":""},{"$f":"IFERROR(IF(OR(N108=\"\",'Combined scenario - input'!$D93=\"\"),\"\",N108/'Combined scenario - input'!$D93),\"\")","v":""},{"$f":"IFERROR(IF(OR(O108=\"\",'Combined scenario - input'!$D93=\"\"),\"\",O108/'Combined scenario - input'!$D93),\"\")","v":""},{"$f":"IFERROR(IF(OR(P108=\"\",'Combined scenario - input'!$D93=\"\"),\"\",P108/'Combined scenario - input'!$D93),\"\")","v":""},{"$f":"IFERROR(IF(OR(Q108=\"\",'Combined scenario - input'!$D93=\"\"),\"\",Q108/'Combined scenario - input'!$D93),\"\")","v":""},{"$f":"IFERROR(IF(OR(R108=\"\",'Combined scenario - input'!$D93=\"\"),\"\",R108/'Combined scenario - input'!$D93),\"\")","v":""},{"$f":"IFERROR(IF(OR(S108=\"\",'Combined scenario - input'!$D93=\"\"),\"\",S108/'Combined scenario - input'!$D93),\"\")","v":""},{"$f":"IFERROR(IF(OR(T108=\"\",'Combined scenario - input'!$D93=\"\"),\"\",T108/'Combined scenario - input'!$D93),\"\")","v":""},{"$f":"IFERROR(IF(OR(U108=\"\",'Combined scenario - input'!$D93=\"\"),\"\",U108/'Combined scenario - input'!$D93),\"\")","v":""},{"$f":"IFERROR(IF(OR(V108=\"\",'Combined scenario - input'!$D93=\"\"),\"\",V108/'Combined scenario - input'!$D93),\"\")","v":""},{"$f":"IFERROR(IF(OR(W108=\"\",'Combined scenario - input'!$D93=\"\"),\"\",W108/'Combined scenario - input'!$D93),\"\")","v":""}]
[{"$f":"IFERROR('Combined scenario - input'!A94,\"\")","v":""},{"$f":"IFERROR('Combined scenario - input'!B94,\"\")","v":""},{"$f":"IFERROR('Combined scenario - input'!C94,\"\")","v":""},{"$f":"IFERROR(repcalc('Combined scenario - input'!$CV94:$GH94,'Combined scenario - input'!$G94,'Combined scenario - input'!$E94,'Combined scenario - input'!$F94,20,TRUE,TRUE),\"\")","v":""},"","","","","","","","","","","","","","","","","","","",{"$f":"IFERROR(IF(OR(D109=\"\",'Combined scenario - input'!$D94=\"\"),\"\",D109/'Combined scenario - input'!$D94),\"\")","v":""},{"$f":"IFERROR(IF(OR(E109=\"\",'Combined scenario - input'!$D94=\"\"),\"\",E109/'Combined scenario - input'!$D94),\"\")","v":""},{"$f":"IFERROR(IF(OR(F109=\"\",'Combined scenario - input'!$D94=\"\"),\"\",F109/'Combined scenario - input'!$D94),\"\")","v":""},{"$f":"IFERROR(IF(OR(G109=\"\",'Combined scenario - input'!$D94=\"\"),\"\",G109/'Combined scenario - input'!$D94),\"\")","v":""},{"$f":"IFERROR(IF(OR(H109=\"\",'Combined scenario - input'!$D94=\"\"),\"\",H109/'Combined scenario - input'!$D94),\"\")","v":""},{"$f":"IFERROR(IF(OR(I109=\"\",'Combined scenario - input'!$D94=\"\"),\"\",I109/'Combined scenario - input'!$D94),\"\")","v":""},{"$f":"IFERROR(IF(OR(J109=\"\",'Combined scenario - input'!$D94=\"\"),\"\",J109/'Combined scenario - input'!$D94),\"\")","v":""},{"$f":"IFERROR(IF(OR(K109=\"\",'Combined scenario - input'!$D94=\"\"),\"\",K109/'Combined scenario - input'!$D94),\"\")","v":""},{"$f":"IFERROR(IF(OR(L109=\"\",'Combined scenario - input'!$D94=\"\"),\"\",L109/'Combined scenario - input'!$D94),\"\")","v":""},{"$f":"IFERROR(IF(OR(M109=\"\",'Combined scenario - input'!$D94=\"\"),\"\",M109/'Combined scenario - input'!$D94),\"\")","v":""},{"$f":"IFERROR(IF(OR(N109=\"\",'Combined scenario - input'!$D94=\"\"),\"\",N109/'Combined scenario - input'!$D94),\"\")","v":""},{"$f":"IFERROR(IF(OR(O109=\"\",'Combined scenario - input'!$D94=\"\"),\"\",O109/'Combined scenario - input'!$D94),\"\")","v":""},{"$f":"IFERROR(IF(OR(P109=\"\",'Combined scenario - input'!$D94=\"\"),\"\",P109/'Combined scenario - input'!$D94),\"\")","v":""},{"$f":"IFERROR(IF(OR(Q109=\"\",'Combined scenario - input'!$D94=\"\"),\"\",Q109/'Combined scenario - input'!$D94),\"\")","v":""},{"$f":"IFERROR(IF(OR(R109=\"\",'Combined scenario - input'!$D94=\"\"),\"\",R109/'Combined scenario - input'!$D94),\"\")","v":""},{"$f":"IFERROR(IF(OR(S109=\"\",'Combined scenario - input'!$D94=\"\"),\"\",S109/'Combined scenario - input'!$D94),\"\")","v":""},{"$f":"IFERROR(IF(OR(T109=\"\",'Combined scenario - input'!$D94=\"\"),\"\",T109/'Combined scenario - input'!$D94),\"\")","v":""},{"$f":"IFERROR(IF(OR(U109=\"\",'Combined scenario - input'!$D94=\"\"),\"\",U109/'Combined scenario - input'!$D94),\"\")","v":""},{"$f":"IFERROR(IF(OR(V109=\"\",'Combined scenario - input'!$D94=\"\"),\"\",V109/'Combined scenario - input'!$D94),\"\")","v":""},{"$f":"IFERROR(IF(OR(W109=\"\",'Combined scenario - input'!$D94=\"\"),\"\",W109/'Combined scenario - input'!$D94),\"\")","v":""}]
[{"$f":"IFERROR('Combined scenario - input'!A95,\"\")","v":""},{"$f":"IFERROR('Combined scenario - input'!B95,\"\")","v":""},{"$f":"IFERROR('Combined scenario - input'!C95,\"\")","v":""},{"$f":"IFERROR(repcalc('Combined scenario - input'!$CV95:$GH95,'Combined scenario - input'!$G95,'Combined scenario - input'!$E95,'Combined scenario - input'!$F95,20,TRUE,TRUE),\"\")","v":""},"","","","","","","","","","","","","","","","","","","",{"$f":"IFERROR(IF(OR(D110=\"\",'Combined scenario - input'!$D95=\"\"),\"\",D110/'Combined scenario - input'!$D95),\"\")","v":""},{"$f":"IFERROR(IF(OR(E110=\"\",'Combined scenario - input'!$D95=\"\"),\"\",E110/'Combined scenario - input'!$D95),\"\")","v":""},{"$f":"IFERROR(IF(OR(F110=\"\",'Combined scenario - input'!$D95=\"\"),\"\",F110/'Combined scenario - input'!$D95),\"\")","v":""},{"$f":"IFERROR(IF(OR(G110=\"\",'Combined scenario - input'!$D95=\"\"),\"\",G110/'Combined scenario - input'!$D95),\"\")","v":""},{"$f":"IFERROR(IF(OR(H110=\"\",'Combined scenario - input'!$D95=\"\"),\"\",H110/'Combined scenario - input'!$D95),\"\")","v":""},{"$f":"IFERROR(IF(OR(I110=\"\",'Combined scenario - input'!$D95=\"\"),\"\",I110/'Combined scenario - input'!$D95),\"\")","v":""},{"$f":"IFERROR(IF(OR(J110=\"\",'Combined scenario - input'!$D95=\"\"),\"\",J110/'Combined scenario - input'!$D95),\"\")","v":""},{"$f":"IFERROR(IF(OR(K110=\"\",'Combined scenario - input'!$D95=\"\"),\"\",K110/'Combined scenario - input'!$D95),\"\")","v":""},{"$f":"IFERROR(IF(OR(L110=\"\",'Combined scenario - input'!$D95=\"\"),\"\",L110/'Combined scenario - input'!$D95),\"\")","v":""},{"$f":"IFERROR(IF(OR(M110=\"\",'Combined scenario - input'!$D95=\"\"),\"\",M110/'Combined scenario - input'!$D95),\"\")","v":""},{"$f":"IFERROR(IF(OR(N110=\"\",'Combined scenario - input'!$D95=\"\"),\"\",N110/'Combined scenario - input'!$D95),\"\")","v":""},{"$f":"IFERROR(IF(OR(O110=\"\",'Combined scenario - input'!$D95=\"\"),\"\",O110/'Combined scenario - input'!$D95),\"\")","v":""},{"$f":"IFERROR(IF(OR(P110=\"\",'Combined scenario - input'!$D95=\"\"),\"\",P110/'Combined scenario - input'!$D95),\"\")","v":""},{"$f":"IFERROR(IF(OR(Q110=\"\",'Combined scenario - input'!$D95=\"\"),\"\",Q110/'Combined scenario - input'!$D95),\"\")","v":""},{"$f":"IFERROR(IF(OR(R110=\"\",'Combined scenario - input'!$D95=\"\"),\"\",R110/'Combined scenario - input'!$D95),\"\")","v":""},{"$f":"IFERROR(IF(OR(S110=\"\",'Combined scenario - input'!$D95=\"\"),\"\",S110/'Combined scenario - input'!$D95),\"\")","v":""},{"$f":"IFERROR(IF(OR(T110=\"\",'Combined scenario - input'!$D95=\"\"),\"\",T110/'Combined scenario - input'!$D95),\"\")","v":""},{"$f":"IFERROR(IF(OR(U110=\"\",'Combined scenario - input'!$D95=\"\"),\"\",U110/'Combined scenario - input'!$D95),\"\")","v":""},{"$f":"IFERROR(IF(OR(V110=\"\",'Combined scenario - input'!$D95=\"\"),\"\",V110/'Combined scenario - input'!$D95),\"\")","v":""},{"$f":"IFERROR(IF(OR(W110=\"\",'Combined scenario - input'!$D95=\"\"),\"\",W110/'Combined scenario - input'!$D95),\"\")","v":""}]
[{"$f":"IFERROR('Combined scenario - input'!A96,\"\")","v":""},{"$f":"IFERROR('Combined scenario - input'!B96,\"\")","v":""},{"$f":"IFERROR('Combined scenario - input'!C96,\"\")","v":""},{"$f":"IFERROR(repcalc('Combined scenario - input'!$CV96:$GH96,'Combined scenario - input'!$G96,'Combined scenario - input'!$E96,'Combined scenario - input'!$F96,20,TRUE,TRUE),\"\")","v":""},"","","","","","","","","","","","","","","","","","","",{"$f":"IFERROR(IF(OR(D111=\"\",'Combined scenario - input'!$D96=\"\"),\"\",D111/'Combined scenario - input'!$D96),\"\")","v":""},{"$f":"IFERROR(IF(OR(E111=\"\",'Combined scenario - input'!$D96=\"\"),\"\",E111/'Combined scenario - input'!$D96),\"\")","v":""},{"$f":"IFERROR(IF(OR(F111=\"\",'Combined scenario - input'!$D96=\"\"),\"\",F111/'Combined scenario - input'!$D96),\"\")","v":""},{"$f":"IFERROR(IF(OR(G111=\"\",'Combined scenario - input'!$D96=\"\"),\"\",G111/'Combined scenario - input'!$D96),\"\")","v":""},{"$f":"IFERROR(IF(OR(H111=\"\",'Combined scenario - input'!$D96=\"\"),\"\",H111/'Combined scenario - input'!$D96),\"\")","v":""},{"$f":"IFERROR(IF(OR(I111=\"\",'Combined scenario - input'!$D96=\"\"),\"\",I111/'Combined scenario - input'!$D96),\"\")","v":""},{"$f":"IFERROR(IF(OR(J111=\"\",'Combined scenario - input'!$D96=\"\"),\"\",J111/'Combined scenario - input'!$D96),\"\")","v":""},{"$f":"IFERROR(IF(OR(K111=\"\",'Combined scenario - input'!$D96=\"\"),\"\",K111/'Combined scenario - input'!$D96),\"\")","v":""},{"$f":"IFERROR(IF(OR(L111=\"\",'Combined scenario - input'!$D96=\"\"),\"\",L111/'Combined scenario - input'!$D96),\"\")","v":""},{"$f":"IFERROR(IF(OR(M111=\"\",'Combined scenario - input'!$D96=\"\"),\"\",M111/'Combined scenario - input'!$D96),\"\")","v":""},{"$f":"IFERROR(IF(OR(N111=\"\",'Combined scenario - input'!$D96=\"\"),\"\",N111/'Combined scenario - input'!$D96),\"\")","v":""},{"$f":"IFERROR(IF(OR(O111=\"\",'Combined scenario - input'!$D96=\"\"),\"\",O111/'Combined scenario - input'!$D96),\"\")","v":""},{"$f":"IFERROR(IF(OR(P111=\"\",'Combined scenario - input'!$D96=\"\"),\"\",P111/'Combined scenario - input'!$D96),\"\")","v":""},{"$f":"IFERROR(IF(OR(Q111=\"\",'Combined scenario - input'!$D96=\"\"),\"\",Q111/'Combined scenario - input'!$D96),\"\")","v":""},{"$f":"IFERROR(IF(OR(R111=\"\",'Combined scenario - input'!$D96=\"\"),\"\",R111/'Combined scenario - input'!$D96),\"\")","v":""},{"$f":"IFERROR(IF(OR(S111=\"\",'Combined scenario - input'!$D96=\"\"),\"\",S111/'Combined scenario - input'!$D96),\"\")","v":""},{"$f":"IFERROR(IF(OR(T111=\"\",'Combined scenario - input'!$D96=\"\"),\"\",T111/'Combined scenario - input'!$D96),\"\")","v":""},{"$f":"IFERROR(IF(OR(U111=\"\",'Combined scenario - input'!$D96=\"\"),\"\",U111/'Combined scenario - input'!$D96),\"\")","v":""},{"$f":"IFERROR(IF(OR(V111=\"\",'Combined scenario - input'!$D96=\"\"),\"\",V111/'Combined scenario - input'!$D96),\"\")","v":""},{"$f":"IFERROR(IF(OR(W111=\"\",'Combined scenario - input'!$D96=\"\"),\"\",W111/'Combined scenario - input'!$D96),\"\")","v":""}]
[{"$f":"IFERROR('Combined scenario - input'!A97,\"\")","v":""},{"$f":"IFERROR('Combined scenario - input'!B97,\"\")","v":""},{"$f":"IFERROR('Combined scenario - input'!C97,\"\")","v":""},{"$f":"IFERROR(repcalc('Combined scenario - input'!$CV97:$GH97,'Combined scenario - input'!$G97,'Combined scenario - input'!$E97,'Combined scenario - input'!$F97,20,TRUE,TRUE),\"\")","v":""},"","","","","","","","","","","","","","","","","","","",{"$f":"IFERROR(IF(OR(D112=\"\",'Combined scenario - input'!$D97=\"\"),\"\",D112/'Combined scenario - input'!$D97),\"\")","v":""},{"$f":"IFERROR(IF(OR(E112=\"\",'Combined scenario - input'!$D97=\"\"),\"\",E112/'Combined scenario - input'!$D97),\"\")","v":""},{"$f":"IFERROR(IF(OR(F112=\"\",'Combined scenario - input'!$D97=\"\"),\"\",F112/'Combined scenario - input'!$D97),\"\")","v":""},{"$f":"IFERROR(IF(OR(G112=\"\",'Combined scenario - input'!$D97=\"\"),\"\",G112/'Combined scenario - input'!$D97),\"\")","v":""},{"$f":"IFERROR(IF(OR(H112=\"\",'Combined scenario - input'!$D97=\"\"),\"\",H112/'Combined scenario - input'!$D97),\"\")","v":""},{"$f":"IFERROR(IF(OR(I112=\"\",'Combined scenario - input'!$D97=\"\"),\"\",I112/'Combined scenario - input'!$D97),\"\")","v":""},{"$f":"IFERROR(IF(OR(J112=\"\",'Combined scenario - input'!$D97=\"\"),\"\",J112/'Combined scenario - input'!$D97),\"\")","v":""},{"$f":"IFERROR(IF(OR(K112=\"\",'Combined scenario - input'!$D97=\"\"),\"\",K112/'Combined scenario - input'!$D97),\"\")","v":""},{"$f":"IFERROR(IF(OR(L112=\"\",'Combined scenario - input'!$D97=\"\"),\"\",L112/'Combined scenario - input'!$D97),\"\")","v":""},{"$f":"IFERROR(IF(OR(M112=\"\",'Combined scenario - input'!$D97=\"\"),\"\",M112/'Combined scenario - input'!$D97),\"\")","v":""},{"$f":"IFERROR(IF(OR(N112=\"\",'Combined scenario - input'!$D97=\"\"),\"\",N112/'Combined scenario - input'!$D97),\"\")","v":""},{"$f":"IFERROR(IF(OR(O112=\"\",'Combined scenario - input'!$D97=\"\"),\"\",O112/'Combined scenario - input'!$D97),\"\")","v":""},{"$f":"IFERROR(IF(OR(P112=\"\",'Combined scenario - input'!$D97=\"\"),\"\",P112/'Combined scenario - input'!$D97),\"\")","v":""},{"$f":"IFERROR(IF(OR(Q112=\"\",'Combined scenario - input'!$D97=\"\"),\"\",Q112/'Combined scenario - input'!$D97),\"\")","v":""},{"$f":"IFERROR(IF(OR(R112=\"\",'Combined scenario - input'!$D97=\"\"),\"\",R112/'Combined scenario - input'!$D97),\"\")","v":""},{"$f":"IFERROR(IF(OR(S112=\"\",'Combined scenario - input'!$D97=\"\"),\"\",S112/'Combined scenario - input'!$D97),\"\")","v":""},{"$f":"IFERROR(IF(OR(T112=\"\",'Combined scenario - input'!$D97=\"\"),\"\",T112/'Combined scenario - input'!$D97),\"\")","v":""},{"$f":"IFERROR(IF(OR(U112=\"\",'Combined scenario - input'!$D97=\"\"),\"\",U112/'Combined scenario - input'!$D97),\"\")","v":""},{"$f":"IFERROR(IF(OR(V112=\"\",'Combined scenario - input'!$D97=\"\"),\"\",V112/'Combined scenario - input'!$D97),\"\")","v":""},{"$f":"IFERROR(IF(OR(W112=\"\",'Combined scenario - input'!$D97=\"\"),\"\",W112/'Combined scenario - input'!$D97),\"\")","v":""}]
[{"$f":"IFERROR('Combined scenario - input'!A98,\"\")","v":""},{"$f":"IFERROR('Combined scenario - input'!B98,\"\")","v":""},{"$f":"IFERROR('Combined scenario - input'!C98,\"\")","v":""},{"$f":"IFERROR(repcalc('Combined scenario - input'!$CV98:$GH98,'Combined scenario - input'!$G98,'Combined scenario - input'!$E98,'Combined scenario - input'!$F98,20,TRUE,TRUE),\"\")","v":""},"","","","","","","","","","","","","","","","","","","",{"$f":"IFERROR(IF(OR(D113=\"\",'Combined scenario - input'!$D98=\"\"),\"\",D113/'Combined scenario - input'!$D98),\"\")","v":""},{"$f":"IFERROR(IF(OR(E113=\"\",'Combined scenario - input'!$D98=\"\"),\"\",E113/'Combined scenario - input'!$D98),\"\")","v":""},{"$f":"IFERROR(IF(OR(F113=\"\",'Combined scenario - input'!$D98=\"\"),\"\",F113/'Combined scenario - input'!$D98),\"\")","v":""},{"$f":"IFERROR(IF(OR(G113=\"\",'Combined scenario - input'!$D98=\"\"),\"\",G113/'Combined scenario - input'!$D98),\"\")","v":""},{"$f":"IFERROR(IF(OR(H113=\"\",'Combined scenario - input'!$D98=\"\"),\"\",H113/'Combined scenario - input'!$D98),\"\")","v":""},{"$f":"IFERROR(IF(OR(I113=\"\",'Combined scenario - input'!$D98=\"\"),\"\",I113/'Combined scenario - input'!$D98),\"\")","v":""},{"$f":"IFERROR(IF(OR(J113=\"\",'Combined scenario - input'!$D98=\"\"),\"\",J113/'Combined scenario - input'!$D98),\"\")","v":""},{"$f":"IFERROR(IF(OR(K113=\"\",'Combined scenario - input'!$D98=\"\"),\"\",K113/'Combined scenario - input'!$D98),\"\")","v":""},{"$f":"IFERROR(IF(OR(L113=\"\",'Combined scenario - input'!$D98=\"\"),\"\",L113/'Combined scenario - input'!$D98),\"\")","v":""},{"$f":"IFERROR(IF(OR(M113=\"\",'Combined scenario - input'!$D98=\"\"),\"\",M113/'Combined scenario - input'!$D98),\"\")","v":""},{"$f":"IFERROR(IF(OR(N113=\"\",'Combined scenario - input'!$D98=\"\"),\"\",N113/'Combined scenario - input'!$D98),\"\")","v":""},{"$f":"IFERROR(IF(OR(O113=\"\",'Combined scenario - input'!$D98=\"\"),\"\",O113/'Combined scenario - input'!$D98),\"\")","v":""},{"$f":"IFERROR(IF(OR(P113=\"\",'Combined scenario - input'!$D98=\"\"),\"\",P113/'Combined scenario - input'!$D98),\"\")","v":""},{"$f":"IFERROR(IF(OR(Q113=\"\",'Combined scenario - input'!$D98=\"\"),\"\",Q113/'Combined scenario - input'!$D98),\"\")","v":""},{"$f":"IFERROR(IF(OR(R113=\"\",'Combined scenario - input'!$D98=\"\"),\"\",R113/'Combined scenario - input'!$D98),\"\")","v":""},{"$f":"IFERROR(IF(OR(S113=\"\",'Combined scenario - input'!$D98=\"\"),\"\",S113/'Combined scenario - input'!$D98),\"\")","v":""},{"$f":"IFERROR(IF(OR(T113=\"\",'Combined scenario - input'!$D98=\"\"),\"\",T113/'Combined scenario - input'!$D98),\"\")","v":""},{"$f":"IFERROR(IF(OR(U113=\"\",'Combined scenario - input'!$D98=\"\"),\"\",U113/'Combined scenario - input'!$D98),\"\")","v":""},{"$f":"IFERROR(IF(OR(V113=\"\",'Combined scenario - input'!$D98=\"\"),\"\",V113/'Combined scenario - input'!$D98),\"\")","v":""},{"$f":"IFERROR(IF(OR(W113=\"\",'Combined scenario - input'!$D98=\"\"),\"\",W113/'Combined scenario - input'!$D98),\"\")","v":""}]
[{"$f":"IFERROR('Combined scenario - input'!A99,\"\")","v":""},{"$f":"IFERROR('Combined scenario - input'!B99,\"\")","v":""},{"$f":"IFERROR('Combined scenario - input'!C99,\"\")","v":""},{"$f":"IFERROR(repcalc('Combined scenario - input'!$CV99:$GH99,'Combined scenario - input'!$G99,'Combined scenario - input'!$E99,'Combined scenario - input'!$F99,20,TRUE,TRUE),\"\")","v":""},"","","","","","","","","","","","","","","","","","","",{"$f":"IFERROR(IF(OR(D114=\"\",'Combined scenario - input'!$D99=\"\"),\"\",D114/'Combined scenario - input'!$D99),\"\")","v":""},{"$f":"IFERROR(IF(OR(E114=\"\",'Combined scenario - input'!$D99=\"\"),\"\",E114/'Combined scenario - input'!$D99),\"\")","v":""},{"$f":"IFERROR(IF(OR(F114=\"\",'Combined scenario - input'!$D99=\"\"),\"\",F114/'Combined scenario - input'!$D99),\"\")","v":""},{"$f":"IFERROR(IF(OR(G114=\"\",'Combined scenario - input'!$D99=\"\"),\"\",G114/'Combined scenario - input'!$D99),\"\")","v":""},{"$f":"IFERROR(IF(OR(H114=\"\",'Combined scenario - input'!$D99=\"\"),\"\",H114/'Combined scenario - input'!$D99),\"\")","v":""},{"$f":"IFERROR(IF(OR(I114=\"\",'Combined scenario - input'!$D99=\"\"),\"\",I114/'Combined scenario - input'!$D99),\"\")","v":""},{"$f":"IFERROR(IF(OR(J114=\"\",'Combined scenario - input'!$D99=\"\"),\"\",J114/'Combined scenario - input'!$D99),\"\")","v":""},{"$f":"IFERROR(IF(OR(K114=\"\",'Combined scenario - input'!$D99=\"\"),\"\",K114/'Combined scenario - input'!$D99),\"\")","v":""},{"$f":"IFERROR(IF(OR(L114=\"\",'Combined scenario - input'!$D99=\"\"),\"\",L114/'Combined scenario - input'!$D99),\"\")","v":""},{"$f":"IFERROR(IF(OR(M114=\"\",'Combined scenario - input'!$D99=\"\"),\"\",M114/'Combined scenario - input'!$D99),\"\")","v":""},{"$f":"IFERROR(IF(OR(N114=\"\",'Combined scenario - input'!$D99=\"\"),\"\",N114/'Combined scenario - input'!$D99),\"\")","v":""},{"$f":"IFERROR(IF(OR(O114=\"\",'Combined scenario - input'!$D99=\"\"),\"\",O114/'Combined scenario - input'!$D99),\"\")","v":""},{"$f":"IFERROR(IF(OR(P114=\"\",'Combined scenario - input'!$D99=\"\"),\"\",P114/'Combined scenario - input'!$D99),\"\")","v":""},{"$f":"IFERROR(IF(OR(Q114=\"\",'Combined scenario - input'!$D99=\"\"),\"\",Q114/'Combined scenario - input'!$D99),\"\")","v":""},{"$f":"IFERROR(IF(OR(R114=\"\",'Combined scenario - input'!$D99=\"\"),\"\",R114/'Combined scenario - input'!$D99),\"\")","v":""},{"$f":"IFERROR(IF(OR(S114=\"\",'Combined scenario - input'!$D99=\"\"),\"\",S114/'Combined scenario - input'!$D99),\"\")","v":""},{"$f":"IFERROR(IF(OR(T114=\"\",'Combined scenario - input'!$D99=\"\"),\"\",T114/'Combined scenario - input'!$D99),\"\")","v":""},{"$f":"IFERROR(IF(OR(U114=\"\",'Combined scenario - input'!$D99=\"\"),\"\",U114/'Combined scenario - input'!$D99),\"\")","v":""},{"$f":"IFERROR(IF(OR(V114=\"\",'Combined scenario - input'!$D99=\"\"),\"\",V114/'Combined scenario - input'!$D99),\"\")","v":""},{"$f":"IFERROR(IF(OR(W114=\"\",'Combined scenario - input'!$D99=\"\"),\"\",W114/'Combined scenario - input'!$D99),\"\")","v":""}]
[{"$f":"IFERROR('Combined scenario - input'!A100,\"\")","v":""},{"$f":"IFERROR('Combined scenario - input'!B100,\"\")","v":""},{"$f":"IFERROR('Combined scenario - input'!C100,\"\")","v":""},{"$f":"IFERROR(repcalc('Combined scenario - input'!$CV100:$GH100,'Combined scenario - input'!$G100,'Combined scenario - input'!$E100,'Combined scenario - input'!$F100,20,TRUE,TRUE),\"\")","v":""},"","","","","","","","","","","","","","","","","","","",{"$f":"IFERROR(IF(OR(D115=\"\",'Combined scenario - input'!$D100=\"\"),\"\",D115/'Combined scenario - input'!$D100),\"\")","v":""},{"$f":"IFERROR(IF(OR(E115=\"\",'Combined scenario - input'!$D100=\"\"),\"\",E115/'Combined scenario - input'!$D100),\"\")","v":""},{"$f":"IFERROR(IF(OR(F115=\"\",'Combined scenario - input'!$D100=\"\"),\"\",F115/'Combined scenario - input'!$D100),\"\")","v":""},{"$f":"IFERROR(IF(OR(G115=\"\",'Combined scenario - input'!$D100=\"\"),\"\",G115/'Combined scenario - input'!$D100),\"\")","v":""},{"$f":"IFERROR(IF(OR(H115=\"\",'Combined scenario - input'!$D100=\"\"),\"\",H115/'Combined scenario - input'!$D100),\"\")","v":""},{"$f":"IFERROR(IF(OR(I115=\"\",'Combined scenario - input'!$D100=\"\"),\"\",I115/'Combined scenario - input'!$D100),\"\")","v":""},{"$f":"IFERROR(IF(OR(J115=\"\",'Combined scenario - input'!$D100=\"\"),\"\",J115/'Combined scenario - input'!$D100),\"\")","v":""},{"$f":"IFERROR(IF(OR(K115=\"\",'Combined scenario - input'!$D100=\"\"),\"\",K115/'Combined scenario - input'!$D100),\"\")","v":""},{"$f":"IFERROR(IF(OR(L115=\"\",'Combined scenario - input'!$D100=\"\"),\"\",L115/'Combined scenario - input'!$D100),\"\")","v":""},{"$f":"IFERROR(IF(OR(M115=\"\",'Combined scenario - input'!$D100=\"\"),\"\",M115/'Combined scenario - input'!$D100),\"\")","v":""},{"$f":"IFERROR(IF(OR(N115=\"\",'Combined scenario - input'!$D100=\"\"),\"\",N115/'Combined scenario - input'!$D100),\"\")","v":""},{"$f":"IFERROR(IF(OR(O115=\"\",'Combined scenario - input'!$D100=\"\"),\"\",O115/'Combined scenario - input'!$D100),\"\")","v":""},{"$f":"IFERROR(IF(OR(P115=\"\",'Combined scenario - input'!$D100=\"\"),\"\",P115/'Combined scenario - input'!$D100),\"\")","v":""},{"$f":"IFERROR(IF(OR(Q115=\"\",'Combined scenario - input'!$D100=\"\"),\"\",Q115/'Combined scenario - input'!$D100),\"\")","v":""},{"$f":"IFERROR(IF(OR(R115=\"\",'Combined scenario - input'!$D100=\"\"),\"\",R115/'Combined scenario - input'!$D100),\"\")","v":""},{"$f":"IFERROR(IF(OR(S115=\"\",'Combined scenario - input'!$D100=\"\"),\"\",S115/'Combined scenario - input'!$D100),\"\")","v":""},{"$f":"IFERROR(IF(OR(T115=\"\",'Combined scenario - input'!$D100=\"\"),\"\",T115/'Combined scenario - input'!$D100),\"\")","v":""},{"$f":"IFERROR(IF(OR(U115=\"\",'Combined scenario - input'!$D100=\"\"),\"\",U115/'Combined scenario - input'!$D100),\"\")","v":""},{"$f":"IFERROR(IF(OR(V115=\"\",'Combined scenario - input'!$D100=\"\"),\"\",V115/'Combined scenario - input'!$D100),\"\")","v":""},{"$f":"IFERROR(IF(OR(W115=\"\",'Combined scenario - input'!$D100=\"\"),\"\",W115/'Combined scenario - input'!$D100),\"\")","v":""}]
[{"$f":"IFERROR('Combined scenario - input'!A101,\"\")","v":""},{"$f":"IFERROR('Combined scenario - input'!B101,\"\")","v":""},{"$f":"IFERROR('Combined scenario - input'!C101,\"\")","v":""},{"$f":"IFERROR(repcalc('Combined scenario - input'!$CV101:$GH101,'Combined scenario - input'!$G101,'Combined scenario - input'!$E101,'Combined scenario - input'!$F101,20,TRUE,TRUE),\"\")","v":""},"","","","","","","","","","","","","","","","","","","",{"$f":"IFERROR(IF(OR(D116=\"\",'Combined scenario - input'!$D101=\"\"),\"\",D116/'Combined scenario - input'!$D101),\"\")","v":""},{"$f":"IFERROR(IF(OR(E116=\"\",'Combined scenario - input'!$D101=\"\"),\"\",E116/'Combined scenario - input'!$D101),\"\")","v":""},{"$f":"IFERROR(IF(OR(F116=\"\",'Combined scenario - input'!$D101=\"\"),\"\",F116/'Combined scenario - input'!$D101),\"\")","v":""},{"$f":"IFERROR(IF(OR(G116=\"\",'Combined scenario - input'!$D101=\"\"),\"\",G116/'Combined scenario - input'!$D101),\"\")","v":""},{"$f":"IFERROR(IF(OR(H116=\"\",'Combined scenario - input'!$D101=\"\"),\"\",H116/'Combined scenario - input'!$D101),\"\")","v":""},{"$f":"IFERROR(IF(OR(I116=\"\",'Combined scenario - input'!$D101=\"\"),\"\",I116/'Combined scenario - input'!$D101),\"\")","v":""},{"$f":"IFERROR(IF(OR(J116=\"\",'Combined scenario - input'!$D101=\"\"),\"\",J116/'Combined scenario - input'!$D101),\"\")","v":""},{"$f":"IFERROR(IF(OR(K116=\"\",'Combined scenario - input'!$D101=\"\"),\"\",K116/'Combined scenario - input'!$D101),\"\")","v":""},{"$f":"IFERROR(IF(OR(L116=\"\",'Combined scenario - input'!$D101=\"\"),\"\",L116/'Combined scenario - input'!$D101),\"\")","v":""},{"$f":"IFERROR(IF(OR(M116=\"\",'Combined scenario - input'!$D101=\"\"),\"\",M116/'Combined scenario - input'!$D101),\"\")","v":""},{"$f":"IFERROR(IF(OR(N116=\"\",'Combined scenario - input'!$D101=\"\"),\"\",N116/'Combined scenario - input'!$D101),\"\")","v":""},{"$f":"IFERROR(IF(OR(O116=\"\",'Combined scenario - input'!$D101=\"\"),\"\",O116/'Combined scenario - input'!$D101),\"\")","v":""},{"$f":"IFERROR(IF(OR(P116=\"\",'Combined scenario - input'!$D101=\"\"),\"\",P116/'Combined scenario - input'!$D101),\"\")","v":""},{"$f":"IFERROR(IF(OR(Q116=\"\",'Combined scenario - input'!$D101=\"\"),\"\",Q116/'Combined scenario - input'!$D101),\"\")","v":""},{"$f":"IFERROR(IF(OR(R116=\"\",'Combined scenario - input'!$D101=\"\"),\"\",R116/'Combined scenario - input'!$D101),\"\")","v":""},{"$f":"IFERROR(IF(OR(S116=\"\",'Combined scenario - input'!$D101=\"\"),\"\",S116/'Combined scenario - input'!$D101),\"\")","v":""},{"$f":"IFERROR(IF(OR(T116=\"\",'Combined scenario - input'!$D101=\"\"),\"\",T116/'Combined scenario - input'!$D101),\"\")","v":""},{"$f":"IFERROR(IF(OR(U116=\"\",'Combined scenario - input'!$D101=\"\"),\"\",U116/'Combined scenario - input'!$D101),\"\")","v":""},{"$f":"IFERROR(IF(OR(V116=\"\",'Combined scenario - input'!$D101=\"\"),\"\",V116/'Combined scenario - input'!$D101),\"\")","v":""},{"$f":"IFERROR(IF(OR(W116=\"\",'Combined scenario - input'!$D101=\"\"),\"\",W116/'Combined scenario - input'!$D101),\"\")","v":""}]
[{"$f":"IFERROR('Combined scenario - input'!A102,\"\")","v":""},{"$f":"IFERROR('Combined scenario - input'!B102,\"\")","v":""},{"$f":"IFERROR('Combined scenario - input'!C102,\"\")","v":""},{"$f":"IFERROR(repcalc('Combined scenario - input'!$CV102:$GH102,'Combined scenario - input'!$G102,'Combined scenario - input'!$E102,'Combined scenario - input'!$F102,20,TRUE,TRUE),\"\")","v":""},"","","","","","","","","","","","","","","","","","","",{"$f":"IFERROR(IF(OR(D117=\"\",'Combined scenario - input'!$D102=\"\"),\"\",D117/'Combined scenario - input'!$D102),\"\")","v":""},{"$f":"IFERROR(IF(OR(E117=\"\",'Combined scenario - input'!$D102=\"\"),\"\",E117/'Combined scenario - input'!$D102),\"\")","v":""},{"$f":"IFERROR(IF(OR(F117=\"\",'Combined scenario - input'!$D102=\"\"),\"\",F117/'Combined scenario - input'!$D102),\"\")","v":""},{"$f":"IFERROR(IF(OR(G117=\"\",'Combined scenario - input'!$D102=\"\"),\"\",G117/'Combined scenario - input'!$D102),\"\")","v":""},{"$f":"IFERROR(IF(OR(H117=\"\",'Combined scenario - input'!$D102=\"\"),\"\",H117/'Combined scenario - input'!$D102),\"\")","v":""},{"$f":"IFERROR(IF(OR(I117=\"\",'Combined scenario - input'!$D102=\"\"),\"\",I117/'Combined scenario - input'!$D102),\"\")","v":""},{"$f":"IFERROR(IF(OR(J117=\"\",'Combined scenario - input'!$D102=\"\"),\"\",J117/'Combined scenario - input'!$D102),\"\")","v":""},{"$f":"IFERROR(IF(OR(K117=\"\",'Combined scenario - input'!$D102=\"\"),\"\",K117/'Combined scenario - input'!$D102),\"\")","v":""},{"$f":"IFERROR(IF(OR(L117=\"\",'Combined scenario - input'!$D102=\"\"),\"\",L117/'Combined scenario - input'!$D102),\"\")","v":""},{"$f":"IFERROR(IF(OR(M117=\"\",'Combined scenario - input'!$D102=\"\"),\"\",M117/'Combined scenario - input'!$D102),\"\")","v":""},{"$f":"IFERROR(IF(OR(N117=\"\",'Combined scenario - input'!$D102=\"\"),\"\",N117/'Combined scenario - input'!$D102),\"\")","v":""},{"$f":"IFERROR(IF(OR(O117=\"\",'Combined scenario - input'!$D102=\"\"),\"\",O117/'Combined scenario - input'!$D102),\"\")","v":""},{"$f":"IFERROR(IF(OR(P117=\"\",'Combined scenario - input'!$D102=\"\"),\"\",P117/'Combined scenario - input'!$D102),\"\")","v":""},{"$f":"IFERROR(IF(OR(Q117=\"\",'Combined scenario - input'!$D102=\"\"),\"\",Q117/'Combined scenario - input'!$D102),\"\")","v":""},{"$f":"IFERROR(IF(OR(R117=\"\",'Combined scenario - input'!$D102=\"\"),\"\",R117/'Combined scenario - input'!$D102),\"\")","v":""},{"$f":"IFERROR(IF(OR(S117=\"\",'Combined scenario - input'!$D102=\"\"),\"\",S117/'Combined scenario - input'!$D102),\"\")","v":""},{"$f":"IFERROR(IF(OR(T117=\"\",'Combined scenario - input'!$D102=\"\"),\"\",T117/'Combined scenario - input'!$D102),\"\")","v":""},{"$f":"IFERROR(IF(OR(U117=\"\",'Combined scenario - input'!$D102=\"\"),\"\",U117/'Combined scenario - input'!$D102),\"\")","v":""},{"$f":"IFERROR(IF(OR(V117=\"\",'Combined scenario - input'!$D102=\"\"),\"\",V117/'Combined scenario - input'!$D102),\"\")","v":""},{"$f":"IFERROR(IF(OR(W117=\"\",'Combined scenario - input'!$D102=\"\"),\"\",W117/'Combined scenario - input'!$D102),\"\")","v":""}]
[{"$f":"IFERROR('Combined scenario - input'!A103,\"\")","v":""},{"$f":"IFERROR('Combined scenario - input'!B103,\"\")","v":""},{"$f":"IFERROR('Combined scenario - input'!C103,\"\")","v":""},{"$f":"IFERROR(repcalc('Combined scenario - input'!$CV103:$GH103,'Combined scenario - input'!$G103,'Combined scenario - input'!$E103,'Combined scenario - input'!$F103,20,TRUE,TRUE),\"\")","v":""},"","","","","","","","","","","","","","","","","","","",{"$f":"IFERROR(IF(OR(D118=\"\",'Combined scenario - input'!$D103=\"\"),\"\",D118/'Combined scenario - input'!$D103),\"\")","v":""},{"$f":"IFERROR(IF(OR(E118=\"\",'Combined scenario - input'!$D103=\"\"),\"\",E118/'Combined scenario - input'!$D103),\"\")","v":""},{"$f":"IFERROR(IF(OR(F118=\"\",'Combined scenario - input'!$D103=\"\"),\"\",F118/'Combined scenario - input'!$D103),\"\")","v":""},{"$f":"IFERROR(IF(OR(G118=\"\",'Combined scenario - input'!$D103=\"\"),\"\",G118/'Combined scenario - input'!$D103),\"\")","v":""},{"$f":"IFERROR(IF(OR(H118=\"\",'Combined scenario - input'!$D103=\"\"),\"\",H118/'Combined scenario - input'!$D103),\"\")","v":""},{"$f":"IFERROR(IF(OR(I118=\"\",'Combined scenario - input'!$D103=\"\"),\"\",I118/'Combined scenario - input'!$D103),\"\")","v":""},{"$f":"IFERROR(IF(OR(J118=\"\",'Combined scenario - input'!$D103=\"\"),\"\",J118/'Combined scenario - input'!$D103),\"\")","v":""},{"$f":"IFERROR(IF(OR(K118=\"\",'Combined scenario - input'!$D103=\"\"),\"\",K118/'Combined scenario - input'!$D103),\"\")","v":""},{"$f":"IFERROR(IF(OR(L118=\"\",'Combined scenario - input'!$D103=\"\"),\"\",L118/'Combined scenario - input'!$D103),\"\")","v":""},{"$f":"IFERROR(IF(OR(M118=\"\",'Combined scenario - input'!$D103=\"\"),\"\",M118/'Combined scenario - input'!$D103),\"\")","v":""},{"$f":"IFERROR(IF(OR(N118=\"\",'Combined scenario - input'!$D103=\"\"),\"\",N118/'Combined scenario - input'!$D103),\"\")","v":""},{"$f":"IFERROR(IF(OR(O118=\"\",'Combined scenario - input'!$D103=\"\"),\"\",O118/'Combined scenario - input'!$D103),\"\")","v":""},{"$f":"IFERROR(IF(OR(P118=\"\",'Combined scenario - input'!$D103=\"\"),\"\",P118/'Combined scenario - input'!$D103),\"\")","v":""},{"$f":"IFERROR(IF(OR(Q118=\"\",'Combined scenario - input'!$D103=\"\"),\"\",Q118/'Combined scenario - input'!$D103),\"\")","v":""},{"$f":"IFERROR(IF(OR(R118=\"\",'Combined scenario - input'!$D103=\"\"),\"\",R118/'Combined scenario - input'!$D103),\"\")","v":""},{"$f":"IFERROR(IF(OR(S118=\"\",'Combined scenario - input'!$D103=\"\"),\"\",S118/'Combined scenario - input'!$D103),\"\")","v":""},{"$f":"IFERROR(IF(OR(T118=\"\",'Combined scenario - input'!$D103=\"\"),\"\",T118/'Combined scenario - input'!$D103),\"\")","v":""},{"$f":"IFERROR(IF(OR(U118=\"\",'Combined scenario - input'!$D103=\"\"),\"\",U118/'Combined scenario - input'!$D103),\"\")","v":""},{"$f":"IFERROR(IF(OR(V118=\"\",'Combined scenario - input'!$D103=\"\"),\"\",V118/'Combined scenario - input'!$D103),\"\")","v":""},{"$f":"IFERROR(IF(OR(W118=\"\",'Combined scenario - input'!$D103=\"\"),\"\",W118/'Combined scenario - input'!$D103),\"\")","v":""}]
[{"$f":"IFERROR('Combined scenario - input'!A104,\"\")","v":""},{"$f":"IFERROR('Combined scenario - input'!B104,\"\")","v":""},{"$f":"IFERROR('Combined scenario - input'!C104,\"\")","v":""},{"$f":"IFERROR(repcalc('Combined scenario - input'!$CV104:$GH104,'Combined scenario - input'!$G104,'Combined scenario - input'!$E104,'Combined scenario - input'!$F104,20,TRUE,TRUE),\"\")","v":""},"","","","","","","","","","","","","","","","","","","",{"$f":"IFERROR(IF(OR(D119=\"\",'Combined scenario - input'!$D104=\"\"),\"\",D119/'Combined scenario - input'!$D104),\"\")","v":""},{"$f":"IFERROR(IF(OR(E119=\"\",'Combined scenario - input'!$D104=\"\"),\"\",E119/'Combined scenario - input'!$D104),\"\")","v":""},{"$f":"IFERROR(IF(OR(F119=\"\",'Combined scenario - input'!$D104=\"\"),\"\",F119/'Combined scenario - input'!$D104),\"\")","v":""},{"$f":"IFERROR(IF(OR(G119=\"\",'Combined scenario - input'!$D104=\"\"),\"\",G119/'Combined scenario - input'!$D104),\"\")","v":""},{"$f":"IFERROR(IF(OR(H119=\"\",'Combined scenario - input'!$D104=\"\"),\"\",H119/'Combined scenario - input'!$D104),\"\")","v":""},{"$f":"IFERROR(IF(OR(I119=\"\",'Combined scenario - input'!$D104=\"\"),\"\",I119/'Combined scenario - input'!$D104),\"\")","v":""},{"$f":"IFERROR(IF(OR(J119=\"\",'Combined scenario - input'!$D104=\"\"),\"\",J119/'Combined scenario - input'!$D104),\"\")","v":""},{"$f":"IFERROR(IF(OR(K119=\"\",'Combined scenario - input'!$D104=\"\"),\"\",K119/'Combined scenario - input'!$D104),\"\")","v":""},{"$f":"IFERROR(IF(OR(L119=\"\",'Combined scenario - input'!$D104=\"\"),\"\",L119/'Combined scenario - input'!$D104),\"\")","v":""},{"$f":"IFERROR(IF(OR(M119=\"\",'Combined scenario - input'!$D104=\"\"),\"\",M119/'Combined scenario - input'!$D104),\"\")","v":""},{"$f":"IFERROR(IF(OR(N119=\"\",'Combined scenario - input'!$D104=\"\"),\"\",N119/'Combined scenario - input'!$D104),\"\")","v":""},{"$f":"IFERROR(IF(OR(O119=\"\",'Combined scenario - input'!$D104=\"\"),\"\",O119/'Combined scenario - input'!$D104),\"\")","v":""},{"$f":"IFERROR(IF(OR(P119=\"\",'Combined scenario - input'!$D104=\"\"),\"\",P119/'Combined scenario - input'!$D104),\"\")","v":""},{"$f":"IFERROR(IF(OR(Q119=\"\",'Combined scenario - input'!$D104=\"\"),\"\",Q119/'Combined scenario - input'!$D104),\"\")","v":""},{"$f":"IFERROR(IF(OR(R119=\"\",'Combined scenario - input'!$D104=\"\"),\"\",R119/'Combined scenario - input'!$D104),\"\")","v":""},{"$f":"IFERROR(IF(OR(S119=\"\",'Combined scenario - input'!$D104=\"\"),\"\",S119/'Combined scenario - input'!$D104),\"\")","v":""},{"$f":"IFERROR(IF(OR(T119=\"\",'Combined scenario - input'!$D104=\"\"),\"\",T119/'Combined scenario - input'!$D104),\"\")","v":""},{"$f":"IFERROR(IF(OR(U119=\"\",'Combined scenario - input'!$D104=\"\"),\"\",U119/'Combined scenario - input'!$D104),\"\")","v":""},{"$f":"IFERROR(IF(OR(V119=\"\",'Combined scenario - input'!$D104=\"\"),\"\",V119/'Combined scenario - input'!$D104),\"\")","v":""},{"$f":"IFERROR(IF(OR(W119=\"\",'Combined scenario - input'!$D104=\"\"),\"\",W119/'Combined scenario - input'!$D104),\"\")","v":""}]
[{"$f":"IFERROR('Combined scenario - input'!A105,\"\")","v":""},{"$f":"IFERROR('Combined scenario - input'!B105,\"\")","v":""},{"$f":"IFERROR('Combined scenario - input'!C105,\"\")","v":""},{"$f":"IFERROR(repcalc('Combined scenario - input'!$CV105:$GH105,'Combined scenario - input'!$G105,'Combined scenario - input'!$E105,'Combined scenario - input'!$F105,20,TRUE,TRUE),\"\")","v":""},"","","","","","","","","","","","","","","","","","","",{"$f":"IFERROR(IF(OR(D120=\"\",'Combined scenario - input'!$D105=\"\"),\"\",D120/'Combined scenario - input'!$D105),\"\")","v":""},{"$f":"IFERROR(IF(OR(E120=\"\",'Combined scenario - input'!$D105=\"\"),\"\",E120/'Combined scenario - input'!$D105),\"\")","v":""},{"$f":"IFERROR(IF(OR(F120=\"\",'Combined scenario - input'!$D105=\"\"),\"\",F120/'Combined scenario - input'!$D105),\"\")","v":""},{"$f":"IFERROR(IF(OR(G120=\"\",'Combined scenario - input'!$D105=\"\"),\"\",G120/'Combined scenario - input'!$D105),\"\")","v":""},{"$f":"IFERROR(IF(OR(H120=\"\",'Combined scenario - input'!$D105=\"\"),\"\",H120/'Combined scenario - input'!$D105),\"\")","v":""},{"$f":"IFERROR(IF(OR(I120=\"\",'Combined scenario - input'!$D105=\"\"),\"\",I120/'Combined scenario - input'!$D105),\"\")","v":""},{"$f":"IFERROR(IF(OR(J120=\"\",'Combined scenario - input'!$D105=\"\"),\"\",J120/'Combined scenario - input'!$D105),\"\")","v":""},{"$f":"IFERROR(IF(OR(K120=\"\",'Combined scenario - input'!$D105=\"\"),\"\",K120/'Combined scenario - input'!$D105),\"\")","v":""},{"$f":"IFERROR(IF(OR(L120=\"\",'Combined scenario - input'!$D105=\"\"),\"\",L120/'Combined scenario - input'!$D105),\"\")","v":""},{"$f":"IFERROR(IF(OR(M120=\"\",'Combined scenario - input'!$D105=\"\"),\"\",M120/'Combined scenario - input'!$D105),\"\")","v":""},{"$f":"IFERROR(IF(OR(N120=\"\",'Combined scenario - input'!$D105=\"\"),\"\",N120/'Combined scenario - input'!$D105),\"\")","v":""},{"$f":"IFERROR(IF(OR(O120=\"\",'Combined scenario - input'!$D105=\"\"),\"\",O120/'Combined scenario - input'!$D105),\"\")","v":""},{"$f":"IFERROR(IF(OR(P120=\"\",'Combined scenario - input'!$D105=\"\"),\"\",P120/'Combined scenario - input'!$D105),\"\")","v":""},{"$f":"IFERROR(IF(OR(Q120=\"\",'Combined scenario - input'!$D105=\"\"),\"\",Q120/'Combined scenario - input'!$D105),\"\")","v":""},{"$f":"IFERROR(IF(OR(R120=\"\",'Combined scenario - input'!$D105=\"\"),\"\",R120/'Combined scenario - input'!$D105),\"\")","v":""},{"$f":"IFERROR(IF(OR(S120=\"\",'Combined scenario - input'!$D105=\"\"),\"\",S120/'Combined scenario - input'!$D105),\"\")","v":""},{"$f":"IFERROR(IF(OR(T120=\"\",'Combined scenario - input'!$D105=\"\"),\"\",T120/'Combined scenario - input'!$D105),\"\")","v":""},{"$f":"IFERROR(IF(OR(U120=\"\",'Combined scenario - input'!$D105=\"\"),\"\",U120/'Combined scenario - input'!$D105),\"\")","v":""},{"$f":"IFERROR(IF(OR(V120=\"\",'Combined scenario - input'!$D105=\"\"),\"\",V120/'Combined scenario - input'!$D105),\"\")","v":""},{"$f":"IFERROR(IF(OR(W120=\"\",'Combined scenario - input'!$D105=\"\"),\"\",W120/'Combined scenario - input'!$D105),\"\")","v":""}]
[{"$f":"IFERROR('Combined scenario - input'!A106,\"\")","v":""},{"$f":"IFERROR('Combined scenario - input'!B106,\"\")","v":""},{"$f":"IFERROR('Combined scenario - input'!C106,\"\")","v":""},{"$f":"IFERROR(repcalc('Combined scenario - input'!$CV106:$GH106,'Combined scenario - input'!$G106,'Combined scenario - input'!$E106,'Combined scenario - input'!$F106,20,TRUE,TRUE),\"\")","v":""},"","","","","","","","","","","","","","","","","","","",{"$f":"IFERROR(IF(OR(D121=\"\",'Combined scenario - input'!$D106=\"\"),\"\",D121/'Combined scenario - input'!$D106),\"\")","v":""},{"$f":"IFERROR(IF(OR(E121=\"\",'Combined scenario - input'!$D106=\"\"),\"\",E121/'Combined scenario - input'!$D106),\"\")","v":""},{"$f":"IFERROR(IF(OR(F121=\"\",'Combined scenario - input'!$D106=\"\"),\"\",F121/'Combined scenario - input'!$D106),\"\")","v":""},{"$f":"IFERROR(IF(OR(G121=\"\",'Combined scenario - input'!$D106=\"\"),\"\",G121/'Combined scenario - input'!$D106),\"\")","v":""},{"$f":"IFERROR(IF(OR(H121=\"\",'Combined scenario - input'!$D106=\"\"),\"\",H121/'Combined scenario - input'!$D106),\"\")","v":""},{"$f":"IFERROR(IF(OR(I121=\"\",'Combined scenario - input'!$D106=\"\"),\"\",I121/'Combined scenario - input'!$D106),\"\")","v":""},{"$f":"IFERROR(IF(OR(J121=\"\",'Combined scenario - input'!$D106=\"\"),\"\",J121/'Combined scenario - input'!$D106),\"\")","v":""},{"$f":"IFERROR(IF(OR(K121=\"\",'Combined scenario - input'!$D106=\"\"),\"\",K121/'Combined scenario - input'!$D106),\"\")","v":""},{"$f":"IFERROR(IF(OR(L121=\"\",'Combined scenario - input'!$D106=\"\"),\"\",L121/'Combined scenario - input'!$D106),\"\")","v":""},{"$f":"IFERROR(IF(OR(M121=\"\",'Combined scenario - input'!$D106=\"\"),\"\",M121/'Combined scenario - input'!$D106),\"\")","v":""},{"$f":"IFERROR(IF(OR(N121=\"\",'Combined scenario - input'!$D106=\"\"),\"\",N121/'Combined scenario - input'!$D106),\"\")","v":""},{"$f":"IFERROR(IF(OR(O121=\"\",'Combined scenario - input'!$D106=\"\"),\"\",O121/'Combined scenario - input'!$D106),\"\")","v":""},{"$f":"IFERROR(IF(OR(P121=\"\",'Combined scenario - input'!$D106=\"\"),\"\",P121/'Combined scenario - input'!$D106),\"\")","v":""},{"$f":"IFERROR(IF(OR(Q121=\"\",'Combined scenario - input'!$D106=\"\"),\"\",Q121/'Combined scenario - input'!$D106),\"\")","v":""},{"$f":"IFERROR(IF(OR(R121=\"\",'Combined scenario - input'!$D106=\"\"),\"\",R121/'Combined scenario - input'!$D106),\"\")","v":""},{"$f":"IFERROR(IF(OR(S121=\"\",'Combined scenario - input'!$D106=\"\"),\"\",S121/'Combined scenario - input'!$D106),\"\")","v":""},{"$f":"IFERROR(IF(OR(T121=\"\",'Combined scenario - input'!$D106=\"\"),\"\",T121/'Combined scenario - input'!$D106),\"\")","v":""},{"$f":"IFERROR(IF(OR(U121=\"\",'Combined scenario - input'!$D106=\"\"),\"\",U121/'Combined scenario - input'!$D106),\"\")","v":""},{"$f":"IFERROR(IF(OR(V121=\"\",'Combined scenario - input'!$D106=\"\"),\"\",V121/'Combined scenario - input'!$D106),\"\")","v":""},{"$f":"IFERROR(IF(OR(W121=\"\",'Combined scenario - input'!$D106=\"\"),\"\",W121/'Combined scenario - input'!$D106),\"\")","v":""}]
[{"$f":"IFERROR('Combined scenario - input'!A107,\"\")","v":""},{"$f":"IFERROR('Combined scenario - input'!B107,\"\")","v":""},{"$f":"IFERROR('Combined scenario - input'!C107,\"\")","v":""},{"$f":"IFERROR(repcalc('Combined scenario - input'!$CV107:$GH107,'Combined scenario - input'!$G107,'Combined scenario - input'!$E107,'Combined scenario - input'!$F107,20,TRUE,TRUE),\"\")","v":""},"","","","","","","","","","","","","","","","","","","",{"$f":"IFERROR(IF(OR(D122=\"\",'Combined scenario - input'!$D107=\"\"),\"\",D122/'Combined scenario - input'!$D107),\"\")","v":""},{"$f":"IFERROR(IF(OR(E122=\"\",'Combined scenario - input'!$D107=\"\"),\"\",E122/'Combined scenario - input'!$D107),\"\")","v":""},{"$f":"IFERROR(IF(OR(F122=\"\",'Combined scenario - input'!$D107=\"\"),\"\",F122/'Combined scenario - input'!$D107),\"\")","v":""},{"$f":"IFERROR(IF(OR(G122=\"\",'Combined scenario - input'!$D107=\"\"),\"\",G122/'Combined scenario - input'!$D107),\"\")","v":""},{"$f":"IFERROR(IF(OR(H122=\"\",'Combined scenario - input'!$D107=\"\"),\"\",H122/'Combined scenario - input'!$D107),\"\")","v":""},{"$f":"IFERROR(IF(OR(I122=\"\",'Combined scenario - input'!$D107=\"\"),\"\",I122/'Combined scenario - input'!$D107),\"\")","v":""},{"$f":"IFERROR(IF(OR(J122=\"\",'Combined scenario - input'!$D107=\"\"),\"\",J122/'Combined scenario - input'!$D107),\"\")","v":""},{"$f":"IFERROR(IF(OR(K122=\"\",'Combined scenario - input'!$D107=\"\"),\"\",K122/'Combined scenario - input'!$D107),\"\")","v":""},{"$f":"IFERROR(IF(OR(L122=\"\",'Combined scenario - input'!$D107=\"\"),\"\",L122/'Combined scenario - input'!$D107),\"\")","v":""},{"$f":"IFERROR(IF(OR(M122=\"\",'Combined scenario - input'!$D107=\"\"),\"\",M122/'Combined scenario - input'!$D107),\"\")","v":""},{"$f":"IFERROR(IF(OR(N122=\"\",'Combined scenario - input'!$D107=\"\"),\"\",N122/'Combined scenario - input'!$D107),\"\")","v":""},{"$f":"IFERROR(IF(OR(O122=\"\",'Combined scenario - input'!$D107=\"\"),\"\",O122/'Combined scenario - input'!$D107),\"\")","v":""},{"$f":"IFERROR(IF(OR(P122=\"\",'Combined scenario - input'!$D107=\"\"),\"\",P122/'Combined scenario - input'!$D107),\"\")","v":""},{"$f":"IFERROR(IF(OR(Q122=\"\",'Combined scenario - input'!$D107=\"\"),\"\",Q122/'Combined scenario - input'!$D107),\"\")","v":""},{"$f":"IFERROR(IF(OR(R122=\"\",'Combined scenario - input'!$D107=\"\"),\"\",R122/'Combined scenario - input'!$D107),\"\")","v":""},{"$f":"IFERROR(IF(OR(S122=\"\",'Combined scenario - input'!$D107=\"\"),\"\",S122/'Combined scenario - input'!$D107),\"\")","v":""},{"$f":"IFERROR(IF(OR(T122=\"\",'Combined scenario - input'!$D107=\"\"),\"\",T122/'Combined scenario - input'!$D107),\"\")","v":""},{"$f":"IFERROR(IF(OR(U122=\"\",'Combined scenario - input'!$D107=\"\"),\"\",U122/'Combined scenario - input'!$D107),\"\")","v":""},{"$f":"IFERROR(IF(OR(V122=\"\",'Combined scenario - input'!$D107=\"\"),\"\",V122/'Combined scenario - input'!$D107),\"\")","v":""},{"$f":"IFERROR(IF(OR(W122=\"\",'Combined scenario - input'!$D107=\"\"),\"\",W122/'Combined scenario - input'!$D107),\"\")","v":""}]
[{"$f":"IFERROR('Combined scenario - input'!A108,\"\")","v":""},{"$f":"IFERROR('Combined scenario - input'!B108,\"\")","v":""},{"$f":"IFERROR('Combined scenario - input'!C108,\"\")","v":""},{"$f":"IFERROR(repcalc('Combined scenario - input'!$CV108:$GH108,'Combined scenario - input'!$G108,'Combined scenario - input'!$E108,'Combined scenario - input'!$F108,20,TRUE,TRUE),\"\")","v":""},"","","","","","","","","","","","","","","","","","","",{"$f":"IFERROR(IF(OR(D123=\"\",'Combined scenario - input'!$D108=\"\"),\"\",D123/'Combined scenario - input'!$D108),\"\")","v":""},{"$f":"IFERROR(IF(OR(E123=\"\",'Combined scenario - input'!$D108=\"\"),\"\",E123/'Combined scenario - input'!$D108),\"\")","v":""},{"$f":"IFERROR(IF(OR(F123=\"\",'Combined scenario - input'!$D108=\"\"),\"\",F123/'Combined scenario - input'!$D108),\"\")","v":""},{"$f":"IFERROR(IF(OR(G123=\"\",'Combined scenario - input'!$D108=\"\"),\"\",G123/'Combined scenario - input'!$D108),\"\")","v":""},{"$f":"IFERROR(IF(OR(H123=\"\",'Combined scenario - input'!$D108=\"\"),\"\",H123/'Combined scenario - input'!$D108),\"\")","v":""},{"$f":"IFERROR(IF(OR(I123=\"\",'Combined scenario - input'!$D108=\"\"),\"\",I123/'Combined scenario - input'!$D108),\"\")","v":""},{"$f":"IFERROR(IF(OR(J123=\"\",'Combined scenario - input'!$D108=\"\"),\"\",J123/'Combined scenario - input'!$D108),\"\")","v":""},{"$f":"IFERROR(IF(OR(K123=\"\",'Combined scenario - input'!$D108=\"\"),\"\",K123/'Combined scenario - input'!$D108),\"\")","v":""},{"$f":"IFERROR(IF(OR(L123=\"\",'Combined scenario - input'!$D108=\"\"),\"\",L123/'Combined scenario - input'!$D108),\"\")","v":""},{"$f":"IFERROR(IF(OR(M123=\"\",'Combined scenario - input'!$D108=\"\"),\"\",M123/'Combined scenario - input'!$D108),\"\")","v":""},{"$f":"IFERROR(IF(OR(N123=\"\",'Combined scenario - input'!$D108=\"\"),\"\",N123/'Combined scenario - input'!$D108),\"\")","v":""},{"$f":"IFERROR(IF(OR(O123=\"\",'Combined scenario - input'!$D108=\"\"),\"\",O123/'Combined scenario - input'!$D108),\"\")","v":""},{"$f":"IFERROR(IF(OR(P123=\"\",'Combined scenario - input'!$D108=\"\"),\"\",P123/'Combined scenario - input'!$D108),\"\")","v":""},{"$f":"IFERROR(IF(OR(Q123=\"\",'Combined scenario - input'!$D108=\"\"),\"\",Q123/'Combined scenario - input'!$D108),\"\")","v":""},{"$f":"IFERROR(IF(OR(R123=\"\",'Combined scenario - input'!$D108=\"\"),\"\",R123/'Combined scenario - input'!$D108),\"\")","v":""},{"$f":"IFERROR(IF(OR(S123=\"\",'Combined scenario - input'!$D108=\"\"),\"\",S123/'Combined scenario - input'!$D108),\"\")","v":""},{"$f":"IFERROR(IF(OR(T123=\"\",'Combined scenario - input'!$D108=\"\"),\"\",T123/'Combined scenario - input'!$D108),\"\")","v":""},{"$f":"IFERROR(IF(OR(U123=\"\",'Combined scenario - input'!$D108=\"\"),\"\",U123/'Combined scenario - input'!$D108),\"\")","v":""},{"$f":"IFERROR(IF(OR(V123=\"\",'Combined scenario - input'!$D108=\"\"),\"\",V123/'Combined scenario - input'!$D108),\"\")","v":""},{"$f":"IFERROR(IF(OR(W123=\"\",'Combined scenario - input'!$D108=\"\"),\"\",W123/'Combined scenario - input'!$D108),\"\")","v":""}]
[{"$f":"IFERROR('Combined scenario - input'!A109,\"\")","v":""},{"$f":"IFERROR('Combined scenario - input'!B109,\"\")","v":""},{"$f":"IFERROR('Combined scenario - input'!C109,\"\")","v":""},{"$f":"IFERROR(repcalc('Combined scenario - input'!$CV109:$GH109,'Combined scenario - input'!$G109,'Combined scenario - input'!$E109,'Combined scenario - input'!$F109,20,TRUE,TRUE),\"\")","v":""},"","","","","","","","","","","","","","","","","","","",{"$f":"IFERROR(IF(OR(D124=\"\",'Combined scenario - input'!$D109=\"\"),\"\",D124/'Combined scenario - input'!$D109),\"\")","v":""},{"$f":"IFERROR(IF(OR(E124=\"\",'Combined scenario - input'!$D109=\"\"),\"\",E124/'Combined scenario - input'!$D109),\"\")","v":""},{"$f":"IFERROR(IF(OR(F124=\"\",'Combined scenario - input'!$D109=\"\"),\"\",F124/'Combined scenario - input'!$D109),\"\")","v":""},{"$f":"IFERROR(IF(OR(G124=\"\",'Combined scenario - input'!$D109=\"\"),\"\",G124/'Combined scenario - input'!$D109),\"\")","v":""},{"$f":"IFERROR(IF(OR(H124=\"\",'Combined scenario - input'!$D109=\"\"),\"\",H124/'Combined scenario - input'!$D109),\"\")","v":""},{"$f":"IFERROR(IF(OR(I124=\"\",'Combined scenario - input'!$D109=\"\"),\"\",I124/'Combined scenario - input'!$D109),\"\")","v":""},{"$f":"IFERROR(IF(OR(J124=\"\",'Combined scenario - input'!$D109=\"\"),\"\",J124/'Combined scenario - input'!$D109),\"\")","v":""},{"$f":"IFERROR(IF(OR(K124=\"\",'Combined scenario - input'!$D109=\"\"),\"\",K124/'Combined scenario - input'!$D109),\"\")","v":""},{"$f":"IFERROR(IF(OR(L124=\"\",'Combined scenario - input'!$D109=\"\"),\"\",L124/'Combined scenario - input'!$D109),\"\")","v":""},{"$f":"IFERROR(IF(OR(M124=\"\",'Combined scenario - input'!$D109=\"\"),\"\",M124/'Combined scenario - input'!$D109),\"\")","v":""},{"$f":"IFERROR(IF(OR(N124=\"\",'Combined scenario - input'!$D109=\"\"),\"\",N124/'Combined scenario - input'!$D109),\"\")","v":""},{"$f":"IFERROR(IF(OR(O124=\"\",'Combined scenario - input'!$D109=\"\"),\"\",O124/'Combined scenario - input'!$D109),\"\")","v":""},{"$f":"IFERROR(IF(OR(P124=\"\",'Combined scenario - input'!$D109=\"\"),\"\",P124/'Combined scenario - input'!$D109),\"\")","v":""},{"$f":"IFERROR(IF(OR(Q124=\"\",'Combined scenario - input'!$D109=\"\"),\"\",Q124/'Combined scenario - input'!$D109),\"\")","v":""},{"$f":"IFERROR(IF(OR(R124=\"\",'Combined scenario - input'!$D109=\"\"),\"\",R124/'Combined scenario - input'!$D109),\"\")","v":""},{"$f":"IFERROR(IF(OR(S124=\"\",'Combined scenario - input'!$D109=\"\"),\"\",S124/'Combined scenario - input'!$D109),\"\")","v":""},{"$f":"IFERROR(IF(OR(T124=\"\",'Combined scenario - input'!$D109=\"\"),\"\",T124/'Combined scenario - input'!$D109),\"\")","v":""},{"$f":"IFERROR(IF(OR(U124=\"\",'Combined scenario - input'!$D109=\"\"),\"\",U124/'Combined scenario - input'!$D109),\"\")","v":""},{"$f":"IFERROR(IF(OR(V124=\"\",'Combined scenario - input'!$D109=\"\"),\"\",V124/'Combined scenario - input'!$D109),\"\")","v":""},{"$f":"IFERROR(IF(OR(W124=\"\",'Combined scenario - input'!$D109=\"\"),\"\",W124/'Combined scenario - input'!$D109),\"\")","v":""}]
[{"$f":"IFERROR('Combined scenario - input'!A110,\"\")","v":""},{"$f":"IFERROR('Combined scenario - input'!B110,\"\")","v":""},{"$f":"IFERROR('Combined scenario - input'!C110,\"\")","v":""},{"$f":"IFERROR(repcalc('Combined scenario - input'!$CV110:$GH110,'Combined scenario - input'!$G110,'Combined scenario - input'!$E110,'Combined scenario - input'!$F110,20,TRUE,TRUE),\"\")","v":""},"","","","","","","","","","","","","","","","","","","",{"$f":"IFERROR(IF(OR(D125=\"\",'Combined scenario - input'!$D110=\"\"),\"\",D125/'Combined scenario - input'!$D110),\"\")","v":""},{"$f":"IFERROR(IF(OR(E125=\"\",'Combined scenario - input'!$D110=\"\"),\"\",E125/'Combined scenario - input'!$D110),\"\")","v":""},{"$f":"IFERROR(IF(OR(F125=\"\",'Combined scenario - input'!$D110=\"\"),\"\",F125/'Combined scenario - input'!$D110),\"\")","v":""},{"$f":"IFERROR(IF(OR(G125=\"\",'Combined scenario - input'!$D110=\"\"),\"\",G125/'Combined scenario - input'!$D110),\"\")","v":""},{"$f":"IFERROR(IF(OR(H125=\"\",'Combined scenario - input'!$D110=\"\"),\"\",H125/'Combined scenario - input'!$D110),\"\")","v":""},{"$f":"IFERROR(IF(OR(I125=\"\",'Combined scenario - input'!$D110=\"\"),\"\",I125/'Combined scenario - input'!$D110),\"\")","v":""},{"$f":"IFERROR(IF(OR(J125=\"\",'Combined scenario - input'!$D110=\"\"),\"\",J125/'Combined scenario - input'!$D110),\"\")","v":""},{"$f":"IFERROR(IF(OR(K125=\"\",'Combined scenario - input'!$D110=\"\"),\"\",K125/'Combined scenario - input'!$D110),\"\")","v":""},{"$f":"IFERROR(IF(OR(L125=\"\",'Combined scenario - input'!$D110=\"\"),\"\",L125/'Combined scenario - input'!$D110),\"\")","v":""},{"$f":"IFERROR(IF(OR(M125=\"\",'Combined scenario - input'!$D110=\"\"),\"\",M125/'Combined scenario - input'!$D110),\"\")","v":""},{"$f":"IFERROR(IF(OR(N125=\"\",'Combined scenario - input'!$D110=\"\"),\"\",N125/'Combined scenario - input'!$D110),\"\")","v":""},{"$f":"IFERROR(IF(OR(O125=\"\",'Combined scenario - input'!$D110=\"\"),\"\",O125/'Combined scenario - input'!$D110),\"\")","v":""},{"$f":"IFERROR(IF(OR(P125=\"\",'Combined scenario - input'!$D110=\"\"),\"\",P125/'Combined scenario - input'!$D110),\"\")","v":""},{"$f":"IFERROR(IF(OR(Q125=\"\",'Combined scenario - input'!$D110=\"\"),\"\",Q125/'Combined scenario - input'!$D110),\"\")","v":""},{"$f":"IFERROR(IF(OR(R125=\"\",'Combined scenario - input'!$D110=\"\"),\"\",R125/'Combined scenario - input'!$D110),\"\")","v":""},{"$f":"IFERROR(IF(OR(S125=\"\",'Combined scenario - input'!$D110=\"\"),\"\",S125/'Combined scenario - input'!$D110),\"\")","v":""},{"$f":"IFERROR(IF(OR(T125=\"\",'Combined scenario - input'!$D110=\"\"),\"\",T125/'Combined scenario - input'!$D110),\"\")","v":""},{"$f":"IFERROR(IF(OR(U125=\"\",'Combined scenario - input'!$D110=\"\"),\"\",U125/'Combined scenario - input'!$D110),\"\")","v":""},{"$f":"IFERROR(IF(OR(V125=\"\",'Combined scenario - input'!$D110=\"\"),\"\",V125/'Combined scenario - input'!$D110),\"\")","v":""},{"$f":"IFERROR(IF(OR(W125=\"\",'Combined scenario - input'!$D110=\"\"),\"\",W125/'Combined scenario - input'!$D110),\"\")","v":""}]
[{"$f":"IFERROR('Combined scenario - input'!A111,\"\")","v":""},{"$f":"IFERROR('Combined scenario - input'!B111,\"\")","v":""},{"$f":"IFERROR('Combined scenario - input'!C111,\"\")","v":""},{"$f":"IFERROR(repcalc('Combined scenario - input'!$CV111:$GH111,'Combined scenario - input'!$G111,'Combined scenario - input'!$E111,'Combined scenario - input'!$F111,20,TRUE,TRUE),\"\")","v":""},"","","","","","","","","","","","","","","","","","","",{"$f":"IFERROR(IF(OR(D126=\"\",'Combined scenario - input'!$D111=\"\"),\"\",D126/'Combined scenario - input'!$D111),\"\")","v":""},{"$f":"IFERROR(IF(OR(E126=\"\",'Combined scenario - input'!$D111=\"\"),\"\",E126/'Combined scenario - input'!$D111),\"\")","v":""},{"$f":"IFERROR(IF(OR(F126=\"\",'Combined scenario - input'!$D111=\"\"),\"\",F126/'Combined scenario - input'!$D111),\"\")","v":""},{"$f":"IFERROR(IF(OR(G126=\"\",'Combined scenario - input'!$D111=\"\"),\"\",G126/'Combined scenario - input'!$D111),\"\")","v":""},{"$f":"IFERROR(IF(OR(H126=\"\",'Combined scenario - input'!$D111=\"\"),\"\",H126/'Combined scenario - input'!$D111),\"\")","v":""},{"$f":"IFERROR(IF(OR(I126=\"\",'Combined scenario - input'!$D111=\"\"),\"\",I126/'Combined scenario - input'!$D111),\"\")","v":""},{"$f":"IFERROR(IF(OR(J126=\"\",'Combined scenario - input'!$D111=\"\"),\"\",J126/'Combined scenario - input'!$D111),\"\")","v":""},{"$f":"IFERROR(IF(OR(K126=\"\",'Combined scenario - input'!$D111=\"\"),\"\",K126/'Combined scenario - input'!$D111),\"\")","v":""},{"$f":"IFERROR(IF(OR(L126=\"\",'Combined scenario - input'!$D111=\"\"),\"\",L126/'Combined scenario - input'!$D111),\"\")","v":""},{"$f":"IFERROR(IF(OR(M126=\"\",'Combined scenario - input'!$D111=\"\"),\"\",M126/'Combined scenario - input'!$D111),\"\")","v":""},{"$f":"IFERROR(IF(OR(N126=\"\",'Combined scenario - input'!$D111=\"\"),\"\",N126/'Combined scenario - input'!$D111),\"\")","v":""},{"$f":"IFERROR(IF(OR(O126=\"\",'Combined scenario - input'!$D111=\"\"),\"\",O126/'Combined scenario - input'!$D111),\"\")","v":""},{"$f":"IFERROR(IF(OR(P126=\"\",'Combined scenario - input'!$D111=\"\"),\"\",P126/'Combined scenario - input'!$D111),\"\")","v":""},{"$f":"IFERROR(IF(OR(Q126=\"\",'Combined scenario - input'!$D111=\"\"),\"\",Q126/'Combined scenario - input'!$D111),\"\")","v":""},{"$f":"IFERROR(IF(OR(R126=\"\",'Combined scenario - input'!$D111=\"\"),\"\",R126/'Combined scenario - input'!$D111),\"\")","v":""},{"$f":"IFERROR(IF(OR(S126=\"\",'Combined scenario - input'!$D111=\"\"),\"\",S126/'Combined scenario - input'!$D111),\"\")","v":""},{"$f":"IFERROR(IF(OR(T126=\"\",'Combined scenario - input'!$D111=\"\"),\"\",T126/'Combined scenario - input'!$D111),\"\")","v":""},{"$f":"IFERROR(IF(OR(U126=\"\",'Combined scenario - input'!$D111=\"\"),\"\",U126/'Combined scenario - input'!$D111),\"\")","v":""},{"$f":"IFERROR(IF(OR(V126=\"\",'Combined scenario - input'!$D111=\"\"),\"\",V126/'Combined scenario - input'!$D111),\"\")","v":""},{"$f":"IFERROR(IF(OR(W126=\"\",'Combined scenario - input'!$D111=\"\"),\"\",W126/'Combined scenario - input'!$D111),\"\")","v":""}]
[{"$f":"IFERROR('Combined scenario - input'!A112,\"\")","v":""},{"$f":"IFERROR('Combined scenario - input'!B112,\"\")","v":""},{"$f":"IFERROR('Combined scenario - input'!C112,\"\")","v":""},{"$f":"IFERROR(repcalc('Combined scenario - input'!$CV112:$GH112,'Combined scenario - input'!$G112,'Combined scenario - input'!$E112,'Combined scenario - input'!$F112,20,TRUE,TRUE),\"\")","v":""},"","","","","","","","","","","","","","","","","","","",{"$f":"IFERROR(IF(OR(D127=\"\",'Combined scenario - input'!$D112=\"\"),\"\",D127/'Combined scenario - input'!$D112),\"\")","v":""},{"$f":"IFERROR(IF(OR(E127=\"\",'Combined scenario - input'!$D112=\"\"),\"\",E127/'Combined scenario - input'!$D112),\"\")","v":""},{"$f":"IFERROR(IF(OR(F127=\"\",'Combined scenario - input'!$D112=\"\"),\"\",F127/'Combined scenario - input'!$D112),\"\")","v":""},{"$f":"IFERROR(IF(OR(G127=\"\",'Combined scenario - input'!$D112=\"\"),\"\",G127/'Combined scenario - input'!$D112),\"\")","v":""},{"$f":"IFERROR(IF(OR(H127=\"\",'Combined scenario - input'!$D112=\"\"),\"\",H127/'Combined scenario - input'!$D112),\"\")","v":""},{"$f":"IFERROR(IF(OR(I127=\"\",'Combined scenario - input'!$D112=\"\"),\"\",I127/'Combined scenario - input'!$D112),\"\")","v":""},{"$f":"IFERROR(IF(OR(J127=\"\",'Combined scenario - input'!$D112=\"\"),\"\",J127/'Combined scenario - input'!$D112),\"\")","v":""},{"$f":"IFERROR(IF(OR(K127=\"\",'Combined scenario - input'!$D112=\"\"),\"\",K127/'Combined scenario - input'!$D112),\"\")","v":""},{"$f":"IFERROR(IF(OR(L127=\"\",'Combined scenario - input'!$D112=\"\"),\"\",L127/'Combined scenario - input'!$D112),\"\")","v":""},{"$f":"IFERROR(IF(OR(M127=\"\",'Combined scenario - input'!$D112=\"\"),\"\",M127/'Combined scenario - input'!$D112),\"\")","v":""},{"$f":"IFERROR(IF(OR(N127=\"\",'Combined scenario - input'!$D112=\"\"),\"\",N127/'Combined scenario - input'!$D112),\"\")","v":""},{"$f":"IFERROR(IF(OR(O127=\"\",'Combined scenario - input'!$D112=\"\"),\"\",O127/'Combined scenario - input'!$D112),\"\")","v":""},{"$f":"IFERROR(IF(OR(P127=\"\",'Combined scenario - input'!$D112=\"\"),\"\",P127/'Combined scenario - input'!$D112),\"\")","v":""},{"$f":"IFERROR(IF(OR(Q127=\"\",'Combined scenario - input'!$D112=\"\"),\"\",Q127/'Combined scenario - input'!$D112),\"\")","v":""},{"$f":"IFERROR(IF(OR(R127=\"\",'Combined scenario - input'!$D112=\"\"),\"\",R127/'Combined scenario - input'!$D112),\"\")","v":""},{"$f":"IFERROR(IF(OR(S127=\"\",'Combined scenario - input'!$D112=\"\"),\"\",S127/'Combined scenario - input'!$D112),\"\")","v":""},{"$f":"IFERROR(IF(OR(T127=\"\",'Combined scenario - input'!$D112=\"\"),\"\",T127/'Combined scenario - input'!$D112),\"\")","v":""},{"$f":"IFERROR(IF(OR(U127=\"\",'Combined scenario - input'!$D112=\"\"),\"\",U127/'Combined scenario - input'!$D112),\"\")","v":""},{"$f":"IFERROR(IF(OR(V127=\"\",'Combined scenario - input'!$D112=\"\"),\"\",V127/'Combined scenario - input'!$D112),\"\")","v":""},{"$f":"IFERROR(IF(OR(W127=\"\",'Combined scenario - input'!$D112=\"\"),\"\",W127/'Combined scenario - input'!$D112),\"\")","v":""}]
[{"$f":"IFERROR('Combined scenario - input'!A113,\"\")","v":""},{"$f":"IFERROR('Combined scenario - input'!B113,\"\")","v":""},{"$f":"IFERROR('Combined scenario - input'!C113,\"\")","v":""},{"$f":"IFERROR(repcalc('Combined scenario - input'!$CV113:$GH113,'Combined scenario - input'!$G113,'Combined scenario - input'!$E113,'Combined scenario - input'!$F113,20,TRUE,TRUE),\"\")","v":""},"","","","","","","","","","","","","","","","","","","",{"$f":"IFERROR(IF(OR(D128=\"\",'Combined scenario - input'!$D113=\"\"),\"\",D128/'Combined scenario - input'!$D113),\"\")","v":""},{"$f":"IFERROR(IF(OR(E128=\"\",'Combined scenario - input'!$D113=\"\"),\"\",E128/'Combined scenario - input'!$D113),\"\")","v":""},{"$f":"IFERROR(IF(OR(F128=\"\",'Combined scenario - input'!$D113=\"\"),\"\",F128/'Combined scenario - input'!$D113),\"\")","v":""},{"$f":"IFERROR(IF(OR(G128=\"\",'Combined scenario - input'!$D113=\"\"),\"\",G128/'Combined scenario - input'!$D113),\"\")","v":""},{"$f":"IFERROR(IF(OR(H128=\"\",'Combined scenario - input'!$D113=\"\"),\"\",H128/'Combined scenario - input'!$D113),\"\")","v":""},{"$f":"IFERROR(IF(OR(I128=\"\",'Combined scenario - input'!$D113=\"\"),\"\",I128/'Combined scenario - input'!$D113),\"\")","v":""},{"$f":"IFERROR(IF(OR(J128=\"\",'Combined scenario - input'!$D113=\"\"),\"\",J128/'Combined scenario - input'!$D113),\"\")","v":""},{"$f":"IFERROR(IF(OR(K128=\"\",'Combined scenario - input'!$D113=\"\"),\"\",K128/'Combined scenario - input'!$D113),\"\")","v":""},{"$f":"IFERROR(IF(OR(L128=\"\",'Combined scenario - input'!$D113=\"\"),\"\",L128/'Combined scenario - input'!$D113),\"\")","v":""},{"$f":"IFERROR(IF(OR(M128=\"\",'Combined scenario - input'!$D113=\"\"),\"\",M128/'Combined scenario - input'!$D113),\"\")","v":""},{"$f":"IFERROR(IF(OR(N128=\"\",'Combined scenario - input'!$D113=\"\"),\"\",N128/'Combined scenario - input'!$D113),\"\")","v":""},{"$f":"IFERROR(IF(OR(O128=\"\",'Combined scenario - input'!$D113=\"\"),\"\",O128/'Combined scenario - input'!$D113),\"\")","v":""},{"$f":"IFERROR(IF(OR(P128=\"\",'Combined scenario - input'!$D113=\"\"),\"\",P128/'Combined scenario - input'!$D113),\"\")","v":""},{"$f":"IFERROR(IF(OR(Q128=\"\",'Combined scenario - input'!$D113=\"\"),\"\",Q128/'Combined scenario - input'!$D113),\"\")","v":""},{"$f":"IFERROR(IF(OR(R128=\"\",'Combined scenario - input'!$D113=\"\"),\"\",R128/'Combined scenario - input'!$D113),\"\")","v":""},{"$f":"IFERROR(IF(OR(S128=\"\",'Combined scenario - input'!$D113=\"\"),\"\",S128/'Combined scenario - input'!$D113),\"\")","v":""},{"$f":"IFERROR(IF(OR(T128=\"\",'Combined scenario - input'!$D113=\"\"),\"\",T128/'Combined scenario - input'!$D113),\"\")","v":""},{"$f":"IFERROR(IF(OR(U128=\"\",'Combined scenario - input'!$D113=\"\"),\"\",U128/'Combined scenario - input'!$D113),\"\")","v":""},{"$f":"IFERROR(IF(OR(V128=\"\",'Combined scenario - input'!$D113=\"\"),\"\",V128/'Combined scenario - input'!$D113),\"\")","v":""},{"$f":"IFERROR(IF(OR(W128=\"\",'Combined scenario - input'!$D113=\"\"),\"\",W128/'Combined scenario - input'!$D113),\"\")","v":""}]
[{"$f":"IFERROR('Combined scenario - input'!A114,\"\")","v":""},{"$f":"IFERROR('Combined scenario - input'!B114,\"\")","v":""},{"$f":"IFERROR('Combined scenario - input'!C114,\"\")","v":""},{"$f":"IFERROR(repcalc('Combined scenario - input'!$CV114:$GH114,'Combined scenario - input'!$G114,'Combined scenario - input'!$E114,'Combined scenario - input'!$F114,20,TRUE,TRUE),\"\")","v":""},"","","","","","","","","","","","","","","","","","","",{"$f":"IFERROR(IF(OR(D129=\"\",'Combined scenario - input'!$D114=\"\"),\"\",D129/'Combined scenario - input'!$D114),\"\")","v":""},{"$f":"IFERROR(IF(OR(E129=\"\",'Combined scenario - input'!$D114=\"\"),\"\",E129/'Combined scenario - input'!$D114),\"\")","v":""},{"$f":"IFERROR(IF(OR(F129=\"\",'Combined scenario - input'!$D114=\"\"),\"\",F129/'Combined scenario - input'!$D114),\"\")","v":""},{"$f":"IFERROR(IF(OR(G129=\"\",'Combined scenario - input'!$D114=\"\"),\"\",G129/'Combined scenario - input'!$D114),\"\")","v":""},{"$f":"IFERROR(IF(OR(H129=\"\",'Combined scenario - input'!$D114=\"\"),\"\",H129/'Combined scenario - input'!$D114),\"\")","v":""},{"$f":"IFERROR(IF(OR(I129=\"\",'Combined scenario - input'!$D114=\"\"),\"\",I129/'Combined scenario - input'!$D114),\"\")","v":""},{"$f":"IFERROR(IF(OR(J129=\"\",'Combined scenario - input'!$D114=\"\"),\"\",J129/'Combined scenario - input'!$D114),\"\")","v":""},{"$f":"IFERROR(IF(OR(K129=\"\",'Combined scenario - input'!$D114=\"\"),\"\",K129/'Combined scenario - input'!$D114),\"\")","v":""},{"$f":"IFERROR(IF(OR(L129=\"\",'Combined scenario - input'!$D114=\"\"),\"\",L129/'Combined scenario - input'!$D114),\"\")","v":""},{"$f":"IFERROR(IF(OR(M129=\"\",'Combined scenario - input'!$D114=\"\"),\"\",M129/'Combined scenario - input'!$D114),\"\")","v":""},{"$f":"IFERROR(IF(OR(N129=\"\",'Combined scenario - input'!$D114=\"\"),\"\",N129/'Combined scenario - input'!$D114),\"\")","v":""},{"$f":"IFERROR(IF(OR(O129=\"\",'Combined scenario - input'!$D114=\"\"),\"\",O129/'Combined scenario - input'!$D114),\"\")","v":""},{"$f":"IFERROR(IF(OR(P129=\"\",'Combined scenario - input'!$D114=\"\"),\"\",P129/'Combined scenario - input'!$D114),\"\")","v":""},{"$f":"IFERROR(IF(OR(Q129=\"\",'Combined scenario - input'!$D114=\"\"),\"\",Q129/'Combined scenario - input'!$D114),\"\")","v":""},{"$f":"IFERROR(IF(OR(R129=\"\",'Combined scenario - input'!$D114=\"\"),\"\",R129/'Combined scenario - input'!$D114),\"\")","v":""},{"$f":"IFERROR(IF(OR(S129=\"\",'Combined scenario - input'!$D114=\"\"),\"\",S129/'Combined scenario - input'!$D114),\"\")","v":""},{"$f":"IFERROR(IF(OR(T129=\"\",'Combined scenario - input'!$D114=\"\"),\"\",T129/'Combined scenario - input'!$D114),\"\")","v":""},{"$f":"IFERROR(IF(OR(U129=\"\",'Combined scenario - input'!$D114=\"\"),\"\",U129/'Combined scenario - input'!$D114),\"\")","v":""},{"$f":"IFERROR(IF(OR(V129=\"\",'Combined scenario - input'!$D114=\"\"),\"\",V129/'Combined scenario - input'!$D114),\"\")","v":""},{"$f":"IFERROR(IF(OR(W129=\"\",'Combined scenario - input'!$D114=\"\"),\"\",W129/'Combined scenario - input'!$D114),\"\")","v":""}]
[{"$f":"IFERROR('Combined scenario - input'!A115,\"\")","v":""},{"$f":"IFERROR('Combined scenario - input'!B115,\"\")","v":""},{"$f":"IFERROR('Combined scenario - input'!C115,\"\")","v":""},{"$f":"IFERROR(repcalc('Combined scenario - input'!$CV115:$GH115,'Combined scenario - input'!$G115,'Combined scenario - input'!$E115,'Combined scenario - input'!$F115,20,TRUE,TRUE),\"\")","v":""},"","","","","","","","","","","","","","","","","","","",{"$f":"IFERROR(IF(OR(D130=\"\",'Combined scenario - input'!$D115=\"\"),\"\",D130/'Combined scenario - input'!$D115),\"\")","v":""},{"$f":"IFERROR(IF(OR(E130=\"\",'Combined scenario - input'!$D115=\"\"),\"\",E130/'Combined scenario - input'!$D115),\"\")","v":""},{"$f":"IFERROR(IF(OR(F130=\"\",'Combined scenario - input'!$D115=\"\"),\"\",F130/'Combined scenario - input'!$D115),\"\")","v":""},{"$f":"IFERROR(IF(OR(G130=\"\",'Combined scenario - input'!$D115=\"\"),\"\",G130/'Combined scenario - input'!$D115),\"\")","v":""},{"$f":"IFERROR(IF(OR(H130=\"\",'Combined scenario - input'!$D115=\"\"),\"\",H130/'Combined scenario - input'!$D115),\"\")","v":""},{"$f":"IFERROR(IF(OR(I130=\"\",'Combined scenario - input'!$D115=\"\"),\"\",I130/'Combined scenario - input'!$D115),\"\")","v":""},{"$f":"IFERROR(IF(OR(J130=\"\",'Combined scenario - input'!$D115=\"\"),\"\",J130/'Combined scenario - input'!$D115),\"\")","v":""},{"$f":"IFERROR(IF(OR(K130=\"\",'Combined scenario - input'!$D115=\"\"),\"\",K130/'Combined scenario - input'!$D115),\"\")","v":""},{"$f":"IFERROR(IF(OR(L130=\"\",'Combined scenario - input'!$D115=\"\"),\"\",L130/'Combined scenario - input'!$D115),\"\")","v":""},{"$f":"IFERROR(IF(OR(M130=\"\",'Combined scenario - input'!$D115=\"\"),\"\",M130/'Combined scenario - input'!$D115),\"\")","v":""},{"$f":"IFERROR(IF(OR(N130=\"\",'Combined scenario - input'!$D115=\"\"),\"\",N130/'Combined scenario - input'!$D115),\"\")","v":""},{"$f":"IFERROR(IF(OR(O130=\"\",'Combined scenario - input'!$D115=\"\"),\"\",O130/'Combined scenario - input'!$D115),\"\")","v":""},{"$f":"IFERROR(IF(OR(P130=\"\",'Combined scenario - input'!$D115=\"\"),\"\",P130/'Combined scenario - input'!$D115),\"\")","v":""},{"$f":"IFERROR(IF(OR(Q130=\"\",'Combined scenario - input'!$D115=\"\"),\"\",Q130/'Combined scenario - input'!$D115),\"\")","v":""},{"$f":"IFERROR(IF(OR(R130=\"\",'Combined scenario - input'!$D115=\"\"),\"\",R130/'Combined scenario - input'!$D115),\"\")","v":""},{"$f":"IFERROR(IF(OR(S130=\"\",'Combined scenario - input'!$D115=\"\"),\"\",S130/'Combined scenario - input'!$D115),\"\")","v":""},{"$f":"IFERROR(IF(OR(T130=\"\",'Combined scenario - input'!$D115=\"\"),\"\",T130/'Combined scenario - input'!$D115),\"\")","v":""},{"$f":"IFERROR(IF(OR(U130=\"\",'Combined scenario - input'!$D115=\"\"),\"\",U130/'Combined scenario - input'!$D115),\"\")","v":""},{"$f":"IFERROR(IF(OR(V130=\"\",'Combined scenario - input'!$D115=\"\"),\"\",V130/'Combined scenario - input'!$D115),\"\")","v":""},{"$f":"IFERROR(IF(OR(W130=\"\",'Combined scenario - input'!$D115=\"\"),\"\",W130/'Combined scenario - input'!$D115),\"\")","v":""}]
[{"$f":"IFERROR('Combined scenario - input'!A116,\"\")","v":""},{"$f":"IFERROR('Combined scenario - input'!B116,\"\")","v":""},{"$f":"IFERROR('Combined scenario - input'!C116,\"\")","v":""},{"$f":"IFERROR(repcalc('Combined scenario - input'!$CV116:$GH116,'Combined scenario - input'!$G116,'Combined scenario - input'!$E116,'Combined scenario - input'!$F116,20,TRUE,TRUE),\"\")","v":""},"","","","","","","","","","","","","","","","","","","",{"$f":"IFERROR(IF(OR(D131=\"\",'Combined scenario - input'!$D116=\"\"),\"\",D131/'Combined scenario - input'!$D116),\"\")","v":""},{"$f":"IFERROR(IF(OR(E131=\"\",'Combined scenario - input'!$D116=\"\"),\"\",E131/'Combined scenario - input'!$D116),\"\")","v":""},{"$f":"IFERROR(IF(OR(F131=\"\",'Combined scenario - input'!$D116=\"\"),\"\",F131/'Combined scenario - input'!$D116),\"\")","v":""},{"$f":"IFERROR(IF(OR(G131=\"\",'Combined scenario - input'!$D116=\"\"),\"\",G131/'Combined scenario - input'!$D116),\"\")","v":""},{"$f":"IFERROR(IF(OR(H131=\"\",'Combined scenario - input'!$D116=\"\"),\"\",H131/'Combined scenario - input'!$D116),\"\")","v":""},{"$f":"IFERROR(IF(OR(I131=\"\",'Combined scenario - input'!$D116=\"\"),\"\",I131/'Combined scenario - input'!$D116),\"\")","v":""},{"$f":"IFERROR(IF(OR(J131=\"\",'Combined scenario - input'!$D116=\"\"),\"\",J131/'Combined scenario - input'!$D116),\"\")","v":""},{"$f":"IFERROR(IF(OR(K131=\"\",'Combined scenario - input'!$D116=\"\"),\"\",K131/'Combined scenario - input'!$D116),\"\")","v":""},{"$f":"IFERROR(IF(OR(L131=\"\",'Combined scenario - input'!$D116=\"\"),\"\",L131/'Combined scenario - input'!$D116),\"\")","v":""},{"$f":"IFERROR(IF(OR(M131=\"\",'Combined scenario - input'!$D116=\"\"),\"\",M131/'Combined scenario - input'!$D116),\"\")","v":""},{"$f":"IFERROR(IF(OR(N131=\"\",'Combined scenario - input'!$D116=\"\"),\"\",N131/'Combined scenario - input'!$D116),\"\")","v":""},{"$f":"IFERROR(IF(OR(O131=\"\",'Combined scenario - input'!$D116=\"\"),\"\",O131/'Combined scenario - input'!$D116),\"\")","v":""},{"$f":"IFERROR(IF(OR(P131=\"\",'Combined scenario - input'!$D116=\"\"),\"\",P131/'Combined scenario - input'!$D116),\"\")","v":""},{"$f":"IFERROR(IF(OR(Q131=\"\",'Combined scenario - input'!$D116=\"\"),\"\",Q131/'Combined scenario - input'!$D116),\"\")","v":""},{"$f":"IFERROR(IF(OR(R131=\"\",'Combined scenario - input'!$D116=\"\"),\"\",R131/'Combined scenario - input'!$D116),\"\")","v":""},{"$f":"IFERROR(IF(OR(S131=\"\",'Combined scenario - input'!$D116=\"\"),\"\",S131/'Combined scenario - input'!$D116),\"\")","v":""},{"$f":"IFERROR(IF(OR(T131=\"\",'Combined scenario - input'!$D116=\"\"),\"\",T131/'Combined scenario - input'!$D116),\"\")","v":""},{"$f":"IFERROR(IF(OR(U131=\"\",'Combined scenario - input'!$D116=\"\"),\"\",U131/'Combined scenario - input'!$D116),\"\")","v":""},{"$f":"IFERROR(IF(OR(V131=\"\",'Combined scenario - input'!$D116=\"\"),\"\",V131/'Combined scenario - input'!$D116),\"\")","v":""},{"$f":"IFERROR(IF(OR(W131=\"\",'Combined scenario - input'!$D116=\"\"),\"\",W131/'Combined scenario - input'!$D116),\"\")","v":""}]
[{"$f":"IFERROR('Combined scenario - input'!A117,\"\")","v":""},{"$f":"IFERROR('Combined scenario - input'!B117,\"\")","v":""},{"$f":"IFERROR('Combined scenario - input'!C117,\"\")","v":""},{"$f":"IFERROR(repcalc('Combined scenario - input'!$CV117:$GH117,'Combined scenario - input'!$G117,'Combined scenario - input'!$E117,'Combined scenario - input'!$F117,20,TRUE,TRUE),\"\")","v":""},"","","","","","","","","","","","","","","","","","","",{"$f":"IFERROR(IF(OR(D132=\"\",'Combined scenario - input'!$D117=\"\"),\"\",D132/'Combined scenario - input'!$D117),\"\")","v":""},{"$f":"IFERROR(IF(OR(E132=\"\",'Combined scenario - input'!$D117=\"\"),\"\",E132/'Combined scenario - input'!$D117),\"\")","v":""},{"$f":"IFERROR(IF(OR(F132=\"\",'Combined scenario - input'!$D117=\"\"),\"\",F132/'Combined scenario - input'!$D117),\"\")","v":""},{"$f":"IFERROR(IF(OR(G132=\"\",'Combined scenario - input'!$D117=\"\"),\"\",G132/'Combined scenario - input'!$D117),\"\")","v":""},{"$f":"IFERROR(IF(OR(H132=\"\",'Combined scenario - input'!$D117=\"\"),\"\",H132/'Combined scenario - input'!$D117),\"\")","v":""},{"$f":"IFERROR(IF(OR(I132=\"\",'Combined scenario - input'!$D117=\"\"),\"\",I132/'Combined scenario - input'!$D117),\"\")","v":""},{"$f":"IFERROR(IF(OR(J132=\"\",'Combined scenario - input'!$D117=\"\"),\"\",J132/'Combined scenario - input'!$D117),\"\")","v":""},{"$f":"IFERROR(IF(OR(K132=\"\",'Combined scenario - input'!$D117=\"\"),\"\",K132/'Combined scenario - input'!$D117),\"\")","v":""},{"$f":"IFERROR(IF(OR(L132=\"\",'Combined scenario - input'!$D117=\"\"),\"\",L132/'Combined scenario - input'!$D117),\"\")","v":""},{"$f":"IFERROR(IF(OR(M132=\"\",'Combined scenario - input'!$D117=\"\"),\"\",M132/'Combined scenario - input'!$D117),\"\")","v":""},{"$f":"IFERROR(IF(OR(N132=\"\",'Combined scenario - input'!$D117=\"\"),\"\",N132/'Combined scenario - input'!$D117),\"\")","v":""},{"$f":"IFERROR(IF(OR(O132=\"\",'Combined scenario - input'!$D117=\"\"),\"\",O132/'Combined scenario - input'!$D117),\"\")","v":""},{"$f":"IFERROR(IF(OR(P132=\"\",'Combined scenario - input'!$D117=\"\"),\"\",P132/'Combined scenario - input'!$D117),\"\")","v":""},{"$f":"IFERROR(IF(OR(Q132=\"\",'Combined scenario - input'!$D117=\"\"),\"\",Q132/'Combined scenario - input'!$D117),\"\")","v":""},{"$f":"IFERROR(IF(OR(R132=\"\",'Combined scenario - input'!$D117=\"\"),\"\",R132/'Combined scenario - input'!$D117),\"\")","v":""},{"$f":"IFERROR(IF(OR(S132=\"\",'Combined scenario - input'!$D117=\"\"),\"\",S132/'Combined scenario - input'!$D117),\"\")","v":""},{"$f":"IFERROR(IF(OR(T132=\"\",'Combined scenario - input'!$D117=\"\"),\"\",T132/'Combined scenario - input'!$D117),\"\")","v":""},{"$f":"IFERROR(IF(OR(U132=\"\",'Combined scenario - input'!$D117=\"\"),\"\",U132/'Combined scenario - input'!$D117),\"\")","v":""},{"$f":"IFERROR(IF(OR(V132=\"\",'Combined scenario - input'!$D117=\"\"),\"\",V132/'Combined scenario - input'!$D117),\"\")","v":""},{"$f":"IFERROR(IF(OR(W132=\"\",'Combined scenario - input'!$D117=\"\"),\"\",W132/'Combined scenario - input'!$D117),\"\")","v":""}]
[{"$f":"IFERROR('Combined scenario - input'!A118,\"\")","v":""},{"$f":"IFERROR('Combined scenario - input'!B118,\"\")","v":""},{"$f":"IFERROR('Combined scenario - input'!C118,\"\")","v":""},{"$f":"IFERROR(repcalc('Combined scenario - input'!$CV118:$GH118,'Combined scenario - input'!$G118,'Combined scenario - input'!$E118,'Combined scenario - input'!$F118,20,TRUE,TRUE),\"\")","v":""},"","","","","","","","","","","","","","","","","","","",{"$f":"IFERROR(IF(OR(D133=\"\",'Combined scenario - input'!$D118=\"\"),\"\",D133/'Combined scenario - input'!$D118),\"\")","v":""},{"$f":"IFERROR(IF(OR(E133=\"\",'Combined scenario - input'!$D118=\"\"),\"\",E133/'Combined scenario - input'!$D118),\"\")","v":""},{"$f":"IFERROR(IF(OR(F133=\"\",'Combined scenario - input'!$D118=\"\"),\"\",F133/'Combined scenario - input'!$D118),\"\")","v":""},{"$f":"IFERROR(IF(OR(G133=\"\",'Combined scenario - input'!$D118=\"\"),\"\",G133/'Combined scenario - input'!$D118),\"\")","v":""},{"$f":"IFERROR(IF(OR(H133=\"\",'Combined scenario - input'!$D118=\"\"),\"\",H133/'Combined scenario - input'!$D118),\"\")","v":""},{"$f":"IFERROR(IF(OR(I133=\"\",'Combined scenario - input'!$D118=\"\"),\"\",I133/'Combined scenario - input'!$D118),\"\")","v":""},{"$f":"IFERROR(IF(OR(J133=\"\",'Combined scenario - input'!$D118=\"\"),\"\",J133/'Combined scenario - input'!$D118),\"\")","v":""},{"$f":"IFERROR(IF(OR(K133=\"\",'Combined scenario - input'!$D118=\"\"),\"\",K133/'Combined scenario - input'!$D118),\"\")","v":""},{"$f":"IFERROR(IF(OR(L133=\"\",'Combined scenario - input'!$D118=\"\"),\"\",L133/'Combined scenario - input'!$D118),\"\")","v":""},{"$f":"IFERROR(IF(OR(M133=\"\",'Combined scenario - input'!$D118=\"\"),\"\",M133/'Combined scenario - input'!$D118),\"\")","v":""},{"$f":"IFERROR(IF(OR(N133=\"\",'Combined scenario - input'!$D118=\"\"),\"\",N133/'Combined scenario - input'!$D118),\"\")","v":""},{"$f":"IFERROR(IF(OR(O133=\"\",'Combined scenario - input'!$D118=\"\"),\"\",O133/'Combined scenario - input'!$D118),\"\")","v":""},{"$f":"IFERROR(IF(OR(P133=\"\",'Combined scenario - input'!$D118=\"\"),\"\",P133/'Combined scenario - input'!$D118),\"\")","v":""},{"$f":"IFERROR(IF(OR(Q133=\"\",'Combined scenario - input'!$D118=\"\"),\"\",Q133/'Combined scenario - input'!$D118),\"\")","v":""},{"$f":"IFERROR(IF(OR(R133=\"\",'Combined scenario - input'!$D118=\"\"),\"\",R133/'Combined scenario - input'!$D118),\"\")","v":""},{"$f":"IFERROR(IF(OR(S133=\"\",'Combined scenario - input'!$D118=\"\"),\"\",S133/'Combined scenario - input'!$D118),\"\")","v":""},{"$f":"IFERROR(IF(OR(T133=\"\",'Combined scenario - input'!$D118=\"\"),\"\",T133/'Combined scenario - input'!$D118),\"\")","v":""},{"$f":"IFERROR(IF(OR(U133=\"\",'Combined scenario - input'!$D118=\"\"),\"\",U133/'Combined scenario - input'!$D118),\"\")","v":""},{"$f":"IFERROR(IF(OR(V133=\"\",'Combined scenario - input'!$D118=\"\"),\"\",V133/'Combined scenario - input'!$D118),\"\")","v":""},{"$f":"IFERROR(IF(OR(W133=\"\",'Combined scenario - input'!$D118=\"\"),\"\",W133/'Combined scenario - input'!$D118),\"\")","v":""}]
[{"$f":"IFERROR('Combined scenario - input'!A119,\"\")","v":""},{"$f":"IFERROR('Combined scenario - input'!B119,\"\")","v":""},{"$f":"IFERROR('Combined scenario - input'!C119,\"\")","v":""},{"$f":"IFERROR(repcalc('Combined scenario - input'!$CV119:$GH119,'Combined scenario - input'!$G119,'Combined scenario - input'!$E119,'Combined scenario - input'!$F119,20,TRUE,TRUE),\"\")","v":""},"","","","","","","","","","","","","","","","","","","",{"$f":"IFERROR(IF(OR(D134=\"\",'Combined scenario - input'!$D119=\"\"),\"\",D134/'Combined scenario - input'!$D119),\"\")","v":""},{"$f":"IFERROR(IF(OR(E134=\"\",'Combined scenario - input'!$D119=\"\"),\"\",E134/'Combined scenario - input'!$D119),\"\")","v":""},{"$f":"IFERROR(IF(OR(F134=\"\",'Combined scenario - input'!$D119=\"\"),\"\",F134/'Combined scenario - input'!$D119),\"\")","v":""},{"$f":"IFERROR(IF(OR(G134=\"\",'Combined scenario - input'!$D119=\"\"),\"\",G134/'Combined scenario - input'!$D119),\"\")","v":""},{"$f":"IFERROR(IF(OR(H134=\"\",'Combined scenario - input'!$D119=\"\"),\"\",H134/'Combined scenario - input'!$D119),\"\")","v":""},{"$f":"IFERROR(IF(OR(I134=\"\",'Combined scenario - input'!$D119=\"\"),\"\",I134/'Combined scenario - input'!$D119),\"\")","v":""},{"$f":"IFERROR(IF(OR(J134=\"\",'Combined scenario - input'!$D119=\"\"),\"\",J134/'Combined scenario - input'!$D119),\"\")","v":""},{"$f":"IFERROR(IF(OR(K134=\"\",'Combined scenario - input'!$D119=\"\"),\"\",K134/'Combined scenario - input'!$D119),\"\")","v":""},{"$f":"IFERROR(IF(OR(L134=\"\",'Combined scenario - input'!$D119=\"\"),\"\",L134/'Combined scenario - input'!$D119),\"\")","v":""},{"$f":"IFERROR(IF(OR(M134=\"\",'Combined scenario - input'!$D119=\"\"),\"\",M134/'Combined scenario - input'!$D119),\"\")","v":""},{"$f":"IFERROR(IF(OR(N134=\"\",'Combined scenario - input'!$D119=\"\"),\"\",N134/'Combined scenario - input'!$D119),\"\")","v":""},{"$f":"IFERROR(IF(OR(O134=\"\",'Combined scenario - input'!$D119=\"\"),\"\",O134/'Combined scenario - input'!$D119),\"\")","v":""},{"$f":"IFERROR(IF(OR(P134=\"\",'Combined scenario - input'!$D119=\"\"),\"\",P134/'Combined scenario - input'!$D119),\"\")","v":""},{"$f":"IFERROR(IF(OR(Q134=\"\",'Combined scenario - input'!$D119=\"\"),\"\",Q134/'Combined scenario - input'!$D119),\"\")","v":""},{"$f":"IFERROR(IF(OR(R134=\"\",'Combined scenario - input'!$D119=\"\"),\"\",R134/'Combined scenario - input'!$D119),\"\")","v":""},{"$f":"IFERROR(IF(OR(S134=\"\",'Combined scenario - input'!$D119=\"\"),\"\",S134/'Combined scenario - input'!$D119),\"\")","v":""},{"$f":"IFERROR(IF(OR(T134=\"\",'Combined scenario - input'!$D119=\"\"),\"\",T134/'Combined scenario - input'!$D119),\"\")","v":""},{"$f":"IFERROR(IF(OR(U134=\"\",'Combined scenario - input'!$D119=\"\"),\"\",U134/'Combined scenario - input'!$D119),\"\")","v":""},{"$f":"IFERROR(IF(OR(V134=\"\",'Combined scenario - input'!$D119=\"\"),\"\",V134/'Combined scenario - input'!$D119),\"\")","v":""},{"$f":"IFERROR(IF(OR(W134=\"\",'Combined scenario - input'!$D119=\"\"),\"\",W134/'Combined scenario - input'!$D119),\"\")","v":""}]
[{"$f":"IFERROR('Combined scenario - input'!A120,\"\")","v":""},{"$f":"IFERROR('Combined scenario - input'!B120,\"\")","v":""},{"$f":"IFERROR('Combined scenario - input'!C120,\"\")","v":""},{"$f":"IFERROR(repcalc('Combined scenario - input'!$CV120:$GH120,'Combined scenario - input'!$G120,'Combined scenario - input'!$E120,'Combined scenario - input'!$F120,20,TRUE,TRUE),\"\")","v":""},"","","","","","","","","","","","","","","","","","","",{"$f":"IFERROR(IF(OR(D135=\"\",'Combined scenario - input'!$D120=\"\"),\"\",D135/'Combined scenario - input'!$D120),\"\")","v":""},{"$f":"IFERROR(IF(OR(E135=\"\",'Combined scenario - input'!$D120=\"\"),\"\",E135/'Combined scenario - input'!$D120),\"\")","v":""},{"$f":"IFERROR(IF(OR(F135=\"\",'Combined scenario - input'!$D120=\"\"),\"\",F135/'Combined scenario - input'!$D120),\"\")","v":""},{"$f":"IFERROR(IF(OR(G135=\"\",'Combined scenario - input'!$D120=\"\"),\"\",G135/'Combined scenario - input'!$D120),\"\")","v":""},{"$f":"IFERROR(IF(OR(H135=\"\",'Combined scenario - input'!$D120=\"\"),\"\",H135/'Combined scenario - input'!$D120),\"\")","v":""},{"$f":"IFERROR(IF(OR(I135=\"\",'Combined scenario - input'!$D120=\"\"),\"\",I135/'Combined scenario - input'!$D120),\"\")","v":""},{"$f":"IFERROR(IF(OR(J135=\"\",'Combined scenario - input'!$D120=\"\"),\"\",J135/'Combined scenario - input'!$D120),\"\")","v":""},{"$f":"IFERROR(IF(OR(K135=\"\",'Combined scenario - input'!$D120=\"\"),\"\",K135/'Combined scenario - input'!$D120),\"\")","v":""},{"$f":"IFERROR(IF(OR(L135=\"\",'Combined scenario - input'!$D120=\"\"),\"\",L135/'Combined scenario - input'!$D120),\"\")","v":""},{"$f":"IFERROR(IF(OR(M135=\"\",'Combined scenario - input'!$D120=\"\"),\"\",M135/'Combined scenario - input'!$D120),\"\")","v":""},{"$f":"IFERROR(IF(OR(N135=\"\",'Combined scenario - input'!$D120=\"\"),\"\",N135/'Combined scenario - input'!$D120),\"\")","v":""},{"$f":"IFERROR(IF(OR(O135=\"\",'Combined scenario - input'!$D120=\"\"),\"\",O135/'Combined scenario - input'!$D120),\"\")","v":""},{"$f":"IFERROR(IF(OR(P135=\"\",'Combined scenario - input'!$D120=\"\"),\"\",P135/'Combined scenario - input'!$D120),\"\")","v":""},{"$f":"IFERROR(IF(OR(Q135=\"\",'Combined scenario - input'!$D120=\"\"),\"\",Q135/'Combined scenario - input'!$D120),\"\")","v":""},{"$f":"IFERROR(IF(OR(R135=\"\",'Combined scenario - input'!$D120=\"\"),\"\",R135/'Combined scenario - input'!$D120),\"\")","v":""},{"$f":"IFERROR(IF(OR(S135=\"\",'Combined scenario - input'!$D120=\"\"),\"\",S135/'Combined scenario - input'!$D120),\"\")","v":""},{"$f":"IFERROR(IF(OR(T135=\"\",'Combined scenario - input'!$D120=\"\"),\"\",T135/'Combined scenario - input'!$D120),\"\")","v":""},{"$f":"IFERROR(IF(OR(U135=\"\",'Combined scenario - input'!$D120=\"\"),\"\",U135/'Combined scenario - input'!$D120),\"\")","v":""},{"$f":"IFERROR(IF(OR(V135=\"\",'Combined scenario - input'!$D120=\"\"),\"\",V135/'Combined scenario - input'!$D120),\"\")","v":""},{"$f":"IFERROR(IF(OR(W135=\"\",'Combined scenario - input'!$D120=\"\"),\"\",W135/'Combined scenario - input'!$D120),\"\")","v":""}]
[{"$f":"IFERROR('Combined scenario - input'!A121,\"\")","v":""},{"$f":"IFERROR('Combined scenario - input'!B121,\"\")","v":""},{"$f":"IFERROR('Combined scenario - input'!C121,\"\")","v":""},{"$f":"IFERROR(repcalc('Combined scenario - input'!$CV121:$GH121,'Combined scenario - input'!$G121,'Combined scenario - input'!$E121,'Combined scenario - input'!$F121,20,TRUE,TRUE),\"\")","v":""},"","","","","","","","","","","","","","","","","","","",{"$f":"IFERROR(IF(OR(D136=\"\",'Combined scenario - input'!$D121=\"\"),\"\",D136/'Combined scenario - input'!$D121),\"\")","v":""},{"$f":"IFERROR(IF(OR(E136=\"\",'Combined scenario - input'!$D121=\"\"),\"\",E136/'Combined scenario - input'!$D121),\"\")","v":""},{"$f":"IFERROR(IF(OR(F136=\"\",'Combined scenario - input'!$D121=\"\"),\"\",F136/'Combined scenario - input'!$D121),\"\")","v":""},{"$f":"IFERROR(IF(OR(G136=\"\",'Combined scenario - input'!$D121=\"\"),\"\",G136/'Combined scenario - input'!$D121),\"\")","v":""},{"$f":"IFERROR(IF(OR(H136=\"\",'Combined scenario - input'!$D121=\"\"),\"\",H136/'Combined scenario - input'!$D121),\"\")","v":""},{"$f":"IFERROR(IF(OR(I136=\"\",'Combined scenario - input'!$D121=\"\"),\"\",I136/'Combined scenario - input'!$D121),\"\")","v":""},{"$f":"IFERROR(IF(OR(J136=\"\",'Combined scenario - input'!$D121=\"\"),\"\",J136/'Combined scenario - input'!$D121),\"\")","v":""},{"$f":"IFERROR(IF(OR(K136=\"\",'Combined scenario - input'!$D121=\"\"),\"\",K136/'Combined scenario - input'!$D121),\"\")","v":""},{"$f":"IFERROR(IF(OR(L136=\"\",'Combined scenario - input'!$D121=\"\"),\"\",L136/'Combined scenario - input'!$D121),\"\")","v":""},{"$f":"IFERROR(IF(OR(M136=\"\",'Combined scenario - input'!$D121=\"\"),\"\",M136/'Combined scenario - input'!$D121),\"\")","v":""},{"$f":"IFERROR(IF(OR(N136=\"\",'Combined scenario - input'!$D121=\"\"),\"\",N136/'Combined scenario - input'!$D121),\"\")","v":""},{"$f":"IFERROR(IF(OR(O136=\"\",'Combined scenario - input'!$D121=\"\"),\"\",O136/'Combined scenario - input'!$D121),\"\")","v":""},{"$f":"IFERROR(IF(OR(P136=\"\",'Combined scenario - input'!$D121=\"\"),\"\",P136/'Combined scenario - input'!$D121),\"\")","v":""},{"$f":"IFERROR(IF(OR(Q136=\"\",'Combined scenario - input'!$D121=\"\"),\"\",Q136/'Combined scenario - input'!$D121),\"\")","v":""},{"$f":"IFERROR(IF(OR(R136=\"\",'Combined scenario - input'!$D121=\"\"),\"\",R136/'Combined scenario - input'!$D121),\"\")","v":""},{"$f":"IFERROR(IF(OR(S136=\"\",'Combined scenario - input'!$D121=\"\"),\"\",S136/'Combined scenario - input'!$D121),\"\")","v":""},{"$f":"IFERROR(IF(OR(T136=\"\",'Combined scenario - input'!$D121=\"\"),\"\",T136/'Combined scenario - input'!$D121),\"\")","v":""},{"$f":"IFERROR(IF(OR(U136=\"\",'Combined scenario - input'!$D121=\"\"),\"\",U136/'Combined scenario - input'!$D121),\"\")","v":""},{"$f":"IFERROR(IF(OR(V136=\"\",'Combined scenario - input'!$D121=\"\"),\"\",V136/'Combined scenario - input'!$D121),\"\")","v":""},{"$f":"IFERROR(IF(OR(W136=\"\",'Combined scenario - input'!$D121=\"\"),\"\",W136/'Combined scenario - input'!$D121),\"\")","v":""}]
[{"$f":"IFERROR('Combined scenario - input'!A122,\"\")","v":""},{"$f":"IFERROR('Combined scenario - input'!B122,\"\")","v":""},{"$f":"IFERROR('Combined scenario - input'!C122,\"\")","v":""},{"$f":"IFERROR(repcalc('Combined scenario - input'!$CV122:$GH122,'Combined scenario - input'!$G122,'Combined scenario - input'!$E122,'Combined scenario - input'!$F122,20,TRUE,TRUE),\"\")","v":""},"","","","","","","","","","","","","","","","","","","",{"$f":"IFERROR(IF(OR(D137=\"\",'Combined scenario - input'!$D122=\"\"),\"\",D137/'Combined scenario - input'!$D122),\"\")","v":""},{"$f":"IFERROR(IF(OR(E137=\"\",'Combined scenario - input'!$D122=\"\"),\"\",E137/'Combined scenario - input'!$D122),\"\")","v":""},{"$f":"IFERROR(IF(OR(F137=\"\",'Combined scenario - input'!$D122=\"\"),\"\",F137/'Combined scenario - input'!$D122),\"\")","v":""},{"$f":"IFERROR(IF(OR(G137=\"\",'Combined scenario - input'!$D122=\"\"),\"\",G137/'Combined scenario - input'!$D122),\"\")","v":""},{"$f":"IFERROR(IF(OR(H137=\"\",'Combined scenario - input'!$D122=\"\"),\"\",H137/'Combined scenario - input'!$D122),\"\")","v":""},{"$f":"IFERROR(IF(OR(I137=\"\",'Combined scenario - input'!$D122=\"\"),\"\",I137/'Combined scenario - input'!$D122),\"\")","v":""},{"$f":"IFERROR(IF(OR(J137=\"\",'Combined scenario - input'!$D122=\"\"),\"\",J137/'Combined scenario - input'!$D122),\"\")","v":""},{"$f":"IFERROR(IF(OR(K137=\"\",'Combined scenario - input'!$D122=\"\"),\"\",K137/'Combined scenario - input'!$D122),\"\")","v":""},{"$f":"IFERROR(IF(OR(L137=\"\",'Combined scenario - input'!$D122=\"\"),\"\",L137/'Combined scenario - input'!$D122),\"\")","v":""},{"$f":"IFERROR(IF(OR(M137=\"\",'Combined scenario - input'!$D122=\"\"),\"\",M137/'Combined scenario - input'!$D122),\"\")","v":""},{"$f":"IFERROR(IF(OR(N137=\"\",'Combined scenario - input'!$D122=\"\"),\"\",N137/'Combined scenario - input'!$D122),\"\")","v":""},{"$f":"IFERROR(IF(OR(O137=\"\",'Combined scenario - input'!$D122=\"\"),\"\",O137/'Combined scenario - input'!$D122),\"\")","v":""},{"$f":"IFERROR(IF(OR(P137=\"\",'Combined scenario - input'!$D122=\"\"),\"\",P137/'Combined scenario - input'!$D122),\"\")","v":""},{"$f":"IFERROR(IF(OR(Q137=\"\",'Combined scenario - input'!$D122=\"\"),\"\",Q137/'Combined scenario - input'!$D122),\"\")","v":""},{"$f":"IFERROR(IF(OR(R137=\"\",'Combined scenario - input'!$D122=\"\"),\"\",R137/'Combined scenario - input'!$D122),\"\")","v":""},{"$f":"IFERROR(IF(OR(S137=\"\",'Combined scenario - input'!$D122=\"\"),\"\",S137/'Combined scenario - input'!$D122),\"\")","v":""},{"$f":"IFERROR(IF(OR(T137=\"\",'Combined scenario - input'!$D122=\"\"),\"\",T137/'Combined scenario - input'!$D122),\"\")","v":""},{"$f":"IFERROR(IF(OR(U137=\"\",'Combined scenario - input'!$D122=\"\"),\"\",U137/'Combined scenario - input'!$D122),\"\")","v":""},{"$f":"IFERROR(IF(OR(V137=\"\",'Combined scenario - input'!$D122=\"\"),\"\",V137/'Combined scenario - input'!$D122),\"\")","v":""},{"$f":"IFERROR(IF(OR(W137=\"\",'Combined scenario - input'!$D122=\"\"),\"\",W137/'Combined scenario - input'!$D122),\"\")","v":""}]
[{"$f":"IFERROR('Combined scenario - input'!A123,\"\")","v":""},{"$f":"IFERROR('Combined scenario - input'!B123,\"\")","v":""},{"$f":"IFERROR('Combined scenario - input'!C123,\"\")","v":""},{"$f":"IFERROR(repcalc('Combined scenario - input'!$CV123:$GH123,'Combined scenario - input'!$G123,'Combined scenario - input'!$E123,'Combined scenario - input'!$F123,20,TRUE,TRUE),\"\")","v":""},"","","","","","","","","","","","","","","","","","","",{"$f":"IFERROR(IF(OR(D138=\"\",'Combined scenario - input'!$D123=\"\"),\"\",D138/'Combined scenario - input'!$D123),\"\")","v":""},{"$f":"IFERROR(IF(OR(E138=\"\",'Combined scenario - input'!$D123=\"\"),\"\",E138/'Combined scenario - input'!$D123),\"\")","v":""},{"$f":"IFERROR(IF(OR(F138=\"\",'Combined scenario - input'!$D123=\"\"),\"\",F138/'Combined scenario - input'!$D123),\"\")","v":""},{"$f":"IFERROR(IF(OR(G138=\"\",'Combined scenario - input'!$D123=\"\"),\"\",G138/'Combined scenario - input'!$D123),\"\")","v":""},{"$f":"IFERROR(IF(OR(H138=\"\",'Combined scenario - input'!$D123=\"\"),\"\",H138/'Combined scenario - input'!$D123),\"\")","v":""},{"$f":"IFERROR(IF(OR(I138=\"\",'Combined scenario - input'!$D123=\"\"),\"\",I138/'Combined scenario - input'!$D123),\"\")","v":""},{"$f":"IFERROR(IF(OR(J138=\"\",'Combined scenario - input'!$D123=\"\"),\"\",J138/'Combined scenario - input'!$D123),\"\")","v":""},{"$f":"IFERROR(IF(OR(K138=\"\",'Combined scenario - input'!$D123=\"\"),\"\",K138/'Combined scenario - input'!$D123),\"\")","v":""},{"$f":"IFERROR(IF(OR(L138=\"\",'Combined scenario - input'!$D123=\"\"),\"\",L138/'Combined scenario - input'!$D123),\"\")","v":""},{"$f":"IFERROR(IF(OR(M138=\"\",'Combined scenario - input'!$D123=\"\"),\"\",M138/'Combined scenario - input'!$D123),\"\")","v":""},{"$f":"IFERROR(IF(OR(N138=\"\",'Combined scenario - input'!$D123=\"\"),\"\",N138/'Combined scenario - input'!$D123),\"\")","v":""},{"$f":"IFERROR(IF(OR(O138=\"\",'Combined scenario - input'!$D123=\"\"),\"\",O138/'Combined scenario - input'!$D123),\"\")","v":""},{"$f":"IFERROR(IF(OR(P138=\"\",'Combined scenario - input'!$D123=\"\"),\"\",P138/'Combined scenario - input'!$D123),\"\")","v":""},{"$f":"IFERROR(IF(OR(Q138=\"\",'Combined scenario - input'!$D123=\"\"),\"\",Q138/'Combined scenario - input'!$D123),\"\")","v":""},{"$f":"IFERROR(IF(OR(R138=\"\",'Combined scenario - input'!$D123=\"\"),\"\",R138/'Combined scenario - input'!$D123),\"\")","v":""},{"$f":"IFERROR(IF(OR(S138=\"\",'Combined scenario - input'!$D123=\"\"),\"\",S138/'Combined scenario - input'!$D123),\"\")","v":""},{"$f":"IFERROR(IF(OR(T138=\"\",'Combined scenario - input'!$D123=\"\"),\"\",T138/'Combined scenario - input'!$D123),\"\")","v":""},{"$f":"IFERROR(IF(OR(U138=\"\",'Combined scenario - input'!$D123=\"\"),\"\",U138/'Combined scenario - input'!$D123),\"\")","v":""},{"$f":"IFERROR(IF(OR(V138=\"\",'Combined scenario - input'!$D123=\"\"),\"\",V138/'Combined scenario - input'!$D123),\"\")","v":""},{"$f":"IFERROR(IF(OR(W138=\"\",'Combined scenario - input'!$D123=\"\"),\"\",W138/'Combined scenario - input'!$D123),\"\")","v":""}]
[{"$f":"IFERROR('Combined scenario - input'!A124,\"\")","v":""},{"$f":"IFERROR('Combined scenario - input'!B124,\"\")","v":""},{"$f":"IFERROR('Combined scenario - input'!C124,\"\")","v":""},{"$f":"IFERROR(repcalc('Combined scenario - input'!$CV124:$GH124,'Combined scenario - input'!$G124,'Combined scenario - input'!$E124,'Combined scenario - input'!$F124,20,TRUE,TRUE),\"\")","v":""},"","","","","","","","","","","","","","","","","","","",{"$f":"IFERROR(IF(OR(D139=\"\",'Combined scenario - input'!$D124=\"\"),\"\",D139/'Combined scenario - input'!$D124),\"\")","v":""},{"$f":"IFERROR(IF(OR(E139=\"\",'Combined scenario - input'!$D124=\"\"),\"\",E139/'Combined scenario - input'!$D124),\"\")","v":""},{"$f":"IFERROR(IF(OR(F139=\"\",'Combined scenario - input'!$D124=\"\"),\"\",F139/'Combined scenario - input'!$D124),\"\")","v":""},{"$f":"IFERROR(IF(OR(G139=\"\",'Combined scenario - input'!$D124=\"\"),\"\",G139/'Combined scenario - input'!$D124),\"\")","v":""},{"$f":"IFERROR(IF(OR(H139=\"\",'Combined scenario - input'!$D124=\"\"),\"\",H139/'Combined scenario - input'!$D124),\"\")","v":""},{"$f":"IFERROR(IF(OR(I139=\"\",'Combined scenario - input'!$D124=\"\"),\"\",I139/'Combined scenario - input'!$D124),\"\")","v":""},{"$f":"IFERROR(IF(OR(J139=\"\",'Combined scenario - input'!$D124=\"\"),\"\",J139/'Combined scenario - input'!$D124),\"\")","v":""},{"$f":"IFERROR(IF(OR(K139=\"\",'Combined scenario - input'!$D124=\"\"),\"\",K139/'Combined scenario - input'!$D124),\"\")","v":""},{"$f":"IFERROR(IF(OR(L139=\"\",'Combined scenario - input'!$D124=\"\"),\"\",L139/'Combined scenario - input'!$D124),\"\")","v":""},{"$f":"IFERROR(IF(OR(M139=\"\",'Combined scenario - input'!$D124=\"\"),\"\",M139/'Combined scenario - input'!$D124),\"\")","v":""},{"$f":"IFERROR(IF(OR(N139=\"\",'Combined scenario - input'!$D124=\"\"),\"\",N139/'Combined scenario - input'!$D124),\"\")","v":""},{"$f":"IFERROR(IF(OR(O139=\"\",'Combined scenario - input'!$D124=\"\"),\"\",O139/'Combined scenario - input'!$D124),\"\")","v":""},{"$f":"IFERROR(IF(OR(P139=\"\",'Combined scenario - input'!$D124=\"\"),\"\",P139/'Combined scenario - input'!$D124),\"\")","v":""},{"$f":"IFERROR(IF(OR(Q139=\"\",'Combined scenario - input'!$D124=\"\"),\"\",Q139/'Combined scenario - input'!$D124),\"\")","v":""},{"$f":"IFERROR(IF(OR(R139=\"\",'Combined scenario - input'!$D124=\"\"),\"\",R139/'Combined scenario - input'!$D124),\"\")","v":""},{"$f":"IFERROR(IF(OR(S139=\"\",'Combined scenario - input'!$D124=\"\"),\"\",S139/'Combined scenario - input'!$D124),\"\")","v":""},{"$f":"IFERROR(IF(OR(T139=\"\",'Combined scenario - input'!$D124=\"\"),\"\",T139/'Combined scenario - input'!$D124),\"\")","v":""},{"$f":"IFERROR(IF(OR(U139=\"\",'Combined scenario - input'!$D124=\"\"),\"\",U139/'Combined scenario - input'!$D124),\"\")","v":""},{"$f":"IFERROR(IF(OR(V139=\"\",'Combined scenario - input'!$D124=\"\"),\"\",V139/'Combined scenario - input'!$D124),\"\")","v":""},{"$f":"IFERROR(IF(OR(W139=\"\",'Combined scenario - input'!$D124=\"\"),\"\",W139/'Combined scenario - input'!$D124),\"\")","v":""}]
[{"$f":"IFERROR('Combined scenario - input'!A125,\"\")","v":""},{"$f":"IFERROR('Combined scenario - input'!B125,\"\")","v":""},{"$f":"IFERROR('Combined scenario - input'!C125,\"\")","v":""},{"$f":"IFERROR(repcalc('Combined scenario - input'!$CV125:$GH125,'Combined scenario - input'!$G125,'Combined scenario - input'!$E125,'Combined scenario - input'!$F125,20,TRUE,TRUE),\"\")","v":""},"","","","","","","","","","","","","","","","","","","",{"$f":"IFERROR(IF(OR(D140=\"\",'Combined scenario - input'!$D125=\"\"),\"\",D140/'Combined scenario - input'!$D125),\"\")","v":""},{"$f":"IFERROR(IF(OR(E140=\"\",'Combined scenario - input'!$D125=\"\"),\"\",E140/'Combined scenario - input'!$D125),\"\")","v":""},{"$f":"IFERROR(IF(OR(F140=\"\",'Combined scenario - input'!$D125=\"\"),\"\",F140/'Combined scenario - input'!$D125),\"\")","v":""},{"$f":"IFERROR(IF(OR(G140=\"\",'Combined scenario - input'!$D125=\"\"),\"\",G140/'Combined scenario - input'!$D125),\"\")","v":""},{"$f":"IFERROR(IF(OR(H140=\"\",'Combined scenario - input'!$D125=\"\"),\"\",H140/'Combined scenario - input'!$D125),\"\")","v":""},{"$f":"IFERROR(IF(OR(I140=\"\",'Combined scenario - input'!$D125=\"\"),\"\",I140/'Combined scenario - input'!$D125),\"\")","v":""},{"$f":"IFERROR(IF(OR(J140=\"\",'Combined scenario - input'!$D125=\"\"),\"\",J140/'Combined scenario - input'!$D125),\"\")","v":""},{"$f":"IFERROR(IF(OR(K140=\"\",'Combined scenario - input'!$D125=\"\"),\"\",K140/'Combined scenario - input'!$D125),\"\")","v":""},{"$f":"IFERROR(IF(OR(L140=\"\",'Combined scenario - input'!$D125=\"\"),\"\",L140/'Combined scenario - input'!$D125),\"\")","v":""},{"$f":"IFERROR(IF(OR(M140=\"\",'Combined scenario - input'!$D125=\"\"),\"\",M140/'Combined scenario - input'!$D125),\"\")","v":""},{"$f":"IFERROR(IF(OR(N140=\"\",'Combined scenario - input'!$D125=\"\"),\"\",N140/'Combined scenario - input'!$D125),\"\")","v":""},{"$f":"IFERROR(IF(OR(O140=\"\",'Combined scenario - input'!$D125=\"\"),\"\",O140/'Combined scenario - input'!$D125),\"\")","v":""},{"$f":"IFERROR(IF(OR(P140=\"\",'Combined scenario - input'!$D125=\"\"),\"\",P140/'Combined scenario - input'!$D125),\"\")","v":""},{"$f":"IFERROR(IF(OR(Q140=\"\",'Combined scenario - input'!$D125=\"\"),\"\",Q140/'Combined scenario - input'!$D125),\"\")","v":""},{"$f":"IFERROR(IF(OR(R140=\"\",'Combined scenario - input'!$D125=\"\"),\"\",R140/'Combined scenario - input'!$D125),\"\")","v":""},{"$f":"IFERROR(IF(OR(S140=\"\",'Combined scenario - input'!$D125=\"\"),\"\",S140/'Combined scenario - input'!$D125),\"\")","v":""},{"$f":"IFERROR(IF(OR(T140=\"\",'Combined scenario - input'!$D125=\"\"),\"\",T140/'Combined scenario - input'!$D125),\"\")","v":""},{"$f":"IFERROR(IF(OR(U140=\"\",'Combined scenario - input'!$D125=\"\"),\"\",U140/'Combined scenario - input'!$D125),\"\")","v":""},{"$f":"IFERROR(IF(OR(V140=\"\",'Combined scenario - input'!$D125=\"\"),\"\",V140/'Combined scenario - input'!$D125),\"\")","v":""},{"$f":"IFERROR(IF(OR(W140=\"\",'Combined scenario - input'!$D125=\"\"),\"\",W140/'Combined scenario - input'!$D125),\"\")","v":""}]
[{"$f":"IFERROR('Combined scenario - input'!A126,\"\")","v":""},{"$f":"IFERROR('Combined scenario - input'!B126,\"\")","v":""},{"$f":"IFERROR('Combined scenario - input'!C126,\"\")","v":""},{"$f":"IFERROR(repcalc('Combined scenario - input'!$CV126:$GH126,'Combined scenario - input'!$G126,'Combined scenario - input'!$E126,'Combined scenario - input'!$F126,20,TRUE,TRUE),\"\")","v":""},"","","","","","","","","","","","","","","","","","","",{"$f":"IFERROR(IF(OR(D141=\"\",'Combined scenario - input'!$D126=\"\"),\"\",D141/'Combined scenario - input'!$D126),\"\")","v":""},{"$f":"IFERROR(IF(OR(E141=\"\",'Combined scenario - input'!$D126=\"\"),\"\",E141/'Combined scenario - input'!$D126),\"\")","v":""},{"$f":"IFERROR(IF(OR(F141=\"\",'Combined scenario - input'!$D126=\"\"),\"\",F141/'Combined scenario - input'!$D126),\"\")","v":""},{"$f":"IFERROR(IF(OR(G141=\"\",'Combined scenario - input'!$D126=\"\"),\"\",G141/'Combined scenario - input'!$D126),\"\")","v":""},{"$f":"IFERROR(IF(OR(H141=\"\",'Combined scenario - input'!$D126=\"\"),\"\",H141/'Combined scenario - input'!$D126),\"\")","v":""},{"$f":"IFERROR(IF(OR(I141=\"\",'Combined scenario - input'!$D126=\"\"),\"\",I141/'Combined scenario - input'!$D126),\"\")","v":""},{"$f":"IFERROR(IF(OR(J141=\"\",'Combined scenario - input'!$D126=\"\"),\"\",J141/'Combined scenario - input'!$D126),\"\")","v":""},{"$f":"IFERROR(IF(OR(K141=\"\",'Combined scenario - input'!$D126=\"\"),\"\",K141/'Combined scenario - input'!$D126),\"\")","v":""},{"$f":"IFERROR(IF(OR(L141=\"\",'Combined scenario - input'!$D126=\"\"),\"\",L141/'Combined scenario - input'!$D126),\"\")","v":""},{"$f":"IFERROR(IF(OR(M141=\"\",'Combined scenario - input'!$D126=\"\"),\"\",M141/'Combined scenario - input'!$D126),\"\")","v":""},{"$f":"IFERROR(IF(OR(N141=\"\",'Combined scenario - input'!$D126=\"\"),\"\",N141/'Combined scenario - input'!$D126),\"\")","v":""},{"$f":"IFERROR(IF(OR(O141=\"\",'Combined scenario - input'!$D126=\"\"),\"\",O141/'Combined scenario - input'!$D126),\"\")","v":""},{"$f":"IFERROR(IF(OR(P141=\"\",'Combined scenario - input'!$D126=\"\"),\"\",P141/'Combined scenario - input'!$D126),\"\")","v":""},{"$f":"IFERROR(IF(OR(Q141=\"\",'Combined scenario - input'!$D126=\"\"),\"\",Q141/'Combined scenario - input'!$D126),\"\")","v":""},{"$f":"IFERROR(IF(OR(R141=\"\",'Combined scenario - input'!$D126=\"\"),\"\",R141/'Combined scenario - input'!$D126),\"\")","v":""},{"$f":"IFERROR(IF(OR(S141=\"\",'Combined scenario - input'!$D126=\"\"),\"\",S141/'Combined scenario - input'!$D126),\"\")","v":""},{"$f":"IFERROR(IF(OR(T141=\"\",'Combined scenario - input'!$D126=\"\"),\"\",T141/'Combined scenario - input'!$D126),\"\")","v":""},{"$f":"IFERROR(IF(OR(U141=\"\",'Combined scenario - input'!$D126=\"\"),\"\",U141/'Combined scenario - input'!$D126),\"\")","v":""},{"$f":"IFERROR(IF(OR(V141=\"\",'Combined scenario - input'!$D126=\"\"),\"\",V141/'Combined scenario - input'!$D126),\"\")","v":""},{"$f":"IFERROR(IF(OR(W141=\"\",'Combined scenario - input'!$D126=\"\"),\"\",W141/'Combined scenario - input'!$D126),\"\")","v":""}]
[{"$f":"IFERROR('Combined scenario - input'!A127,\"\")","v":""},{"$f":"IFERROR('Combined scenario - input'!B127,\"\")","v":""},{"$f":"IFERROR('Combined scenario - input'!C127,\"\")","v":""},{"$f":"IFERROR(repcalc('Combined scenario - input'!$CV127:$GH127,'Combined scenario - input'!$G127,'Combined scenario - input'!$E127,'Combined scenario - input'!$F127,20,TRUE,TRUE),\"\")","v":""},"","","","","","","","","","","","","","","","","","","",{"$f":"IFERROR(IF(OR(D142=\"\",'Combined scenario - input'!$D127=\"\"),\"\",D142/'Combined scenario - input'!$D127),\"\")","v":""},{"$f":"IFERROR(IF(OR(E142=\"\",'Combined scenario - input'!$D127=\"\"),\"\",E142/'Combined scenario - input'!$D127),\"\")","v":""},{"$f":"IFERROR(IF(OR(F142=\"\",'Combined scenario - input'!$D127=\"\"),\"\",F142/'Combined scenario - input'!$D127),\"\")","v":""},{"$f":"IFERROR(IF(OR(G142=\"\",'Combined scenario - input'!$D127=\"\"),\"\",G142/'Combined scenario - input'!$D127),\"\")","v":""},{"$f":"IFERROR(IF(OR(H142=\"\",'Combined scenario - input'!$D127=\"\"),\"\",H142/'Combined scenario - input'!$D127),\"\")","v":""},{"$f":"IFERROR(IF(OR(I142=\"\",'Combined scenario - input'!$D127=\"\"),\"\",I142/'Combined scenario - input'!$D127),\"\")","v":""},{"$f":"IFERROR(IF(OR(J142=\"\",'Combined scenario - input'!$D127=\"\"),\"\",J142/'Combined scenario - input'!$D127),\"\")","v":""},{"$f":"IFERROR(IF(OR(K142=\"\",'Combined scenario - input'!$D127=\"\"),\"\",K142/'Combined scenario - input'!$D127),\"\")","v":""},{"$f":"IFERROR(IF(OR(L142=\"\",'Combined scenario - input'!$D127=\"\"),\"\",L142/'Combined scenario - input'!$D127),\"\")","v":""},{"$f":"IFERROR(IF(OR(M142=\"\",'Combined scenario - input'!$D127=\"\"),\"\",M142/'Combined scenario - input'!$D127),\"\")","v":""},{"$f":"IFERROR(IF(OR(N142=\"\",'Combined scenario - input'!$D127=\"\"),\"\",N142/'Combined scenario - input'!$D127),\"\")","v":""},{"$f":"IFERROR(IF(OR(O142=\"\",'Combined scenario - input'!$D127=\"\"),\"\",O142/'Combined scenario - input'!$D127),\"\")","v":""},{"$f":"IFERROR(IF(OR(P142=\"\",'Combined scenario - input'!$D127=\"\"),\"\",P142/'Combined scenario - input'!$D127),\"\")","v":""},{"$f":"IFERROR(IF(OR(Q142=\"\",'Combined scenario - input'!$D127=\"\"),\"\",Q142/'Combined scenario - input'!$D127),\"\")","v":""},{"$f":"IFERROR(IF(OR(R142=\"\",'Combined scenario - input'!$D127=\"\"),\"\",R142/'Combined scenario - input'!$D127),\"\")","v":""},{"$f":"IFERROR(IF(OR(S142=\"\",'Combined scenario - input'!$D127=\"\"),\"\",S142/'Combined scenario - input'!$D127),\"\")","v":""},{"$f":"IFERROR(IF(OR(T142=\"\",'Combined scenario - input'!$D127=\"\"),\"\",T142/'Combined scenario - input'!$D127),\"\")","v":""},{"$f":"IFERROR(IF(OR(U142=\"\",'Combined scenario - input'!$D127=\"\"),\"\",U142/'Combined scenario - input'!$D127),\"\")","v":""},{"$f":"IFERROR(IF(OR(V142=\"\",'Combined scenario - input'!$D127=\"\"),\"\",V142/'Combined scenario - input'!$D127),\"\")","v":""},{"$f":"IFERROR(IF(OR(W142=\"\",'Combined scenario - input'!$D127=\"\"),\"\",W142/'Combined scenario - input'!$D127),\"\")","v":""}]
[{"$f":"IFERROR('Combined scenario - input'!A128,\"\")","v":""},{"$f":"IFERROR('Combined scenario - input'!B128,\"\")","v":""},{"$f":"IFERROR('Combined scenario - input'!C128,\"\")","v":""},{"$f":"IFERROR(repcalc('Combined scenario - input'!$CV128:$GH128,'Combined scenario - input'!$G128,'Combined scenario - input'!$E128,'Combined scenario - input'!$F128,20,TRUE,TRUE),\"\")","v":""},"","","","","","","","","","","","","","","","","","","",{"$f":"IFERROR(IF(OR(D143=\"\",'Combined scenario - input'!$D128=\"\"),\"\",D143/'Combined scenario - input'!$D128),\"\")","v":""},{"$f":"IFERROR(IF(OR(E143=\"\",'Combined scenario - input'!$D128=\"\"),\"\",E143/'Combined scenario - input'!$D128),\"\")","v":""},{"$f":"IFERROR(IF(OR(F143=\"\",'Combined scenario - input'!$D128=\"\"),\"\",F143/'Combined scenario - input'!$D128),\"\")","v":""},{"$f":"IFERROR(IF(OR(G143=\"\",'Combined scenario - input'!$D128=\"\"),\"\",G143/'Combined scenario - input'!$D128),\"\")","v":""},{"$f":"IFERROR(IF(OR(H143=\"\",'Combined scenario - input'!$D128=\"\"),\"\",H143/'Combined scenario - input'!$D128),\"\")","v":""},{"$f":"IFERROR(IF(OR(I143=\"\",'Combined scenario - input'!$D128=\"\"),\"\",I143/'Combined scenario - input'!$D128),\"\")","v":""},{"$f":"IFERROR(IF(OR(J143=\"\",'Combined scenario - input'!$D128=\"\"),\"\",J143/'Combined scenario - input'!$D128),\"\")","v":""},{"$f":"IFERROR(IF(OR(K143=\"\",'Combined scenario - input'!$D128=\"\"),\"\",K143/'Combined scenario - input'!$D128),\"\")","v":""},{"$f":"IFERROR(IF(OR(L143=\"\",'Combined scenario - input'!$D128=\"\"),\"\",L143/'Combined scenario - input'!$D128),\"\")","v":""},{"$f":"IFERROR(IF(OR(M143=\"\",'Combined scenario - input'!$D128=\"\"),\"\",M143/'Combined scenario - input'!$D128),\"\")","v":""},{"$f":"IFERROR(IF(OR(N143=\"\",'Combined scenario - input'!$D128=\"\"),\"\",N143/'Combined scenario - input'!$D128),\"\")","v":""},{"$f":"IFERROR(IF(OR(O143=\"\",'Combined scenario - input'!$D128=\"\"),\"\",O143/'Combined scenario - input'!$D128),\"\")","v":""},{"$f":"IFERROR(IF(OR(P143=\"\",'Combined scenario - input'!$D128=\"\"),\"\",P143/'Combined scenario - input'!$D128),\"\")","v":""},{"$f":"IFERROR(IF(OR(Q143=\"\",'Combined scenario - input'!$D128=\"\"),\"\",Q143/'Combined scenario - input'!$D128),\"\")","v":""},{"$f":"IFERROR(IF(OR(R143=\"\",'Combined scenario - input'!$D128=\"\"),\"\",R143/'Combined scenario - input'!$D128),\"\")","v":""},{"$f":"IFERROR(IF(OR(S143=\"\",'Combined scenario - input'!$D128=\"\"),\"\",S143/'Combined scenario - input'!$D128),\"\")","v":""},{"$f":"IFERROR(IF(OR(T143=\"\",'Combined scenario - input'!$D128=\"\"),\"\",T143/'Combined scenario - input'!$D128),\"\")","v":""},{"$f":"IFERROR(IF(OR(U143=\"\",'Combined scenario - input'!$D128=\"\"),\"\",U143/'Combined scenario - input'!$D128),\"\")","v":""},{"$f":"IFERROR(IF(OR(V143=\"\",'Combined scenario - input'!$D128=\"\"),\"\",V143/'Combined scenario - input'!$D128),\"\")","v":""},{"$f":"IFERROR(IF(OR(W143=\"\",'Combined scenario - input'!$D128=\"\"),\"\",W143/'Combined scenario - input'!$D128),\"\")","v":""}]
[{"$f":"IFERROR('Combined scenario - input'!A129,\"\")","v":""},{"$f":"IFERROR('Combined scenario - input'!B129,\"\")","v":""},{"$f":"IFERROR('Combined scenario - input'!C129,\"\")","v":""},{"$f":"IFERROR(repcalc('Combined scenario - input'!$CV129:$GH129,'Combined scenario - input'!$G129,'Combined scenario - input'!$E129,'Combined scenario - input'!$F129,20,TRUE,TRUE),\"\")","v":""},"","","","","","","","","","","","","","","","","","","",{"$f":"IFERROR(IF(OR(D144=\"\",'Combined scenario - input'!$D129=\"\"),\"\",D144/'Combined scenario - input'!$D129),\"\")","v":""},{"$f":"IFERROR(IF(OR(E144=\"\",'Combined scenario - input'!$D129=\"\"),\"\",E144/'Combined scenario - input'!$D129),\"\")","v":""},{"$f":"IFERROR(IF(OR(F144=\"\",'Combined scenario - input'!$D129=\"\"),\"\",F144/'Combined scenario - input'!$D129),\"\")","v":""},{"$f":"IFERROR(IF(OR(G144=\"\",'Combined scenario - input'!$D129=\"\"),\"\",G144/'Combined scenario - input'!$D129),\"\")","v":""},{"$f":"IFERROR(IF(OR(H144=\"\",'Combined scenario - input'!$D129=\"\"),\"\",H144/'Combined scenario - input'!$D129),\"\")","v":""},{"$f":"IFERROR(IF(OR(I144=\"\",'Combined scenario - input'!$D129=\"\"),\"\",I144/'Combined scenario - input'!$D129),\"\")","v":""},{"$f":"IFERROR(IF(OR(J144=\"\",'Combined scenario - input'!$D129=\"\"),\"\",J144/'Combined scenario - input'!$D129),\"\")","v":""},{"$f":"IFERROR(IF(OR(K144=\"\",'Combined scenario - input'!$D129=\"\"),\"\",K144/'Combined scenario - input'!$D129),\"\")","v":""},{"$f":"IFERROR(IF(OR(L144=\"\",'Combined scenario - input'!$D129=\"\"),\"\",L144/'Combined scenario - input'!$D129),\"\")","v":""},{"$f":"IFERROR(IF(OR(M144=\"\",'Combined scenario - input'!$D129=\"\"),\"\",M144/'Combined scenario - input'!$D129),\"\")","v":""},{"$f":"IFERROR(IF(OR(N144=\"\",'Combined scenario - input'!$D129=\"\"),\"\",N144/'Combined scenario - input'!$D129),\"\")","v":""},{"$f":"IFERROR(IF(OR(O144=\"\",'Combined scenario - input'!$D129=\"\"),\"\",O144/'Combined scenario - input'!$D129),\"\")","v":""},{"$f":"IFERROR(IF(OR(P144=\"\",'Combined scenario - input'!$D129=\"\"),\"\",P144/'Combined scenario - input'!$D129),\"\")","v":""},{"$f":"IFERROR(IF(OR(Q144=\"\",'Combined scenario - input'!$D129=\"\"),\"\",Q144/'Combined scenario - input'!$D129),\"\")","v":""},{"$f":"IFERROR(IF(OR(R144=\"\",'Combined scenario - input'!$D129=\"\"),\"\",R144/'Combined scenario - input'!$D129),\"\")","v":""},{"$f":"IFERROR(IF(OR(S144=\"\",'Combined scenario - input'!$D129=\"\"),\"\",S144/'Combined scenario - input'!$D129),\"\")","v":""},{"$f":"IFERROR(IF(OR(T144=\"\",'Combined scenario - input'!$D129=\"\"),\"\",T144/'Combined scenario - input'!$D129),\"\")","v":""},{"$f":"IFERROR(IF(OR(U144=\"\",'Combined scenario - input'!$D129=\"\"),\"\",U144/'Combined scenario - input'!$D129),\"\")","v":""},{"$f":"IFERROR(IF(OR(V144=\"\",'Combined scenario - input'!$D129=\"\"),\"\",V144/'Combined scenario - input'!$D129),\"\")","v":""},{"$f":"IFERROR(IF(OR(W144=\"\",'Combined scenario - input'!$D129=\"\"),\"\",W144/'Combined scenario - input'!$D129),\"\")","v":""}]
[{"$f":"IFERROR('Combined scenario - input'!A130,\"\")","v":""},{"$f":"IFERROR('Combined scenario - input'!B130,\"\")","v":""},{"$f":"IFERROR('Combined scenario - input'!C130,\"\")","v":""},{"$f":"IFERROR(repcalc('Combined scenario - input'!$CV130:$GH130,'Combined scenario - input'!$G130,'Combined scenario - input'!$E130,'Combined scenario - input'!$F130,20,TRUE,TRUE),\"\")","v":""},"","","","","","","","","","","","","","","","","","","",{"$f":"IFERROR(IF(OR(D145=\"\",'Combined scenario - input'!$D130=\"\"),\"\",D145/'Combined scenario - input'!$D130),\"\")","v":""},{"$f":"IFERROR(IF(OR(E145=\"\",'Combined scenario - input'!$D130=\"\"),\"\",E145/'Combined scenario - input'!$D130),\"\")","v":""},{"$f":"IFERROR(IF(OR(F145=\"\",'Combined scenario - input'!$D130=\"\"),\"\",F145/'Combined scenario - input'!$D130),\"\")","v":""},{"$f":"IFERROR(IF(OR(G145=\"\",'Combined scenario - input'!$D130=\"\"),\"\",G145/'Combined scenario - input'!$D130),\"\")","v":""},{"$f":"IFERROR(IF(OR(H145=\"\",'Combined scenario - input'!$D130=\"\"),\"\",H145/'Combined scenario - input'!$D130),\"\")","v":""},{"$f":"IFERROR(IF(OR(I145=\"\",'Combined scenario - input'!$D130=\"\"),\"\",I145/'Combined scenario - input'!$D130),\"\")","v":""},{"$f":"IFERROR(IF(OR(J145=\"\",'Combined scenario - input'!$D130=\"\"),\"\",J145/'Combined scenario - input'!$D130),\"\")","v":""},{"$f":"IFERROR(IF(OR(K145=\"\",'Combined scenario - input'!$D130=\"\"),\"\",K145/'Combined scenario - input'!$D130),\"\")","v":""},{"$f":"IFERROR(IF(OR(L145=\"\",'Combined scenario - input'!$D130=\"\"),\"\",L145/'Combined scenario - input'!$D130),\"\")","v":""},{"$f":"IFERROR(IF(OR(M145=\"\",'Combined scenario - input'!$D130=\"\"),\"\",M145/'Combined scenario - input'!$D130),\"\")","v":""},{"$f":"IFERROR(IF(OR(N145=\"\",'Combined scenario - input'!$D130=\"\"),\"\",N145/'Combined scenario - input'!$D130),\"\")","v":""},{"$f":"IFERROR(IF(OR(O145=\"\",'Combined scenario - input'!$D130=\"\"),\"\",O145/'Combined scenario - input'!$D130),\"\")","v":""},{"$f":"IFERROR(IF(OR(P145=\"\",'Combined scenario - input'!$D130=\"\"),\"\",P145/'Combined scenario - input'!$D130),\"\")","v":""},{"$f":"IFERROR(IF(OR(Q145=\"\",'Combined scenario - input'!$D130=\"\"),\"\",Q145/'Combined scenario - input'!$D130),\"\")","v":""},{"$f":"IFERROR(IF(OR(R145=\"\",'Combined scenario - input'!$D130=\"\"),\"\",R145/'Combined scenario - input'!$D130),\"\")","v":""},{"$f":"IFERROR(IF(OR(S145=\"\",'Combined scenario - input'!$D130=\"\"),\"\",S145/'Combined scenario - input'!$D130),\"\")","v":""},{"$f":"IFERROR(IF(OR(T145=\"\",'Combined scenario - input'!$D130=\"\"),\"\",T145/'Combined scenario - input'!$D130),\"\")","v":""},{"$f":"IFERROR(IF(OR(U145=\"\",'Combined scenario - input'!$D130=\"\"),\"\",U145/'Combined scenario - input'!$D130),\"\")","v":""},{"$f":"IFERROR(IF(OR(V145=\"\",'Combined scenario - input'!$D130=\"\"),\"\",V145/'Combined scenario - input'!$D130),\"\")","v":""},{"$f":"IFERROR(IF(OR(W145=\"\",'Combined scenario - input'!$D130=\"\"),\"\",W145/'Combined scenario - input'!$D130),\"\")","v":""}]
[{"$f":"IFERROR('Combined scenario - input'!A131,\"\")","v":""},{"$f":"IFERROR('Combined scenario - input'!B131,\"\")","v":""},{"$f":"IFERROR('Combined scenario - input'!C131,\"\")","v":""},{"$f":"IFERROR(repcalc('Combined scenario - input'!$CV131:$GH131,'Combined scenario - input'!$G131,'Combined scenario - input'!$E131,'Combined scenario - input'!$F131,20,TRUE,TRUE),\"\")","v":""},"","","","","","","","","","","","","","","","","","","",{"$f":"IFERROR(IF(OR(D146=\"\",'Combined scenario - input'!$D131=\"\"),\"\",D146/'Combined scenario - input'!$D131),\"\")","v":""},{"$f":"IFERROR(IF(OR(E146=\"\",'Combined scenario - input'!$D131=\"\"),\"\",E146/'Combined scenario - input'!$D131),\"\")","v":""},{"$f":"IFERROR(IF(OR(F146=\"\",'Combined scenario - input'!$D131=\"\"),\"\",F146/'Combined scenario - input'!$D131),\"\")","v":""},{"$f":"IFERROR(IF(OR(G146=\"\",'Combined scenario - input'!$D131=\"\"),\"\",G146/'Combined scenario - input'!$D131),\"\")","v":""},{"$f":"IFERROR(IF(OR(H146=\"\",'Combined scenario - input'!$D131=\"\"),\"\",H146/'Combined scenario - input'!$D131),\"\")","v":""},{"$f":"IFERROR(IF(OR(I146=\"\",'Combined scenario - input'!$D131=\"\"),\"\",I146/'Combined scenario - input'!$D131),\"\")","v":""},{"$f":"IFERROR(IF(OR(J146=\"\",'Combined scenario - input'!$D131=\"\"),\"\",J146/'Combined scenario - input'!$D131),\"\")","v":""},{"$f":"IFERROR(IF(OR(K146=\"\",'Combined scenario - input'!$D131=\"\"),\"\",K146/'Combined scenario - input'!$D131),\"\")","v":""},{"$f":"IFERROR(IF(OR(L146=\"\",'Combined scenario - input'!$D131=\"\"),\"\",L146/'Combined scenario - input'!$D131),\"\")","v":""},{"$f":"IFERROR(IF(OR(M146=\"\",'Combined scenario - input'!$D131=\"\"),\"\",M146/'Combined scenario - input'!$D131),\"\")","v":""},{"$f":"IFERROR(IF(OR(N146=\"\",'Combined scenario - input'!$D131=\"\"),\"\",N146/'Combined scenario - input'!$D131),\"\")","v":""},{"$f":"IFERROR(IF(OR(O146=\"\",'Combined scenario - input'!$D131=\"\"),\"\",O146/'Combined scenario - input'!$D131),\"\")","v":""},{"$f":"IFERROR(IF(OR(P146=\"\",'Combined scenario - input'!$D131=\"\"),\"\",P146/'Combined scenario - input'!$D131),\"\")","v":""},{"$f":"IFERROR(IF(OR(Q146=\"\",'Combined scenario - input'!$D131=\"\"),\"\",Q146/'Combined scenario - input'!$D131),\"\")","v":""},{"$f":"IFERROR(IF(OR(R146=\"\",'Combined scenario - input'!$D131=\"\"),\"\",R146/'Combined scenario - input'!$D131),\"\")","v":""},{"$f":"IFERROR(IF(OR(S146=\"\",'Combined scenario - input'!$D131=\"\"),\"\",S146/'Combined scenario - input'!$D131),\"\")","v":""},{"$f":"IFERROR(IF(OR(T146=\"\",'Combined scenario - input'!$D131=\"\"),\"\",T146/'Combined scenario - input'!$D131),\"\")","v":""},{"$f":"IFERROR(IF(OR(U146=\"\",'Combined scenario - input'!$D131=\"\"),\"\",U146/'Combined scenario - input'!$D131),\"\")","v":""},{"$f":"IFERROR(IF(OR(V146=\"\",'Combined scenario - input'!$D131=\"\"),\"\",V146/'Combined scenario - input'!$D131),\"\")","v":""},{"$f":"IFERROR(IF(OR(W146=\"\",'Combined scenario - input'!$D131=\"\"),\"\",W146/'Combined scenario - input'!$D131),\"\")","v":""}]
[{"$f":"IFERROR('Combined scenario - input'!A132,\"\")","v":""},{"$f":"IFERROR('Combined scenario - input'!B132,\"\")","v":""},{"$f":"IFERROR('Combined scenario - input'!C132,\"\")","v":""},{"$f":"IFERROR(repcalc('Combined scenario - input'!$CV132:$GH132,'Combined scenario - input'!$G132,'Combined scenario - input'!$E132,'Combined scenario - input'!$F132,20,TRUE,TRUE),\"\")","v":""},"","","","","","","","","","","","","","","","","","","",{"$f":"IFERROR(IF(OR(D147=\"\",'Combined scenario - input'!$D132=\"\"),\"\",D147/'Combined scenario - input'!$D132),\"\")","v":""},{"$f":"IFERROR(IF(OR(E147=\"\",'Combined scenario - input'!$D132=\"\"),\"\",E147/'Combined scenario - input'!$D132),\"\")","v":""},{"$f":"IFERROR(IF(OR(F147=\"\",'Combined scenario - input'!$D132=\"\"),\"\",F147/'Combined scenario - input'!$D132),\"\")","v":""},{"$f":"IFERROR(IF(OR(G147=\"\",'Combined scenario - input'!$D132=\"\"),\"\",G147/'Combined scenario - input'!$D132),\"\")","v":""},{"$f":"IFERROR(IF(OR(H147=\"\",'Combined scenario - input'!$D132=\"\"),\"\",H147/'Combined scenario - input'!$D132),\"\")","v":""},{"$f":"IFERROR(IF(OR(I147=\"\",'Combined scenario - input'!$D132=\"\"),\"\",I147/'Combined scenario - input'!$D132),\"\")","v":""},{"$f":"IFERROR(IF(OR(J147=\"\",'Combined scenario - input'!$D132=\"\"),\"\",J147/'Combined scenario - input'!$D132),\"\")","v":""},{"$f":"IFERROR(IF(OR(K147=\"\",'Combined scenario - input'!$D132=\"\"),\"\",K147/'Combined scenario - input'!$D132),\"\")","v":""},{"$f":"IFERROR(IF(OR(L147=\"\",'Combined scenario - input'!$D132=\"\"),\"\",L147/'Combined scenario - input'!$D132),\"\")","v":""},{"$f":"IFERROR(IF(OR(M147=\"\",'Combined scenario - input'!$D132=\"\"),\"\",M147/'Combined scenario - input'!$D132),\"\")","v":""},{"$f":"IFERROR(IF(OR(N147=\"\",'Combined scenario - input'!$D132=\"\"),\"\",N147/'Combined scenario - input'!$D132),\"\")","v":""},{"$f":"IFERROR(IF(OR(O147=\"\",'Combined scenario - input'!$D132=\"\"),\"\",O147/'Combined scenario - input'!$D132),\"\")","v":""},{"$f":"IFERROR(IF(OR(P147=\"\",'Combined scenario - input'!$D132=\"\"),\"\",P147/'Combined scenario - input'!$D132),\"\")","v":""},{"$f":"IFERROR(IF(OR(Q147=\"\",'Combined scenario - input'!$D132=\"\"),\"\",Q147/'Combined scenario - input'!$D132),\"\")","v":""},{"$f":"IFERROR(IF(OR(R147=\"\",'Combined scenario - input'!$D132=\"\"),\"\",R147/'Combined scenario - input'!$D132),\"\")","v":""},{"$f":"IFERROR(IF(OR(S147=\"\",'Combined scenario - input'!$D132=\"\"),\"\",S147/'Combined scenario - input'!$D132),\"\")","v":""},{"$f":"IFERROR(IF(OR(T147=\"\",'Combined scenario - input'!$D132=\"\"),\"\",T147/'Combined scenario - input'!$D132),\"\")","v":""},{"$f":"IFERROR(IF(OR(U147=\"\",'Combined scenario - input'!$D132=\"\"),\"\",U147/'Combined scenario - input'!$D132),\"\")","v":""},{"$f":"IFERROR(IF(OR(V147=\"\",'Combined scenario - input'!$D132=\"\"),\"\",V147/'Combined scenario - input'!$D132),\"\")","v":""},{"$f":"IFERROR(IF(OR(W147=\"\",'Combined scenario - input'!$D132=\"\"),\"\",W147/'Combined scenario - input'!$D132),\"\")","v":""}]
[{"$f":"IFERROR('Combined scenario - input'!A133,\"\")","v":""},{"$f":"IFERROR('Combined scenario - input'!B133,\"\")","v":""},{"$f":"IFERROR('Combined scenario - input'!C133,\"\")","v":""},{"$f":"IFERROR(repcalc('Combined scenario - input'!$CV133:$GH133,'Combined scenario - input'!$G133,'Combined scenario - input'!$E133,'Combined scenario - input'!$F133,20,TRUE,TRUE),\"\")","v":""},"","","","","","","","","","","","","","","","","","","",{"$f":"IFERROR(IF(OR(D148=\"\",'Combined scenario - input'!$D133=\"\"),\"\",D148/'Combined scenario - input'!$D133),\"\")","v":""},{"$f":"IFERROR(IF(OR(E148=\"\",'Combined scenario - input'!$D133=\"\"),\"\",E148/'Combined scenario - input'!$D133),\"\")","v":""},{"$f":"IFERROR(IF(OR(F148=\"\",'Combined scenario - input'!$D133=\"\"),\"\",F148/'Combined scenario - input'!$D133),\"\")","v":""},{"$f":"IFERROR(IF(OR(G148=\"\",'Combined scenario - input'!$D133=\"\"),\"\",G148/'Combined scenario - input'!$D133),\"\")","v":""},{"$f":"IFERROR(IF(OR(H148=\"\",'Combined scenario - input'!$D133=\"\"),\"\",H148/'Combined scenario - input'!$D133),\"\")","v":""},{"$f":"IFERROR(IF(OR(I148=\"\",'Combined scenario - input'!$D133=\"\"),\"\",I148/'Combined scenario - input'!$D133),\"\")","v":""},{"$f":"IFERROR(IF(OR(J148=\"\",'Combined scenario - input'!$D133=\"\"),\"\",J148/'Combined scenario - input'!$D133),\"\")","v":""},{"$f":"IFERROR(IF(OR(K148=\"\",'Combined scenario - input'!$D133=\"\"),\"\",K148/'Combined scenario - input'!$D133),\"\")","v":""},{"$f":"IFERROR(IF(OR(L148=\"\",'Combined scenario - input'!$D133=\"\"),\"\",L148/'Combined scenario - input'!$D133),\"\")","v":""},{"$f":"IFERROR(IF(OR(M148=\"\",'Combined scenario - input'!$D133=\"\"),\"\",M148/'Combined scenario - input'!$D133),\"\")","v":""},{"$f":"IFERROR(IF(OR(N148=\"\",'Combined scenario - input'!$D133=\"\"),\"\",N148/'Combined scenario - input'!$D133),\"\")","v":""},{"$f":"IFERROR(IF(OR(O148=\"\",'Combined scenario - input'!$D133=\"\"),\"\",O148/'Combined scenario - input'!$D133),\"\")","v":""},{"$f":"IFERROR(IF(OR(P148=\"\",'Combined scenario - input'!$D133=\"\"),\"\",P148/'Combined scenario - input'!$D133),\"\")","v":""},{"$f":"IFERROR(IF(OR(Q148=\"\",'Combined scenario - input'!$D133=\"\"),\"\",Q148/'Combined scenario - input'!$D133),\"\")","v":""},{"$f":"IFERROR(IF(OR(R148=\"\",'Combined scenario - input'!$D133=\"\"),\"\",R148/'Combined scenario - input'!$D133),\"\")","v":""},{"$f":"IFERROR(IF(OR(S148=\"\",'Combined scenario - input'!$D133=\"\"),\"\",S148/'Combined scenario - input'!$D133),\"\")","v":""},{"$f":"IFERROR(IF(OR(T148=\"\",'Combined scenario - input'!$D133=\"\"),\"\",T148/'Combined scenario - input'!$D133),\"\")","v":""},{"$f":"IFERROR(IF(OR(U148=\"\",'Combined scenario - input'!$D133=\"\"),\"\",U148/'Combined scenario - input'!$D133),\"\")","v":""},{"$f":"IFERROR(IF(OR(V148=\"\",'Combined scenario - input'!$D133=\"\"),\"\",V148/'Combined scenario - input'!$D133),\"\")","v":""},{"$f":"IFERROR(IF(OR(W148=\"\",'Combined scenario - input'!$D133=\"\"),\"\",W148/'Combined scenario - input'!$D133),\"\")","v":""}]
[{"$f":"IFERROR('Combined scenario - input'!A134,\"\")","v":""},{"$f":"IFERROR('Combined scenario - input'!B134,\"\")","v":""},{"$f":"IFERROR('Combined scenario - input'!C134,\"\")","v":""},{"$f":"IFERROR(repcalc('Combined scenario - input'!$CV134:$GH134,'Combined scenario - input'!$G134,'Combined scenario - input'!$E134,'Combined scenario - input'!$F134,20,TRUE,TRUE),\"\")","v":""},"","","","","","","","","","","","","","","","","","","",{"$f":"IFERROR(IF(OR(D149=\"\",'Combined scenario - input'!$D134=\"\"),\"\",D149/'Combined scenario - input'!$D134),\"\")","v":""},{"$f":"IFERROR(IF(OR(E149=\"\",'Combined scenario - input'!$D134=\"\"),\"\",E149/'Combined scenario - input'!$D134),\"\")","v":""},{"$f":"IFERROR(IF(OR(F149=\"\",'Combined scenario - input'!$D134=\"\"),\"\",F149/'Combined scenario - input'!$D134),\"\")","v":""},{"$f":"IFERROR(IF(OR(G149=\"\",'Combined scenario - input'!$D134=\"\"),\"\",G149/'Combined scenario - input'!$D134),\"\")","v":""},{"$f":"IFERROR(IF(OR(H149=\"\",'Combined scenario - input'!$D134=\"\"),\"\",H149/'Combined scenario - input'!$D134),\"\")","v":""},{"$f":"IFERROR(IF(OR(I149=\"\",'Combined scenario - input'!$D134=\"\"),\"\",I149/'Combined scenario - input'!$D134),\"\")","v":""},{"$f":"IFERROR(IF(OR(J149=\"\",'Combined scenario - input'!$D134=\"\"),\"\",J149/'Combined scenario - input'!$D134),\"\")","v":""},{"$f":"IFERROR(IF(OR(K149=\"\",'Combined scenario - input'!$D134=\"\"),\"\",K149/'Combined scenario - input'!$D134),\"\")","v":""},{"$f":"IFERROR(IF(OR(L149=\"\",'Combined scenario - input'!$D134=\"\"),\"\",L149/'Combined scenario - input'!$D134),\"\")","v":""},{"$f":"IFERROR(IF(OR(M149=\"\",'Combined scenario - input'!$D134=\"\"),\"\",M149/'Combined scenario - input'!$D134),\"\")","v":""},{"$f":"IFERROR(IF(OR(N149=\"\",'Combined scenario - input'!$D134=\"\"),\"\",N149/'Combined scenario - input'!$D134),\"\")","v":""},{"$f":"IFERROR(IF(OR(O149=\"\",'Combined scenario - input'!$D134=\"\"),\"\",O149/'Combined scenario - input'!$D134),\"\")","v":""},{"$f":"IFERROR(IF(OR(P149=\"\",'Combined scenario - input'!$D134=\"\"),\"\",P149/'Combined scenario - input'!$D134),\"\")","v":""},{"$f":"IFERROR(IF(OR(Q149=\"\",'Combined scenario - input'!$D134=\"\"),\"\",Q149/'Combined scenario - input'!$D134),\"\")","v":""},{"$f":"IFERROR(IF(OR(R149=\"\",'Combined scenario - input'!$D134=\"\"),\"\",R149/'Combined scenario - input'!$D134),\"\")","v":""},{"$f":"IFERROR(IF(OR(S149=\"\",'Combined scenario - input'!$D134=\"\"),\"\",S149/'Combined scenario - input'!$D134),\"\")","v":""},{"$f":"IFERROR(IF(OR(T149=\"\",'Combined scenario - input'!$D134=\"\"),\"\",T149/'Combined scenario - input'!$D134),\"\")","v":""},{"$f":"IFERROR(IF(OR(U149=\"\",'Combined scenario - input'!$D134=\"\"),\"\",U149/'Combined scenario - input'!$D134),\"\")","v":""},{"$f":"IFERROR(IF(OR(V149=\"\",'Combined scenario - input'!$D134=\"\"),\"\",V149/'Combined scenario - input'!$D134),\"\")","v":""},{"$f":"IFERROR(IF(OR(W149=\"\",'Combined scenario - input'!$D134=\"\"),\"\",W149/'Combined scenario - input'!$D134),\"\")","v":""}]
[{"$f":"IFERROR('Combined scenario - input'!A135,\"\")","v":""},{"$f":"IFERROR('Combined scenario - input'!B135,\"\")","v":""},{"$f":"IFERROR('Combined scenario - input'!C135,\"\")","v":""},{"$f":"IFERROR(repcalc('Combined scenario - input'!$CV135:$GH135,'Combined scenario - input'!$G135,'Combined scenario - input'!$E135,'Combined scenario - input'!$F135,20,TRUE,TRUE),\"\")","v":""},"","","","","","","","","","","","","","","","","","","",{"$f":"IFERROR(IF(OR(D150=\"\",'Combined scenario - input'!$D135=\"\"),\"\",D150/'Combined scenario - input'!$D135),\"\")","v":""},{"$f":"IFERROR(IF(OR(E150=\"\",'Combined scenario - input'!$D135=\"\"),\"\",E150/'Combined scenario - input'!$D135),\"\")","v":""},{"$f":"IFERROR(IF(OR(F150=\"\",'Combined scenario - input'!$D135=\"\"),\"\",F150/'Combined scenario - input'!$D135),\"\")","v":""},{"$f":"IFERROR(IF(OR(G150=\"\",'Combined scenario - input'!$D135=\"\"),\"\",G150/'Combined scenario - input'!$D135),\"\")","v":""},{"$f":"IFERROR(IF(OR(H150=\"\",'Combined scenario - input'!$D135=\"\"),\"\",H150/'Combined scenario - input'!$D135),\"\")","v":""},{"$f":"IFERROR(IF(OR(I150=\"\",'Combined scenario - input'!$D135=\"\"),\"\",I150/'Combined scenario - input'!$D135),\"\")","v":""},{"$f":"IFERROR(IF(OR(J150=\"\",'Combined scenario - input'!$D135=\"\"),\"\",J150/'Combined scenario - input'!$D135),\"\")","v":""},{"$f":"IFERROR(IF(OR(K150=\"\",'Combined scenario - input'!$D135=\"\"),\"\",K150/'Combined scenario - input'!$D135),\"\")","v":""},{"$f":"IFERROR(IF(OR(L150=\"\",'Combined scenario - input'!$D135=\"\"),\"\",L150/'Combined scenario - input'!$D135),\"\")","v":""},{"$f":"IFERROR(IF(OR(M150=\"\",'Combined scenario - input'!$D135=\"\"),\"\",M150/'Combined scenario - input'!$D135),\"\")","v":""},{"$f":"IFERROR(IF(OR(N150=\"\",'Combined scenario - input'!$D135=\"\"),\"\",N150/'Combined scenario - input'!$D135),\"\")","v":""},{"$f":"IFERROR(IF(OR(O150=\"\",'Combined scenario - input'!$D135=\"\"),\"\",O150/'Combined scenario - input'!$D135),\"\")","v":""},{"$f":"IFERROR(IF(OR(P150=\"\",'Combined scenario - input'!$D135=\"\"),\"\",P150/'Combined scenario - input'!$D135),\"\")","v":""},{"$f":"IFERROR(IF(OR(Q150=\"\",'Combined scenario - input'!$D135=\"\"),\"\",Q150/'Combined scenario - input'!$D135),\"\")","v":""},{"$f":"IFERROR(IF(OR(R150=\"\",'Combined scenario - input'!$D135=\"\"),\"\",R150/'Combined scenario - input'!$D135),\"\")","v":""},{"$f":"IFERROR(IF(OR(S150=\"\",'Combined scenario - input'!$D135=\"\"),\"\",S150/'Combined scenario - input'!$D135),\"\")","v":""},{"$f":"IFERROR(IF(OR(T150=\"\",'Combined scenario - input'!$D135=\"\"),\"\",T150/'Combined scenario - input'!$D135),\"\")","v":""},{"$f":"IFERROR(IF(OR(U150=\"\",'Combined scenario - input'!$D135=\"\"),\"\",U150/'Combined scenario - input'!$D135),\"\")","v":""},{"$f":"IFERROR(IF(OR(V150=\"\",'Combined scenario - input'!$D135=\"\"),\"\",V150/'Combined scenario - input'!$D135),\"\")","v":""},{"$f":"IFERROR(IF(OR(W150=\"\",'Combined scenario - input'!$D135=\"\"),\"\",W150/'Combined scenario - input'!$D135),\"\")","v":""}]
[{"$f":"IFERROR('Combined scenario - input'!A136,\"\")","v":""},{"$f":"IFERROR('Combined scenario - input'!B136,\"\")","v":""},{"$f":"IFERROR('Combined scenario - input'!C136,\"\")","v":""},{"$f":"IFERROR(repcalc('Combined scenario - input'!$CV136:$GH136,'Combined scenario - input'!$G136,'Combined scenario - input'!$E136,'Combined scenario - input'!$F136,20,TRUE,TRUE),\"\")","v":""},"","","","","","","","","","","","","","","","","","","",{"$f":"IFERROR(IF(OR(D151=\"\",'Combined scenario - input'!$D136=\"\"),\"\",D151/'Combined scenario - input'!$D136),\"\")","v":""},{"$f":"IFERROR(IF(OR(E151=\"\",'Combined scenario - input'!$D136=\"\"),\"\",E151/'Combined scenario - input'!$D136),\"\")","v":""},{"$f":"IFERROR(IF(OR(F151=\"\",'Combined scenario - input'!$D136=\"\"),\"\",F151/'Combined scenario - input'!$D136),\"\")","v":""},{"$f":"IFERROR(IF(OR(G151=\"\",'Combined scenario - input'!$D136=\"\"),\"\",G151/'Combined scenario - input'!$D136),\"\")","v":""},{"$f":"IFERROR(IF(OR(H151=\"\",'Combined scenario - input'!$D136=\"\"),\"\",H151/'Combined scenario - input'!$D136),\"\")","v":""},{"$f":"IFERROR(IF(OR(I151=\"\",'Combined scenario - input'!$D136=\"\"),\"\",I151/'Combined scenario - input'!$D136),\"\")","v":""},{"$f":"IFERROR(IF(OR(J151=\"\",'Combined scenario - input'!$D136=\"\"),\"\",J151/'Combined scenario - input'!$D136),\"\")","v":""},{"$f":"IFERROR(IF(OR(K151=\"\",'Combined scenario - input'!$D136=\"\"),\"\",K151/'Combined scenario - input'!$D136),\"\")","v":""},{"$f":"IFERROR(IF(OR(L151=\"\",'Combined scenario - input'!$D136=\"\"),\"\",L151/'Combined scenario - input'!$D136),\"\")","v":""},{"$f":"IFERROR(IF(OR(M151=\"\",'Combined scenario - input'!$D136=\"\"),\"\",M151/'Combined scenario - input'!$D136),\"\")","v":""},{"$f":"IFERROR(IF(OR(N151=\"\",'Combined scenario - input'!$D136=\"\"),\"\",N151/'Combined scenario - input'!$D136),\"\")","v":""},{"$f":"IFERROR(IF(OR(O151=\"\",'Combined scenario - input'!$D136=\"\"),\"\",O151/'Combined scenario - input'!$D136),\"\")","v":""},{"$f":"IFERROR(IF(OR(P151=\"\",'Combined scenario - input'!$D136=\"\"),\"\",P151/'Combined scenario - input'!$D136),\"\")","v":""},{"$f":"IFERROR(IF(OR(Q151=\"\",'Combined scenario - input'!$D136=\"\"),\"\",Q151/'Combined scenario - input'!$D136),\"\")","v":""},{"$f":"IFERROR(IF(OR(R151=\"\",'Combined scenario - input'!$D136=\"\"),\"\",R151/'Combined scenario - input'!$D136),\"\")","v":""},{"$f":"IFERROR(IF(OR(S151=\"\",'Combined scenario - input'!$D136=\"\"),\"\",S151/'Combined scenario - input'!$D136),\"\")","v":""},{"$f":"IFERROR(IF(OR(T151=\"\",'Combined scenario - input'!$D136=\"\"),\"\",T151/'Combined scenario - input'!$D136),\"\")","v":""},{"$f":"IFERROR(IF(OR(U151=\"\",'Combined scenario - input'!$D136=\"\"),\"\",U151/'Combined scenario - input'!$D136),\"\")","v":""},{"$f":"IFERROR(IF(OR(V151=\"\",'Combined scenario - input'!$D136=\"\"),\"\",V151/'Combined scenario - input'!$D136),\"\")","v":""},{"$f":"IFERROR(IF(OR(W151=\"\",'Combined scenario - input'!$D136=\"\"),\"\",W151/'Combined scenario - input'!$D136),\"\")","v":""}]
[{"$f":"IFERROR('Combined scenario - input'!A137,\"\")","v":""},{"$f":"IFERROR('Combined scenario - input'!B137,\"\")","v":""},{"$f":"IFERROR('Combined scenario - input'!C137,\"\")","v":""},{"$f":"IFERROR(repcalc('Combined scenario - input'!$CV137:$GH137,'Combined scenario - input'!$G137,'Combined scenario - input'!$E137,'Combined scenario - input'!$F137,20,TRUE,TRUE),\"\")","v":""},"","","","","","","","","","","","","","","","","","","",{"$f":"IFERROR(IF(OR(D152=\"\",'Combined scenario - input'!$D137=\"\"),\"\",D152/'Combined scenario - input'!$D137),\"\")","v":""},{"$f":"IFERROR(IF(OR(E152=\"\",'Combined scenario - input'!$D137=\"\"),\"\",E152/'Combined scenario - input'!$D137),\"\")","v":""},{"$f":"IFERROR(IF(OR(F152=\"\",'Combined scenario - input'!$D137=\"\"),\"\",F152/'Combined scenario - input'!$D137),\"\")","v":""},{"$f":"IFERROR(IF(OR(G152=\"\",'Combined scenario - input'!$D137=\"\"),\"\",G152/'Combined scenario - input'!$D137),\"\")","v":""},{"$f":"IFERROR(IF(OR(H152=\"\",'Combined scenario - input'!$D137=\"\"),\"\",H152/'Combined scenario - input'!$D137),\"\")","v":""},{"$f":"IFERROR(IF(OR(I152=\"\",'Combined scenario - input'!$D137=\"\"),\"\",I152/'Combined scenario - input'!$D137),\"\")","v":""},{"$f":"IFERROR(IF(OR(J152=\"\",'Combined scenario - input'!$D137=\"\"),\"\",J152/'Combined scenario - input'!$D137),\"\")","v":""},{"$f":"IFERROR(IF(OR(K152=\"\",'Combined scenario - input'!$D137=\"\"),\"\",K152/'Combined scenario - input'!$D137),\"\")","v":""},{"$f":"IFERROR(IF(OR(L152=\"\",'Combined scenario - input'!$D137=\"\"),\"\",L152/'Combined scenario - input'!$D137),\"\")","v":""},{"$f":"IFERROR(IF(OR(M152=\"\",'Combined scenario - input'!$D137=\"\"),\"\",M152/'Combined scenario - input'!$D137),\"\")","v":""},{"$f":"IFERROR(IF(OR(N152=\"\",'Combined scenario - input'!$D137=\"\"),\"\",N152/'Combined scenario - input'!$D137),\"\")","v":""},{"$f":"IFERROR(IF(OR(O152=\"\",'Combined scenario - input'!$D137=\"\"),\"\",O152/'Combined scenario - input'!$D137),\"\")","v":""},{"$f":"IFERROR(IF(OR(P152=\"\",'Combined scenario - input'!$D137=\"\"),\"\",P152/'Combined scenario - input'!$D137),\"\")","v":""},{"$f":"IFERROR(IF(OR(Q152=\"\",'Combined scenario - input'!$D137=\"\"),\"\",Q152/'Combined scenario - input'!$D137),\"\")","v":""},{"$f":"IFERROR(IF(OR(R152=\"\",'Combined scenario - input'!$D137=\"\"),\"\",R152/'Combined scenario - input'!$D137),\"\")","v":""},{"$f":"IFERROR(IF(OR(S152=\"\",'Combined scenario - input'!$D137=\"\"),\"\",S152/'Combined scenario - input'!$D137),\"\")","v":""},{"$f":"IFERROR(IF(OR(T152=\"\",'Combined scenario - input'!$D137=\"\"),\"\",T152/'Combined scenario - input'!$D137),\"\")","v":""},{"$f":"IFERROR(IF(OR(U152=\"\",'Combined scenario - input'!$D137=\"\"),\"\",U152/'Combined scenario - input'!$D137),\"\")","v":""},{"$f":"IFERROR(IF(OR(V152=\"\",'Combined scenario - input'!$D137=\"\"),\"\",V152/'Combined scenario - input'!$D137),\"\")","v":""},{"$f":"IFERROR(IF(OR(W152=\"\",'Combined scenario - input'!$D137=\"\"),\"\",W152/'Combined scenario - input'!$D137),\"\")","v":""}]
[{"$f":"IFERROR('Combined scenario - input'!A138,\"\")","v":""},{"$f":"IFERROR('Combined scenario - input'!B138,\"\")","v":""},{"$f":"IFERROR('Combined scenario - input'!C138,\"\")","v":""},{"$f":"IFERROR(repcalc('Combined scenario - input'!$CV138:$GH138,'Combined scenario - input'!$G138,'Combined scenario - input'!$E138,'Combined scenario - input'!$F138,20,TRUE,TRUE),\"\")","v":""},"","","","","","","","","","","","","","","","","","","",{"$f":"IFERROR(IF(OR(D153=\"\",'Combined scenario - input'!$D138=\"\"),\"\",D153/'Combined scenario - input'!$D138),\"\")","v":""},{"$f":"IFERROR(IF(OR(E153=\"\",'Combined scenario - input'!$D138=\"\"),\"\",E153/'Combined scenario - input'!$D138),\"\")","v":""},{"$f":"IFERROR(IF(OR(F153=\"\",'Combined scenario - input'!$D138=\"\"),\"\",F153/'Combined scenario - input'!$D138),\"\")","v":""},{"$f":"IFERROR(IF(OR(G153=\"\",'Combined scenario - input'!$D138=\"\"),\"\",G153/'Combined scenario - input'!$D138),\"\")","v":""},{"$f":"IFERROR(IF(OR(H153=\"\",'Combined scenario - input'!$D138=\"\"),\"\",H153/'Combined scenario - input'!$D138),\"\")","v":""},{"$f":"IFERROR(IF(OR(I153=\"\",'Combined scenario - input'!$D138=\"\"),\"\",I153/'Combined scenario - input'!$D138),\"\")","v":""},{"$f":"IFERROR(IF(OR(J153=\"\",'Combined scenario - input'!$D138=\"\"),\"\",J153/'Combined scenario - input'!$D138),\"\")","v":""},{"$f":"IFERROR(IF(OR(K153=\"\",'Combined scenario - input'!$D138=\"\"),\"\",K153/'Combined scenario - input'!$D138),\"\")","v":""},{"$f":"IFERROR(IF(OR(L153=\"\",'Combined scenario - input'!$D138=\"\"),\"\",L153/'Combined scenario - input'!$D138),\"\")","v":""},{"$f":"IFERROR(IF(OR(M153=\"\",'Combined scenario - input'!$D138=\"\"),\"\",M153/'Combined scenario - input'!$D138),\"\")","v":""},{"$f":"IFERROR(IF(OR(N153=\"\",'Combined scenario - input'!$D138=\"\"),\"\",N153/'Combined scenario - input'!$D138),\"\")","v":""},{"$f":"IFERROR(IF(OR(O153=\"\",'Combined scenario - input'!$D138=\"\"),\"\",O153/'Combined scenario - input'!$D138),\"\")","v":""},{"$f":"IFERROR(IF(OR(P153=\"\",'Combined scenario - input'!$D138=\"\"),\"\",P153/'Combined scenario - input'!$D138),\"\")","v":""},{"$f":"IFERROR(IF(OR(Q153=\"\",'Combined scenario - input'!$D138=\"\"),\"\",Q153/'Combined scenario - input'!$D138),\"\")","v":""},{"$f":"IFERROR(IF(OR(R153=\"\",'Combined scenario - input'!$D138=\"\"),\"\",R153/'Combined scenario - input'!$D138),\"\")","v":""},{"$f":"IFERROR(IF(OR(S153=\"\",'Combined scenario - input'!$D138=\"\"),\"\",S153/'Combined scenario - input'!$D138),\"\")","v":""},{"$f":"IFERROR(IF(OR(T153=\"\",'Combined scenario - input'!$D138=\"\"),\"\",T153/'Combined scenario - input'!$D138),\"\")","v":""},{"$f":"IFERROR(IF(OR(U153=\"\",'Combined scenario - input'!$D138=\"\"),\"\",U153/'Combined scenario - input'!$D138),\"\")","v":""},{"$f":"IFERROR(IF(OR(V153=\"\",'Combined scenario - input'!$D138=\"\"),\"\",V153/'Combined scenario - input'!$D138),\"\")","v":""},{"$f":"IFERROR(IF(OR(W153=\"\",'Combined scenario - input'!$D138=\"\"),\"\",W153/'Combined scenario - input'!$D138),\"\")","v":""}]
[{"$f":"IFERROR('Combined scenario - input'!A139,\"\")","v":""},{"$f":"IFERROR('Combined scenario - input'!B139,\"\")","v":""},{"$f":"IFERROR('Combined scenario - input'!C139,\"\")","v":""},{"$f":"IFERROR(repcalc('Combined scenario - input'!$CV139:$GH139,'Combined scenario - input'!$G139,'Combined scenario - input'!$E139,'Combined scenario - input'!$F139,20,TRUE,TRUE),\"\")","v":""},"","","","","","","","","","","","","","","","","","","",{"$f":"IFERROR(IF(OR(D154=\"\",'Combined scenario - input'!$D139=\"\"),\"\",D154/'Combined scenario - input'!$D139),\"\")","v":""},{"$f":"IFERROR(IF(OR(E154=\"\",'Combined scenario - input'!$D139=\"\"),\"\",E154/'Combined scenario - input'!$D139),\"\")","v":""},{"$f":"IFERROR(IF(OR(F154=\"\",'Combined scenario - input'!$D139=\"\"),\"\",F154/'Combined scenario - input'!$D139),\"\")","v":""},{"$f":"IFERROR(IF(OR(G154=\"\",'Combined scenario - input'!$D139=\"\"),\"\",G154/'Combined scenario - input'!$D139),\"\")","v":""},{"$f":"IFERROR(IF(OR(H154=\"\",'Combined scenario - input'!$D139=\"\"),\"\",H154/'Combined scenario - input'!$D139),\"\")","v":""},{"$f":"IFERROR(IF(OR(I154=\"\",'Combined scenario - input'!$D139=\"\"),\"\",I154/'Combined scenario - input'!$D139),\"\")","v":""},{"$f":"IFERROR(IF(OR(J154=\"\",'Combined scenario - input'!$D139=\"\"),\"\",J154/'Combined scenario - input'!$D139),\"\")","v":""},{"$f":"IFERROR(IF(OR(K154=\"\",'Combined scenario - input'!$D139=\"\"),\"\",K154/'Combined scenario - input'!$D139),\"\")","v":""},{"$f":"IFERROR(IF(OR(L154=\"\",'Combined scenario - input'!$D139=\"\"),\"\",L154/'Combined scenario - input'!$D139),\"\")","v":""},{"$f":"IFERROR(IF(OR(M154=\"\",'Combined scenario - input'!$D139=\"\"),\"\",M154/'Combined scenario - input'!$D139),\"\")","v":""},{"$f":"IFERROR(IF(OR(N154=\"\",'Combined scenario - input'!$D139=\"\"),\"\",N154/'Combined scenario - input'!$D139),\"\")","v":""},{"$f":"IFERROR(IF(OR(O154=\"\",'Combined scenario - input'!$D139=\"\"),\"\",O154/'Combined scenario - input'!$D139),\"\")","v":""},{"$f":"IFERROR(IF(OR(P154=\"\",'Combined scenario - input'!$D139=\"\"),\"\",P154/'Combined scenario - input'!$D139),\"\")","v":""},{"$f":"IFERROR(IF(OR(Q154=\"\",'Combined scenario - input'!$D139=\"\"),\"\",Q154/'Combined scenario - input'!$D139),\"\")","v":""},{"$f":"IFERROR(IF(OR(R154=\"\",'Combined scenario - input'!$D139=\"\"),\"\",R154/'Combined scenario - input'!$D139),\"\")","v":""},{"$f":"IFERROR(IF(OR(S154=\"\",'Combined scenario - input'!$D139=\"\"),\"\",S154/'Combined scenario - input'!$D139),\"\")","v":""},{"$f":"IFERROR(IF(OR(T154=\"\",'Combined scenario - input'!$D139=\"\"),\"\",T154/'Combined scenario - input'!$D139),\"\")","v":""},{"$f":"IFERROR(IF(OR(U154=\"\",'Combined scenario - input'!$D139=\"\"),\"\",U154/'Combined scenario - input'!$D139),\"\")","v":""},{"$f":"IFERROR(IF(OR(V154=\"\",'Combined scenario - input'!$D139=\"\"),\"\",V154/'Combined scenario - input'!$D139),\"\")","v":""},{"$f":"IFERROR(IF(OR(W154=\"\",'Combined scenario - input'!$D139=\"\"),\"\",W154/'Combined scenario - input'!$D139),\"\")","v":""}]
[{"$f":"IFERROR('Combined scenario - input'!A140,\"\")","v":""},{"$f":"IFERROR('Combined scenario - input'!B140,\"\")","v":""},{"$f":"IFERROR('Combined scenario - input'!C140,\"\")","v":""},{"$f":"IFERROR(repcalc('Combined scenario - input'!$CV140:$GH140,'Combined scenario - input'!$G140,'Combined scenario - input'!$E140,'Combined scenario - input'!$F140,20,TRUE,TRUE),\"\")","v":""},"","","","","","","","","","","","","","","","","","","",{"$f":"IFERROR(IF(OR(D155=\"\",'Combined scenario - input'!$D140=\"\"),\"\",D155/'Combined scenario - input'!$D140),\"\")","v":""},{"$f":"IFERROR(IF(OR(E155=\"\",'Combined scenario - input'!$D140=\"\"),\"\",E155/'Combined scenario - input'!$D140),\"\")","v":""},{"$f":"IFERROR(IF(OR(F155=\"\",'Combined scenario - input'!$D140=\"\"),\"\",F155/'Combined scenario - input'!$D140),\"\")","v":""},{"$f":"IFERROR(IF(OR(G155=\"\",'Combined scenario - input'!$D140=\"\"),\"\",G155/'Combined scenario - input'!$D140),\"\")","v":""},{"$f":"IFERROR(IF(OR(H155=\"\",'Combined scenario - input'!$D140=\"\"),\"\",H155/'Combined scenario - input'!$D140),\"\")","v":""},{"$f":"IFERROR(IF(OR(I155=\"\",'Combined scenario - input'!$D140=\"\"),\"\",I155/'Combined scenario - input'!$D140),\"\")","v":""},{"$f":"IFERROR(IF(OR(J155=\"\",'Combined scenario - input'!$D140=\"\"),\"\",J155/'Combined scenario - input'!$D140),\"\")","v":""},{"$f":"IFERROR(IF(OR(K155=\"\",'Combined scenario - input'!$D140=\"\"),\"\",K155/'Combined scenario - input'!$D140),\"\")","v":""},{"$f":"IFERROR(IF(OR(L155=\"\",'Combined scenario - input'!$D140=\"\"),\"\",L155/'Combined scenario - input'!$D140),\"\")","v":""},{"$f":"IFERROR(IF(OR(M155=\"\",'Combined scenario - input'!$D140=\"\"),\"\",M155/'Combined scenario - input'!$D140),\"\")","v":""},{"$f":"IFERROR(IF(OR(N155=\"\",'Combined scenario - input'!$D140=\"\"),\"\",N155/'Combined scenario - input'!$D140),\"\")","v":""},{"$f":"IFERROR(IF(OR(O155=\"\",'Combined scenario - input'!$D140=\"\"),\"\",O155/'Combined scenario - input'!$D140),\"\")","v":""},{"$f":"IFERROR(IF(OR(P155=\"\",'Combined scenario - input'!$D140=\"\"),\"\",P155/'Combined scenario - input'!$D140),\"\")","v":""},{"$f":"IFERROR(IF(OR(Q155=\"\",'Combined scenario - input'!$D140=\"\"),\"\",Q155/'Combined scenario - input'!$D140),\"\")","v":""},{"$f":"IFERROR(IF(OR(R155=\"\",'Combined scenario - input'!$D140=\"\"),\"\",R155/'Combined scenario - input'!$D140),\"\")","v":""},{"$f":"IFERROR(IF(OR(S155=\"\",'Combined scenario - input'!$D140=\"\"),\"\",S155/'Combined scenario - input'!$D140),\"\")","v":""},{"$f":"IFERROR(IF(OR(T155=\"\",'Combined scenario - input'!$D140=\"\"),\"\",T155/'Combined scenario - input'!$D140),\"\")","v":""},{"$f":"IFERROR(IF(OR(U155=\"\",'Combined scenario - input'!$D140=\"\"),\"\",U155/'Combined scenario - input'!$D140),\"\")","v":""},{"$f":"IFERROR(IF(OR(V155=\"\",'Combined scenario - input'!$D140=\"\"),\"\",V155/'Combined scenario - input'!$D140),\"\")","v":""},{"$f":"IFERROR(IF(OR(W155=\"\",'Combined scenario - input'!$D140=\"\"),\"\",W155/'Combined scenario - input'!$D140),\"\")","v":""}]
[{"$f":"IFERROR('Combined scenario - input'!A141,\"\")","v":""},{"$f":"IFERROR('Combined scenario - input'!B141,\"\")","v":""},{"$f":"IFERROR('Combined scenario - input'!C141,\"\")","v":""},{"$f":"IFERROR(repcalc('Combined scenario - input'!$CV141:$GH141,'Combined scenario - input'!$G141,'Combined scenario - input'!$E141,'Combined scenario - input'!$F141,20,TRUE,TRUE),\"\")","v":""},"","","","","","","","","","","","","","","","","","","",{"$f":"IFERROR(IF(OR(D156=\"\",'Combined scenario - input'!$D141=\"\"),\"\",D156/'Combined scenario - input'!$D141),\"\")","v":""},{"$f":"IFERROR(IF(OR(E156=\"\",'Combined scenario - input'!$D141=\"\"),\"\",E156/'Combined scenario - input'!$D141),\"\")","v":""},{"$f":"IFERROR(IF(OR(F156=\"\",'Combined scenario - input'!$D141=\"\"),\"\",F156/'Combined scenario - input'!$D141),\"\")","v":""},{"$f":"IFERROR(IF(OR(G156=\"\",'Combined scenario - input'!$D141=\"\"),\"\",G156/'Combined scenario - input'!$D141),\"\")","v":""},{"$f":"IFERROR(IF(OR(H156=\"\",'Combined scenario - input'!$D141=\"\"),\"\",H156/'Combined scenario - input'!$D141),\"\")","v":""},{"$f":"IFERROR(IF(OR(I156=\"\",'Combined scenario - input'!$D141=\"\"),\"\",I156/'Combined scenario - input'!$D141),\"\")","v":""},{"$f":"IFERROR(IF(OR(J156=\"\",'Combined scenario - input'!$D141=\"\"),\"\",J156/'Combined scenario - input'!$D141),\"\")","v":""},{"$f":"IFERROR(IF(OR(K156=\"\",'Combined scenario - input'!$D141=\"\"),\"\",K156/'Combined scenario - input'!$D141),\"\")","v":""},{"$f":"IFERROR(IF(OR(L156=\"\",'Combined scenario - input'!$D141=\"\"),\"\",L156/'Combined scenario - input'!$D141),\"\")","v":""},{"$f":"IFERROR(IF(OR(M156=\"\",'Combined scenario - input'!$D141=\"\"),\"\",M156/'Combined scenario - input'!$D141),\"\")","v":""},{"$f":"IFERROR(IF(OR(N156=\"\",'Combined scenario - input'!$D141=\"\"),\"\",N156/'Combined scenario - input'!$D141),\"\")","v":""},{"$f":"IFERROR(IF(OR(O156=\"\",'Combined scenario - input'!$D141=\"\"),\"\",O156/'Combined scenario - input'!$D141),\"\")","v":""},{"$f":"IFERROR(IF(OR(P156=\"\",'Combined scenario - input'!$D141=\"\"),\"\",P156/'Combined scenario - input'!$D141),\"\")","v":""},{"$f":"IFERROR(IF(OR(Q156=\"\",'Combined scenario - input'!$D141=\"\"),\"\",Q156/'Combined scenario - input'!$D141),\"\")","v":""},{"$f":"IFERROR(IF(OR(R156=\"\",'Combined scenario - input'!$D141=\"\"),\"\",R156/'Combined scenario - input'!$D141),\"\")","v":""},{"$f":"IFERROR(IF(OR(S156=\"\",'Combined scenario - input'!$D141=\"\"),\"\",S156/'Combined scenario - input'!$D141),\"\")","v":""},{"$f":"IFERROR(IF(OR(T156=\"\",'Combined scenario - input'!$D141=\"\"),\"\",T156/'Combined scenario - input'!$D141),\"\")","v":""},{"$f":"IFERROR(IF(OR(U156=\"\",'Combined scenario - input'!$D141=\"\"),\"\",U156/'Combined scenario - input'!$D141),\"\")","v":""},{"$f":"IFERROR(IF(OR(V156=\"\",'Combined scenario - input'!$D141=\"\"),\"\",V156/'Combined scenario - input'!$D141),\"\")","v":""},{"$f":"IFERROR(IF(OR(W156=\"\",'Combined scenario - input'!$D141=\"\"),\"\",W156/'Combined scenario - input'!$D141),\"\")","v":""}]
[{"$f":"IFERROR('Combined scenario - input'!A142,\"\")","v":""},{"$f":"IFERROR('Combined scenario - input'!B142,\"\")","v":""},{"$f":"IFERROR('Combined scenario - input'!C142,\"\")","v":""},{"$f":"IFERROR(repcalc('Combined scenario - input'!$CV142:$GH142,'Combined scenario - input'!$G142,'Combined scenario - input'!$E142,'Combined scenario - input'!$F142,20,TRUE,TRUE),\"\")","v":""},"","","","","","","","","","","","","","","","","","","",{"$f":"IFERROR(IF(OR(D157=\"\",'Combined scenario - input'!$D142=\"\"),\"\",D157/'Combined scenario - input'!$D142),\"\")","v":""},{"$f":"IFERROR(IF(OR(E157=\"\",'Combined scenario - input'!$D142=\"\"),\"\",E157/'Combined scenario - input'!$D142),\"\")","v":""},{"$f":"IFERROR(IF(OR(F157=\"\",'Combined scenario - input'!$D142=\"\"),\"\",F157/'Combined scenario - input'!$D142),\"\")","v":""},{"$f":"IFERROR(IF(OR(G157=\"\",'Combined scenario - input'!$D142=\"\"),\"\",G157/'Combined scenario - input'!$D142),\"\")","v":""},{"$f":"IFERROR(IF(OR(H157=\"\",'Combined scenario - input'!$D142=\"\"),\"\",H157/'Combined scenario - input'!$D142),\"\")","v":""},{"$f":"IFERROR(IF(OR(I157=\"\",'Combined scenario - input'!$D142=\"\"),\"\",I157/'Combined scenario - input'!$D142),\"\")","v":""},{"$f":"IFERROR(IF(OR(J157=\"\",'Combined scenario - input'!$D142=\"\"),\"\",J157/'Combined scenario - input'!$D142),\"\")","v":""},{"$f":"IFERROR(IF(OR(K157=\"\",'Combined scenario - input'!$D142=\"\"),\"\",K157/'Combined scenario - input'!$D142),\"\")","v":""},{"$f":"IFERROR(IF(OR(L157=\"\",'Combined scenario - input'!$D142=\"\"),\"\",L157/'Combined scenario - input'!$D142),\"\")","v":""},{"$f":"IFERROR(IF(OR(M157=\"\",'Combined scenario - input'!$D142=\"\"),\"\",M157/'Combined scenario - input'!$D142),\"\")","v":""},{"$f":"IFERROR(IF(OR(N157=\"\",'Combined scenario - input'!$D142=\"\"),\"\",N157/'Combined scenario - input'!$D142),\"\")","v":""},{"$f":"IFERROR(IF(OR(O157=\"\",'Combined scenario - input'!$D142=\"\"),\"\",O157/'Combined scenario - input'!$D142),\"\")","v":""},{"$f":"IFERROR(IF(OR(P157=\"\",'Combined scenario - input'!$D142=\"\"),\"\",P157/'Combined scenario - input'!$D142),\"\")","v":""},{"$f":"IFERROR(IF(OR(Q157=\"\",'Combined scenario - input'!$D142=\"\"),\"\",Q157/'Combined scenario - input'!$D142),\"\")","v":""},{"$f":"IFERROR(IF(OR(R157=\"\",'Combined scenario - input'!$D142=\"\"),\"\",R157/'Combined scenario - input'!$D142),\"\")","v":""},{"$f":"IFERROR(IF(OR(S157=\"\",'Combined scenario - input'!$D142=\"\"),\"\",S157/'Combined scenario - input'!$D142),\"\")","v":""},{"$f":"IFERROR(IF(OR(T157=\"\",'Combined scenario - input'!$D142=\"\"),\"\",T157/'Combined scenario - input'!$D142),\"\")","v":""},{"$f":"IFERROR(IF(OR(U157=\"\",'Combined scenario - input'!$D142=\"\"),\"\",U157/'Combined scenario - input'!$D142),\"\")","v":""},{"$f":"IFERROR(IF(OR(V157=\"\",'Combined scenario - input'!$D142=\"\"),\"\",V157/'Combined scenario - input'!$D142),\"\")","v":""},{"$f":"IFERROR(IF(OR(W157=\"\",'Combined scenario - input'!$D142=\"\"),\"\",W157/'Combined scenario - input'!$D142),\"\")","v":""}]
[{"$f":"IFERROR('Combined scenario - input'!A143,\"\")","v":""},{"$f":"IFERROR('Combined scenario - input'!B143,\"\")","v":""},{"$f":"IFERROR('Combined scenario - input'!C143,\"\")","v":""},{"$f":"IFERROR(repcalc('Combined scenario - input'!$CV143:$GH143,'Combined scenario - input'!$G143,'Combined scenario - input'!$E143,'Combined scenario - input'!$F143,20,TRUE,TRUE),\"\")","v":""},"","","","","","","","","","","","","","","","","","","",{"$f":"IFERROR(IF(OR(D158=\"\",'Combined scenario - input'!$D143=\"\"),\"\",D158/'Combined scenario - input'!$D143),\"\")","v":""},{"$f":"IFERROR(IF(OR(E158=\"\",'Combined scenario - input'!$D143=\"\"),\"\",E158/'Combined scenario - input'!$D143),\"\")","v":""},{"$f":"IFERROR(IF(OR(F158=\"\",'Combined scenario - input'!$D143=\"\"),\"\",F158/'Combined scenario - input'!$D143),\"\")","v":""},{"$f":"IFERROR(IF(OR(G158=\"\",'Combined scenario - input'!$D143=\"\"),\"\",G158/'Combined scenario - input'!$D143),\"\")","v":""},{"$f":"IFERROR(IF(OR(H158=\"\",'Combined scenario - input'!$D143=\"\"),\"\",H158/'Combined scenario - input'!$D143),\"\")","v":""},{"$f":"IFERROR(IF(OR(I158=\"\",'Combined scenario - input'!$D143=\"\"),\"\",I158/'Combined scenario - input'!$D143),\"\")","v":""},{"$f":"IFERROR(IF(OR(J158=\"\",'Combined scenario - input'!$D143=\"\"),\"\",J158/'Combined scenario - input'!$D143),\"\")","v":""},{"$f":"IFERROR(IF(OR(K158=\"\",'Combined scenario - input'!$D143=\"\"),\"\",K158/'Combined scenario - input'!$D143),\"\")","v":""},{"$f":"IFERROR(IF(OR(L158=\"\",'Combined scenario - input'!$D143=\"\"),\"\",L158/'Combined scenario - input'!$D143),\"\")","v":""},{"$f":"IFERROR(IF(OR(M158=\"\",'Combined scenario - input'!$D143=\"\"),\"\",M158/'Combined scenario - input'!$D143),\"\")","v":""},{"$f":"IFERROR(IF(OR(N158=\"\",'Combined scenario - input'!$D143=\"\"),\"\",N158/'Combined scenario - input'!$D143),\"\")","v":""},{"$f":"IFERROR(IF(OR(O158=\"\",'Combined scenario - input'!$D143=\"\"),\"\",O158/'Combined scenario - input'!$D143),\"\")","v":""},{"$f":"IFERROR(IF(OR(P158=\"\",'Combined scenario - input'!$D143=\"\"),\"\",P158/'Combined scenario - input'!$D143),\"\")","v":""},{"$f":"IFERROR(IF(OR(Q158=\"\",'Combined scenario - input'!$D143=\"\"),\"\",Q158/'Combined scenario - input'!$D143),\"\")","v":""},{"$f":"IFERROR(IF(OR(R158=\"\",'Combined scenario - input'!$D143=\"\"),\"\",R158/'Combined scenario - input'!$D143),\"\")","v":""},{"$f":"IFERROR(IF(OR(S158=\"\",'Combined scenario - input'!$D143=\"\"),\"\",S158/'Combined scenario - input'!$D143),\"\")","v":""},{"$f":"IFERROR(IF(OR(T158=\"\",'Combined scenario - input'!$D143=\"\"),\"\",T158/'Combined scenario - input'!$D143),\"\")","v":""},{"$f":"IFERROR(IF(OR(U158=\"\",'Combined scenario - input'!$D143=\"\"),\"\",U158/'Combined scenario - input'!$D143),\"\")","v":""},{"$f":"IFERROR(IF(OR(V158=\"\",'Combined scenario - input'!$D143=\"\"),\"\",V158/'Combined scenario - input'!$D143),\"\")","v":""},{"$f":"IFERROR(IF(OR(W158=\"\",'Combined scenario - input'!$D143=\"\"),\"\",W158/'Combined scenario - input'!$D143),\"\")","v":""}]
[{"$f":"IFERROR('Combined scenario - input'!A144,\"\")","v":""},{"$f":"IFERROR('Combined scenario - input'!B144,\"\")","v":""},{"$f":"IFERROR('Combined scenario - input'!C144,\"\")","v":""},{"$f":"IFERROR(repcalc('Combined scenario - input'!$CV144:$GH144,'Combined scenario - input'!$G144,'Combined scenario - input'!$E144,'Combined scenario - input'!$F144,20,TRUE,TRUE),\"\")","v":""},"","","","","","","","","","","","","","","","","","","",{"$f":"IFERROR(IF(OR(D159=\"\",'Combined scenario - input'!$D144=\"\"),\"\",D159/'Combined scenario - input'!$D144),\"\")","v":""},{"$f":"IFERROR(IF(OR(E159=\"\",'Combined scenario - input'!$D144=\"\"),\"\",E159/'Combined scenario - input'!$D144),\"\")","v":""},{"$f":"IFERROR(IF(OR(F159=\"\",'Combined scenario - input'!$D144=\"\"),\"\",F159/'Combined scenario - input'!$D144),\"\")","v":""},{"$f":"IFERROR(IF(OR(G159=\"\",'Combined scenario - input'!$D144=\"\"),\"\",G159/'Combined scenario - input'!$D144),\"\")","v":""},{"$f":"IFERROR(IF(OR(H159=\"\",'Combined scenario - input'!$D144=\"\"),\"\",H159/'Combined scenario - input'!$D144),\"\")","v":""},{"$f":"IFERROR(IF(OR(I159=\"\",'Combined scenario - input'!$D144=\"\"),\"\",I159/'Combined scenario - input'!$D144),\"\")","v":""},{"$f":"IFERROR(IF(OR(J159=\"\",'Combined scenario - input'!$D144=\"\"),\"\",J159/'Combined scenario - input'!$D144),\"\")","v":""},{"$f":"IFERROR(IF(OR(K159=\"\",'Combined scenario - input'!$D144=\"\"),\"\",K159/'Combined scenario - input'!$D144),\"\")","v":""},{"$f":"IFERROR(IF(OR(L159=\"\",'Combined scenario - input'!$D144=\"\"),\"\",L159/'Combined scenario - input'!$D144),\"\")","v":""},{"$f":"IFERROR(IF(OR(M159=\"\",'Combined scenario - input'!$D144=\"\"),\"\",M159/'Combined scenario - input'!$D144),\"\")","v":""},{"$f":"IFERROR(IF(OR(N159=\"\",'Combined scenario - input'!$D144=\"\"),\"\",N159/'Combined scenario - input'!$D144),\"\")","v":""},{"$f":"IFERROR(IF(OR(O159=\"\",'Combined scenario - input'!$D144=\"\"),\"\",O159/'Combined scenario - input'!$D144),\"\")","v":""},{"$f":"IFERROR(IF(OR(P159=\"\",'Combined scenario - input'!$D144=\"\"),\"\",P159/'Combined scenario - input'!$D144),\"\")","v":""},{"$f":"IFERROR(IF(OR(Q159=\"\",'Combined scenario - input'!$D144=\"\"),\"\",Q159/'Combined scenario - input'!$D144),\"\")","v":""},{"$f":"IFERROR(IF(OR(R159=\"\",'Combined scenario - input'!$D144=\"\"),\"\",R159/'Combined scenario - input'!$D144),\"\")","v":""},{"$f":"IFERROR(IF(OR(S159=\"\",'Combined scenario - input'!$D144=\"\"),\"\",S159/'Combined scenario - input'!$D144),\"\")","v":""},{"$f":"IFERROR(IF(OR(T159=\"\",'Combined scenario - input'!$D144=\"\"),\"\",T159/'Combined scenario - input'!$D144),\"\")","v":""},{"$f":"IFERROR(IF(OR(U159=\"\",'Combined scenario - input'!$D144=\"\"),\"\",U159/'Combined scenario - input'!$D144),\"\")","v":""},{"$f":"IFERROR(IF(OR(V159=\"\",'Combined scenario - input'!$D144=\"\"),\"\",V159/'Combined scenario - input'!$D144),\"\")","v":""},{"$f":"IFERROR(IF(OR(W159=\"\",'Combined scenario - input'!$D144=\"\"),\"\",W159/'Combined scenario - input'!$D144),\"\")","v":""}]
[{"$f":"IFERROR('Combined scenario - input'!A145,\"\")","v":""},{"$f":"IFERROR('Combined scenario - input'!B145,\"\")","v":""},{"$f":"IFERROR('Combined scenario - input'!C145,\"\")","v":""},{"$f":"IFERROR(repcalc('Combined scenario - input'!$CV145:$GH145,'Combined scenario - input'!$G145,'Combined scenario - input'!$E145,'Combined scenario - input'!$F145,20,TRUE,TRUE),\"\")","v":""},"","","","","","","","","","","","","","","","","","","",{"$f":"IFERROR(IF(OR(D160=\"\",'Combined scenario - input'!$D145=\"\"),\"\",D160/'Combined scenario - input'!$D145),\"\")","v":""},{"$f":"IFERROR(IF(OR(E160=\"\",'Combined scenario - input'!$D145=\"\"),\"\",E160/'Combined scenario - input'!$D145),\"\")","v":""},{"$f":"IFERROR(IF(OR(F160=\"\",'Combined scenario - input'!$D145=\"\"),\"\",F160/'Combined scenario - input'!$D145),\"\")","v":""},{"$f":"IFERROR(IF(OR(G160=\"\",'Combined scenario - input'!$D145=\"\"),\"\",G160/'Combined scenario - input'!$D145),\"\")","v":""},{"$f":"IFERROR(IF(OR(H160=\"\",'Combined scenario - input'!$D145=\"\"),\"\",H160/'Combined scenario - input'!$D145),\"\")","v":""},{"$f":"IFERROR(IF(OR(I160=\"\",'Combined scenario - input'!$D145=\"\"),\"\",I160/'Combined scenario - input'!$D145),\"\")","v":""},{"$f":"IFERROR(IF(OR(J160=\"\",'Combined scenario - input'!$D145=\"\"),\"\",J160/'Combined scenario - input'!$D145),\"\")","v":""},{"$f":"IFERROR(IF(OR(K160=\"\",'Combined scenario - input'!$D145=\"\"),\"\",K160/'Combined scenario - input'!$D145),\"\")","v":""},{"$f":"IFERROR(IF(OR(L160=\"\",'Combined scenario - input'!$D145=\"\"),\"\",L160/'Combined scenario - input'!$D145),\"\")","v":""},{"$f":"IFERROR(IF(OR(M160=\"\",'Combined scenario - input'!$D145=\"\"),\"\",M160/'Combined scenario - input'!$D145),\"\")","v":""},{"$f":"IFERROR(IF(OR(N160=\"\",'Combined scenario - input'!$D145=\"\"),\"\",N160/'Combined scenario - input'!$D145),\"\")","v":""},{"$f":"IFERROR(IF(OR(O160=\"\",'Combined scenario - input'!$D145=\"\"),\"\",O160/'Combined scenario - input'!$D145),\"\")","v":""},{"$f":"IFERROR(IF(OR(P160=\"\",'Combined scenario - input'!$D145=\"\"),\"\",P160/'Combined scenario - input'!$D145),\"\")","v":""},{"$f":"IFERROR(IF(OR(Q160=\"\",'Combined scenario - input'!$D145=\"\"),\"\",Q160/'Combined scenario - input'!$D145),\"\")","v":""},{"$f":"IFERROR(IF(OR(R160=\"\",'Combined scenario - input'!$D145=\"\"),\"\",R160/'Combined scenario - input'!$D145),\"\")","v":""},{"$f":"IFERROR(IF(OR(S160=\"\",'Combined scenario - input'!$D145=\"\"),\"\",S160/'Combined scenario - input'!$D145),\"\")","v":""},{"$f":"IFERROR(IF(OR(T160=\"\",'Combined scenario - input'!$D145=\"\"),\"\",T160/'Combined scenario - input'!$D145),\"\")","v":""},{"$f":"IFERROR(IF(OR(U160=\"\",'Combined scenario - input'!$D145=\"\"),\"\",U160/'Combined scenario - input'!$D145),\"\")","v":""},{"$f":"IFERROR(IF(OR(V160=\"\",'Combined scenario - input'!$D145=\"\"),\"\",V160/'Combined scenario - input'!$D145),\"\")","v":""},{"$f":"IFERROR(IF(OR(W160=\"\",'Combined scenario - input'!$D145=\"\"),\"\",W160/'Combined scenario - input'!$D145),\"\")","v":""}]
[{"$f":"IFERROR('Combined scenario - input'!A146,\"\")","v":""},{"$f":"IFERROR('Combined scenario - input'!B146,\"\")","v":""},{"$f":"IFERROR('Combined scenario - input'!C146,\"\")","v":""},{"$f":"IFERROR(repcalc('Combined scenario - input'!$CV146:$GH146,'Combined scenario - input'!$G146,'Combined scenario - input'!$E146,'Combined scenario - input'!$F146,20,TRUE,TRUE),\"\")","v":""},"","","","","","","","","","","","","","","","","","","",{"$f":"IFERROR(IF(OR(D161=\"\",'Combined scenario - input'!$D146=\"\"),\"\",D161/'Combined scenario - input'!$D146),\"\")","v":""},{"$f":"IFERROR(IF(OR(E161=\"\",'Combined scenario - input'!$D146=\"\"),\"\",E161/'Combined scenario - input'!$D146),\"\")","v":""},{"$f":"IFERROR(IF(OR(F161=\"\",'Combined scenario - input'!$D146=\"\"),\"\",F161/'Combined scenario - input'!$D146),\"\")","v":""},{"$f":"IFERROR(IF(OR(G161=\"\",'Combined scenario - input'!$D146=\"\"),\"\",G161/'Combined scenario - input'!$D146),\"\")","v":""},{"$f":"IFERROR(IF(OR(H161=\"\",'Combined scenario - input'!$D146=\"\"),\"\",H161/'Combined scenario - input'!$D146),\"\")","v":""},{"$f":"IFERROR(IF(OR(I161=\"\",'Combined scenario - input'!$D146=\"\"),\"\",I161/'Combined scenario - input'!$D146),\"\")","v":""},{"$f":"IFERROR(IF(OR(J161=\"\",'Combined scenario - input'!$D146=\"\"),\"\",J161/'Combined scenario - input'!$D146),\"\")","v":""},{"$f":"IFERROR(IF(OR(K161=\"\",'Combined scenario - input'!$D146=\"\"),\"\",K161/'Combined scenario - input'!$D146),\"\")","v":""},{"$f":"IFERROR(IF(OR(L161=\"\",'Combined scenario - input'!$D146=\"\"),\"\",L161/'Combined scenario - input'!$D146),\"\")","v":""},{"$f":"IFERROR(IF(OR(M161=\"\",'Combined scenario - input'!$D146=\"\"),\"\",M161/'Combined scenario - input'!$D146),\"\")","v":""},{"$f":"IFERROR(IF(OR(N161=\"\",'Combined scenario - input'!$D146=\"\"),\"\",N161/'Combined scenario - input'!$D146),\"\")","v":""},{"$f":"IFERROR(IF(OR(O161=\"\",'Combined scenario - input'!$D146=\"\"),\"\",O161/'Combined scenario - input'!$D146),\"\")","v":""},{"$f":"IFERROR(IF(OR(P161=\"\",'Combined scenario - input'!$D146=\"\"),\"\",P161/'Combined scenario - input'!$D146),\"\")","v":""},{"$f":"IFERROR(IF(OR(Q161=\"\",'Combined scenario - input'!$D146=\"\"),\"\",Q161/'Combined scenario - input'!$D146),\"\")","v":""},{"$f":"IFERROR(IF(OR(R161=\"\",'Combined scenario - input'!$D146=\"\"),\"\",R161/'Combined scenario - input'!$D146),\"\")","v":""},{"$f":"IFERROR(IF(OR(S161=\"\",'Combined scenario - input'!$D146=\"\"),\"\",S161/'Combined scenario - input'!$D146),\"\")","v":""},{"$f":"IFERROR(IF(OR(T161=\"\",'Combined scenario - input'!$D146=\"\"),\"\",T161/'Combined scenario - input'!$D146),\"\")","v":""},{"$f":"IFERROR(IF(OR(U161=\"\",'Combined scenario - input'!$D146=\"\"),\"\",U161/'Combined scenario - input'!$D146),\"\")","v":""},{"$f":"IFERROR(IF(OR(V161=\"\",'Combined scenario - input'!$D146=\"\"),\"\",V161/'Combined scenario - input'!$D146),\"\")","v":""},{"$f":"IFERROR(IF(OR(W161=\"\",'Combined scenario - input'!$D146=\"\"),\"\",W161/'Combined scenario - input'!$D146),\"\")","v":""}]
[{"$f":"IFERROR('Combined scenario - input'!A147,\"\")","v":""},{"$f":"IFERROR('Combined scenario - input'!B147,\"\")","v":""},{"$f":"IFERROR('Combined scenario - input'!C147,\"\")","v":""},{"$f":"IFERROR(repcalc('Combined scenario - input'!$CV147:$GH147,'Combined scenario - input'!$G147,'Combined scenario - input'!$E147,'Combined scenario - input'!$F147,20,TRUE,TRUE),\"\")","v":""},"","","","","","","","","","","","","","","","","","","",{"$f":"IFERROR(IF(OR(D162=\"\",'Combined scenario - input'!$D147=\"\"),\"\",D162/'Combined scenario - input'!$D147),\"\")","v":""},{"$f":"IFERROR(IF(OR(E162=\"\",'Combined scenario - input'!$D147=\"\"),\"\",E162/'Combined scenario - input'!$D147),\"\")","v":""},{"$f":"IFERROR(IF(OR(F162=\"\",'Combined scenario - input'!$D147=\"\"),\"\",F162/'Combined scenario - input'!$D147),\"\")","v":""},{"$f":"IFERROR(IF(OR(G162=\"\",'Combined scenario - input'!$D147=\"\"),\"\",G162/'Combined scenario - input'!$D147),\"\")","v":""},{"$f":"IFERROR(IF(OR(H162=\"\",'Combined scenario - input'!$D147=\"\"),\"\",H162/'Combined scenario - input'!$D147),\"\")","v":""},{"$f":"IFERROR(IF(OR(I162=\"\",'Combined scenario - input'!$D147=\"\"),\"\",I162/'Combined scenario - input'!$D147),\"\")","v":""},{"$f":"IFERROR(IF(OR(J162=\"\",'Combined scenario - input'!$D147=\"\"),\"\",J162/'Combined scenario - input'!$D147),\"\")","v":""},{"$f":"IFERROR(IF(OR(K162=\"\",'Combined scenario - input'!$D147=\"\"),\"\",K162/'Combined scenario - input'!$D147),\"\")","v":""},{"$f":"IFERROR(IF(OR(L162=\"\",'Combined scenario - input'!$D147=\"\"),\"\",L162/'Combined scenario - input'!$D147),\"\")","v":""},{"$f":"IFERROR(IF(OR(M162=\"\",'Combined scenario - input'!$D147=\"\"),\"\",M162/'Combined scenario - input'!$D147),\"\")","v":""},{"$f":"IFERROR(IF(OR(N162=\"\",'Combined scenario - input'!$D147=\"\"),\"\",N162/'Combined scenario - input'!$D147),\"\")","v":""},{"$f":"IFERROR(IF(OR(O162=\"\",'Combined scenario - input'!$D147=\"\"),\"\",O162/'Combined scenario - input'!$D147),\"\")","v":""},{"$f":"IFERROR(IF(OR(P162=\"\",'Combined scenario - input'!$D147=\"\"),\"\",P162/'Combined scenario - input'!$D147),\"\")","v":""},{"$f":"IFERROR(IF(OR(Q162=\"\",'Combined scenario - input'!$D147=\"\"),\"\",Q162/'Combined scenario - input'!$D147),\"\")","v":""},{"$f":"IFERROR(IF(OR(R162=\"\",'Combined scenario - input'!$D147=\"\"),\"\",R162/'Combined scenario - input'!$D147),\"\")","v":""},{"$f":"IFERROR(IF(OR(S162=\"\",'Combined scenario - input'!$D147=\"\"),\"\",S162/'Combined scenario - input'!$D147),\"\")","v":""},{"$f":"IFERROR(IF(OR(T162=\"\",'Combined scenario - input'!$D147=\"\"),\"\",T162/'Combined scenario - input'!$D147),\"\")","v":""},{"$f":"IFERROR(IF(OR(U162=\"\",'Combined scenario - input'!$D147=\"\"),\"\",U162/'Combined scenario - input'!$D147),\"\")","v":""},{"$f":"IFERROR(IF(OR(V162=\"\",'Combined scenario - input'!$D147=\"\"),\"\",V162/'Combined scenario - input'!$D147),\"\")","v":""},{"$f":"IFERROR(IF(OR(W162=\"\",'Combined scenario - input'!$D147=\"\"),\"\",W162/'Combined scenario - input'!$D147),\"\")","v":""}]
[{"$f":"IFERROR('Combined scenario - input'!A148,\"\")","v":""},{"$f":"IFERROR('Combined scenario - input'!B148,\"\")","v":""},{"$f":"IFERROR('Combined scenario - input'!C148,\"\")","v":""},{"$f":"IFERROR(repcalc('Combined scenario - input'!$CV148:$GH148,'Combined scenario - input'!$G148,'Combined scenario - input'!$E148,'Combined scenario - input'!$F148,20,TRUE,TRUE),\"\")","v":""},"","","","","","","","","","","","","","","","","","","",{"$f":"IFERROR(IF(OR(D163=\"\",'Combined scenario - input'!$D148=\"\"),\"\",D163/'Combined scenario - input'!$D148),\"\")","v":""},{"$f":"IFERROR(IF(OR(E163=\"\",'Combined scenario - input'!$D148=\"\"),\"\",E163/'Combined scenario - input'!$D148),\"\")","v":""},{"$f":"IFERROR(IF(OR(F163=\"\",'Combined scenario - input'!$D148=\"\"),\"\",F163/'Combined scenario - input'!$D148),\"\")","v":""},{"$f":"IFERROR(IF(OR(G163=\"\",'Combined scenario - input'!$D148=\"\"),\"\",G163/'Combined scenario - input'!$D148),\"\")","v":""},{"$f":"IFERROR(IF(OR(H163=\"\",'Combined scenario - input'!$D148=\"\"),\"\",H163/'Combined scenario - input'!$D148),\"\")","v":""},{"$f":"IFERROR(IF(OR(I163=\"\",'Combined scenario - input'!$D148=\"\"),\"\",I163/'Combined scenario - input'!$D148),\"\")","v":""},{"$f":"IFERROR(IF(OR(J163=\"\",'Combined scenario - input'!$D148=\"\"),\"\",J163/'Combined scenario - input'!$D148),\"\")","v":""},{"$f":"IFERROR(IF(OR(K163=\"\",'Combined scenario - input'!$D148=\"\"),\"\",K163/'Combined scenario - input'!$D148),\"\")","v":""},{"$f":"IFERROR(IF(OR(L163=\"\",'Combined scenario - input'!$D148=\"\"),\"\",L163/'Combined scenario - input'!$D148),\"\")","v":""},{"$f":"IFERROR(IF(OR(M163=\"\",'Combined scenario - input'!$D148=\"\"),\"\",M163/'Combined scenario - input'!$D148),\"\")","v":""},{"$f":"IFERROR(IF(OR(N163=\"\",'Combined scenario - input'!$D148=\"\"),\"\",N163/'Combined scenario - input'!$D148),\"\")","v":""},{"$f":"IFERROR(IF(OR(O163=\"\",'Combined scenario - input'!$D148=\"\"),\"\",O163/'Combined scenario - input'!$D148),\"\")","v":""},{"$f":"IFERROR(IF(OR(P163=\"\",'Combined scenario - input'!$D148=\"\"),\"\",P163/'Combined scenario - input'!$D148),\"\")","v":""},{"$f":"IFERROR(IF(OR(Q163=\"\",'Combined scenario - input'!$D148=\"\"),\"\",Q163/'Combined scenario - input'!$D148),\"\")","v":""},{"$f":"IFERROR(IF(OR(R163=\"\",'Combined scenario - input'!$D148=\"\"),\"\",R163/'Combined scenario - input'!$D148),\"\")","v":""},{"$f":"IFERROR(IF(OR(S163=\"\",'Combined scenario - input'!$D148=\"\"),\"\",S163/'Combined scenario - input'!$D148),\"\")","v":""},{"$f":"IFERROR(IF(OR(T163=\"\",'Combined scenario - input'!$D148=\"\"),\"\",T163/'Combined scenario - input'!$D148),\"\")","v":""},{"$f":"IFERROR(IF(OR(U163=\"\",'Combined scenario - input'!$D148=\"\"),\"\",U163/'Combined scenario - input'!$D148),\"\")","v":""},{"$f":"IFERROR(IF(OR(V163=\"\",'Combined scenario - input'!$D148=\"\"),\"\",V163/'Combined scenario - input'!$D148),\"\")","v":""},{"$f":"IFERROR(IF(OR(W163=\"\",'Combined scenario - input'!$D148=\"\"),\"\",W163/'Combined scenario - input'!$D148),\"\")","v":""}]
[{"$f":"IFERROR('Combined scenario - input'!A149,\"\")","v":""},{"$f":"IFERROR('Combined scenario - input'!B149,\"\")","v":""},{"$f":"IFERROR('Combined scenario - input'!C149,\"\")","v":""},{"$f":"IFERROR(repcalc('Combined scenario - input'!$CV149:$GH149,'Combined scenario - input'!$G149,'Combined scenario - input'!$E149,'Combined scenario - input'!$F149,20,TRUE,TRUE),\"\")","v":""},"","","","","","","","","","","","","","","","","","","",{"$f":"IFERROR(IF(OR(D164=\"\",'Combined scenario - input'!$D149=\"\"),\"\",D164/'Combined scenario - input'!$D149),\"\")","v":""},{"$f":"IFERROR(IF(OR(E164=\"\",'Combined scenario - input'!$D149=\"\"),\"\",E164/'Combined scenario - input'!$D149),\"\")","v":""},{"$f":"IFERROR(IF(OR(F164=\"\",'Combined scenario - input'!$D149=\"\"),\"\",F164/'Combined scenario - input'!$D149),\"\")","v":""},{"$f":"IFERROR(IF(OR(G164=\"\",'Combined scenario - input'!$D149=\"\"),\"\",G164/'Combined scenario - input'!$D149),\"\")","v":""},{"$f":"IFERROR(IF(OR(H164=\"\",'Combined scenario - input'!$D149=\"\"),\"\",H164/'Combined scenario - input'!$D149),\"\")","v":""},{"$f":"IFERROR(IF(OR(I164=\"\",'Combined scenario - input'!$D149=\"\"),\"\",I164/'Combined scenario - input'!$D149),\"\")","v":""},{"$f":"IFERROR(IF(OR(J164=\"\",'Combined scenario - input'!$D149=\"\"),\"\",J164/'Combined scenario - input'!$D149),\"\")","v":""},{"$f":"IFERROR(IF(OR(K164=\"\",'Combined scenario - input'!$D149=\"\"),\"\",K164/'Combined scenario - input'!$D149),\"\")","v":""},{"$f":"IFERROR(IF(OR(L164=\"\",'Combined scenario - input'!$D149=\"\"),\"\",L164/'Combined scenario - input'!$D149),\"\")","v":""},{"$f":"IFERROR(IF(OR(M164=\"\",'Combined scenario - input'!$D149=\"\"),\"\",M164/'Combined scenario - input'!$D149),\"\")","v":""},{"$f":"IFERROR(IF(OR(N164=\"\",'Combined scenario - input'!$D149=\"\"),\"\",N164/'Combined scenario - input'!$D149),\"\")","v":""},{"$f":"IFERROR(IF(OR(O164=\"\",'Combined scenario - input'!$D149=\"\"),\"\",O164/'Combined scenario - input'!$D149),\"\")","v":""},{"$f":"IFERROR(IF(OR(P164=\"\",'Combined scenario - input'!$D149=\"\"),\"\",P164/'Combined scenario - input'!$D149),\"\")","v":""},{"$f":"IFERROR(IF(OR(Q164=\"\",'Combined scenario - input'!$D149=\"\"),\"\",Q164/'Combined scenario - input'!$D149),\"\")","v":""},{"$f":"IFERROR(IF(OR(R164=\"\",'Combined scenario - input'!$D149=\"\"),\"\",R164/'Combined scenario - input'!$D149),\"\")","v":""},{"$f":"IFERROR(IF(OR(S164=\"\",'Combined scenario - input'!$D149=\"\"),\"\",S164/'Combined scenario - input'!$D149),\"\")","v":""},{"$f":"IFERROR(IF(OR(T164=\"\",'Combined scenario - input'!$D149=\"\"),\"\",T164/'Combined scenario - input'!$D149),\"\")","v":""},{"$f":"IFERROR(IF(OR(U164=\"\",'Combined scenario - input'!$D149=\"\"),\"\",U164/'Combined scenario - input'!$D149),\"\")","v":""},{"$f":"IFERROR(IF(OR(V164=\"\",'Combined scenario - input'!$D149=\"\"),\"\",V164/'Combined scenario - input'!$D149),\"\")","v":""},{"$f":"IFERROR(IF(OR(W164=\"\",'Combined scenario - input'!$D149=\"\"),\"\",W164/'Combined scenario - input'!$D149),\"\")","v":""}]
[{"$f":"IFERROR('Combined scenario - input'!A150,\"\")","v":""},{"$f":"IFERROR('Combined scenario - input'!B150,\"\")","v":""},{"$f":"IFERROR('Combined scenario - input'!C150,\"\")","v":""},{"$f":"IFERROR(repcalc('Combined scenario - input'!$CV150:$GH150,'Combined scenario - input'!$G150,'Combined scenario - input'!$E150,'Combined scenario - input'!$F150,20,TRUE,TRUE),\"\")","v":""},"","","","","","","","","","","","","","","","","","","",{"$f":"IFERROR(IF(OR(D165=\"\",'Combined scenario - input'!$D150=\"\"),\"\",D165/'Combined scenario - input'!$D150),\"\")","v":""},{"$f":"IFERROR(IF(OR(E165=\"\",'Combined scenario - input'!$D150=\"\"),\"\",E165/'Combined scenario - input'!$D150),\"\")","v":""},{"$f":"IFERROR(IF(OR(F165=\"\",'Combined scenario - input'!$D150=\"\"),\"\",F165/'Combined scenario - input'!$D150),\"\")","v":""},{"$f":"IFERROR(IF(OR(G165=\"\",'Combined scenario - input'!$D150=\"\"),\"\",G165/'Combined scenario - input'!$D150),\"\")","v":""},{"$f":"IFERROR(IF(OR(H165=\"\",'Combined scenario - input'!$D150=\"\"),\"\",H165/'Combined scenario - input'!$D150),\"\")","v":""},{"$f":"IFERROR(IF(OR(I165=\"\",'Combined scenario - input'!$D150=\"\"),\"\",I165/'Combined scenario - input'!$D150),\"\")","v":""},{"$f":"IFERROR(IF(OR(J165=\"\",'Combined scenario - input'!$D150=\"\"),\"\",J165/'Combined scenario - input'!$D150),\"\")","v":""},{"$f":"IFERROR(IF(OR(K165=\"\",'Combined scenario - input'!$D150=\"\"),\"\",K165/'Combined scenario - input'!$D150),\"\")","v":""},{"$f":"IFERROR(IF(OR(L165=\"\",'Combined scenario - input'!$D150=\"\"),\"\",L165/'Combined scenario - input'!$D150),\"\")","v":""},{"$f":"IFERROR(IF(OR(M165=\"\",'Combined scenario - input'!$D150=\"\"),\"\",M165/'Combined scenario - input'!$D150),\"\")","v":""},{"$f":"IFERROR(IF(OR(N165=\"\",'Combined scenario - input'!$D150=\"\"),\"\",N165/'Combined scenario - input'!$D150),\"\")","v":""},{"$f":"IFERROR(IF(OR(O165=\"\",'Combined scenario - input'!$D150=\"\"),\"\",O165/'Combined scenario - input'!$D150),\"\")","v":""},{"$f":"IFERROR(IF(OR(P165=\"\",'Combined scenario - input'!$D150=\"\"),\"\",P165/'Combined scenario - input'!$D150),\"\")","v":""},{"$f":"IFERROR(IF(OR(Q165=\"\",'Combined scenario - input'!$D150=\"\"),\"\",Q165/'Combined scenario - input'!$D150),\"\")","v":""},{"$f":"IFERROR(IF(OR(R165=\"\",'Combined scenario - input'!$D150=\"\"),\"\",R165/'Combined scenario - input'!$D150),\"\")","v":""},{"$f":"IFERROR(IF(OR(S165=\"\",'Combined scenario - input'!$D150=\"\"),\"\",S165/'Combined scenario - input'!$D150),\"\")","v":""},{"$f":"IFERROR(IF(OR(T165=\"\",'Combined scenario - input'!$D150=\"\"),\"\",T165/'Combined scenario - input'!$D150),\"\")","v":""},{"$f":"IFERROR(IF(OR(U165=\"\",'Combined scenario - input'!$D150=\"\"),\"\",U165/'Combined scenario - input'!$D150),\"\")","v":""},{"$f":"IFERROR(IF(OR(V165=\"\",'Combined scenario - input'!$D150=\"\"),\"\",V165/'Combined scenario - input'!$D150),\"\")","v":""},{"$f":"IFERROR(IF(OR(W165=\"\",'Combined scenario - input'!$D150=\"\"),\"\",W165/'Combined scenario - input'!$D150),\"\")","v":""}]
[{"$f":"IFERROR('Combined scenario - input'!A151,\"\")","v":""},{"$f":"IFERROR('Combined scenario - input'!B151,\"\")","v":""},{"$f":"IFERROR('Combined scenario - input'!C151,\"\")","v":""},{"$f":"IFERROR(repcalc('Combined scenario - input'!$CV151:$GH151,'Combined scenario - input'!$G151,'Combined scenario - input'!$E151,'Combined scenario - input'!$F151,20,TRUE,TRUE),\"\")","v":""},"","","","","","","","","","","","","","","","","","","",{"$f":"IFERROR(IF(OR(D166=\"\",'Combined scenario - input'!$D151=\"\"),\"\",D166/'Combined scenario - input'!$D151),\"\")","v":""},{"$f":"IFERROR(IF(OR(E166=\"\",'Combined scenario - input'!$D151=\"\"),\"\",E166/'Combined scenario - input'!$D151),\"\")","v":""},{"$f":"IFERROR(IF(OR(F166=\"\",'Combined scenario - input'!$D151=\"\"),\"\",F166/'Combined scenario - input'!$D151),\"\")","v":""},{"$f":"IFERROR(IF(OR(G166=\"\",'Combined scenario - input'!$D151=\"\"),\"\",G166/'Combined scenario - input'!$D151),\"\")","v":""},{"$f":"IFERROR(IF(OR(H166=\"\",'Combined scenario - input'!$D151=\"\"),\"\",H166/'Combined scenario - input'!$D151),\"\")","v":""},{"$f":"IFERROR(IF(OR(I166=\"\",'Combined scenario - input'!$D151=\"\"),\"\",I166/'Combined scenario - input'!$D151),\"\")","v":""},{"$f":"IFERROR(IF(OR(J166=\"\",'Combined scenario - input'!$D151=\"\"),\"\",J166/'Combined scenario - input'!$D151),\"\")","v":""},{"$f":"IFERROR(IF(OR(K166=\"\",'Combined scenario - input'!$D151=\"\"),\"\",K166/'Combined scenario - input'!$D151),\"\")","v":""},{"$f":"IFERROR(IF(OR(L166=\"\",'Combined scenario - input'!$D151=\"\"),\"\",L166/'Combined scenario - input'!$D151),\"\")","v":""},{"$f":"IFERROR(IF(OR(M166=\"\",'Combined scenario - input'!$D151=\"\"),\"\",M166/'Combined scenario - input'!$D151),\"\")","v":""},{"$f":"IFERROR(IF(OR(N166=\"\",'Combined scenario - input'!$D151=\"\"),\"\",N166/'Combined scenario - input'!$D151),\"\")","v":""},{"$f":"IFERROR(IF(OR(O166=\"\",'Combined scenario - input'!$D151=\"\"),\"\",O166/'Combined scenario - input'!$D151),\"\")","v":""},{"$f":"IFERROR(IF(OR(P166=\"\",'Combined scenario - input'!$D151=\"\"),\"\",P166/'Combined scenario - input'!$D151),\"\")","v":""},{"$f":"IFERROR(IF(OR(Q166=\"\",'Combined scenario - input'!$D151=\"\"),\"\",Q166/'Combined scenario - input'!$D151),\"\")","v":""},{"$f":"IFERROR(IF(OR(R166=\"\",'Combined scenario - input'!$D151=\"\"),\"\",R166/'Combined scenario - input'!$D151),\"\")","v":""},{"$f":"IFERROR(IF(OR(S166=\"\",'Combined scenario - input'!$D151=\"\"),\"\",S166/'Combined scenario - input'!$D151),\"\")","v":""},{"$f":"IFERROR(IF(OR(T166=\"\",'Combined scenario - input'!$D151=\"\"),\"\",T166/'Combined scenario - input'!$D151),\"\")","v":""},{"$f":"IFERROR(IF(OR(U166=\"\",'Combined scenario - input'!$D151=\"\"),\"\",U166/'Combined scenario - input'!$D151),\"\")","v":""},{"$f":"IFERROR(IF(OR(V166=\"\",'Combined scenario - input'!$D151=\"\"),\"\",V166/'Combined scenario - input'!$D151),\"\")","v":""},{"$f":"IFERROR(IF(OR(W166=\"\",'Combined scenario - input'!$D151=\"\"),\"\",W166/'Combined scenario - input'!$D151),\"\")","v":""}]
[{"$f":"IFERROR('Combined scenario - input'!A152,\"\")","v":""},{"$f":"IFERROR('Combined scenario - input'!B152,\"\")","v":""},{"$f":"IFERROR('Combined scenario - input'!C152,\"\")","v":""},{"$f":"IFERROR(repcalc('Combined scenario - input'!$CV152:$GH152,'Combined scenario - input'!$G152,'Combined scenario - input'!$E152,'Combined scenario - input'!$F152,20,TRUE,TRUE),\"\")","v":""},"","","","","","","","","","","","","","","","","","","",{"$f":"IFERROR(IF(OR(D167=\"\",'Combined scenario - input'!$D152=\"\"),\"\",D167/'Combined scenario - input'!$D152),\"\")","v":""},{"$f":"IFERROR(IF(OR(E167=\"\",'Combined scenario - input'!$D152=\"\"),\"\",E167/'Combined scenario - input'!$D152),\"\")","v":""},{"$f":"IFERROR(IF(OR(F167=\"\",'Combined scenario - input'!$D152=\"\"),\"\",F167/'Combined scenario - input'!$D152),\"\")","v":""},{"$f":"IFERROR(IF(OR(G167=\"\",'Combined scenario - input'!$D152=\"\"),\"\",G167/'Combined scenario - input'!$D152),\"\")","v":""},{"$f":"IFERROR(IF(OR(H167=\"\",'Combined scenario - input'!$D152=\"\"),\"\",H167/'Combined scenario - input'!$D152),\"\")","v":""},{"$f":"IFERROR(IF(OR(I167=\"\",'Combined scenario - input'!$D152=\"\"),\"\",I167/'Combined scenario - input'!$D152),\"\")","v":""},{"$f":"IFERROR(IF(OR(J167=\"\",'Combined scenario - input'!$D152=\"\"),\"\",J167/'Combined scenario - input'!$D152),\"\")","v":""},{"$f":"IFERROR(IF(OR(K167=\"\",'Combined scenario - input'!$D152=\"\"),\"\",K167/'Combined scenario - input'!$D152),\"\")","v":""},{"$f":"IFERROR(IF(OR(L167=\"\",'Combined scenario - input'!$D152=\"\"),\"\",L167/'Combined scenario - input'!$D152),\"\")","v":""},{"$f":"IFERROR(IF(OR(M167=\"\",'Combined scenario - input'!$D152=\"\"),\"\",M167/'Combined scenario - input'!$D152),\"\")","v":""},{"$f":"IFERROR(IF(OR(N167=\"\",'Combined scenario - input'!$D152=\"\"),\"\",N167/'Combined scenario - input'!$D152),\"\")","v":""},{"$f":"IFERROR(IF(OR(O167=\"\",'Combined scenario - input'!$D152=\"\"),\"\",O167/'Combined scenario - input'!$D152),\"\")","v":""},{"$f":"IFERROR(IF(OR(P167=\"\",'Combined scenario - input'!$D152=\"\"),\"\",P167/'Combined scenario - input'!$D152),\"\")","v":""},{"$f":"IFERROR(IF(OR(Q167=\"\",'Combined scenario - input'!$D152=\"\"),\"\",Q167/'Combined scenario - input'!$D152),\"\")","v":""},{"$f":"IFERROR(IF(OR(R167=\"\",'Combined scenario - input'!$D152=\"\"),\"\",R167/'Combined scenario - input'!$D152),\"\")","v":""},{"$f":"IFERROR(IF(OR(S167=\"\",'Combined scenario - input'!$D152=\"\"),\"\",S167/'Combined scenario - input'!$D152),\"\")","v":""},{"$f":"IFERROR(IF(OR(T167=\"\",'Combined scenario - input'!$D152=\"\"),\"\",T167/'Combined scenario - input'!$D152),\"\")","v":""},{"$f":"IFERROR(IF(OR(U167=\"\",'Combined scenario - input'!$D152=\"\"),\"\",U167/'Combined scenario - input'!$D152),\"\")","v":""},{"$f":"IFERROR(IF(OR(V167=\"\",'Combined scenario - input'!$D152=\"\"),\"\",V167/'Combined scenario - input'!$D152),\"\")","v":""},{"$f":"IFERROR(IF(OR(W167=\"\",'Combined scenario - input'!$D152=\"\"),\"\",W167/'Combined scenario - input'!$D152),\"\")","v":""}]
[{"$f":"IFERROR('Combined scenario - input'!A153,\"\")","v":""},{"$f":"IFERROR('Combined scenario - input'!B153,\"\")","v":""},{"$f":"IFERROR('Combined scenario - input'!C153,\"\")","v":""},{"$f":"IFERROR(repcalc('Combined scenario - input'!$CV153:$GH153,'Combined scenario - input'!$G153,'Combined scenario - input'!$E153,'Combined scenario - input'!$F153,20,TRUE,TRUE),\"\")","v":""},"","","","","","","","","","","","","","","","","","","",{"$f":"IFERROR(IF(OR(D168=\"\",'Combined scenario - input'!$D153=\"\"),\"\",D168/'Combined scenario - input'!$D153),\"\")","v":""},{"$f":"IFERROR(IF(OR(E168=\"\",'Combined scenario - input'!$D153=\"\"),\"\",E168/'Combined scenario - input'!$D153),\"\")","v":""},{"$f":"IFERROR(IF(OR(F168=\"\",'Combined scenario - input'!$D153=\"\"),\"\",F168/'Combined scenario - input'!$D153),\"\")","v":""},{"$f":"IFERROR(IF(OR(G168=\"\",'Combined scenario - input'!$D153=\"\"),\"\",G168/'Combined scenario - input'!$D153),\"\")","v":""},{"$f":"IFERROR(IF(OR(H168=\"\",'Combined scenario - input'!$D153=\"\"),\"\",H168/'Combined scenario - input'!$D153),\"\")","v":""},{"$f":"IFERROR(IF(OR(I168=\"\",'Combined scenario - input'!$D153=\"\"),\"\",I168/'Combined scenario - input'!$D153),\"\")","v":""},{"$f":"IFERROR(IF(OR(J168=\"\",'Combined scenario - input'!$D153=\"\"),\"\",J168/'Combined scenario - input'!$D153),\"\")","v":""},{"$f":"IFERROR(IF(OR(K168=\"\",'Combined scenario - input'!$D153=\"\"),\"\",K168/'Combined scenario - input'!$D153),\"\")","v":""},{"$f":"IFERROR(IF(OR(L168=\"\",'Combined scenario - input'!$D153=\"\"),\"\",L168/'Combined scenario - input'!$D153),\"\")","v":""},{"$f":"IFERROR(IF(OR(M168=\"\",'Combined scenario - input'!$D153=\"\"),\"\",M168/'Combined scenario - input'!$D153),\"\")","v":""},{"$f":"IFERROR(IF(OR(N168=\"\",'Combined scenario - input'!$D153=\"\"),\"\",N168/'Combined scenario - input'!$D153),\"\")","v":""},{"$f":"IFERROR(IF(OR(O168=\"\",'Combined scenario - input'!$D153=\"\"),\"\",O168/'Combined scenario - input'!$D153),\"\")","v":""},{"$f":"IFERROR(IF(OR(P168=\"\",'Combined scenario - input'!$D153=\"\"),\"\",P168/'Combined scenario - input'!$D153),\"\")","v":""},{"$f":"IFERROR(IF(OR(Q168=\"\",'Combined scenario - input'!$D153=\"\"),\"\",Q168/'Combined scenario - input'!$D153),\"\")","v":""},{"$f":"IFERROR(IF(OR(R168=\"\",'Combined scenario - input'!$D153=\"\"),\"\",R168/'Combined scenario - input'!$D153),\"\")","v":""},{"$f":"IFERROR(IF(OR(S168=\"\",'Combined scenario - input'!$D153=\"\"),\"\",S168/'Combined scenario - input'!$D153),\"\")","v":""},{"$f":"IFERROR(IF(OR(T168=\"\",'Combined scenario - input'!$D153=\"\"),\"\",T168/'Combined scenario - input'!$D153),\"\")","v":""},{"$f":"IFERROR(IF(OR(U168=\"\",'Combined scenario - input'!$D153=\"\"),\"\",U168/'Combined scenario - input'!$D153),\"\")","v":""},{"$f":"IFERROR(IF(OR(V168=\"\",'Combined scenario - input'!$D153=\"\"),\"\",V168/'Combined scenario - input'!$D153),\"\")","v":""},{"$f":"IFERROR(IF(OR(W168=\"\",'Combined scenario - input'!$D153=\"\"),\"\",W168/'Combined scenario - input'!$D153),\"\")","v":""}]
[{"$f":"IFERROR('Combined scenario - input'!A154,\"\")","v":""},{"$f":"IFERROR('Combined scenario - input'!B154,\"\")","v":""},{"$f":"IFERROR('Combined scenario - input'!C154,\"\")","v":""},{"$f":"IFERROR(repcalc('Combined scenario - input'!$CV154:$GH154,'Combined scenario - input'!$G154,'Combined scenario - input'!$E154,'Combined scenario - input'!$F154,20,TRUE,TRUE),\"\")","v":""},"","","","","","","","","","","","","","","","","","","",{"$f":"IFERROR(IF(OR(D169=\"\",'Combined scenario - input'!$D154=\"\"),\"\",D169/'Combined scenario - input'!$D154),\"\")","v":""},{"$f":"IFERROR(IF(OR(E169=\"\",'Combined scenario - input'!$D154=\"\"),\"\",E169/'Combined scenario - input'!$D154),\"\")","v":""},{"$f":"IFERROR(IF(OR(F169=\"\",'Combined scenario - input'!$D154=\"\"),\"\",F169/'Combined scenario - input'!$D154),\"\")","v":""},{"$f":"IFERROR(IF(OR(G169=\"\",'Combined scenario - input'!$D154=\"\"),\"\",G169/'Combined scenario - input'!$D154),\"\")","v":""},{"$f":"IFERROR(IF(OR(H169=\"\",'Combined scenario - input'!$D154=\"\"),\"\",H169/'Combined scenario - input'!$D154),\"\")","v":""},{"$f":"IFERROR(IF(OR(I169=\"\",'Combined scenario - input'!$D154=\"\"),\"\",I169/'Combined scenario - input'!$D154),\"\")","v":""},{"$f":"IFERROR(IF(OR(J169=\"\",'Combined scenario - input'!$D154=\"\"),\"\",J169/'Combined scenario - input'!$D154),\"\")","v":""},{"$f":"IFERROR(IF(OR(K169=\"\",'Combined scenario - input'!$D154=\"\"),\"\",K169/'Combined scenario - input'!$D154),\"\")","v":""},{"$f":"IFERROR(IF(OR(L169=\"\",'Combined scenario - input'!$D154=\"\"),\"\",L169/'Combined scenario - input'!$D154),\"\")","v":""},{"$f":"IFERROR(IF(OR(M169=\"\",'Combined scenario - input'!$D154=\"\"),\"\",M169/'Combined scenario - input'!$D154),\"\")","v":""},{"$f":"IFERROR(IF(OR(N169=\"\",'Combined scenario - input'!$D154=\"\"),\"\",N169/'Combined scenario - input'!$D154),\"\")","v":""},{"$f":"IFERROR(IF(OR(O169=\"\",'Combined scenario - input'!$D154=\"\"),\"\",O169/'Combined scenario - input'!$D154),\"\")","v":""},{"$f":"IFERROR(IF(OR(P169=\"\",'Combined scenario - input'!$D154=\"\"),\"\",P169/'Combined scenario - input'!$D154),\"\")","v":""},{"$f":"IFERROR(IF(OR(Q169=\"\",'Combined scenario - input'!$D154=\"\"),\"\",Q169/'Combined scenario - input'!$D154),\"\")","v":""},{"$f":"IFERROR(IF(OR(R169=\"\",'Combined scenario - input'!$D154=\"\"),\"\",R169/'Combined scenario - input'!$D154),\"\")","v":""},{"$f":"IFERROR(IF(OR(S169=\"\",'Combined scenario - input'!$D154=\"\"),\"\",S169/'Combined scenario - input'!$D154),\"\")","v":""},{"$f":"IFERROR(IF(OR(T169=\"\",'Combined scenario - input'!$D154=\"\"),\"\",T169/'Combined scenario - input'!$D154),\"\")","v":""},{"$f":"IFERROR(IF(OR(U169=\"\",'Combined scenario - input'!$D154=\"\"),\"\",U169/'Combined scenario - input'!$D154),\"\")","v":""},{"$f":"IFERROR(IF(OR(V169=\"\",'Combined scenario - input'!$D154=\"\"),\"\",V169/'Combined scenario - input'!$D154),\"\")","v":""},{"$f":"IFERROR(IF(OR(W169=\"\",'Combined scenario - input'!$D154=\"\"),\"\",W169/'Combined scenario - input'!$D154),\"\")","v":""}]
[{"$f":"IFERROR('Combined scenario - input'!A155,\"\")","v":""},{"$f":"IFERROR('Combined scenario - input'!B155,\"\")","v":""},{"$f":"IFERROR('Combined scenario - input'!C155,\"\")","v":""},{"$f":"IFERROR(repcalc('Combined scenario - input'!$CV155:$GH155,'Combined scenario - input'!$G155,'Combined scenario - input'!$E155,'Combined scenario - input'!$F155,20,TRUE,TRUE),\"\")","v":""},"","","","","","","","","","","","","","","","","","","",{"$f":"IFERROR(IF(OR(D170=\"\",'Combined scenario - input'!$D155=\"\"),\"\",D170/'Combined scenario - input'!$D155),\"\")","v":""},{"$f":"IFERROR(IF(OR(E170=\"\",'Combined scenario - input'!$D155=\"\"),\"\",E170/'Combined scenario - input'!$D155),\"\")","v":""},{"$f":"IFERROR(IF(OR(F170=\"\",'Combined scenario - input'!$D155=\"\"),\"\",F170/'Combined scenario - input'!$D155),\"\")","v":""},{"$f":"IFERROR(IF(OR(G170=\"\",'Combined scenario - input'!$D155=\"\"),\"\",G170/'Combined scenario - input'!$D155),\"\")","v":""},{"$f":"IFERROR(IF(OR(H170=\"\",'Combined scenario - input'!$D155=\"\"),\"\",H170/'Combined scenario - input'!$D155),\"\")","v":""},{"$f":"IFERROR(IF(OR(I170=\"\",'Combined scenario - input'!$D155=\"\"),\"\",I170/'Combined scenario - input'!$D155),\"\")","v":""},{"$f":"IFERROR(IF(OR(J170=\"\",'Combined scenario - input'!$D155=\"\"),\"\",J170/'Combined scenario - input'!$D155),\"\")","v":""},{"$f":"IFERROR(IF(OR(K170=\"\",'Combined scenario - input'!$D155=\"\"),\"\",K170/'Combined scenario - input'!$D155),\"\")","v":""},{"$f":"IFERROR(IF(OR(L170=\"\",'Combined scenario - input'!$D155=\"\"),\"\",L170/'Combined scenario - input'!$D155),\"\")","v":""},{"$f":"IFERROR(IF(OR(M170=\"\",'Combined scenario - input'!$D155=\"\"),\"\",M170/'Combined scenario - input'!$D155),\"\")","v":""},{"$f":"IFERROR(IF(OR(N170=\"\",'Combined scenario - input'!$D155=\"\"),\"\",N170/'Combined scenario - input'!$D155),\"\")","v":""},{"$f":"IFERROR(IF(OR(O170=\"\",'Combined scenario - input'!$D155=\"\"),\"\",O170/'Combined scenario - input'!$D155),\"\")","v":""},{"$f":"IFERROR(IF(OR(P170=\"\",'Combined scenario - input'!$D155=\"\"),\"\",P170/'Combined scenario - input'!$D155),\"\")","v":""},{"$f":"IFERROR(IF(OR(Q170=\"\",'Combined scenario - input'!$D155=\"\"),\"\",Q170/'Combined scenario - input'!$D155),\"\")","v":""},{"$f":"IFERROR(IF(OR(R170=\"\",'Combined scenario - input'!$D155=\"\"),\"\",R170/'Combined scenario - input'!$D155),\"\")","v":""},{"$f":"IFERROR(IF(OR(S170=\"\",'Combined scenario - input'!$D155=\"\"),\"\",S170/'Combined scenario - input'!$D155),\"\")","v":""},{"$f":"IFERROR(IF(OR(T170=\"\",'Combined scenario - input'!$D155=\"\"),\"\",T170/'Combined scenario - input'!$D155),\"\")","v":""},{"$f":"IFERROR(IF(OR(U170=\"\",'Combined scenario - input'!$D155=\"\"),\"\",U170/'Combined scenario - input'!$D155),\"\")","v":""},{"$f":"IFERROR(IF(OR(V170=\"\",'Combined scenario - input'!$D155=\"\"),\"\",V170/'Combined scenario - input'!$D155),\"\")","v":""},{"$f":"IFERROR(IF(OR(W170=\"\",'Combined scenario - input'!$D155=\"\"),\"\",W170/'Combined scenario - input'!$D155),\"\")","v":""}]
[{"$f":"IFERROR('Combined scenario - input'!A156,\"\")","v":""},{"$f":"IFERROR('Combined scenario - input'!B156,\"\")","v":""},{"$f":"IFERROR('Combined scenario - input'!C156,\"\")","v":""},{"$f":"IFERROR(repcalc('Combined scenario - input'!$CV156:$GH156,'Combined scenario - input'!$G156,'Combined scenario - input'!$E156,'Combined scenario - input'!$F156,20,TRUE,TRUE),\"\")","v":""},"","","","","","","","","","","","","","","","","","","",{"$f":"IFERROR(IF(OR(D171=\"\",'Combined scenario - input'!$D156=\"\"),\"\",D171/'Combined scenario - input'!$D156),\"\")","v":""},{"$f":"IFERROR(IF(OR(E171=\"\",'Combined scenario - input'!$D156=\"\"),\"\",E171/'Combined scenario - input'!$D156),\"\")","v":""},{"$f":"IFERROR(IF(OR(F171=\"\",'Combined scenario - input'!$D156=\"\"),\"\",F171/'Combined scenario - input'!$D156),\"\")","v":""},{"$f":"IFERROR(IF(OR(G171=\"\",'Combined scenario - input'!$D156=\"\"),\"\",G171/'Combined scenario - input'!$D156),\"\")","v":""},{"$f":"IFERROR(IF(OR(H171=\"\",'Combined scenario - input'!$D156=\"\"),\"\",H171/'Combined scenario - input'!$D156),\"\")","v":""},{"$f":"IFERROR(IF(OR(I171=\"\",'Combined scenario - input'!$D156=\"\"),\"\",I171/'Combined scenario - input'!$D156),\"\")","v":""},{"$f":"IFERROR(IF(OR(J171=\"\",'Combined scenario - input'!$D156=\"\"),\"\",J171/'Combined scenario - input'!$D156),\"\")","v":""},{"$f":"IFERROR(IF(OR(K171=\"\",'Combined scenario - input'!$D156=\"\"),\"\",K171/'Combined scenario - input'!$D156),\"\")","v":""},{"$f":"IFERROR(IF(OR(L171=\"\",'Combined scenario - input'!$D156=\"\"),\"\",L171/'Combined scenario - input'!$D156),\"\")","v":""},{"$f":"IFERROR(IF(OR(M171=\"\",'Combined scenario - input'!$D156=\"\"),\"\",M171/'Combined scenario - input'!$D156),\"\")","v":""},{"$f":"IFERROR(IF(OR(N171=\"\",'Combined scenario - input'!$D156=\"\"),\"\",N171/'Combined scenario - input'!$D156),\"\")","v":""},{"$f":"IFERROR(IF(OR(O171=\"\",'Combined scenario - input'!$D156=\"\"),\"\",O171/'Combined scenario - input'!$D156),\"\")","v":""},{"$f":"IFERROR(IF(OR(P171=\"\",'Combined scenario - input'!$D156=\"\"),\"\",P171/'Combined scenario - input'!$D156),\"\")","v":""},{"$f":"IFERROR(IF(OR(Q171=\"\",'Combined scenario - input'!$D156=\"\"),\"\",Q171/'Combined scenario - input'!$D156),\"\")","v":""},{"$f":"IFERROR(IF(OR(R171=\"\",'Combined scenario - input'!$D156=\"\"),\"\",R171/'Combined scenario - input'!$D156),\"\")","v":""},{"$f":"IFERROR(IF(OR(S171=\"\",'Combined scenario - input'!$D156=\"\"),\"\",S171/'Combined scenario - input'!$D156),\"\")","v":""},{"$f":"IFERROR(IF(OR(T171=\"\",'Combined scenario - input'!$D156=\"\"),\"\",T171/'Combined scenario - input'!$D156),\"\")","v":""},{"$f":"IFERROR(IF(OR(U171=\"\",'Combined scenario - input'!$D156=\"\"),\"\",U171/'Combined scenario - input'!$D156),\"\")","v":""},{"$f":"IFERROR(IF(OR(V171=\"\",'Combined scenario - input'!$D156=\"\"),\"\",V171/'Combined scenario - input'!$D156),\"\")","v":""},{"$f":"IFERROR(IF(OR(W171=\"\",'Combined scenario - input'!$D156=\"\"),\"\",W171/'Combined scenario - input'!$D156),\"\")","v":""}]
[{"$f":"IFERROR('Combined scenario - input'!A157,\"\")","v":""},{"$f":"IFERROR('Combined scenario - input'!B157,\"\")","v":""},{"$f":"IFERROR('Combined scenario - input'!C157,\"\")","v":""},{"$f":"IFERROR(repcalc('Combined scenario - input'!$CV157:$GH157,'Combined scenario - input'!$G157,'Combined scenario - input'!$E157,'Combined scenario - input'!$F157,20,TRUE,TRUE),\"\")","v":""},"","","","","","","","","","","","","","","","","","","",{"$f":"IFERROR(IF(OR(D172=\"\",'Combined scenario - input'!$D157=\"\"),\"\",D172/'Combined scenario - input'!$D157),\"\")","v":""},{"$f":"IFERROR(IF(OR(E172=\"\",'Combined scenario - input'!$D157=\"\"),\"\",E172/'Combined scenario - input'!$D157),\"\")","v":""},{"$f":"IFERROR(IF(OR(F172=\"\",'Combined scenario - input'!$D157=\"\"),\"\",F172/'Combined scenario - input'!$D157),\"\")","v":""},{"$f":"IFERROR(IF(OR(G172=\"\",'Combined scenario - input'!$D157=\"\"),\"\",G172/'Combined scenario - input'!$D157),\"\")","v":""},{"$f":"IFERROR(IF(OR(H172=\"\",'Combined scenario - input'!$D157=\"\"),\"\",H172/'Combined scenario - input'!$D157),\"\")","v":""},{"$f":"IFERROR(IF(OR(I172=\"\",'Combined scenario - input'!$D157=\"\"),\"\",I172/'Combined scenario - input'!$D157),\"\")","v":""},{"$f":"IFERROR(IF(OR(J172=\"\",'Combined scenario - input'!$D157=\"\"),\"\",J172/'Combined scenario - input'!$D157),\"\")","v":""},{"$f":"IFERROR(IF(OR(K172=\"\",'Combined scenario - input'!$D157=\"\"),\"\",K172/'Combined scenario - input'!$D157),\"\")","v":""},{"$f":"IFERROR(IF(OR(L172=\"\",'Combined scenario - input'!$D157=\"\"),\"\",L172/'Combined scenario - input'!$D157),\"\")","v":""},{"$f":"IFERROR(IF(OR(M172=\"\",'Combined scenario - input'!$D157=\"\"),\"\",M172/'Combined scenario - input'!$D157),\"\")","v":""},{"$f":"IFERROR(IF(OR(N172=\"\",'Combined scenario - input'!$D157=\"\"),\"\",N172/'Combined scenario - input'!$D157),\"\")","v":""},{"$f":"IFERROR(IF(OR(O172=\"\",'Combined scenario - input'!$D157=\"\"),\"\",O172/'Combined scenario - input'!$D157),\"\")","v":""},{"$f":"IFERROR(IF(OR(P172=\"\",'Combined scenario - input'!$D157=\"\"),\"\",P172/'Combined scenario - input'!$D157),\"\")","v":""},{"$f":"IFERROR(IF(OR(Q172=\"\",'Combined scenario - input'!$D157=\"\"),\"\",Q172/'Combined scenario - input'!$D157),\"\")","v":""},{"$f":"IFERROR(IF(OR(R172=\"\",'Combined scenario - input'!$D157=\"\"),\"\",R172/'Combined scenario - input'!$D157),\"\")","v":""},{"$f":"IFERROR(IF(OR(S172=\"\",'Combined scenario - input'!$D157=\"\"),\"\",S172/'Combined scenario - input'!$D157),\"\")","v":""},{"$f":"IFERROR(IF(OR(T172=\"\",'Combined scenario - input'!$D157=\"\"),\"\",T172/'Combined scenario - input'!$D157),\"\")","v":""},{"$f":"IFERROR(IF(OR(U172=\"\",'Combined scenario - input'!$D157=\"\"),\"\",U172/'Combined scenario - input'!$D157),\"\")","v":""},{"$f":"IFERROR(IF(OR(V172=\"\",'Combined scenario - input'!$D157=\"\"),\"\",V172/'Combined scenario - input'!$D157),\"\")","v":""},{"$f":"IFERROR(IF(OR(W172=\"\",'Combined scenario - input'!$D157=\"\"),\"\",W172/'Combined scenario - input'!$D157),\"\")","v":""}]
[{"$f":"IFERROR('Combined scenario - input'!A158,\"\")","v":""},{"$f":"IFERROR('Combined scenario - input'!B158,\"\")","v":""},{"$f":"IFERROR('Combined scenario - input'!C158,\"\")","v":""},{"$f":"IFERROR(repcalc('Combined scenario - input'!$CV158:$GH158,'Combined scenario - input'!$G158,'Combined scenario - input'!$E158,'Combined scenario - input'!$F158,20,TRUE,TRUE),\"\")","v":""},"","","","","","","","","","","","","","","","","","","",{"$f":"IFERROR(IF(OR(D173=\"\",'Combined scenario - input'!$D158=\"\"),\"\",D173/'Combined scenario - input'!$D158),\"\")","v":""},{"$f":"IFERROR(IF(OR(E173=\"\",'Combined scenario - input'!$D158=\"\"),\"\",E173/'Combined scenario - input'!$D158),\"\")","v":""},{"$f":"IFERROR(IF(OR(F173=\"\",'Combined scenario - input'!$D158=\"\"),\"\",F173/'Combined scenario - input'!$D158),\"\")","v":""},{"$f":"IFERROR(IF(OR(G173=\"\",'Combined scenario - input'!$D158=\"\"),\"\",G173/'Combined scenario - input'!$D158),\"\")","v":""},{"$f":"IFERROR(IF(OR(H173=\"\",'Combined scenario - input'!$D158=\"\"),\"\",H173/'Combined scenario - input'!$D158),\"\")","v":""},{"$f":"IFERROR(IF(OR(I173=\"\",'Combined scenario - input'!$D158=\"\"),\"\",I173/'Combined scenario - input'!$D158),\"\")","v":""},{"$f":"IFERROR(IF(OR(J173=\"\",'Combined scenario - input'!$D158=\"\"),\"\",J173/'Combined scenario - input'!$D158),\"\")","v":""},{"$f":"IFERROR(IF(OR(K173=\"\",'Combined scenario - input'!$D158=\"\"),\"\",K173/'Combined scenario - input'!$D158),\"\")","v":""},{"$f":"IFERROR(IF(OR(L173=\"\",'Combined scenario - input'!$D158=\"\"),\"\",L173/'Combined scenario - input'!$D158),\"\")","v":""},{"$f":"IFERROR(IF(OR(M173=\"\",'Combined scenario - input'!$D158=\"\"),\"\",M173/'Combined scenario - input'!$D158),\"\")","v":""},{"$f":"IFERROR(IF(OR(N173=\"\",'Combined scenario - input'!$D158=\"\"),\"\",N173/'Combined scenario - input'!$D158),\"\")","v":""},{"$f":"IFERROR(IF(OR(O173=\"\",'Combined scenario - input'!$D158=\"\"),\"\",O173/'Combined scenario - input'!$D158),\"\")","v":""},{"$f":"IFERROR(IF(OR(P173=\"\",'Combined scenario - input'!$D158=\"\"),\"\",P173/'Combined scenario - input'!$D158),\"\")","v":""},{"$f":"IFERROR(IF(OR(Q173=\"\",'Combined scenario - input'!$D158=\"\"),\"\",Q173/'Combined scenario - input'!$D158),\"\")","v":""},{"$f":"IFERROR(IF(OR(R173=\"\",'Combined scenario - input'!$D158=\"\"),\"\",R173/'Combined scenario - input'!$D158),\"\")","v":""},{"$f":"IFERROR(IF(OR(S173=\"\",'Combined scenario - input'!$D158=\"\"),\"\",S173/'Combined scenario - input'!$D158),\"\")","v":""},{"$f":"IFERROR(IF(OR(T173=\"\",'Combined scenario - input'!$D158=\"\"),\"\",T173/'Combined scenario - input'!$D158),\"\")","v":""},{"$f":"IFERROR(IF(OR(U173=\"\",'Combined scenario - input'!$D158=\"\"),\"\",U173/'Combined scenario - input'!$D158),\"\")","v":""},{"$f":"IFERROR(IF(OR(V173=\"\",'Combined scenario - input'!$D158=\"\"),\"\",V173/'Combined scenario - input'!$D158),\"\")","v":""},{"$f":"IFERROR(IF(OR(W173=\"\",'Combined scenario - input'!$D158=\"\"),\"\",W173/'Combined scenario - input'!$D158),\"\")","v":""}]
[{"$f":"IFERROR('Combined scenario - input'!A159,\"\")","v":""},{"$f":"IFERROR('Combined scenario - input'!B159,\"\")","v":""},{"$f":"IFERROR('Combined scenario - input'!C159,\"\")","v":""},{"$f":"IFERROR(repcalc('Combined scenario - input'!$CV159:$GH159,'Combined scenario - input'!$G159,'Combined scenario - input'!$E159,'Combined scenario - input'!$F159,20,TRUE,TRUE),\"\")","v":""},"","","","","","","","","","","","","","","","","","","",{"$f":"IFERROR(IF(OR(D174=\"\",'Combined scenario - input'!$D159=\"\"),\"\",D174/'Combined scenario - input'!$D159),\"\")","v":""},{"$f":"IFERROR(IF(OR(E174=\"\",'Combined scenario - input'!$D159=\"\"),\"\",E174/'Combined scenario - input'!$D159),\"\")","v":""},{"$f":"IFERROR(IF(OR(F174=\"\",'Combined scenario - input'!$D159=\"\"),\"\",F174/'Combined scenario - input'!$D159),\"\")","v":""},{"$f":"IFERROR(IF(OR(G174=\"\",'Combined scenario - input'!$D159=\"\"),\"\",G174/'Combined scenario - input'!$D159),\"\")","v":""},{"$f":"IFERROR(IF(OR(H174=\"\",'Combined scenario - input'!$D159=\"\"),\"\",H174/'Combined scenario - input'!$D159),\"\")","v":""},{"$f":"IFERROR(IF(OR(I174=\"\",'Combined scenario - input'!$D159=\"\"),\"\",I174/'Combined scenario - input'!$D159),\"\")","v":""},{"$f":"IFERROR(IF(OR(J174=\"\",'Combined scenario - input'!$D159=\"\"),\"\",J174/'Combined scenario - input'!$D159),\"\")","v":""},{"$f":"IFERROR(IF(OR(K174=\"\",'Combined scenario - input'!$D159=\"\"),\"\",K174/'Combined scenario - input'!$D159),\"\")","v":""},{"$f":"IFERROR(IF(OR(L174=\"\",'Combined scenario - input'!$D159=\"\"),\"\",L174/'Combined scenario - input'!$D159),\"\")","v":""},{"$f":"IFERROR(IF(OR(M174=\"\",'Combined scenario - input'!$D159=\"\"),\"\",M174/'Combined scenario - input'!$D159),\"\")","v":""},{"$f":"IFERROR(IF(OR(N174=\"\",'Combined scenario - input'!$D159=\"\"),\"\",N174/'Combined scenario - input'!$D159),\"\")","v":""},{"$f":"IFERROR(IF(OR(O174=\"\",'Combined scenario - input'!$D159=\"\"),\"\",O174/'Combined scenario - input'!$D159),\"\")","v":""},{"$f":"IFERROR(IF(OR(P174=\"\",'Combined scenario - input'!$D159=\"\"),\"\",P174/'Combined scenario - input'!$D159),\"\")","v":""},{"$f":"IFERROR(IF(OR(Q174=\"\",'Combined scenario - input'!$D159=\"\"),\"\",Q174/'Combined scenario - input'!$D159),\"\")","v":""},{"$f":"IFERROR(IF(OR(R174=\"\",'Combined scenario - input'!$D159=\"\"),\"\",R174/'Combined scenario - input'!$D159),\"\")","v":""},{"$f":"IFERROR(IF(OR(S174=\"\",'Combined scenario - input'!$D159=\"\"),\"\",S174/'Combined scenario - input'!$D159),\"\")","v":""},{"$f":"IFERROR(IF(OR(T174=\"\",'Combined scenario - input'!$D159=\"\"),\"\",T174/'Combined scenario - input'!$D159),\"\")","v":""},{"$f":"IFERROR(IF(OR(U174=\"\",'Combined scenario - input'!$D159=\"\"),\"\",U174/'Combined scenario - input'!$D159),\"\")","v":""},{"$f":"IFERROR(IF(OR(V174=\"\",'Combined scenario - input'!$D159=\"\"),\"\",V174/'Combined scenario - input'!$D159),\"\")","v":""},{"$f":"IFERROR(IF(OR(W174=\"\",'Combined scenario - input'!$D159=\"\"),\"\",W174/'Combined scenario - input'!$D159),\"\")","v":""}]
[{"$f":"IFERROR('Combined scenario - input'!A160,\"\")","v":""},{"$f":"IFERROR('Combined scenario - input'!B160,\"\")","v":""},{"$f":"IFERROR('Combined scenario - input'!C160,\"\")","v":""},{"$f":"IFERROR(repcalc('Combined scenario - input'!$CV160:$GH160,'Combined scenario - input'!$G160,'Combined scenario - input'!$E160,'Combined scenario - input'!$F160,20,TRUE,TRUE),\"\")","v":""},"","","","","","","","","","","","","","","","","","","",{"$f":"IFERROR(IF(OR(D175=\"\",'Combined scenario - input'!$D160=\"\"),\"\",D175/'Combined scenario - input'!$D160),\"\")","v":""},{"$f":"IFERROR(IF(OR(E175=\"\",'Combined scenario - input'!$D160=\"\"),\"\",E175/'Combined scenario - input'!$D160),\"\")","v":""},{"$f":"IFERROR(IF(OR(F175=\"\",'Combined scenario - input'!$D160=\"\"),\"\",F175/'Combined scenario - input'!$D160),\"\")","v":""},{"$f":"IFERROR(IF(OR(G175=\"\",'Combined scenario - input'!$D160=\"\"),\"\",G175/'Combined scenario - input'!$D160),\"\")","v":""},{"$f":"IFERROR(IF(OR(H175=\"\",'Combined scenario - input'!$D160=\"\"),\"\",H175/'Combined scenario - input'!$D160),\"\")","v":""},{"$f":"IFERROR(IF(OR(I175=\"\",'Combined scenario - input'!$D160=\"\"),\"\",I175/'Combined scenario - input'!$D160),\"\")","v":""},{"$f":"IFERROR(IF(OR(J175=\"\",'Combined scenario - input'!$D160=\"\"),\"\",J175/'Combined scenario - input'!$D160),\"\")","v":""},{"$f":"IFERROR(IF(OR(K175=\"\",'Combined scenario - input'!$D160=\"\"),\"\",K175/'Combined scenario - input'!$D160),\"\")","v":""},{"$f":"IFERROR(IF(OR(L175=\"\",'Combined scenario - input'!$D160=\"\"),\"\",L175/'Combined scenario - input'!$D160),\"\")","v":""},{"$f":"IFERROR(IF(OR(M175=\"\",'Combined scenario - input'!$D160=\"\"),\"\",M175/'Combined scenario - input'!$D160),\"\")","v":""},{"$f":"IFERROR(IF(OR(N175=\"\",'Combined scenario - input'!$D160=\"\"),\"\",N175/'Combined scenario - input'!$D160),\"\")","v":""},{"$f":"IFERROR(IF(OR(O175=\"\",'Combined scenario - input'!$D160=\"\"),\"\",O175/'Combined scenario - input'!$D160),\"\")","v":""},{"$f":"IFERROR(IF(OR(P175=\"\",'Combined scenario - input'!$D160=\"\"),\"\",P175/'Combined scenario - input'!$D160),\"\")","v":""},{"$f":"IFERROR(IF(OR(Q175=\"\",'Combined scenario - input'!$D160=\"\"),\"\",Q175/'Combined scenario - input'!$D160),\"\")","v":""},{"$f":"IFERROR(IF(OR(R175=\"\",'Combined scenario - input'!$D160=\"\"),\"\",R175/'Combined scenario - input'!$D160),\"\")","v":""},{"$f":"IFERROR(IF(OR(S175=\"\",'Combined scenario - input'!$D160=\"\"),\"\",S175/'Combined scenario - input'!$D160),\"\")","v":""},{"$f":"IFERROR(IF(OR(T175=\"\",'Combined scenario - input'!$D160=\"\"),\"\",T175/'Combined scenario - input'!$D160),\"\")","v":""},{"$f":"IFERROR(IF(OR(U175=\"\",'Combined scenario - input'!$D160=\"\"),\"\",U175/'Combined scenario - input'!$D160),\"\")","v":""},{"$f":"IFERROR(IF(OR(V175=\"\",'Combined scenario - input'!$D160=\"\"),\"\",V175/'Combined scenario - input'!$D160),\"\")","v":""},{"$f":"IFERROR(IF(OR(W175=\"\",'Combined scenario - input'!$D160=\"\"),\"\",W175/'Combined scenario - input'!$D160),\"\")","v":""}]