## AER Changes
Item | Location | Comment
1 | Incurred!A14 | Change CPI from 1.97% to 2.5% (AER Draft Decision CPI Forecast)
2 | Capex 15yr View'!K18:Q18 | CPI values should reference Cell "Incurred!Q18" and "Incurred!A14"
3 | Incurred 2.5% cpi'!P40 | 2016 value changed to agree with value in Cell "Incurred!P40". This ensures consistency in input data in the model but does not impact on output.
4 | Incurred 2.5% cpi'!C357:E357 | Labels missing - should be same as Cells "Incurred!C357:E357". This ensures consistency in input data in the model but does not impact on output.
5 | Incurred!Q84 | Formula missing
6 | Incurred!Q60:X60 | Formulae missing
7 | Incurred 2.5% cpi'!R34 | Value changed to agree with value in Cell "Incurred!R34". This ensures consistency in input data in the model but does not impact on output.
8 | Incurred 2.5% cpi'!C41:D41 | Labels changed - should be same as Cells "Incurred!C41:D41". This ensures consistency in input data in the model but does not impact on output.
9 | For RFM & PTRM'!AF2 | Rounding increased from 3 to 33 - Note PTRM inputs are not rounded when $nominal are converted to real $2017-18
10 | Incurred!Q18 | CPI for 2016-17 now actual
11 | Incurred!Q14:R14 | Change required as forecast CPI commences in 2017 in TAB "Incurred 2.5% cpi".
12 | Incurred 2.5% cpi'!Q14 | Change required as forecast CPI commences in 2017
13 | Tab "Commissioned" | Refresh Pivot table

## Table of Contents
Table of Contents
PTRM | Model Inputs - PTRM
RFM | Model Inputs - RFM
For RFM & PTRM | RFM & PTRM format & adjust for provision movments
Incurred | Incurred capex spend workings, capitalisation dates and asset class allocations.
Incurred 2.5% cpi | Original capex forecast data. This assumes 2.5% cpi which is adjusted to the proposal cpi of 1.97% on the "Incurred" worksheet.
Commissioned | Project commissioning by year with asset class allocations (pivot table)
Commissioned Extra | Balance of projects already partly capitalised. These have been excluded from the "Commissioned" worksheet
Success Asset Classes | Asset class allocations from Success Estimator estimating system
Project splits | Other project asset class allocations.
Project labour content | Labour escalators and project labour content.
Capex 15yr View | Capex summary tables 2009-2023

## PTRM
[7 empty] | Discount to $Real 2017/18 | [5 empty] | Add 1/2 cpi for $m Real June 2018
| OK. Incurred spend set to $Nominal | [5 empty] | 2.5% | 2.5% | 2.5% | 2.5% | 2.5% |  | 2.5%
[7 empty] | 1.025 | 1.0506 | 1.0769 | 1.1038 | 1.1314 |  | 1.0124
Inputs for PTRM
| $m Nominal | [5 empty] | $m Real (2017-18) | [5 empty] | $m Real (June 2018) incl 1/2 cpi
INCURRED | F19 | F20 | F21 | F22 | F23 | Total | F19 | F20 | F21 | F22 | F23 | Total | F19 | F20 | F21 | F22 | F23 | Total
Commercial Buildings | 1.5623 | 0.69761 | 1.0859 | 0.81796 | 0.34543 | 4.5093 | 1.5242 | 0.66399 | 1.0084 | 0.74104 | 0.30531 | 4.2429 | 1.5432 | 0.67224 | 1.0209 | 0.75024 | 0.3091 | 4.2957
Communications - Civil | 2.7518 | 0.95239 | 1.2744 | 1.9327 | 0.01826 | 6.9295 | 2.6847 | 0.90649 | 1.1834 | 1.7509 | 0.016139 | 6.5416 | 2.7181 | 0.91776 | 1.1981 | 1.7727 | 0.01634 | 6.6229
Communications - Other | 0 | 0 | 0 | 0 | 0 | 0 | 0 | 0 | 0 | 0 | 0 | 0 | 0 | 0 | 0 | 0 | 0 | 0
Computers, software, and office machines | 17.4379 | 11.0852 | 13.6002 | 11.7959 | 9.5635 | 63.4827 | 17.0126 | 10.5511 | 12.6291 | 10.6865 | 8.4527 | 59.332 | 17.224 | 10.6821 | 12.786 | 10.8192 | 8.5577 | 60.0691
Easement | 0.0049179 | 0.00016561 | 0 | 0 | 0 | 0.0050835 | 0.004798 | 0.00015763 | 0 | 0 | 0 | 0.0049556 | 0.0048576 | 0.00015959 | 0 | 0 | 0 | 0.0050172
Land | 0.20374 | 0.082994 | 0.012637 | 0 | 0 | 0.29938 | 0.19877 | 0.078995 | 0.011735 | 0 | 0 | 0.2895 | 0.20124 | 0.079976 | 0.011881 | 0 | 0 | 0.2931
Network Switching Centres | 0.46383 | 0 | 0.1816 | 0.69752 | 0.94033 | 2.2833 | 0.45251 | 0 | 0.16864 | 0.63192 | 0.83112 | 2.0842 | 0.45813 | 0 | 0.17073 | 0.63977 | 0.84144 | 2.1101
Office furniture, movable plant, and misc | 0.61387 | 3.3877 | 2.9826 | 1.8779 | 0.89963 | 9.7617 | 0.59889 | 3.2244 | 2.7697 | 1.7013 | 0.79514 | 9.0894 | 0.60633 | 3.2645 | 2.8041 | 1.7224 | 0.80502 | 9.2023
Refurbishment | 0 | 0 | 0 | 0 | 0 | 0 | 0 | 0 | 0 | 0 | 0 | 0 | 0 | 0 | 0 | 0 | 0 | 0
Substation Primary Plant | 13.835 | 13.3807 | 19.0412 | 17.5093 | 12.6994 | 76.4655 | 13.4975 | 12.7359 | 17.6817 | 15.8625 | 11.2244 | 71.0021 | 13.6652 | 12.8942 | 17.9013 | 16.0596 | 11.3638 | 71.8841
Substation Demountable Buildings | 0.41464 | 0.34207 | 1.134 | 0.97129 | 0 | 2.862 | 0.40453 | 0.32559 | 1.053 | 0.87994 | 0 | 2.6631 | 0.40955 | 0.32964 | 1.0661 | 0.89087 | 0 | 2.6962
Substation Establishment | 14.3501 | 11.7644 | 5.2881 | 1.4177 | 0.92829 | 33.7486 | 14 | 11.1976 | 4.9105 | 1.2844 | 0.82047 | 32.213 | 14.174 | 11.3367 | 4.9715 | 1.3004 | 0.83066 | 32.6132
Substation Fences | 0.85743 | 1.6216 | 1.0007 | 0.098336 | 0.03152 | 3.6096 | 0.83652 | 1.5435 | 0.92928 | 0.089088 | 0.027859 | 3.4262 | 0.84691 | 1.5626 | 0.94083 | 0.090195 | 0.028205 | 3.4688
Substation Secondary Systems - Electro-mechanical | 0 | 0 | 0 | 0 | 0 | 0 | 0 | 0 | 0 | 0 | 0 | 0 | 0 | 0 | 0 | 0 | 0 | 0
Substation Secondary Systems - Electronic | 20.4887 | 16.1779 | 13.8275 | 13.7047 | 7.6876 | 71.8863 | 19.989 | 15.3983 | 12.8402 | 12.4158 | 6.7947 | 67.438 | 20.2373 | 15.5896 | 12.9997 | 12.5701 | 6.8791 | 68.2758
Transmission lines - Overhead | 1.164 | 0.81346 | 1.0125 | 9.7059 | 0.11311 | 12.8089 | 1.1356 | 0.77427 | 0.94023 | 8.793 | 0.099969 | 11.7431 | 1.1497 | 0.78388 | 0.95191 | 8.9023 | 0.10121 | 11.8889
Transmission lines - Underground | 0.26845 | 0.012648 | 0.031758 | 0.048986 | 0.076894 | 0.43874 | 0.26191 | 0.012039 | 0.029491 | 0.044379 | 0.067963 | 0.41578 | 0.26516 | 0.012188 | 0.029857 | 0.04493 | 0.068808 | 0.42094
Working Capital | 0 | 0 | 0 | 0 | 0 | 0 | 0 | 0 | 0 | 0 | 0 | 0 | 0 | 0 | 0 | 0 | 0 | 0
Accelerated Depreciation | 0 | 0 | 0 | 0 | 0 | 0 | 0 | 0 | 0 | 0 | 0 | 0 | 0 | 0 | 0 | 0 | 0 | 0
Refurbishment Projects 2008-2013 | 0 | 0 | 0 | 0 | 0 | 0 | 0 | 0 | 0 | 0 | 0 | 0 | 0 | 0 | 0 | 0 | 0 | 0
Equity Raising Cost - 2003 Opening RAB and 2003-08 capex | 0 | 0 | 0 | 0 | 0 | 0 | 0 | 0 | 0 | 0 | 0 | 0 | 0 | 0 | 0 | 0 | 0 | 0
Equity Raising Cost 2013-2018 | 0 | 0 | 0 | 0 | 0 | 0 | 0 | 0 | 0 | 0 | 0 | 0 | 0 | 0 | 0 | 0 | 0 | 0
Transmission Line Refit - insulators replacement 2013-18 | 10.1514 | 40.0276 | 51.5307 | 45.3163 | 24.5153 | 171.5414 | 9.9038 | 38.0989 | 47.8513 | 41.0543 | 21.668 | 158.5764 | 10.0269 | 38.5722 | 48.4458 | 41.5644 | 21.9372 | 160.5463
Communications - other (post 2018) | 13.9478 | 4.1772 | 4.5402 | 4.4874 | 2.1779 | 29.3305 | 13.6076 | 3.976 | 4.216 | 4.0654 | 1.9249 | 27.7899 | 13.7766 | 4.0253 | 4.2684 | 4.1159 | 1.9489 | 28.1351
0 | 0 | 0 | 0 | 0 | 0 | 0 | 0 | 0 | 0 | 0 | 0 | 0 | 0 | 0 | 0 | 0 | 0 | 0
Total | 98.5159 | 104.5237 | 116.5439 | 110.3819 | 59.9971 | 489.9625 | 96.1131 | 99.4871 | 108.2226 | 100.0005 | 53.0287 | 456.8521 | 97.3071 | 100.723 | 109.567 | 101.2428 | 53.6875 | 462.5275
Inputs for PTRM
| $m Nominal | [5 empty] | $m Real (2017-18) | [5 empty] | $m Real (June 2018) incl 1/2 cpi
COMMISSIONED | F19 | F20 | F21 | F22 | F23 | Total | F19 | F20 | F21 | F22 | F23 | Total | F19 | F20 | F21 | F22 | F23 | Total
Commercial Buildings | 2.1616 | 0.63908 | 1.1245 | 1.1037 | 0.13369 | 5.1626 | 2.1089 | 0.60829 | 1.0443 | 0.99986 | 0.11816 | 4.8795 | 2.1351 | 0.61584 | 1.0572 | 1.0123 | 0.11963 | 4.9401
Communications - Civil | 11.9927 | 1.329 | 0.83665 | 3.1719 | 0.056531 | 17.3868 | 11.7002 | 1.265 | 0.77691 | 2.8736 | 0.049965 | 16.6656 | 11.8456 | 1.2807 | 0.78656 | 2.9093 | 0.050586 | 16.8727
Communications - Other | 0 | 0 | 0 | 0 | 0 | 0 | 0 | 0 | 0 | 0 | 0 | 0 | 0 | 0 | 0 | 0 | 0 | 0
Computers, software, and office machines | 25.3049 | 9.096 | 14.3019 | 10.1781 | 14.3476 | 73.2286 | 24.6877 | 8.6577 | 13.2807 | 9.2209 | 12.6812 | 68.5283 | 24.9944 | 8.7653 | 13.4457 | 9.3354 | 12.8387 | 69.3796
Easement | 0.014419 | 0 | 0 | 0 | 0 | 0.014419 | 0.014068 | 0 | 0 | 0 | 0 | 0.014068 | 0.014242 | 0 | 0 | 0 | 0 | 0.014242
Land | 0.18918 | 0.11103 | 0.045629 | 0 | 0 | 0.34584 | 0.18457 | 0.10568 | 0.042371 | 0 | 0 | 0.33262 | 0.18686 | 0.10699 | 0.042898 | 0 | 0 | 0.33675
Network Switching Centres | 1.7224 | 0 | 0 | 0 | 1.8479 | 3.5703 | 1.6804 | 0 | 0 | 0 | 1.6332 | 3.3137 | 1.7013 | 0 | 0 | 0 | 1.6535 | 3.3548
Office furniture, movable plant, and misc | 0.55958 | 2.1778 | 0.54252 | 4.0135 | 2.9562 | 10.2496 | 0.54593 | 2.0729 | 0.50378 | 3.636 | 2.6128 | 9.3715 | 0.55272 | 2.0987 | 0.51004 | 3.6812 | 2.6453 | 9.4879
Refurbishment | 0 | 0 | 0 | 0 | 0 | 0 | 0 | 0 | 0 | 0 | 0 | 0 | 0 | 0 | 0 | 0 | 0 | 0
Substation Primary Plant | 22.4918 | 8.3545 | 22.321 | 5.6863 | 31.7923 | 90.6459 | 21.9433 | 7.9519 | 20.7272 | 5.1515 | 28.0998 | 83.8737 | 22.2159 | 8.0507 | 20.9847 | 5.2155 | 28.4489 | 84.9156
Substation Demountable Buildings | 1.1529 | 0.15817 | 0.21966 | 2.2528 | 0 | 3.7835 | 1.1248 | 0.15054 | 0.20397 | 2.041 | 0 | 3.5202 | 1.1387 | 0.15241 | 0.20651 | 2.0663 | 0 | 3.564
Substation Establishment | 19.5011 | 15.8632 | 10.3439 | 0.38488 | 2.2135 | 48.3066 | 19.0254 | 15.0989 | 9.6054 | 0.34868 | 1.9564 | 46.0347 | 19.2618 | 15.2864 | 9.7247 | 0.35302 | 1.9807 | 46.6066
Substation Fences | 0.20363 | 0.22205 | 3.3249 | 0.17799 | 0.04895 | 3.9775 | 0.19866 | 0.21135 | 3.0875 | 0.16125 | 0.043265 | 3.702 | 0.20113 | 0.21398 | 3.1258 | 0.16325 | 0.043802 | 3.748
Substation Secondary Systems - Electro-mechanical | 0 | 0 | 0 | 0 | 0 | 0 | 0 | 0 | 0 | 0 | 0 | 0 | 0 | 0 | 0 | 0 | 0 | 0
Substation Secondary Systems - Electronic | 21.5295 | 10.5876 | 13.7531 | 6.3553 | 38.9724 | 91.1979 | 21.0044 | 10.0774 | 12.7711 | 5.7576 | 34.4459 | 84.0564 | 21.2653 | 10.2026 | 12.9298 | 5.8291 | 34.8739 | 85.1007
Transmission lines - Overhead | 1.0457 | 0.23573 | 0.70616 | 10.6423 | 0.16171 | 12.7916 | 1.0201 | 0.22437 | 0.65574 | 9.6414 | 0.14293 | 11.6846 | 1.0328 | 0.22716 | 0.66389 | 9.7612 | 0.1447 | 11.8297
Transmission lines - Underground | 0.58401 | 0 | 0.024528 | 0.013993 | 0.12829 | 0.75082 | 0.56977 | 0 | 0.022776 | 0.012677 | 0.11339 | 0.71861 | 0.57685 | 0 | 0.023059 | 0.012835 | 0.1148 | 0.72754
Working Capital | 0 | 0 | 0 | 0 | 0 | 0 | 0 | 0 | 0 | 0 | 0 | 0 | 0 | 0 | 0 | 0 | 0 | 0
Accelerated Depreciation | 0 | 0 | 0 | 0 | 0 | 0 | 0 | 0 | 0 | 0 | 0 | 0 | 0 | 0 | 0 | 0 | 0 | 0
Refurbishment Projects 2008-2013 | 0 | 0 | 0 | 0 | 0 | 0 | 0 | 0 | 0 | 0 | 0 | 0 | 0 | 0 | 0 | 0 | 0 | 0
Equity Raising Cost - 2003 Opening RAB and 2003-08 capex | 0 | 0 | 0 | 0 | 0 | 0 | 0 | 0 | 0 | 0 | 0 | 0 | 0 | 0 | 0 | 0 | 0 | 0
Equity Raising Cost 2013-2018 | 0 | 0 | 0 | 0 | 0 | 0 | 0 | 0 | 0 | 0 | 0 | 0 | 0 | 0 | 0 | 0 | 0 | 0
Transmission Line Refit - insulators replacement 2013-18 | 3.9741 | 10.4523 | 22.566 | 65.3178 | 75.4818 | 177.792 | 3.8772 | 9.9486 | 20.9548 | 59.1747 | 66.7149 | 160.6702 | 3.9253 | 10.0722 | 21.2151 | 59.9098 | 67.5437 | 162.6662
Communications - other (post 2018) | 22.892 | 14.706 | 3.8447 | 2.0006 | 10.7653 | 54.2085 | 22.3337 | 13.9974 | 3.5702 | 1.8124 | 9.5149 | 51.2286 | 22.6111 | 14.1713 | 3.6145 | 1.8349 | 9.6331 | 51.865
0 | 0 | 0 | 0 | 0 | 0 | 0 | 0 | 0 | 0 | 0 | 0 | 0 | 0 | 0 | 0 | 0 | 0 | 0
Total | 135.3196 | 73.9325 | 93.9551 | 111.2992 | 178.9061 | 593.4125 | 132.0191 | 70.3701 | 87.2466 | 100.8316 | 158.127 | 548.5943 | 133.6591 | 71.2443 | 88.3305 | 102.0842 | 160.0914 | 555.4094

## RFM
OK. Incurred spend set to $Nominal
Inputs for Roll Forward Model
$m Nominal | RFM | RFM | RFM
INCURRED | F16 | F17 | F18
Commercial Buildings | 1.0744 | 2.0066 | 4.6463
Communications - Civil | 4.0505 | 2.8197 | 10.1366
Communications - Other | 16.7758 | 11.2735 | 16.2575
Computers, software, and office machines | 11.0009 | 17.2249 | 17.0137
Easement | 3.3794 | 3.2233 | -0.080824
Land | 2.3984 | 6.2048 | 0.050624
Network Switching Centres | 0.64425 | 0.31135 | 1.11
Office furniture, movable plant, and misc | 1.2357 | 6.8927 | 4.0953
Refurbishment | 0 | 0 | 0
Substation Primary Plant | 39.894 | 34.6839 | 34.6041
Substation Demountable Buildings | 2.3849 | 1.7632 | 1.7324
Substation Establishment | 17.9432 | 11.0125 | 17.3896
Substation Fences | 1.4894 | 0.5529 | 0.46567
Substation Secondary Systems - Electro-mechanical | -4.1357 | 0 | 0
Substation Secondary Systems - Electronic | 29.4496 | 27.5672 | 28.762
Transmission lines - Overhead | 9.808 | 5.628 | 10.8529
Transmission lines - Underground | 1.7478 | 2.2427 | 2.4881
Working Capital | 0 | 0 | 0
Accelerated Depreciation | 0 | 0 | 0
Refurbishment Projects 2008-2013 | 0 | 0 | 0
Equity Raising Cost - 2003 Opening RAB and 2003-08 capex | 0 | 0 | 0
Equity Raising Cost 2013-2018 | 0 | 0 | 0
Transmission Line Refit - insulators replacement 2013-18 | 27.2083 | 27.2235 | 13.357
Communications - other (post 2018) | 0 | 0 | 0
| 0 | 0 | 0
Total | 166.3488 | 160.6307 | 162.881
Inputs for Roll Forward Model
$m | RFM | RFM | RFM
COMMISSIONED | F16 | F17 | F18
Commercial Buildings | 0.73417 | 0.96483 | 5.1999
Communications - Civil | 5.8971 | 5.8021 | 1.7659
Communications - Other | 9.4778 | 18.5848 | 8.7598
Computers, software, and office machines | 11.0626 | 19.8047 | 17.6355
Easement | 3.4834 | 12.6278 | 0.096703
Land | 0.95595 | 12.8419 | 0.0278
Network Switching Centres | 0 | 4.7849 | 0.00068831
Office furniture, movable plant, and misc | 3.3553 | 2.883 | 6.7558
Refurbishment | 0 | 0 | 0
Substation Primary Plant | 18.35 | 85.359 | 49.7338
Substation Demountable Buildings | 7.1095 | 4.2426 | 1.8764
Substation Establishment | 33.0439 | 21.5061 | 11.9133
Substation Fences | 0.27602 | 1.8674 | 0.43237
Substation Secondary Systems - Electro-mechanical | -4.1357 | 0 | 0
Substation Secondary Systems - Electronic | 31.217 | 49.5078 | 25.5362
Transmission lines - Overhead | 13.1698 | 6.0957 | 14.9711
Transmission lines - Underground | 0 | 3.3943 | 4.2109
Working Capital | 0 | 0 | 0
Accelerated Depreciation | 0 | 0 | 0
Refurbishment Projects 2008-2013 | 0 | 0 | 0
Equity Raising Cost - 2003 Opening RAB and 2003-08 capex | 0 | 0 | 0
Equity Raising Cost 2013-2018 | 0 | 0 | 0
Transmission Line Refit - insulators replacement 2013-18 | 2.5112 | 18.2302 | 59.9248
Communications - other (post 2018) | 0 | 0 | 0
| 0 | 0 | 0
Total | 136.5079 | 268.4972 | 208.8409

## For RFM & PTRM
[9 empty] | Provisions Adjustment | [8 empty] | Net of provision movements | [9 empty] | Round to
| OK. Incurred spend set to $Nominal | [26 empty] | 33
[9 empty] | Capex | -660000 | -676500 | -689827.05 | -459289.875 | -523502.219 | -444290.5269 | -325415.0809
[9 empty] | Opex | -660000 | -676500 | -689827.05 | -753607.8924 | -760829.1586 | -789841.611 | -820991.643
cpi | 101.3% | 102.1% | 102.5% | 102.5% | 102.5% | 102.5% | 102.5% | 102.5%
[18 empty] | RFM | RFM | RFM | PTRM | PTRM | PTRM | PTRM | PTRM |  | $m Nominal | RFM | RFM | RFM | PTRM | PTRM | PTRM | PTRM | PTRM
INCURRED $Nominal | F16 | F17 | F18 | F19 | F20 | F21 | F22 | F23 | F16 | F17 | F18 | F19 | F20 | F21 | F22 | F23 | INCURRED $Nominal | F16 | F17 | F18 | F19 | F20 | F21 | F22 | F23 |  | INCURRED | F16 | F17 | F18 | F19 | F20 | F21 | F22 | F23
Commercial Buildings | 1089138.4996 | 2014831.4537 | 4665595.2974 | 1573286.8868 | 700671.9966 | 1090781.8748 | 821256.7937 | 347303.4042 | -14753.7584 | -8244.6698 | -19297.6515 | -10939.8482 | -3065.3696 | -4877.7596 | -3292.3323 | -1873.5585 | Commercial Buildings | 1074384.7412 | 2006586.7838 | 4646297.6459 | 1562347.0387 | 697606.627 | 1085904.1152 | 817964.4615 | 345429.8457 |  | Commercial Buildings | 1.0744 | 2.0066 | 4.6463 | 1.5623 | 0.69761 | 1.0859 | 0.81796 | 0.34543
Communications - Civil | 4066470.6825 | 2831333.7526 | 10178736.4575 | 2771103.1813 | 956570.1706 | 1280076.7125 | 1940444.4062 | 18358.9682 | -15922.8517 | -11585.7889 | -42100.8889 | -19268.8621 | -4184.8984 | -5724.2485 | -7779.0379 | -99.0391 | Communications - Civil | 4050547.8308 | 2819747.9636 | 10136635.5686 | 2751834.3192 | 952385.2722 | 1274352.464 | 1932665.3683 | 18259.9292 |  | Communications - Civil | 4.0505 | 2.8197 | 10.1366 | 2.7518 | 0.95239 | 1.2744 | 1.9327 | 0.01826
Communications - Other | F16: 16822625.024; F17: 11319819.7691; F18: 16324984.6754 | -46855.7895 | -46320.5874 | -67522.7587 | [5 empty] | Communications - Other | 16775769.2345 | 11273499.1817 | 16257461.9167 | [6 empty] | Communications - Other | 16.7758 | 11.2735 | 16.2575
Computers, software, and office machines | 11153432.8242 | 17295671.4401 | 17084356.1058 | 17560053.3693 | 11133917.5597 | 13661259.5462 | 11843342.4839 | 9615332.3153 | -152483.4928 | -70773.7117 | -70663.6409 | -122103.8065 | -48709.7712 | -61090.4362 | -47478.7166 | -51870.7479 | Computers, software, and office machines | 11000949.3314 | 17224897.7284 | 17013692.4649 | 17437949.5628 | 11085207.7885 | 13600169.11 | 11795863.7674 | 9563461.5674 |  | Computers, software, and office machines | 11.0009 | 17.2249 | 17.0137 | 17.4379 | 11.0852 | 13.6002 | 11.7959 | 9.5635
Easement | 3382799.484 | 3236564.2471 | -81160.0675 | 4952.3672 | 166.3409 | 0 | 0 | 0 | -3414.5605 | -13243.988 | 335.6911 | -34.4363 | -0.72772 | 0 | 0 | 0 | Easement | 3379384.9235 | 3223320.2591 | -80824.3764 | 4917.931 | 165.6132 | 0 | 0 | 0 |  | Easement | 3.3794 | 3.2233 | -0.080824 | 0.0049179 | 0.00016561 | 0 | 0 | 0
Land | 2406009.5394 | 6230330.0653 | 50834.4077 | 205170.6923 | 83358.46 | 12693.9664 | 0 | 0 | -7630.7934 | -25494.4473 | -210.2593 | -1426.6541 | -364.6849 | -56.7649 | 0 | 0 | Land | 2398378.746 | 6204835.618 | 50624.1484 | 203744.0382 | 82993.7751 | 12637.2015 | 0 | 0 |  | Land | 2.3984 | 6.2048 | 0.050624 | 0.20374 | 0.082994 | 0.012637 | 0 | 0
Network Switching Centres | 646444.814 | 312629.6077 | 1114633.4315 | 467073.544 | 0 | 182419.4395 | 700324.3843 | 945432.9327 | -2199.481 | -1279.2772 | -4610.3029 | -3247.7952 | 0 | -815.7435 | -2807.5269 | -5100.2203 | Network Switching Centres | 644245.333 | 311350.3305 | 1110023.1286 | 463825.7487 | 0 | 181603.6961 | 697516.8574 | 940332.7124 |  | Network Switching Centres | 0.64425 | 0.31135 | 1.11 | 0.46383 | 0 | 0.1816 | 0.69752 | 0.94033
Office furniture, movable plant, and misc | 1248497.6044 | 6921027.3542 | 4112332.7878 | 618164.9277 | 3402553.3806 | 2996036.7317 | 1885445.1867 | 904505.01 | -12812.2878 | -28320.7736 | -17009.2689 | -4298.409 | -14885.8293 | -13397.6805 | -7558.5518 | -4879.4311 | Office furniture, movable plant, and misc | 1235685.3166 | 6892706.5807 | 4095323.5189 | 613866.5188 | 3387667.5513 | 2982639.0512 | 1877886.6349 | 899625.5789 |  | Office furniture, movable plant, and misc | 1.2357 | 6.8927 | 4.0953 | 0.61387 | 3.3877 | 2.9826 | 1.8779 | 0.89963
Refurbishment | 0 | 0 | 0 | 0 | 0 | 0 | 0 | 0 | 0 | 0 | 0 | 0 | 0 | 0 | 0 | 0 | Refurbishment | 0 | 0 | 0 | 0 | 0 | 0 | 0 | 0 |  | Refurbishment | 0 | 0 | 0 | 0 | 0 | 0 | 0 | 0
Substation Primary Plant | 40072596.8135 | 34826444.4773 | 34747846.3411 | 13931852.5588 | 13439492.6088 | 19126735.5119 | 17579755.359 | 12768269.1552 | -178622.9493 | -142509.4567 | -143722.6735 | -96875.1173 | -58796.4305 | -85530.9579 | -70475.3935 | -68879.5403 | Substation Primary Plant | 39893973.8642 | 34683935.0206 | 34604123.6676 | 13834977.4416 | 13380696.1783 | 19041204.554 | 17509279.9655 | 12699389.6148 |  | Substation Primary Plant | 39.894 | 34.6839 | 34.6041 | 13.835 | 13.3807 | 19.0412 | 17.5093 | 12.6994
Substation Demountable Buildings | 2392965.5212 | 1770433.416 | 1739545.6594 | 417545.9578 | 343577.6373 | 1139079.8189 | 975200.0867 | 0 | -8101.3965 | -7244.5955 | -7195.0402 | -2903.4052 | -1503.1177 | -5093.7384 | -3909.4748 | 0 | Substation Demountable Buildings | 2384864.1247 | 1763188.8205 | 1732350.6191 | 414642.5526 | 342074.5197 | 1133986.0804 | 971290.6119 | 0 |  | Substation Demountable Buildings | 2.3849 | 1.7632 | 1.7324 | 0.41464 | 0.34207 | 1.134 | 0.97129 | 0
Substation Establishment | 18003906.0876 | 11057701.4096 | 17461815.3825 | 14450532.9261 | 11816138.7687 | 5311843.5891 | 1423452.753 | 933323.7505 | -60664.0147 | -45248.0017 | -72224.8731 | -100481.7605 | -51694.4205 | -23753.5083 | -5706.4726 | -5034.8963 | Substation Establishment | 17943242.0729 | 11012453.4079 | 17389590.5094 | 14350051.1656 | 11764444.3482 | 5288090.0808 | 1417746.2803 | 928288.8542 |  | Substation Establishment | 17.9432 | 11.0125 | 17.3896 | 14.3501 | 11.7644 | 5.2881 | 1.4177 | 0.92829
Substation Fences | 1494395.5046 | 555174.8532 | 467600.3528 | 863435.095 | 1628720.8255 | 1005230.4196 | 98732.1065 | 31690.7142 | -5010.6063 | -2271.7699 | -1934.0702 | -6003.8947 | -7125.4901 | -4495.1905 | -395.8066 | -170.9583 | Substation Fences | 1489384.8983 | 552903.0833 | 465666.2826 | 857431.2003 | 1621595.3354 | 1000735.229 | 98336.2999 | 31519.7559 |  | Substation Fences | 1.4894 | 0.5529 | 0.46567 | 0.85743 | 1.6216 | 1.0007 | 0.098336 | 0.03152
Substation Secondary Systems - Electro-mechanical | F16: -4135744.28 | 0 | 0 | 0 | 0 | 0 | 0 | 0 | 0 | Substation Secondary Systems - Electro-mechanical | -4135744.28 | 0 | 0 | 0 | 0 | 0 | 0 | 0 |  | Substation Secondary Systems - Electro-mechanical | -4.1357 | 0 | 0 | 0 | 0 | 0 | 0 | 0
Substation Secondary Systems - Electronic | 29544653.8962 | 27680440.8494 | 28881438.9718 | 20632154.4895 | 16248943.6512 | 13889593.4012 | 13759904.629 | 7729276.3386 | -95006.0605 | -113268.0825 | -119458.2704 | -143465.6573 | -71087.4967 | -62111.4998 | -55162.013 | -41696.2546 | Substation Secondary Systems - Electronic | 29449647.8357 | 27567172.7669 | 28761980.7014 | 20488688.8321 | 16177856.1545 | 13827481.9014 | 13704742.616 | 7687580.084 |  | Substation Secondary Systems - Electronic | 29.4496 | 27.5672 | 28.762 | 20.4887 | 16.1779 | 13.8275 | 13.7047 | 7.6876
Transmission lines - Overhead | 9827195.0728 | 5651127.7102 | 10897994.6893 | 1172105.6536 | 817037.7881 | 1017071.444 | 9744927.5025 | 113718.9014 | -19185.8729 | -23124.3571 | -45075.8564 | -8150.235 | -3574.4583 | -4548.1413 | -39066.3912 | -613.4665 | Transmission lines - Overhead | 9808009.1999 | 5628003.3531 | 10852918.8329 | 1163955.4186 | 813463.3299 | 1012523.3027 | 9705861.1113 | 113105.4348 |  | Transmission lines - Overhead | 9.808 | 5.628 | 10.8529 | 1.164 | 0.81346 | 1.0125 | 9.7059 | 0.11311
Transmission lines - Underground | 1761200.8426 | 2251882.4365 | 2498422.1614 | 270334.6309 | 12703.7394 | 31901.0387 | 49183.4521 | 77311.5251 | -13372.2341 | -9214.68 | -10333.8753 | -1879.7715 | -55.5776 | -142.6551 | -197.1713 | -417.0638 | Transmission lines - Underground | 1747828.6084 | 2242667.7564 | 2488088.2861 | 268454.8594 | 12648.1618 | 31758.3836 | 48986.2808 | 76894.4613 |  | Transmission lines - Underground | 1.7478 | 2.2427 | 2.4881 | 0.26845 | 0.012648 | 0.031758 | 0.048986 | 0.076894
Working Capital | F16: 0 | 0 | 0 | 0 | 0 | 0 | 0 | 0 | 0 | Working Capital | 0 | 0 | 0 | 0 | 0 | 0 | 0 | 0 |  | Working Capital | 0 | 0 | 0 | 0 | 0 | 0 | 0 | 0
Accelerated Depreciation | F16: 0 | 0 | 0 | 0 | 0 | 0 | 0 | 0 | 0 | Accelerated Depreciation | 0 | 0 | 0 | 0 | 0 | 0 | 0 | 0 |  | Accelerated Depreciation | 0 | 0 | 0 | 0 | 0 | 0 | 0 | 0
Refurbishment Projects 2008-2013 | F16: 0 | 0 | 0 | 0 | 0 | 0 | 0 | 0 | 0 | Refurbishment Projects 2008-2013 | 0 | 0 | 0 | 0 | 0 | 0 | 0 | 0 |  | Refurbishment Projects 2008-2013 | 0 | 0 | 0 | 0 | 0 | 0 | 0 | 0
Equity Raising Cost - 2003 Opening RAB and 2003-08 capex | F16: 0 | 0 | 0 | 0 | 0 | 0 | 0 | 0 | 0 | Equity Raising Cost - 2003 Opening RAB and 2003-08 capex | 0 | 0 | 0 | 0 | 0 | 0 | 0 | 0 |  | Equity Raising Cost - 2003 Opening RAB and 2003-08 capex | 0 | 0 | 0 | 0 | 0 | 0 | 0 | 0
Equity Raising Cost 2013-2018 | F16: 0 | 0 | 0 | 0 | 0 | 0 | 0 | 0 | 0 | Equity Raising Cost 2013-2018 | 0 | 0 | 0 | 0 | 0 | 0 | 0 | 0 |  | Equity Raising Cost 2013-2018 | 0 | 0 | 0 | 0 | 0 | 0 | 0 | 0
Transmission Line Refit - insulators replacement 2013-18 | 27253501.0895 | 27335310.4633 | 13412501.5824 | 10222524.9213 | 40203509.8916 | 51762126.1657 | 45498715.3902 | 24648293.2781 | -45225.1833 | -111855.8125 | -55476.2608 | -71082.3127 | -175886.3184 | -231469.9355 | -182399.573 | -132967.3654 | Transmission Line Refit - insulators replacement 2013-18 | 27208275.9063 | 27223454.6508 | 13357025.3215 | 10151442.6085 | 40027623.5732 | 51530656.2302 | 45316315.8172 | 24515325.9127 |  | Transmission Line Refit - insulators replacement 2013-18 | 27.2083 | 27.2235 | 13.357 | 10.1514 | 40.0276 | 51.5307 | 45.3163 | 24.5153
Communications - other (post 2018) |  |  |  | 14045459.7118 | 4195589.7921 | 4560569.2713 | 4505497.2362 | 2189702.1329 |  |  |  | -97665.0844 | -18355.284 | -20393.9589 | -18062.0654 | -11812.5389 | Communications equipment - 2019 on |  |  |  | 13947794.6274 | 4177234.5081 | 4540175.3124 | 4487435.1709 | 2177889.594 |  | Communications equipment - 2019 on |  |  |  | 13.9478 | 4.1772 | 4.5402 | 4.4874 | 2.1779
Total | 167030089.02 | 161290723.3053 | 163557478.2361 | 99205750.9135 | 104982952.6113 | 117067418.9316 | 110826181.7701 | 60322518.4265 | -681261.3326 | -660000 | -676500 | -689827.05 | -459289.875 | -523502.219 | -444290.5269 | -325415.0809 | Total | 166348827.6874 | 160630723.3053 | 162880978.2361 | 98515923.8635 | 104523662.7363 | 116543916.7127 | 110381891.2432 | 59997103.3456 |  | Total | 166.3488 | 160.6307 | 162.881 | 98.5159 | 104.5237 | 116.5439 | 110.3819 | 59.9971
| F18: 324848201.5414; F23: 492404822.653 | [11 empty] | 489860529.2288 |  |  |  |  | 489962497.9012 | 979823027.13 | [8 empty] | 979.823
Note: Communications - other (post 2018). New class proposed with 10 year life. Assets were previously allocated to "Communications - other", 15 year life. | F17: Check Total; F18: 324848201.5414; F22: Check total; F23: 492404822.653 | [16 empty] | Check total | 979823027.13
[10 empty] | -1090000 | -850000 | -550000 | -288560.7702 | -356463.3135 | -415055.1243 | -684454.806
| RFM | RFM | RFM | PTRM | PTRM | PTRM | PTRM | PTRM | [9 empty] | RFM | RFM | RFM | PTRM | PTRM | PTRM | PTRM | PTRM |  | $m | RFM | RFM | RFM | PTRM | PTRM | PTRM | PTRM | PTRM
COMMISSIONED $Nominal | F16 | F17 | F18 | F19 | F20 | F21 | F22 | F23 | F16 | F17 | F18 | F19 | F20 | F21 | F22 | F23 | COMMISSIONED $Nominal | F16 | F17 | F18 | F19 | F20 | F21 | F22 | F23 |  | COMMISSIONED | F16 | F17 | F18 | F19 | F20 | F21 | F22 | F23
Commercial Buildings | 736864.0201 | 968745.2145 | 5221095.6753 | 2170426.7648 | 641575.9554 | 1128812.0098 | 1107774.8148 | 134198.3285 | -2695.5124 | -3916.8488 | -21164.1532 | -8785.8879 | -2494.3531 | -4266.4991 | -4115.7467 | -511.456 | Commercial Buildings | 734168.5078 | 964828.3657 | 5199931.5221 | 2161640.8769 | 639081.6022 | 1124545.5107 | 1103659.0681 | 133686.8725 |  | Commercial Buildings | 0.73417 | 0.96483 | 5.1999 | 2.1616 | 0.63908 | 1.1245 | 1.1037 | 0.13369
Communications - Civil | 5918203.1278 | 5825614.3453 | 1773120.0594 | 12041468.0213 | 1334197.0126 | 839821.054 | 3183718.6871 | 56746.8906 | -21129.1394 | -23554.233 | -7187.4922 | -48743.8643 | -5187.1621 | -3174.2183 | -11828.5589 | -216.2735 | Communications - Civil | 5897073.9884 | 5802060.1123 | 1765932.5672 | 11992724.1571 | 1329009.8504 | 836646.8357 | 3171890.1281 | 56530.6172 |  | Communications - Civil | 5.8971 | 5.8021 | 1.7659 | 11.9927 | 1.329 | 0.83665 | 3.1719 | 0.056531
Communications - Other | F16: 9510628.7205; F17: 18660239.1722; F18: 8795443.0751 | -32876.3412 | -75447.4285 | -35653.0729 | [5 empty] | Communications - Other | 9477752.3793 | 18584791.7437 | 8759790.0022 | [6 empty] | Communications - Other | 9.4778 | 18.5848 | 8.7598
Computers, software, and office machines | 11114250.3673 | 19885147.3216 | 17707264.7502 | 25407778.245 | 9131530.2586 | 14356115.1267 | 10216093.0038 | 14402509.3567 | -51616.2661 | -80400.0001 | -71777.8963 | -102850.69 | -35502.0492 | -54260.8974 | -37956.1356 | -54890.7714 | Computers, software, and office machines | 11062634.1013 | 19804747.3215 | 17635486.8539 | 25304927.555 | 9096028.2095 | 14301854.2293 | 10178136.8682 | 14347618.5853 |  | Computers, software, and office machines | 11.0626 | 19.8047 | 17.6355 | 25.3049 | 9.096 | 14.3019 | 10.1781 | 14.3476
Easement | 3497660.4571 | 12679025.7873 | 97096.662 | 14478.0332 | 0 | 0 | 0 | 0 | -14264.9223 | -51264.0745 | -393.5895 | -58.6071 | 0 | 0 | 0 | 0 | Easement | 3483395.5347 | 12627761.7127 | 96703.0725 | 14419.4261 | 0 | 0 | 0 | 0 |  | Easement | 3.4834 | 12.6278 | 0.096703 | 0.014419 | 0 | 0 | 0 | 0
Land | 955951.4 | 12894079.5218 | 27913.4052 | 189952.3025 | 111459.9819 | 45802.4849 | 0 | 0 | 0 | -52133.5838 | -113.1494 | -768.9269 | -433.34 | -173.1167 | 0 | 0 | Land | 955951.4 | 12841945.938 | 27800.2559 | 189183.3756 | 111026.6418 | 45629.3682 | 0 | 0 |  | Land | 0.95595 | 12.8419 | 0.0278 | 0.18918 | 0.11103 | 0.045629 | 0 | 0
Network Switching Centres | 0 | 4804373.3706 | 691.1067 | 1729438.5201 | 0 | 0 | 0 | 1854919.8503 | 0 | -19425.1324 | -2.8015 | -7000.7674 | 0 | 0 | 0 | -7069.4612 | Network Switching Centres | 0 | 4784948.2382 | 688.3053 | 1722437.7527 | 0 | 0 | 0 | 1847850.3891 |  | Network Switching Centres | 0 | 4.7849 | 0.00068831 | 1.7224 | 0 | 0 | 0 | 1.8479
Office furniture, movable plant, and misc | 3366337.2229 | 2894658.2181 | 6783268.5632 | 561856.753 | 2186339.5061 | 544574.3478 | 4028482.4482 | 2967470.5542 | -11042.6526 | -11703.7363 | -27496.5532 | -2274.3962 | -8500.1671 | -2058.2931 | -14967.1333 | -11309.6089 | Office furniture, movable plant, and misc | 3355294.5703 | 2882954.4818 | 6755772.01 | 559582.3568 | 2177839.339 | 542516.0546 | 4013515.3149 | 2956160.9453 |  | Office furniture, movable plant, and misc | 3.3553 | 2.883 | 6.7558 | 0.55958 | 2.1778 | 0.54252 | 4.0135 | 2.9562
Refurbishment | 0 | 0 | 0 | 0 | 0 | 0 | 0 | 0 | 0 | 0 | 0 | 0 | 0 | 0 | 0 | 0 | Refurbishment | 0 | 0 | 0 | 0 | 0 | 0 | 0 | 0 |  | Refurbishment | 0 | 0 | 0 | 0 | 0 | 0 | 0 | 0
Substation Primary Plant | 18468995.1325 | 85705505.277 | 49936216.9695 | 22583263.9623 | 8387066.4208 | 22405665.9673 | 5707494.1372 | 31913964.7197 | -119006.5681 | -346526.1041 | -202420.6817 | -91417.0557 | -32607.6831 | -84685.2739 | -21205.2124 | -121630.3422 | Substation Primary Plant | 18349988.5644 | 85358979.1729 | 49733796.2878 | 22491846.9065 | 8354458.7378 | 22320980.6934 | 5686288.9249 | 31792334.3774 |  | Substation Primary Plant | 18.35 | 85.359 | 49.7338 | 22.4918 | 8.3545 | 22.321 | 5.6863 | 31.7923
Substation Demountable Buildings | 7134828.9455 | 4259786.8807 | 1883998.8056 | 1157579.6526 | 158782.3995 | 220490.5076 | 2261232.466 | 0 | -25301.1139 | -17223.2501 | -7636.9486 | -4685.8826 | -617.3227 | -833.374 | -8401.2201 | 0 | Substation Demountable Buildings | 7109527.8316 | 4242563.6306 | 1876361.857 | 1152893.77 | 158165.0769 | 219657.1336 | 2252831.2459 | 0 |  | Substation Demountable Buildings | 7.1095 | 4.2426 | 1.8764 | 1.1529 | 0.15817 | 0.21966 | 2.2528 | 0
Substation Establishment | 33162308.4171 | 21593451.9629 | 11961806.1237 | 19580317.4516 | 15925155.8135 | 10383167.3625 | 386317.1733 | 2221980.7482 | -118402.4488 | -87307.0494 | -48488.1935 | -79261.1278 | -61914.6681 | -39244.5988 | -1435.295 | -8468.4019 | Substation Establishment | 33043905.9683 | 21506144.9135 | 11913317.9303 | 19501056.3238 | 15863241.1454 | 10343922.7636 | 384881.8783 | 2213512.3463 |  | Substation Establishment | 33.0439 | 21.5061 | 11.9133 | 19.5011 | 15.8632 | 10.3439 | 0.38488 | 2.2135
Substation Fences | 276033.61 | 1875000.6122 | 434131.444 | 204457.7854 | 222919.9638 | 3337492.7932 | 178654.7853 | 49137.1249 | -10.5393 | -7581.0376 | -1759.7886 | -827.6451 | -866.6801 | -12614.5097 | -663.7611 | -187.2712 | Substation Fences | 276023.0707 | 1867419.5746 | 432371.6555 | 203630.1403 | 222053.2837 | 3324878.2835 | 177991.0242 | 48949.8537 |  | Substation Fences | 0.27602 | 1.8674 | 0.43237 | 0.20363 | 0.22205 | 3.3249 | 0.17799 | 0.04895
Substation Secondary Systems - Electro-mechanical | -4135744.28 | 0 | 0 | 0 | 0 | 0 | 0 | 0 | 0 | 0 | 0 | 0 | 0 | 0 | 0 | 0 | Substation Secondary Systems - Electro-mechanical | -4135744.28 | 0 | 0 | 0 | 0 | 0 | 0 | 0 |  | Substation Secondary Systems - Electro-mechanical | -4.1357 | 0 | 0 | 0 | 0 | 0 | 0 | 0
Substation Secondary Systems - Electronic | 31318011.496 | 49708819.1437 | 25640091.8698 | 21616980.8349 | 10628907.0384 | 13805268.8385 | 6379025.8971 | 39121521.2277 | -101053.105 | -200983.6285 | -103934.2824 | -87505.5415 | -41323.6303 | -52178.8986 | -23700.1731 | -149099.7454 | Substation Secondary Systems - Electronic | 31216958.391 | 49507835.5152 | 25536157.5874 | 21529475.2934 | 10587583.4081 | 13753089.9399 | 6355325.724 | 38972421.4823 |  | Substation Secondary Systems - Electronic | 31.217 | 49.5078 | 25.5362 | 21.5295 | 10.5876 | 13.7531 | 6.3553 | 38.9724
Transmission lines - Overhead | 13212138.8078 | 6120460.7393 | 15032023.5774 | 1049901.7145 | 236646.737 | 708840.9241 | 10681999.1983 | 162327.4897 | -42307.9874 | -24746.3615 | -60933.5798 | -4250.0023 | -920.0478 | -2679.1611 | -39687.1299 | -618.6617 | Transmission lines - Overhead | 13169830.8204 | 6095714.3778 | 14971089.9976 | 1045651.7122 | 235726.6892 | 706161.763 | 10642312.0684 | 161708.828 |  | Transmission lines - Overhead | 13.1698 | 6.0957 | 14.9711 | 1.0457 | 0.23573 | 0.70616 | 10.6423 | 0.16171
Transmission lines - Underground | 0 | 3408074.8879 | 4228064.6957 | 586388.5134 | 0 | 24620.6704 | 14045.3326 | 128777.4988 | 0 | -13779.5922 | -17138.8181 | -2373.7008 | 0 | -93.0572 | -52.183 | -490.7962 | Transmission lines - Underground | 0 | 3394295.2957 | 4210925.8776 | 584014.8126 | 0 | 24527.6132 | 13993.1495 | 128286.7027 |  | Transmission lines - Underground | 0 | 3.3943 | 4.2109 | 0.58401 | 0 | 0.024528 | 0.013993 | 0.12829
Working Capital | F16: 0 | 0 | 0 | 0 | 0 | 0 | 0 | 0 | 0 | Working Capital | 0 | 0 | 0 | 0 | 0 | 0 | 0 | 0 |  | Working Capital | 0 | 0 | 0 | 0 | 0 | 0 | 0 | 0
Accelerated Depreciation | F16: 0 | 0 | 0 | 0 | 0 | 0 | 0 | 0 | 0 | Accelerated Depreciation | 0 | 0 | 0 | 0 | 0 | 0 | 0 | 0 |  | Accelerated Depreciation | 0 | 0 | 0 | 0 | 0 | 0 | 0 | 0
Refurbishment Projects 2008-2013 | F16: 0 | 0 | 0 | 0 | 0 | 0 | 0 | 0 | 0 | Refurbishment Projects 2008-2013 | 0 | 0 | 0 | 0 | 0 | 0 | 0 | 0 |  | Refurbishment Projects 2008-2013 | 0 | 0 | 0 | 0 | 0 | 0 | 0 | 0
Equity Raising Cost - 2003 Opening RAB and 2003-08 capex | F16: 0 | 0 | 0 | 0 | 0 | 0 | 0 | 0 | 0 | Equity Raising Cost - 2003 Opening RAB and 2003-08 capex | 0 | 0 | 0 | 0 | 0 | 0 | 0 | 0 |  | Equity Raising Cost - 2003 Opening RAB and 2003-08 capex | 0 | 0 | 0 | 0 | 0 | 0 | 0 | 0
Equity Raising Cost 2013-2018 | F16: 0 | 0 | 0 | 0 | 0 | 0 | 0 | 0 | 0 | Equity Raising Cost 2013-2018 | 0 | 0 | 0 | 0 | 0 | 0 | 0 | 0 |  | Equity Raising Cost 2013-2018 | 0 | 0 | 0 | 0 | 0 | 0 | 0 | 0
Transmission Line Refit - insulators replacement 2013-18 | 2525677.436 | 18304213.5935 | 60168720.1308 | 3990235.9852 | 10493091.3314 | 22651606.2748 | 65561395.839 | 75770608.8295 | -14505.6467 | -74007.9392 | -243898.9993 | -16152.4758 | -40795.5988 | -85614.8389 | -243582.0848 | -288776.5642 | Transmission Line Refit - insulators replacement 2013-18 | 2511171.7894 | 18230205.6543 | 59924821.1315 | 3974083.5094 | 10452295.7327 | 22565991.4359 | 65317813.7542 | 75481832.2653 |  | Transmission Line Refit - insulators replacement 2013-18 | 2.5112 | 18.2302 | 59.9248 | 3.9741 | 10.4523 | 22.566 | 65.3178 | 75.4818
Communications - other (post 2018) |  |  |  | 22985035.8948 | 14763434.9577 | 3859253.7626 | 2008030.0977 | 10806440.6307 |  |  |  | -93043.4286 | -57398.0679 | -14586.5766 | -7460.4903 | -41185.4523 | Communications equipment - 2019 on |  |  |  | 22891992.4663 | 14706036.8898 | 3844667.1861 | 2000569.6074 | 10765255.1784 |  | Communications equipment - 2019 on |  |  |  | 22.892 | 14.706 | 3.8447 | 2.0006 | 10.7653
Total | 137062144.8806 | 269587196.0485 | 209690946.9137 | 135869560.4346 | 74221107.3767 | 94311532.1242 | 111714263.8805 | 179590603.2495 | -554212.2431 | -1090000 | -850000 | -550000 | -288560.7702 | -356463.3135 | -415055.1243 | -684454.806 | Total | 136507932.6375 | 268497196.0485 | 208840946.9137 | 135319560.4346 | 73932546.6065 | 93955068.8106 | 111299208.7562 | 178906148.4435 | Total F17-F23 | Total | 136.5079 | 268.4972 | 208.8409 | 135.3196 | 73.9325 | 93.9551 | 111.2992 | 178.9061
| F18: 479278142.9622; F23: 595707067.0654 | [11 empty] | 613846075.5997 |  |  |  |  | 593412533.0514 | 1070750676.0136 | [8 empty] | 1207.2586
Note: Communications - other (post 2018). New class proposed with 10 year life. Assets were previously allocated to "Communications - other", 15 year life. | F17: Check Total; F18: 479278142.9622; F22: Check total; F23: 595707067.0654 | [16 empty] | Check total F17-F23 | 1074985210.0276
[25 empty] | Provisions F17-F23 | -4234534.014
1070750676.0136
| F16: Before Provisions adjustment $m Nominal | Provisions adjustment $m Nominal | [8 empty] | After Provisions adjustment $m Nominal
| F16: Incurred | Incurred | [8 empty] | Incurred
INCURRED | F16 | F17 | F18 | F19 | F20 | F21 | F22 | F23 | F16 | F17 | F18 | F19 | F20 | F21 | F22 | F23 | INCURRED | F16 | F17 | F18 | F19 | F20 | F21 | F22 | F23
Commercial Buildings | 1.0891 | 2.0148 | 4.6656 | 1.5733 | 0.70067 | 1.0908 | 0.82126 | 0.3473 | -0.014754 | -0.0082447 | -0.019298 | -0.01094 | -0.0030654 | -0.0048778 | -0.0032923 | -0.0018736 | Commercial Buildings | 1.0744 | 2.0066 | 4.6463 | 1.5623 | 0.69761 | 1.0859 | 0.81796 | 0.34543
Communications - Civil | 4.0665 | 2.8313 | 10.1787 | 2.7711 | 0.95657 | 1.2801 | 1.9404 | 0.018359 | -0.015923 | -0.011586 | -0.042101 | -0.019269 | -0.0041849 | -0.0057242 | -0.007779 | -9.9039e-05 | Communications - Civil | 4.0505 | 2.8197 | 10.1366 | 2.7518 | 0.95239 | 1.2744 | 1.9327 | 0.01826
Communications - Other | 16.8226 | 11.3198 | 16.325 | 0 | 0 | 0 | 0 | 0 | -0.046856 | -0.046321 | -0.067523 | 0 | 0 | 0 | 0 | 0 | Communications - Other | 16.7758 | 11.2735 | 16.2575 | 0 | 0 | 0 | 0 | 0
Computers, software, and office machines | 11.1534 | 17.2957 | 17.0844 | 17.5601 | 11.1339 | 13.6613 | 11.8433 | 9.6153 | -0.15248 | -0.070774 | -0.070664 | -0.1221 | -0.04871 | -0.06109 | -0.047479 | -0.051871 | Computers, software, and office machines | 11.0009 | 17.2249 | 17.0137 | 17.4379 | 11.0852 | 13.6002 | 11.7959 | 9.5635
Easement | 3.3828 | 3.2366 | -0.08116 | 0.0049524 | 0.00016634 | 0 | 0 | 0 | -0.0034146 | -0.013244 | 0.00033569 | -3.4436e-05 | -7.2772e-07 | 0 | 0 | 0 | Easement | 3.3794 | 3.2233 | -0.080824 | 0.0049179 | 0.00016561 | 0 | 0 | 0
Land | 2.406 | 6.2303 | 0.050834 | 0.20517 | 0.083358 | 0.012694 | 0 | 0 | -0.0076308 | -0.025494 | -0.00021026 | -0.0014267 | -0.00036468 | -5.6765e-05 | 0 | 0 | Land | 2.3984 | 6.2048 | 0.050624 | 0.20374 | 0.082994 | 0.012637 | 0 | 0
Network Switching Centres | 0.64644 | 0.31263 | 1.1146 | 0.46707 | 0 | 0.18242 | 0.70032 | 0.94543 | -0.0021995 | -0.0012793 | -0.0046103 | -0.0032478 | 0 | -0.00081574 | -0.0028075 | -0.0051002 | Network Switching Centres | 0.64425 | 0.31135 | 1.11 | 0.46383 | 0 | 0.1816 | 0.69752 | 0.94033
Office furniture, movable plant, and misc | 1.2485 | 6.921 | 4.1123 | 0.61816 | 3.4026 | 2.996 | 1.8854 | 0.90451 | -0.012812 | -0.028321 | -0.017009 | -0.0042984 | -0.014886 | -0.013398 | -0.0075586 | -0.0048794 | Office furniture, movable plant, and misc | 1.2357 | 6.8927 | 4.0953 | 0.61387 | 3.3877 | 2.9826 | 1.8779 | 0.89963
Refurbishment | 0 | 0 | 0 | 0 | 0 | 0 | 0 | 0 | 0 | 0 | 0 | 0 | 0 | 0 | 0 | 0 | Refurbishment | 0 | 0 | 0 | 0 | 0 | 0 | 0 | 0
Substation Primary Plant | 40.0726 | 34.8264 | 34.7478 | 13.9319 | 13.4395 | 19.1267 | 17.5798 | 12.7683 | -0.17862 | -0.14251 | -0.14372 | -0.096875 | -0.058796 | -0.085531 | -0.070475 | -0.06888 | Substation Primary Plant | 39.894 | 34.6839 | 34.6041 | 13.835 | 13.3807 | 19.0412 | 17.5093 | 12.6994
Substation Demountable Buildings | 2.393 | 1.7704 | 1.7395 | 0.41755 | 0.34358 | 1.1391 | 0.9752 | 0 | -0.0081014 | -0.0072446 | -0.007195 | -0.0029034 | -0.0015031 | -0.0050937 | -0.0039095 | 0 | Substation Demountable Buildings | 2.3849 | 1.7632 | 1.7324 | 0.41464 | 0.34207 | 1.134 | 0.97129 | 0
Substation Establishment | 18.0039 | 11.0577 | 17.4618 | 14.4505 | 11.8161 | 5.3118 | 1.4235 | 0.93332 | -0.060664 | -0.045248 | -0.072225 | -0.10048 | -0.051694 | -0.023754 | -0.0057065 | -0.0050349 | Substation Establishment | 17.9432 | 11.0125 | 17.3896 | 14.3501 | 11.7644 | 5.2881 | 1.4177 | 0.92829
Substation Fences | 1.4944 | 0.55517 | 0.4676 | 0.86344 | 1.6287 | 1.0052 | 0.098732 | 0.031691 | -0.0050106 | -0.0022718 | -0.0019341 | -0.0060039 | -0.0071255 | -0.0044952 | -0.00039581 | -0.00017096 | Substation Fences | 1.4894 | 0.5529 | 0.46567 | 0.85743 | 1.6216 | 1.0007 | 0.098336 | 0.03152
Substation Secondary Systems - Electro-mechanical | -4.1357 | 0 | 0 | 0 | 0 | 0 | 0 | 0 | 0 | 0 | 0 | 0 | 0 | 0 | 0 | 0 | Substation Secondary Systems - Electro-mechanical | -4.1357 | 0 | 0 | 0 | 0 | 0 | 0 | 0
Substation Secondary Systems - Electronic | 29.5447 | 27.6804 | 28.8814 | 20.6322 | 16.2489 | 13.8896 | 13.7599 | 7.7293 | -0.095006 | -0.11327 | -0.11946 | -0.14347 | -0.071087 | -0.062111 | -0.055162 | -0.041696 | Substation Secondary Systems - Electronic | 29.4496 | 27.5672 | 28.762 | 20.4887 | 16.1779 | 13.8275 | 13.7047 | 7.6876
Transmission lines - Overhead | 9.8272 | 5.6511 | 10.898 | 1.1721 | 0.81704 | 1.0171 | 9.7449 | 0.11372 | -0.019186 | -0.023124 | -0.045076 | -0.0081502 | -0.0035745 | -0.0045481 | -0.039066 | -0.00061347 | Transmission lines - Overhead | 9.808 | 5.628 | 10.8529 | 1.164 | 0.81346 | 1.0125 | 9.7059 | 0.11311
Transmission lines - Underground | 1.7612 | 2.2519 | 2.4984 | 0.27033 | 0.012704 | 0.031901 | 0.049183 | 0.077312 | -0.013372 | -0.0092147 | -0.010334 | -0.0018798 | -5.5578e-05 | -0.00014266 | -0.00019717 | -0.00041706 | Transmission lines - Underground | 1.7478 | 2.2427 | 2.4881 | 0.26845 | 0.012648 | 0.031758 | 0.048986 | 0.076894
Working Capital | 0 | 0 | 0 | 0 | 0 | 0 | 0 | 0 | 0 | 0 | 0 | 0 | 0 | 0 | 0 | 0 | Working Capital | 0 | 0 | 0 | 0 | 0 | 0 | 0 | 0
Accelerated Depreciation | 0 | 0 | 0 | 0 | 0 | 0 | 0 | 0 | 0 | 0 | 0 | 0 | 0 | 0 | 0 | 0 | Accelerated Depreciation | 0 | 0 | 0 | 0 | 0 | 0 | 0 | 0
Refurbishment Projects 2008-2013 | 0 | 0 | 0 | 0 | 0 | 0 | 0 | 0 | 0 | 0 | 0 | 0 | 0 | 0 | 0 | 0 | Refurbishment Projects 2008-2013 | 0 | 0 | 0 | 0 | 0 | 0 | 0 | 0
Equity Raising Cost - 2003 Opening RAB and 2003-08 capex | 0 | 0 | 0 | 0 | 0 | 0 | 0 | 0 | 0 | 0 | 0 | 0 | 0 | 0 | 0 | 0 | Equity Raising Cost - 2003 Opening RAB and 2003-08 capex | 0 | 0 | 0 | 0 | 0 | 0 | 0 | 0
Equity Raising Cost 2013-2018 | 0 | 0 | 0 | 0 | 0 | 0 | 0 | 0 | 0 | 0 | 0 | 0 | 0 | 0 | 0 | 0 | Equity Raising Cost 2013-2018 | 0 | 0 | 0 | 0 | 0 | 0 | 0 | 0
Transmission Line Refit - insulators replacement 2013-18 | 27.2535 | 27.3353 | 13.4125 | 10.2225 | 40.2035 | 51.7621 | 45.4987 | 24.6483 | -0.045225 | -0.11186 | -0.055476 | -0.071082 | -0.17589 | -0.23147 | -0.1824 | -0.13297 | Transmission Line Refit - insulators replacement 2013-18 | 27.2083 | 27.2235 | 13.357 | 10.1514 | 40.0276 | 51.5307 | 45.3163 | 24.5153
Communications equipment - 2019 on (10 year life) | 0 | 0 | 0 | 14.0455 | 4.1956 | 4.5606 | 4.5055 | 2.1897 | 0 | 0 | 0 | -0.097665 | -0.018355 | -0.020394 | -0.018062 | -0.011813 | Communications equipment - 2019 on (10 year life) | 0 | 0 | 0 | 13.9478 | 4.1772 | 4.5402 | 4.4874 | 2.1779
Total | 167.0301 | 161.2907 | 163.5575 | 99.2058 | 104.983 | 117.0674 | 110.8262 | 60.3225 | -0.68126 | -0.66 | -0.6765 | -0.68983 | -0.45929 | -0.5235 | -0.44429 | -0.32542 | Total | 166.3488 | 160.6307 | 162.881 | 98.5159 | 104.5237 | 116.5439 | 110.3819 | 59.9971
| Incurred F16: Before Provisions adjustment | Provisions adjustment $m | [8 empty] | After Provisions adjustment
| Incurred F16: Commissioned | Commissioned | [8 empty] | Commissioned
COMMISSIONED | F16 | F17 | F18 | F19 | F20 | F21 | F22 | F23 | F16 | F17 | F18 | F19 | F20 | F21 | F22 | F23 | COMMISSIONED | F16 | F17 | F18 | F19 | F20 | F21 | F22 | F23
Commercial Buildings | 0.73686 | 0.96875 | 5.2211 | 2.1704 | 0.64158 | 1.1288 | 1.1078 | 0.1342 | -0.0026955 | -0.0039168 | -0.021164 | -0.0087859 | -0.0024944 | -0.0042665 | -0.0041157 | -0.00051146 | Commercial Buildings | 0.73417 | 0.96483 | 5.1999 | 2.1616 | 0.63908 | 1.1245 | 1.1037 | 0.13369
Communications - Civil | 5.9182 | 5.8256 | 1.7731 | 12.0415 | 1.3342 | 0.83982 | 3.1837 | 0.056747 | -0.021129 | -0.023554 | -0.0071875 | -0.048744 | -0.0051872 | -0.0031742 | -0.011829 | -0.00021627 | Communications - Civil | 5.8971 | 5.8021 | 1.7659 | 11.9927 | 1.329 | 0.83665 | 3.1719 | 0.056531
Communications - Other | 9.5106 | 18.6602 | 8.7954 | 0 | 0 | 0 | 0 | 0 | -0.032876 | -0.075447 | -0.035653 | 0 | 0 | 0 | 0 | 0 | Communications - Other | 9.4778 | 18.5848 | 8.7598 | 0 | 0 | 0 | 0 | 0
Computers, software, and office machines | 11.1143 | 19.8851 | 17.7073 | 25.4078 | 9.1315 | 14.3561 | 10.2161 | 14.4025 | -0.051616 | -0.0804 | -0.071778 | -0.10285 | -0.035502 | -0.054261 | -0.037956 | -0.054891 | Computers, software, and office machines | 11.0626 | 19.8047 | 17.6355 | 25.3049 | 9.096 | 14.3019 | 10.1781 | 14.3476
Easement | 3.4977 | 12.679 | 0.097097 | 0.014478 | 0 | 0 | 0 | 0 | -0.014265 | -0.051264 | -0.00039359 | -5.8607e-05 | 0 | 0 | 0 | 0 | Easement | 3.4834 | 12.6278 | 0.096703 | 0.014419 | 0 | 0 | 0 | 0
Land | 0.95595 | 12.8941 | 0.027913 | 0.18995 | 0.11146 | 0.045802 | 0 | 0 | 0 | -0.052134 | -0.00011315 | -0.00076893 | -0.00043334 | -0.00017312 | 0 | 0 | Land | 0.95595 | 12.8419 | 0.0278 | 0.18918 | 0.11103 | 0.045629 | 0 | 0
Network Switching Centres | 0 | 4.8044 | 0.00069111 | 1.7294 | 0 | 0 | 0 | 1.8549 | 0 | -0.019425 | -2.8015e-06 | -0.0070008 | 0 | 0 | 0 | -0.0070695 | Network Switching Centres | 0 | 4.7849 | 0.00068831 | 1.7224 | 0 | 0 | 0 | 1.8479
Office furniture, movable plant, and misc | 3.3663 | 2.8947 | 6.7833 | 0.56186 | 2.1863 | 0.54457 | 4.0285 | 2.9675 | -0.011043 | -0.011704 | -0.027497 | -0.0022744 | -0.0085002 | -0.0020583 | -0.014967 | -0.01131 | Office furniture, movable plant, and misc | 3.3553 | 2.883 | 6.7558 | 0.55958 | 2.1778 | 0.54252 | 4.0135 | 2.9562
Refurbishment | 0 | 0 | 0 | 0 | 0 | 0 | 0 | 0 | 0 | 0 | 0 | 0 | 0 | 0 | 0 | 0 | Refurbishment | 0 | 0 | 0 | 0 | 0 | 0 | 0 | 0
Substation Primary Plant | 18.469 | 85.7055 | 49.9362 | 22.5833 | 8.3871 | 22.4057 | 5.7075 | 31.914 | -0.11901 | -0.34653 | -0.20242 | -0.091417 | -0.032608 | -0.084685 | -0.021205 | -0.12163 | Substation Primary Plant | 18.35 | 85.359 | 49.7338 | 22.4918 | 8.3545 | 22.321 | 5.6863 | 31.7923
Substation Demountable Buildings | 7.1348 | 4.2598 | 1.884 | 1.1576 | 0.15878 | 0.22049 | 2.2612 | 0 | -0.025301 | -0.017223 | -0.0076369 | -0.0046859 | -0.00061732 | -0.00083337 | -0.0084012 | 0 | Substation Demountable Buildings | 7.1095 | 4.2426 | 1.8764 | 1.1529 | 0.15817 | 0.21966 | 2.2528 | 0
Substation Establishment | 33.1623 | 21.5935 | 11.9618 | 19.5803 | 15.9252 | 10.3832 | 0.38632 | 2.222 | -0.1184 | -0.087307 | -0.048488 | -0.079261 | -0.061915 | -0.039245 | -0.0014353 | -0.0084684 | Substation Establishment | 33.0439 | 21.5061 | 11.9133 | 19.5011 | 15.8632 | 10.3439 | 0.38488 | 2.2135
Substation Fences | 0.27603 | 1.875 | 0.43413 | 0.20446 | 0.22292 | 3.3375 | 0.17865 | 0.049137 | -1.0539e-05 | -0.007581 | -0.0017598 | -0.00082765 | -0.00086668 | -0.012615 | -0.00066376 | -0.00018727 | Substation Fences | 0.27602 | 1.8674 | 0.43237 | 0.20363 | 0.22205 | 3.3249 | 0.17799 | 0.04895
Substation Secondary Systems - Electro-mechanical | -4.1357 | 0 | 0 | 0 | 0 | 0 | 0 | 0 | 0 | 0 | 0 | 0 | 0 | 0 | 0 | 0 | Substation Secondary Systems - Electro-mechanical | -4.1357 | 0 | 0 | 0 | 0 | 0 | 0 | 0
Substation Secondary Systems - Electronic | 31.318 | 49.7088 | 25.6401 | 21.617 | 10.6289 | 13.8053 | 6.379 | 39.1215 | -0.10105 | -0.20098 | -0.10393 | -0.087506 | -0.041324 | -0.052179 | -0.0237 | -0.1491 | Substation Secondary Systems - Electronic | 31.217 | 49.5078 | 25.5362 | 21.5295 | 10.5876 | 13.7531 | 6.3553 | 38.9724
Transmission lines - Overhead | 13.2121 | 6.1205 | 15.032 | 1.0499 | 0.23665 | 0.70884 | 10.682 | 0.16233 | -0.042308 | -0.024746 | -0.060934 | -0.00425 | -0.00092005 | -0.0026792 | -0.039687 | -0.00061866 | Transmission lines - Overhead | 13.1698 | 6.0957 | 14.9711 | 1.0457 | 0.23573 | 0.70616 | 10.6423 | 0.16171
Transmission lines - Underground | 0 | 3.4081 | 4.2281 | 0.58639 | 0 | 0.024621 | 0.014045 | 0.12878 | 0 | -0.01378 | -0.017139 | -0.0023737 | 0 | -9.3057e-05 | -5.2183e-05 | -0.0004908 | Transmission lines - Underground | 0 | 3.3943 | 4.2109 | 0.58401 | 0 | 0.024528 | 0.013993 | 0.12829
Working Capital | 0 | 0 | 0 | 0 | 0 | 0 | 0 | 0 | 0 | 0 | 0 | 0 | 0 | 0 | 0 | 0 | Working Capital | 0 | 0 | 0 | 0 | 0 | 0 | 0 | 0
Accelerated Depreciation | 0 | 0 | 0 | 0 | 0 | 0 | 0 | 0 | 0 | 0 | 0 | 0 | 0 | 0 | 0 | 0 | Accelerated Depreciation | 0 | 0 | 0 | 0 | 0 | 0 | 0 | 0
Refurbishment Projects 2008-2013 | 0 | 0 | 0 | 0 | 0 | 0 | 0 | 0 | 0 | 0 | 0 | 0 | 0 | 0 | 0 | 0 | Refurbishment Projects 2008-2013 | 0 | 0 | 0 | 0 | 0 | 0 | 0 | 0
Equity Raising Cost - 2003 Opening RAB and 2003-08 capex | 0 | 0 | 0 | 0 | 0 | 0 | 0 | 0 | 0 | 0 | 0 | 0 | 0 | 0 | 0 | 0 | Equity Raising Cost - 2003 Opening RAB and 2003-08 capex | 0 | 0 | 0 | 0 | 0 | 0 | 0 | 0
Equity Raising Cost 2013-2018 | 0 | 0 | 0 | 0 | 0 | 0 | 0 | 0 | 0 | 0 | 0 | 0 | 0 | 0 | 0 | 0 | Equity Raising Cost 2013-2018 | 0 | 0 | 0 | 0 | 0 | 0 | 0 | 0
Transmission Line Refit - insulators replacement 2013-18 | 2.5257 | 18.3042 | 60.1687 | 3.9902 | 10.4931 | 22.6516 | 65.5614 | 75.7706 | -0.014506 | -0.074008 | -0.2439 | -0.016152 | -0.040796 | -0.085615 | -0.24358 | -0.28878 | Transmission Line Refit - insulators replacement 2013-18 | 2.5112 | 18.2302 | 59.9248 | 3.9741 | 10.4523 | 22.566 | 65.3178 | 75.4818
Communications equipment - 2019 on (10 year life) | 0 | 0 | 0 | 22.985 | 14.7634 | 3.8593 | 2.008 | 10.8064 | 0 | 0 | 0 | -0.093043 | -0.057398 | -0.014587 | -0.0074605 | -0.041185 | Communications equipment - 2019 on (10 year life) | 0 | 0 | 0 | 22.892 | 14.706 | 3.8447 | 2.0006 | 10.7653
Total | 137.0621 | 269.5872 | 209.6909 | 135.8696 | 74.2211 | 94.3115 | 111.7143 | 179.5906 | -0.55421 | -1.09 | -0.85 | -0.55 | -0.28856 | -0.35646 | -0.41506 | -0.68445 | Total | 136.5079 | 268.4972 | 208.8409 | 135.3196 | 73.9325 | 93.9551 | 111.2992 | 178.9061
Note on E31: Robertson, Ian (ENet): Proposed new asset class. Looks up T41 "Comms Other"
Note on E62: Robertson, Ian (ENet): Proposed new asset class. Looks up T41 "Comms Other"

## Incurred
| Note: Historic incurred spend data are not comprehensive. Annual historic spend is shown for projects which are active in financial years 2016 to 2023. | [16 empty] | 4460663.7011
[16 empty] | 7 | 8 | 9 | 10 | 11 | 12 | 13 |  |  |  |  | Check to "Commissioned" | [9 empty] | Asset class splits
| This colour denotes projects which have capitalisations in more than one year. These projects have been split to facilitate this. |  |  |  | 92201.14 | 6125285.84 | 7596615.71 | 9617371.67 | 39173732.09 | 126045695.57 | 95543994.11 | 156925832.93 | 97931219.61 | 111700820.64 | 167030089.02 | 161290723.3053 | 163557478.2361 | 99205750.9135 | 104982952.6113 | 117067418.9316 | 110826181.7701 | 60322518.4265 |  | Total F17-F23 |  |  | Commissioned by Year | Per "Commissioned" | [8 empty] | Commercial Buildings | Communications - Civil | Communications - Other | Computers, software, and office machines | Easement | Land | Network Switching Centres | Office furniture, movable plant, and misc | Refurbishment | Substation Primary Plant | Substation Demountable Buildings | Substation Establishment | Substation Fences | Substation Secondary Systems - Electro-mechanical | Substation Secondary Systems - Electronic | Transmission lines - Overhead | Transmission lines - Underground | Refurbishment 2008-13 | Transmission Line Refit - insulators replacement 2013-18
|  |  | 2016 | [11 empty] | 167030089.02 | [8 empty] | 167030089.02 | [11 empty] | F16 | 248022.1904 | 3643180.1782 | 15992781.9922 | 11342448.3431 | 3197707.9526 | 1315539.0823 | 1140846.3882 | 2071435.2031 | 0 | 51145729.653 | 2016753.5668 | 13644288.9597 | 928636.1289 | 0 | 26524974.7086 | 4737106.9146 | 1690786.83 | 0 | 27389850.9283 | 167030089.02
|  |  | 2017 | [12 empty] | 7: 161290723.3053 |  | 161290723.3053 |  |  | 253088778.7597 | 253088778.7597 | [7 empty] | F17 | 2014831.4537 | 2831333.7526 | 11319819.7691 | 17295671.4401 | 3236564.2471 | 6230330.0653 | 312629.6077 | 6921027.3542 | 0 | 34826444.4773 | 1770433.416 | 11057701.4096 | 555174.8532 | 0 | 27680440.8494 | 5651127.7102 | 2251882.4365 | 0 | 27335310.4633 | 161290723.3053
| Incurred spend up to 2016 is always $Nominal |  | 2018 | [12 empty] | 8: 163557478.2361 |  | 163557478.2361 |  |  | 208764010.9806 | 208764010.9806 | [7 empty] | F18 | 4665595.2974 | 10178736.4575 | 16324984.6754 | 17084356.1058 | -81160.0675 | 50834.4077 | 1114633.4315 | 4112332.7878 | 0 | 34747846.3411 | 1739545.6594 | 17461815.3825 | 467600.3528 | 0 | 28881438.9718 | 10897994.6893 | 2498422.1614 | 0 | 13412501.5824 | 163557478.2361
|  |  | 2019 | [12 empty] | 4460663.7011 9: 99205750.9135 |  | 99205750.9135 |  |  | 135869560.4346 | 135869560.4346 | [7 empty] | F19 | 1573286.8868 | 2771103.1813 | 14045459.7118 | 17560053.3693 | 4952.3672 | 205170.6923 | 467073.544 | 618164.9277 | 0 | 13931852.5588 | 417545.9578 | 14450532.9261 | 863435.095 | 0 | 20632154.4895 | 1172105.6536 | 270334.6309 | 0 | 10222524.9213 | 99205750.9135
| Incurred spend from 2017-2023 is $Nominal when cell A18 is set to 0 and $Real 2017/18 when Cell A18 is set to 1 |  | 2020 | [12 empty] | 4460663.7011 10: 104982952.6113 |  | 104982952.6113 |  |  | 74221107.3767 | 74221107.3767 | [7 empty] | F20 | 700671.9966 | 956570.1706 | 4195589.7921 | 11133917.5597 | 166.3409 | 83358.46 | 0 | 3402553.3806 | 0 | 13439492.6088 | 343577.6373 | 11816138.7687 | 1628720.8255 | 0 | 16248943.6512 | 817037.7881 | 12703.7394 | 0 | 40203509.8916 | 104982952.6113
|  |  | 2021 | [12 empty] | 4460663.7011 11: 117067418.9316 |  | 117067418.9316 |  |  | 94311532.1242 | 94311532.1242 | [7 empty] | F21 | 1090781.8748 | 1280076.7125 | 4560569.2713 | 13661259.5462 | 0 | 12693.9664 | 182419.4395 | 2996036.7317 | 0 | 19126735.5119 | 1139079.8189 | 5311843.5891 | 1005230.4196 | 0 | 13889593.4012 | 1017071.444 | 31901.0387 | 0 | 51762126.1657 | 117067418.9316
|  |  | 2022 | [12 empty] | 4460663.7011 12: 110826181.7701 |  | 110826181.7701 |  |  | 111714263.8805 | 111714263.8805 | [7 empty] | F22 | 821256.7937 | 1940444.4062 | 4505497.2362 | 11843342.4839 | 0 | 0 | 700324.3843 | 1885445.1867 | 0 | 17579755.359 | 975200.0867 | 1423452.753 | 98732.1065 | 0 | 13759904.629 | 9744927.5025 | 49183.4521 | 0 | 45498715.3902 | 110826181.7701
| Incurred spend 2017-2023 is set to |  | 2023 | [12 empty] | 4460663.7011 13: 60322518.4265 |  | 60322518.4265 |  |  | 179590603.2495 | 179590603.2495 | [7 empty] | F23 | 347303.4042 | 18358.9682 | 2189702.1329 | 9615332.3153 | 0 | 0 | 945432.9327 | 904505.01 | 0 | 12768269.1552 | 0 | 933323.7505 | 31690.7142 | 0 | 7729276.3386 | 113718.9014 | 77311.5251 | 0 | 24648293.2781 | 60322518.4265
| $Nominal |  | Total | [11 empty] | 167030089.02 | 161290723.3053 | 163557478.2361 | 99205750.9135 | 104982952.6113 | 117067418.9316 | 110826181.7701 | 60322518.4265 |  | 984283113.2143 | [31 empty] | 984283113.2143
|  |  | Check | [10 empty] | Check totals | 0 | 0 | 0 | 0 | 0 | 0 | 0 | 0
2.5% | <==Forecast cpi 2017/18-2022/23 |  | Cum Cpi F17-F23 | [12 empty] | 102.1% | 104.7% | 107.3% | 110% | 112.7% | 115.5% | 118.4% | 121.4%
|  |  | Cum labour escalator | [12 empty] | 100% | 0.65% | 1.304% | 2.064% | 2.983% | 4.115% | 5.313% | 6.185%
1 | <=== Labour Escalator applied = 1 |  | Cum cpi to $2017/20 |  | 134% | 130.8% | 125.4% | 122.4% | 119% | 115.2% | 113.4% | 110.6% | 107.5% | 106.1% | 104.7% | 102.5% | 100% | 97.56% | 95.18% | 92.86% | 90.6% | 88.39% | 86.23%
|  |  | Cum cpi to 2023 for commissioned calc (col AA) |  | 151.7% | 148% | 141.9% | 138.5% | 134.6% | 130.4% | 128.3% | 125.1% | 121.6% | 120% | 118.4% | 116% | 113.1% | 110.4% | 107.7% | 105.1% | 102.5% | 100% | 100%
0 | <===$17/18 Real = 1; $Nominal = 0 |  | CPI from prior year |  | 102.9% | 102.5% | 104.3% | 102.4% | 102.9% | 103.3% | 101.6% | 102.5% | 102.9% | 101.3% | 101.3% | 102.1% | 102.5% | 102.5% | 102.5% | 102.5% | 102.5% | 102.5% | 102.5% | [11 empty] | Asset Class allocations =====> | [21 empty] | Labour Escalation
| Set to 0 (nominal) for RFM/PTRM table inputs |  | Incurred 2.5% cpi - base total | [12 empty] | 484463325.9606 | 490740861.3222 | 297313242.0569 | 314219774.5525 | 349863363.7432 | 330642430.3303 | 179565985.0129 | 6101834.68 | [12 empty] | Success VLU | 72 | 73 | 74 | 75 | 76 | 77 | 78 | 79 | 80 | 81 | 82 | 83 | 84 | 85 | 86 | 87 | 88 | 89 | 90 |  | Labour escalation factors derived form Success Estimator commodity report
337 |  |  |  |  | 92201.14 | 6125285.84 | 7596615.71 | 9617371.67 | 39173732.09 | 126045695.57 | 95543994.11 | 156925832.93 | 97931219.61 | 111700820.64 | 167030089.02 | 161290723.3053 | 163557478.2361 | 99205750.9135 | 104982952.6113 | 117067418.9316 | 110826181.7701 | 60322518.4265 | 6344597.5702 | 984283113.2143 | [11 empty] | Project splits VLU | 3 | 4 | 5 | 6 | 7 | 8 | 9 | 10 | 11 | 12 | 13 | 14 | 15 | 16 | 17 | 18 | 19 | 20 | 21 |  | Linked to "Project Labour Content" worksheet
|  |  |  | Fiscal year | 2006 | 2007 | 2008 | 2009 | 2010 | 2011 | 2012 | 2013 | 2014 | 2015 | 2016 | 2017 | 2018 | 2019 | 2020 | 2021 | 2022 | 2023 | 2024 |  |  | Escalate to Capitalisation year | [6 empty] | 34 |  |  |  | 38 | 39 | 40 | 41 | 42 | 43 | 44 | 45 | 46 | 47 | 48 | 49 | 50 | 51 | 52 | 53 | 54 | 55 | 56
Project Definition | Title | BP Category | Project Category | Project Status | Actual 2006 | Actual 2007 | Actual 2008 | Actual 2009 | Actual 2010 | Actual 2011 | Actual 2012 | Actual 2013 | Actual 2014 | Actual 2015 | Actual 2016 | Plan 2017 | Plan 2018 | Plan 2019 | Plan 2020 | Plan 2021 | Plan 2022 | Plan 2023 | Plan 2024 | Total Nominal 2017-2023 | Absolute | Escalate to 2023 | Commissioned $ | End Year Factor | Last Spend year | AIS Date | AIS Year | Spare | Commissioned $ 2017/18 | Last spend year $ | Estimate basis | Estimates Asset Class $ | Commercial Buildings | Communications - Civil | Communications - Other | Computers, software, and office machines | Easement | Land | Network Switching Centres | Office furniture, movable plant, and misc | Refurbishment | Substation Primary Plant | Substation Demountable Buildings | Substation Establishment | Substation Fences | Substation Secondary Systems - Electro-mechanical | Substation Secondary Systems - Electronic | Transmission lines - Overhead | Transmission lines - Underground | Refurbishment 2008-13 | Transmission Line Refit - insulators replacement 2013-18 | Total | Labour Escalation Factor F18 | Labour Escalation Factor F19 | Labour Escalation Factor F20 | Labour Escalation Factor F21 | Labour Escalation Factor F22 | Labour Escalation Factor F23 | Labour Escalation Factor F24 | Escalator
EC.10161 | Adelaide Central Reinforcement | ExAnte | Augmentation | Active | 14438.5 | 5643382.17 | 6634694.54 | 7459380.96 | 20848276.83 | 100800022.72 | 32862274.5 | 2236198.14 | 394226.32 | 137031.3 | 283719.84 | 2017 Plan 2017: 134907.2536; 2018 Plan 2018: 899064.1977 | 178347617.2712 | 178347617.2712 | 234696261.7789 | 182964229.0802 | 1.2827 | 2018 | 2011-11-29 | 2012 |  | 207437297.2592 | 899064.1977 |  | 0 | 0% | 0% | 4.487% | 0% | 0% | 0% | 0.07687% | 0% | 0% | 25.2% | 0% | 13.03% | 0% | 0% | 4.53% | 0% | 52.67% | 0% | 0% | 100% | 100.3% | 100.6% | 101% | 101.4% | 101.9% | 102.5% | 102.9% | Category | 0 | 0 | 0 | 1 | 46.84%
EC.10344 | Heywood Interconnector Upgrade | ExAnte | Augmentation | Active | 0 | 0 | 0 | 0 | 0 | 0 | 798544.67 | 913779.99 | 1978728.67 | 5687410.89 | 23030612.23 | 2017 Plan 2017: 4021085.2657; 2018 Plan 2018: 1584134.3028 | 38014296.0185 | 38014296.0185 | 45129482.5233 | 38915011.3422 | 1.1597 | 2018 | 2016-07-25 | 2017 |  | 39887886.6258 | 1584134.3028 |  | 26346858.3247 | 0% | 4.591% | 3.134% | 0% | 0% | 0.6073% | 0% | 0% | 0% | 55.82% | 2.716% | 18.53% | 2.265% | 0% | 8.502% | 3.84% | 0% | 0% | 0% | 100% | 100.3% | 100.6% | 101% | 101.4% | 101.9% | 102.5% | 102.9% | Category | 0 | 0 | 0 | 2 | 46.84%
EC.10370 | Clare North New 132_33 kV Substation | ExAnte | Connection | Active | 14316.59 | 182203.75 | 485896.08 | 1703092.27 | 14056261.11 | 5216315.03 | 228703 | 282437.38 | -151764.68 | 247663.51 | 88534.74 | 2017 Plan 2017: 519852.7274 | 22873511.5074 | 23177040.8674 | 30528318.2787 | 23418060.7518 | 1.3036 | 2017 | 2010-12-13 | 2011 |  | 26982585.0041 | 519852.7274 |  | 0 | 0% | 0% | 0.956% | 0% | 0% | 0% | 0% | 0% | 0% | 56.22% | 0% | 26.31% | 0% | 0% | 13.73% | 2.787% | 0% | 0% | 0% | 100% | 100.3% | 100.6% | 101% | 101.4% | 102% | 102.6% | 103% | Category | 0 | 0 | 0 | 3 | 48.04%
EC.10424 | Riverland Reinforcement Land and Easemen | ExAnte | Easements/Land | Deferred | 24174.52 | 1563.51 | 0 | 383.71 | 0 | 0 | 0 | 0 |  |  |  | 2017 Plan 2017: -614113.2078; 2024 Plan 2024: -0.040377 | -587991.4678 | 640234.9478 | 0 | 0 | 1 | 2017 | 2026-10-22 | 2027 |  | 0 | -614113.2078 |  | 0 | 0% | 0% | 0% | 0% | 0% | 100% | 0% | 0% | 0% | 0% | 0% | 0% | 0% | 0% | 0% | 0% | 0% | 0% | 0% | 100% | 100.1% | 100.3% | 100.4% | 100.6% | 100.9% | 101.1% | 101.3% | Category | 0 | 0 | 0 | 4 | 21.21%
EC.10503 | Waterloo Substation Replacement | ExAnte | Replacement | Active | 21868.92 | 297382.73 | 171231.17 | 64637.61 | 0 | 61467.84 | 2533646.94 | 25051794.89 | 12265063.91 | 816930.73 | 209044.69 | 2017 Plan 2017: 51753.6746 | 41544823.1046 | 41544823.1046 | 51686170.8784 | 42511800.5545 | 1.2158 | 2017 | 2013-10-29 | 2014 |  | 45683043.741 | 51753.6746 |  | 0 | 0% | 0.5998% | 6.881% | 0% | 0% | 0% | 0% | 0% | 0% | 21.41% | 0% | 34.84% | 0% | 0% | 14.4% | 21.87% | 0% | 0% | 0% | 100% | 100.3% | 100.7% | 101.1% | 101.6% | 102.2% | 102.8% | 103.3% | Category | 0 | 0 | 0 | 5 | 53.08%
EC.10505 | Millbrook Pump Station Replacement | ExAnte | Replacement | Cancelled | 5492.33 | 0 | 130.92 | 245.68 | 0 | 0 | 0 | 0 |  |  |  | 2018 Plan 2018: -5855.8238 | 13.1062 | 11724.7538 | 0 | 0 | 1.1597 | 2018 | 2017-02-23 | 2017 |  | 0 | -5855.8238 |  | 0 | 0% | 2.606% | 9.132% | 0% | 0% | 6.988% | 0% | 0% | 0% | 35.26% | 5.263% | 21.05% | 1.108% | 0% | 14.01% | 4.588% | 0% | 0% | 0% | 100% | 100.3% | 100.7% | 101.1% | 101.6% | 102.2% | 102.8% | 103.3% | Category | 0 | 0 | 0 | 6 | 53.08%
EC.10509 | Whyalla Terminal Substation Replac | ExAnte | Replacement | Active | 11910.28 | 753.68 | 110585 | 0 | 491172.67 | 2109341.8 | 13925378.63 | 20268858.55 | 4400650.94 | 1224600.41 | 922861.43 | 2017 Plan 2017: 281033.5475 | 43747146.9375 | 43747146.9375 | 55053347.8034 | 46484217.4405 | 1.1843 | 2017 | 2015-12-07 | 2016 |  | 48659137.5033 | 281033.5475 |  | 0 | 0% | 0% | 3.001% | 0% | 0% | 0% | 0% | 0% | 0% | 57.6% | 0% | 12.19% | 0.2799% | 0% | 26.93% | 0% | 0% | 0% | 0% | 100% | 100.3% | 100.7% | 101.1% | 101.6% | 102.2% | 102.8% | 103.3% | Category | 0 | 0 | 0 | 7 | 53.08%
EC.10517 | South East CB Upgrade | ExAnte | Security/Compliance | Active | 0 | 0 | 0 | 0 | 0 | 0 | 0 | 0 | 131231.91 | 1187948.25 | 3564305.29 | 2017 Plan 2017: 403496.2025 | 5286981.6525 | 5286981.6525 | 6274235.1289 | 5297641.6811 | 1.1843 | 2017 | 2015-12-23 | 2016 |  | 5545509.6202 | 403496.2025 |  | 4308958.0093 | 0% | 0% | 4.641% | 0% | 0% | 0% | 0% | 0% | 0% | 56.04% | 0% | 5.911% | 0% | 0% | 23.82% | 9.59% | 0% | 0% | 0% | 100% | 100.3% | 100.6% | 101% | 101.4% | 102% | 102.5% | 102.9% | Category | 0 | 0 | 0 | 8 | 47.41%
EC.10615 | Ardrossan West 132kV Sub Rebuild 2x25MVA | ExAnte | Augmentation | Active | 0 | 0 | 38503 | 247149.1 | 673856.07 | 4689603.73 | 9839939.19 | 7572131.09 | 697035.34 | 230314.93 | 82087.88 | 2017 Plan 2017: 26293.9884 | 24096914.3184 | 24096914.3184 | 30767179.2339 | 24585676.7795 | 1.2514 | 2017 | 2012-11-30 | 2013 |  | 27193703.2835 | 26293.9884 |  | 0 | 0% | 0% | 4.502% | 0% | 0% | 0% | 0% | 0% | 0% | 46.14% | 0% | 22.84% | 0% | 0% | 26.51% | 0% | 0% | 0% | 0% | 100% | 100.3% | 100.6% | 101% | 101.4% | 101.9% | 102.5% | 102.9% | Category | 0 | 0 | 0 | 9 | 46.84%
EC.10703 | SVC Secondary Systems Replacement (Para) | ExAnte | Replacement | Active | 0 | 0 | 0 | 0 | 0 | 0 | 0 | 0 |  | 301176.65 | 12290961.53 | 2017 Plan 2017: 8844981.6016; 2018 Plan 2018: 246318.489 | 21683438.2706 | 21683438.2706 | 25454264.6741 | 21949132.6538 | 1.1597 | 2018 | 2016-11-30 | 2017 |  | 22497860.9701 | 246318.489 |  | 10922581 | 0% | 0% | 0% | 0% | 0% | 0% | 0% | 0% | 0% | 0% | 0% | 2.374% | 0% | 0% | 97.63% | 0% | 0% | 0% | 0% | 100% | 100.3% | 100.7% | 101.1% | 101.6% | 102.2% | 102.8% | 103.3% | Category | 0 | 0 | 0 | 10 | 53.08%
EC.11101 | Cultana 275_132 kV Augmentation | ExAnte | Augmentation | Active | 0 | 0 | 77228 | 0 | 453453.13 | 1359903.97 | 14877728.73 | 37695811.99 | 11090338.27 | 1206213.96 | 1147486.3 | 2017 Plan 2017: 940915.7747 | 68849080.1247 | 68849080.1247 | 86131862.3266 | 70843331.7924 | 1.2158 | 2017 | 2014-03-20 | 2014 |  | 76128015.8172 | 940915.7747 |  | 0 | 0% | 0.1702% | 7.28% | 0% | 0% | 0% | 0% | 0% | 0% | 40.93% | 0% | 15.46% | 0% | 0% | 11.71% | 24.45% | 0% | 0% | 0% | 100% | 100.3% | 100.6% | 101% | 101.4% | 101.9% | 102.5% | 102.9% | Category | 0 | 0 | 0 | 11 | 46.84%
EC.11104 | Northern SA Region Voltage Support | Contingent - High | Augmentation | Active | 0 | 0 | 0 | 0 | 0 | 0 | 0 | 0 |  |  | 40538.91 | 2017 Plan 2017: 73996.2221; 2018 Plan 2018: -114806.34 | -271.2079 | 229341.4721 | 0 |  |  | 2018 |  |  |  | 0 | -114806.34 |  | 2873691.8114 | 0% | 0% | 0% | 0% | 0% | 0% | 0% | 0% | 0% | 76.61% | 0% | 13.19% | 1.926% | 0% | 8.275% | 0% | 0% | 0% | 0% | 100% | 100.3% | 100.6% | 101% | 101.4% | 101.9% | 102.5% | 102.9% | Category | 0 | 0 | 0 | 12 | 46.84%
EC.11109 | TIPS 66kV Section Secondary Systems Upg. | ExAnte | Replacement | Closed | 0 | 0 | 18240 | 0 | 25691.19 | 263358.79 | 2199097.6 | 7683992.38 | 1100087.3 | 214079.04 | 16232.07 | [8 empty] | 11520778.37 | 11520778.37 | 14454207.8848 | 12046477.6415 | 1.1999 | 2016 | 2015-01-12 | 2015 |  | 12775413.613 | 16232.07 |  | 0 | 0% | 0% | 11.16% | 0% | 0% | 0% | 0% | 0% | 0% | 12.66% | 0% | 22.08% | 0% | 0% | 54.09% | 0% | 0% | 0% | 0% | 100% | 100.3% | 100.7% | 101.1% | 101.6% | 102.2% | 102.8% | 103.3% | Category | 0 | 0 | 0 | 13 | 53.08%
EC.11110 | CLSD Eyre Peninsula Land & Easement Acqu | ExAnte | Easements/Land | Closed | 0 | 0 | 0 | 0 | 4826.04 | 101717.9 | 9808.48 | 0 |  |  |  | 2018 Plan 2018: -116087.3783 | 265.0417 | 232439.7983 | 0 |  |  | 2018 |  |  |  | 0 | -116087.3783 |  | 0 | 0% | 0% | 0% | 0% | 100% | 0% | 0% | 0% | 0% | 0% | 0% | 0% | 0% | 0% | 0% | 0% | 0% | 0% | 0% | 100% | 100.1% | 100.3% | 100.4% | 100.6% | 100.9% | 101.1% | 101.3% | Category | 0 | 0 | 0 | 14 | 21.21%
EC.11112 | [CLSD] Para-PGW-TIPS Telecoms Bearer | ExAnte | Replacement | Closed | 0 | 0 | 0 | 34867.48 | 298117.36 | 814094.62 | 2193174.18 | 50167.8 | -74756.86 |  | 273.05 | [8 empty] | 3315937.63 | 3465451.35 | 4296359.8199 | 3349351.0137 | 1.2827 | 2016 | 2011-11-10 | 2012 |  | 3797356.0479 | 273.05 |  | 0 | 0% | 0% | 83.93% | 0% | 0% | 0% | 0% | 0% | 0% | 0% | 0% | 0% | 0% | 0% | 16.07% | 0% | 0% | 0% | 0% | 100% | 100.3% | 100.7% | 101.1% | 101.6% | 102.2% | 102.8% | 103.3% | Category | 0 | 0 | 0 | 15 | 53.08%
EC.11132 | Fleurieu Peninsula Reinforcement Land an | ExAnte | Easements/Land | Deferred | 0 | 0 | 0 | 0 | 15015.66 | 326471.92 | 138665.05 | 85507.51 | 174722.74 | 15657.66 |  | 2017 Plan 2017: -753279.6209 | 2760.9191 | 1509320.1609 | 0 | 0 | 1 | 2017 | 2034-09-05 | 2035 |  | 0 | -753279.6209 |  | 0 | 0% | 0% | 0% | 0% | 95% | 5% | 0% | 0% | 0% | 0% | 0% | 0% | 0% | 0% | 0% | 0% | 0% | 0% | 0% | 100% | 100.1% | 100.3% | 100.4% | 100.6% | 100.9% | 101.1% | 101.3% | Category | 0 | 0 | 0 | 16 | 21.21%
EC.11134 | Integrated Budgeting & Forecasting | ExAnte | Information Technology | Deferred | 0 | 0 | 0 | 0 | 0 | 164575.43 | 240508.19 | 117943.46 |  | 39373.82 |  | 2018 Plan 2018: 594154.6078 | 1156555.5078 | 1156555.5078 | 1390127.2148 | 1228669.8991 | 1.1314 | 2018 | 2018-05-29 | 2018 |  | 1228669.8991 | 594154.6078 |  | 0 | 0% | 0% | 0% | 100% | 0% | 0% | 0% | 0% | 0% | 0% | 0% | 0% | 0% | 0% | 0% | 0% | 0% | 0% | 0% | 100% | 100.5% | 100.9% | 101.5% | 102.1% | 102.9% | 103.8% | 104.4% | Category | 0 | 0 | 0 | 17 | 71.06%
EC.11139 | Business Process Improvement - Stage 1 | ExAnte | Information Technology | Closed | 0 | 0 | 0 | 0 | 0 | 0 | 0 | 0 |  |  | -234949.04 | [8 empty] | -234949.04 | 234949.04 | -278260.7071 | -206720.4123 | 1.3461 | 2016 | 2010-05-06 | 2010 |  | -245941.9191 | -234949.04 |  | 0 | 0% | 0% | 0% | 100% | 0% | 0% | 0% | 0% | 0% | 0% | 0% | 0% | 0% | 0% | 0% | 0% | 0% | 0% | 0% | 100% | 100.5% | 100.9% | 101.5% | 102.1% | 102.9% | 103.8% | 104.4% | Category | 0 | 0 | 0 | 18 | 71.06%
EC.11201 | Eyre Peninsula Reinforcement | Contingent - Actual | Augmentation | Listed | 0 | 0 | 0 | 0 | 0 | 0 | 1413756.58 | 871332.2 | 45.45 | [10 empty] | 2285134.23 | 2285134.23 | 2903951.6113 | 2263859.0995 | 1.2827 | 2014 | 2011-07-22 | 2012 |  | 2566670.0827 | 45.45 |  | 0 | 0% | 0.0849% | 0.3425% | 0% | 0% | 0.09893% | 0% | 0% | 0% | 11.15% | 0.3221% | 3.33% | 0.1691% | 0% | 1.976% | 82.53% | 0% | 0% | 0% | 100% | 100.3% | 100.6% | 101% | 101.4% | 101.9% | 102.5% | 102.9% | Category | 0 | 0 | 0 | 19 | 46.84%
EC.11208 | Parafield Gardens West CB Complete Mesh | ExAnte | Security/Compliance | Closed | 0 | 0 | 5915 | 0 | 5170.29 | 166130.55 | 291183.75 | 2416906.69 | 116388.69 |  | -15090 | [8 empty] | 2986604.97 | 3016784.97 | 3753656.1587 | 2999500.7458 | 1.2514 | 2016 | 2013-04-17 | 2013 |  | 3317685.0901 | -15090 |  | 0 | 0% | 0% | 0% | 0% | 0% | 0% | 0% | 0% | 0% | 25.41% | 0% | 0% | 0% | 0% | 74.59% | 0% | 0% | 0% | 0% | 100% | 100.3% | 100.6% | 101% | 101.4% | 102% | 102.5% | 102.9% | Category | 0 | 0 | 0 | 20 | 47.41%
EC.11209 | Munno Para New 275_66 kV Connection Poin | ExAnte | Connection | Closed | 0 | 0 | 0 | 0 | 0 | 459297.58 | 1236085.37 | 4746280.52 | 7405961.06 | 18429504.32 | 37006.38 | 2017 Plan 2017: 188968.0522 | 32503103.2822 | 32503103.2822 | 39504163.0475 | 33355284.9767 | 1.1843 | 2017 | 2015-08-03 | 2016 |  | 34915923.8879 | 188968.0522 |  | 0 | 0% | 1.212% | 7.499% | 0% | 0% | 0% | 0% | 0% | 0% | 27.2% | 0% | 8.958% | 0% | 0% | 17.73% | 37.39% | 0% | 0% | 0% | 100% | 100.3% | 100.6% | 101% | 101.4% | 102% | 102.6% | 103% | Category | 0 | 0 | 0 | 21 | 48.04%
EC.11216 | South East Dual Path Telecommunications | ExAnte | Security/Compliance | Closed | 0 | 0 | 0 | 107614.86 | 2026660.21 | 5821932.95 | 5526002.01 | 580408.01 | 546782.29 | 3550.71 | 148.43 | [8 empty] | 14613099.47 | 14613099.47 | 18950724.5961 | 15143292.3413 | 1.2514 | 2016 | 2012-08-13 | 2013 |  | 16749679.1876 | 148.43 |  | 0 | 0% | 0% | 98.53% | 0% | 0% | 0% | 0% | 0% | 0% | 0% | 0% | 1.471% | 0% | 0% | 0% | 0% | 0% | 0% | 0% | 100% | 100.3% | 100.6% | 101% | 101.4% | 102% | 102.5% | 102.9% | Category | 0 | 0 | 0 | 22 | 47.41%
EC.11217 | Asset Data Capture | ExAnte | Information Technology | Closed | 0 | 0 | 0 | 0 | 238513.45 | 135131.38 | 94858.79 | 95193.71 | 182971.82 | 320398.09 | 344966.82 | 2017 Plan 2017: 383556.6442 | 1795590.7042 | 1795590.7042 | 2198286.7485 | 1895575.7737 | 1.1597 | 2017 | 2016-11-11 | 2017 |  | 1942965.1681 | 383556.6442 |  | 0 | 0% | 0% | 0% | 100% | 0% | 0% | 0% | 0% | 0% | 0% | 0% | 0% | 0% | 0% | 0% | 0% | 0% | 0% | 0% | 100% | 100.5% | 100.9% | 101.5% | 102.1% | 102.9% | 103.8% | 104.4% | Category | 0 | 0 | 0 | 23 | 71.06%
EC.11218 | Network Configuration Management System | ExAnte | Replacement | Active | 0 | 0 | 0 | 0 | 0 | 2703.28 | 236981.66 | 1081055.72 | 635020.11 | 650420.4 | 373843.75 | 2017 Plan 2017: 1456464.2778 | 4436489.1978 | 4436489.1978 | 5344667.3909 | 4608689.9408 | 1.1597 | 2017 | 2017-03-20 | 2017 |  | 4723907.1893 | 1456464.2778 |  | 0 | 0% | 0% | 0% | 0% | 0% | 0% | 0% | 0% | 0% | 0% | 0% | 0% | 0% | 0% | 100% | 0% | 0% | 0% | 0% | 100% | 100.3% | 100.7% | 101.1% | 101.6% | 102.2% | 102.8% | 103.3% | Category | 0 | 0 | 0 | 24 | 53.08%
EC.11220 | Integrated Information Environment | ExAnte | Information Technology | Closed | 0 | 0 | 0 | 0 | 7039.44 | 10890.38 | 223367.44 | 1308235.09 | 493502.02 | 45049.86 | [9 empty] | 2088084.23 | 2088084.23 | 2601413.963 | 2243191.1073 | 1.1597 | 2015 | 2013-08-12 | 2017 |  | 2299270.885 | 45049.86 |  | 0 | 0% | 0% | 0% | 0% | 0% | 0% | 100% | 0% | 0% | 0% | 0% | 0% | 0% | 0% | 0% | 0% | 0% | 0% | 0% | 100% | 100.5% | 100.9% | 101.5% | 102.1% | 102.9% | 103.8% | 104.4% | Category | 0 | 0 | 0 | 25 | 71.06%
EC.11234 | Drawing Management System Tech Upgrade 1 | ExAnte | Information Technology | Closed | 0 | 0 | 0 | 0 | 0 | 0 | 12682.87 | 240717.04 | 542699.27 | 366767.58 | 313547.76 | [8 empty] | 1476414.52 | 1476414.52 | 1788748.7218 | 1510327.4887 | 1.1843 | 2016 | 2015-09-15 | 2016 |  | 1580993.2272 | 313547.76 |  | 0 | 0% | 0% | 0% | 100% | 0% | 0% | 0% | 0% | 0% | 0% | 0% | 0% | 0% | 0% | 0% | 0% | 0% | 0% | 0% | 100% | 100.5% | 100.9% | 101.5% | 102.1% | 102.9% | 103.8% | 104.4% | Category | 0 | 0 | 0 | 26 | 71.06%
EC.11236 | IEC 61850 Training & Development Facilit | ExAnte | Security/Compliance | Cancelled | 0 | 0 | 0 | 0 | 0 | 35526.65 | 197493.65 | 331133.13 | 501644.35 | 142192.95 | 30379.49 | 2017 Plan 2017: 42.4145; 2018 Plan 2018: -1237693.0095 | 719.6251 | 2476105.644 | 0 | 0 | 1.1597 | 2018 | 2017-03-31 | 2017 |  | 0 | -1237693.0095 |  | 0 | 0% | 0% | 0% | 100% | 0% | 0% | 0% | 0% | 0% | 0% | 0% | 0% | 0% | 0% | 0% | 0% | 0% | 0% | 0% | 100% | 100.3% | 100.6% | 101% | 101.4% | 102% | 102.5% | 102.9% | Category | 0 | 0 | 0 | 27 | 47.41%
EC.11239 | CLSD SAEs for 2013-2018 Capital Projects | ExAnte | Augmentation | Closed | 0 | 0 | 0 | 0 | 0 | 2774905.31 | 380743.78 | 172163.75 | -633552.69 | 50000 | -2260000 | [8 empty] | 484260.15 | 6271365.53 | 934372.7704 | 825849.3794 | 1.1314 | 2016 | 2013-05-29 | 2018 |  | 825849.3794 | -2260000 |  | 0 | 2.214% | 5.381% | 11.13% | 9.097% | 7.454% | 1.175% | 0% | 0.06846% | 0% | 17.34% | 1.795% | 6.534% | 0.5675% | 0% | 18.79% | 4.49% | 1.192% | 0% | 12.76% | 100% | 100.3% | 100.6% | 101% | 101.4% | 101.9% | 102.5% | 102.9% | Category | 0 | 0 | 0 | 28 | 46.84%
EC.11242 | Aerial Services Implementation | ExAnte | Security/Compliance | Active | 0 | 0 | 0 | 0 | 0 | 0 | 54051.36 | 71052.52 | 18775.68 | 45776.79 | 108256.04 | 2017 Plan 2017: 510787.0247; 2018 Plan 2018: 108843.2922 | 917542.7068 | 917542.7068 | 1079719.95 | 954315.1072 | 1.1314 | 2018 | 2017-08-23 | 2018 |  | 954315.1072 | 108843.2922 |  | 0 | 0% | 0% | 0% | 0% | 0% | 0% | 0% | 100% | 0% | 0% | 0% | 0% | 0% | 0% | 0% | 0% | 0% | 0% | 0% | 100% | 100.3% | 100.6% | 101% | 101.4% | 102% | 102.5% | 102.9% | Category | 0 | 0 | 0 | 29 | 47.41%
EC.11302 | Para 275Kv Secondary Systems & Minor Pri | ExAnte | Replacement | Active | 0 | 0 | 54192 | 0 | 29678.64 | 732303.74 | 3901923.03 | 19554374.67 | 14103021.54 | 8009727.38 | 3145956.1 | 2017 Plan 2017: 120228.0651 | 49651405.1651 | 49651405.1651 | 61170060.4277 | 51648855.2145 | 1.1843 | 2017 | 2016-03-18 | 2016 |  | 54065420.1823 | 120228.0651 |  | 0 | 0% | 5.48% | 9.16% | 0% | 0% | 0% | 0% | 0% | 0% | 10.1% | 0% | 30.88% | 0% | 0% | 44.38% | 0% | 0% | 0% | 0% | 100% | 100.3% | 100.7% | 101.1% | 101.6% | 102.2% | 102.8% | 103.3% | Category | 0 | 0 | 0 | 30 | 53.08%
EC.11316 | SA Water Pump Stations Transformer Repla | ExAnte | Replacement | Active | 0 | 0 | 0 | 0 | 0 | 0 | 406723.76 | 1683133.11 | 9006445.47 | 13834207.35 | 31162866.48 | 2017 Plan 2017: 14132800.7072 | 70226176.8772 | 70226176.8772 | 83474696.1235 | 71979968.8543 | 1.1597 | 2017 | 2018-11-16 | 2017 |  | 73779468.0756 | 14132800.7072 | derived directly from competitive tender processes | 55413255.6207 | 0% | 2.074% | 14.01% | 0% | 0.1173% | 0% | 0% | 0% | 0% | 32.34% | 3.909% | 15.87% | 1.153% | 0% | 21.74% | 4.681% | 4.105% | 0% | 0% | 100% | 100.3% | 100.7% | 101.1% | 101.6% | 102.2% | 102.8% | 103.3% | Category | 0 | 0 | 0 | 31 | 53.08%
EC.11330 | Alstom EMS Upgrade Stage 2 | ExAnte | Replacement | Closed | 0 | 0 | 0 | 0 | 0 | 0 | 0 | 20153.74 | 372949.98 | 731802.21 | 494183.48 | 2017 Plan 2017: 19947.8281 | 1639037.2381 | 1639037.2381 | 1965140.9935 | 1694534.9199 | 1.1597 | 2017 | 2016-08-01 | 2017 |  | 1736898.2929 | 19947.8281 |  | 0 | 0% | 0% | 0% | 0% | 0% | 0% | 100% | 0% | 0% | 0% | 0% | 0% | 0% | 0% | 0% | 0% | 0% | 0% | 0% | 100% | 100.3% | 100.7% | 101.1% | 101.6% | 102.2% | 102.8% | 103.3% | Category | 0 | 0 | 0 | 32 | 53.08%
EC.11379 | Energy Management System Functional Enha | ExAnte | Information Technology | Active | 0 | 0 | 0 | 0 | 0 | 0 | 0 | 0 |  |  | 65315.69 | 2017 Plan 2017: 456947.8637; 2018 Plan 2018: 2818625.25; 2019 Plan 2019: 4502005.9048 | 7842894.7086 | 7842894.7086 | 8765663.6455 | 7941258.6317 | 1.1038 | 2019 | 2017-09-04 | 2019 |  | 7747569.3968 | 4502005.9048 | derived directly from competitive tender processes | 0 | 0% | 0% | 0% | 100% | 0% | 0% | 0% | 0% | 0% | 0% | 0% | 0% | 0% | 0% | 0% | 0% | 0% | 0% | 0% | 100% | 100.5% | 100.9% | 101.5% | 102.1% | 102.9% | 103.8% | 104.4% | Category | 1 | 1 | 1 | 33 | 71.06%
EC.11380 | Yadnarie Reactor Replacement | ExAnte | Replacement | Closed | 0 | 0 | 0 | 0 | 0 | 0 | 281060.9 | 3275383.8 | 213568.72 | 52025.41 | 41.02 | [8 empty] | 3822079.85 | 3822079.85 | 4781563.621 | 3932829.1405 | 1.2158 | 2016 | 2013-07-02 | 2014 |  | 4226205.5079 | 41.02 |  | 0 | 0% | 0% | 0.55% | 0% | 0% | 0% | 0% | 0% | 0% | 48.86% | 0% | 42.8% | 0% | 0% | 6.76% | 1.03% | 0% | 0% | 0% | 100% | 100.3% | 100.7% | 101.1% | 101.6% | 102.2% | 102.8% | 103.3% | Category | 0 | 0 | 0 | 34 | 53.08%
EC.11383 | Mt Barker South Triple Circuit Easement | ExAnte | Easements/Land | Active | 0 | 0 | 0 | 0 | 0 | 0 | 0 | 16390.89 | 28511.75 | 3753770.75 | 162824.4 | 2017 Plan 2017: 1227711.7918 | 5189209.5818 | 5189209.5818 | 6175823.4895 | 5325393.2397 | 1.1597 | 2017 | 2017-05-08 | 2017 |  | 5458528.0707 | 1227711.7918 |  | 0 | 0% | 0% | 0% | 0% | 100% | 0% | 0% | 0% | 0% | 0% | 0% | 0% | 0% | 0% | 0% | 0% | 0% | 0% | 0% | 100% | 100.1% | 100.3% | 100.4% | 100.6% | 100.9% | 101.1% | 101.3% | Category | 0 | 0 | 0 | 35 | 21.21%
EC.11384 | Security and Video System Consolidation | ExAnte | Security/Compliance | Deferred | 0 | 0 | 0 | 0 | 0 | 0 | 0 | 151954.94 | 90876.98 | 209796.12 | 43076.15 | 2017 Plan 2017: 60461.3297 | 556165.5197 | 556165.5197 | 673511.1461 | 580766.5505 | 1.1597 | 2017 | 2019-10-30 | 2017 |  | 595285.7142 | 60461.3297 |  | 0 | 0% | 0% | 0% | 100% | 0% | 0% | 0% | 0% | 0% | 0% | 0% | 0% | 0% | 0% | 0% | 0% | 0% | 0% | 0% | 100% | 100.3% | 100.6% | 101% | 101.4% | 102% | 102.5% | 102.9% | Category | 0 | 0 | 0 | 36 | 47.41%
EC.11386 | Business Process Improvement - Stage 2 | ExAnte | Information Technology | Closed | 0 | 0 | 0 | 0 | 0 | 0 | 437943.42 | 502383.83 | 301873.52 | 193602.4 | 253939.57 | [8 empty] | 1689742.74 | 1689742.74 | 2090535.8544 | 1719462.7071 | 1.2158 | 2016 | 2014-06-20 | 2014 |  | 1847729.0784 | 253939.57 |  | 0 | 0% | 0% | 0% | 0% | 0% | 0% | 0% | 100% | 0% | 0% | 0% | 0% | 0% | 0% | 0% | 0% | 0% | 0% | 0% | 100% | 100.5% | 100.9% | 101.5% | 102.1% | 102.9% | 103.8% | 104.4% | Category | 0 | 0 | 0 | 37 | 71.06%
EC.11390 | Tailem Bend 132kV Reactive Power Support | ExAnte | Augmentation | Deferred | 0 | 0 | 0 | 0 | 0 | 0 | 72170.82 | 445253.12 | 19278.75 | -92939.59 | -445452.24 | 0.089671 | 0.11993 | 0.12029 | 0.12072 | 0.12123 | 0.12187 | 0.12254 | 0.12303 | -1688.3238 | 1075095.3362 | 34134.0407 | 34134.0407 | 1 | 2023 | 2029-01-09 | 2029 |  | 0 | 0.12254 |  | 0 | 0% | 0% | 0% | 0% | 0% | 0% | 0% | 0% | 0% | 59.12% | 0% | 2.538% | 0% | 0% | 38.34% | 0% | 0% | 0% | 0% | 100% | 100.3% | 100.6% | 101% | 101.4% | 101.9% | 102.5% | 102.9% | Category | 0 | 1 | 1 | 38 | 46.84%
EC.11398 | People Management System | ExAnte | Information Technology | Closed | 0 | 0 | 0 | 0 | 0 | 0 | 0 | 168164.17 | 572811.38 | 294210.18 | 281930.38 | [8 empty] | 1317116.11 | 1317116.11 | 1593790.4243 | 1345714.7221 | 1.1843 | 2016 | 2016-04-12 | 2016 |  | 1408678.5001 | 281930.38 |  | 0 | 0% | 0% | 0% | 100% | 0% | 0% | 0% | 0% | 0% | 0% | 0% | 0% | 0% | 0% | 0% | 0% | 0% | 0% | 0% | 100% | 100.5% | 100.9% | 101.5% | 102.1% | 102.9% | 103.8% | 104.4% | Category | 0 | 0 | 0 | 39 | 71.06%
EC.11399 | Risk Management System | ExAnte | Information Technology | Closed | 0 | 0 | 0 | 0 | 0 | 0 | 0 | 4774.95 | 5096.98 | 10581.42 | 31114.43 | 2017 Plan 2017: 3955.1438 | 55522.9238 | 55522.9238 | 66305.7494 | 55985.1671 | 1.1843 | 2017 | 2016-06-03 | 2016 |  | 58604.6209 | 3955.1438 |  | 0 | 0% | 0% | 0% | 100% | 0% | 0% | 0% | 0% | 0% | 0% | 0% | 0% | 0% | 0% | 0% | 0% | 0% | 0% | 0% | 100% | 100.5% | 100.9% | 101.5% | 102.1% | 102.9% | 103.8% | 104.4% | Category | 0 | 0 | 0 | 40 | 71.06%
EC.11426 | NCIPAP 4 W'oo East to Rob'town 132kv Upr | NCIPAP 2013-2018 | Augmentation | Active | 0 | 0 | 0 | 0 | 0 | 0 | 0 | 0 |  |  |  | 2017 Plan 2017: 186052.6177; 2018 Plan 2018: 1238403.2179 | 1424455.8356 | 1424455.8356 | 1616903.5678 | 1429107.1511 | 1.1314 | 2018 | 2017-12-11 | 2018 |  | 1429107.1511 | 1238403.2179 |  | 613634.6141 | 0% | 0% | 0% | 0% | 0% | 0% | 0% | 0% | 0% | 5.355% | 0% | 0% | 0% | 0% | 3.259% | 73.09% | 0% | 0% | 18.3% | 100% | 100.3% | 100.6% | 101% | 101.4% | 101.9% | 102.5% | 102.9% | Category | 0 | 0 | 0 | 41 | 46.84%
EC.11434 | Enterprise Capture of IED Data | ExAnte | Information Technology | Active | 0 | 0 | 0 | 0 | 0 | 0 | 2779.78 | 92423.92 | 103824.38 | 270251.33 | 892352.87 | 2017 Plan 2017: 932271.1586; 2018 Plan 2018: 26926.9379 | 2320830.3765 | 2320830.3765 | 2738192.1786 | 2361134.534 | 1.1597 | 2018 | 2017-06-30 | 2017 |  | 2420162.8973 | 26926.9379 |  | 0 | 0% | 0% | 0% | 100% | 0% | 0% | 0% | 0% | 0% | 0% | 0% | 0% | 0% | 0% | 0% | 0% | 0% | 0% | 0% | 100% | 100.5% | 100.9% | 101.5% | 102.1% | 102.9% | 103.8% | 104.4% | Category | 0 | 0 | 0 | 42 | 71.06%
EC.11435 | Outage Optimisation Improvements | ExAnte | Information Technology | Active | 0 | 0 | 0 | 0 | 0 | 0 | 19050.56 | 39889.45 | 210929.43 | 210134.06 | 37989.52 | 2017 Plan 2017: 332502.4459; 2018 Plan 2018: 1357842.8429 | 2208338.3088 | 2208338.3088 | 2549807.0383 | 2253657.8833 | 1.1314 | 2018 | 2018-04-27 | 2018 |  | 2253657.8833 | 1357842.8429 |  | 0 | 0% | 0% | 0% | 100% | 0% | 0% | 0% | 0% | 0% | 0% | 0% | 0% | 0% | 0% | 0% | 0% | 0% | 0% | 0% | 100% | 100.5% | 100.9% | 101.5% | 102.1% | 102.9% | 103.8% | 104.4% | Category | 0 | 0 | 0 | 43 | 71.06%
EC.11437 | BUCC Hardware Replacement | ExAnte | Replacement | Closed | 0 | 0 | 0 | 0 | 0 | 0 | 0 | 0 | 66382.09 | 22057.79 | 61400.09 | [8 empty] | 149839.97 | 149839.97 | 179893.2185 | 151892.5881 | 1.1843 | 2016 | 2015-10-30 | 2016 |  | 158999.3925 | 61400.09 |  | 200000 | 0% | 0% | 0% | 100% | 0% | 0% | 0% | 0% | 0% | 0% | 0% | 0% | 0% | 0% | 0% | 0% | 0% | 0% | 0% | 100% | 100.3% | 100.7% | 101.1% | 101.6% | 102.2% | 102.8% | 103.3% | Category | 0 | 0 | 0 | 44 | 53.08%
EC.11439 | 300 Pirie St Emergency Supplies 2013-14 | ExAnte | Facilities | Closed | 0 | 0 | 0 | 0 | 0 | 0 | 0 | 0 | 29137.83 | 9379.84 | 1413.72 | [8 empty] | 39931.39 | 39931.39 | 48354.917 | 39771.849 | 1.2158 | 2016 | 2014-04-15 | 2014 |  | 42738.7007 | 1413.72 |  | 50000 | 100% | 0% | 0% | 0% | 0% | 0% | 0% | 0% | 0% | 0% | 0% | 0% | 0% | 0% | 0% | 0% | 0% | 0% | 0% | 100% | 100.2% | 100.4% | 100.6% | 100.9% | 101.2% | 101.5% | 101.8% | Category | 0 | 0 | 0 | 45 | 28.86%
EC.11441 | Para-Brinkworth-Davenport Hazard Mitiga | ExAnte | Refurbishment | Active | 0 | 0 | 0 | 0 | 0 | 0 | 0 | 0 | 754528.64 | 2820453.82 | 17958100.21 | 2017 Plan 2017: 22821904.7547; 2018 Plan 2018: 10528344.8776; 2019 Plan 2019: 23691.4425 | 54907023.7448 | 54907023.7448 | 63974544.4362 | 56544175.3978 | 1.1314 | 2019 | 2018-01-24 | 2018 |  | 56544175.3978 | 23691.4425 |  | 0 | 0% | 0% | 0% | 0% | 0% | 0% | 0% | 0% | 0% | 0% | 0% | 0% | 0% | 0% | 0% | 0% | 0% | 0% | 100% | 100% | 100.3% | 100.6% | 101% | 101.5% | 102% | 102.6% | 103.1% | Category | 0 | 1 | 1 | 46 | 49.68%
EC.11444 | Penola West to South East Line Refurb | ExAnte | Refurbishment | Active | 0 | 0 | 0 | 0 | 0 | 0 | 0 | 0 | 81635.7 | 859178.68 | 876093.75 | 2017 Plan 2017: 150298.1933; 2018 Plan 2018: 8763.5133 | 1975969.8367 | 1975969.8367 | 2351968.2205 | 2028094.8254 | 1.1597 | 2018 | 2016-11-15 | 2017 |  | 2078797.196 | 8763.5133 |  | 1254957.64 | 0% | 0% | 0% | 0% | 0% | 0% | 0% | 0% | 0% | 0% | 0% | 0% | 0% | 0% | 0% | 0% | 0% | 0% | 100% | 100% | 100.3% | 100.6% | 101% | 101.5% | 102% | 102.6% | 103.1% | Category | 0 | 0 | 0 | 47 | 49.68%
EC.11445 | Tailem Bend to Keith #2 Line Refurb | ExAnte | Refurbishment | Active | 0 | 0 | 0 | 0 | 0 | 0 | 0 | 0 | 63183.77 | 543156.64 | 4514330.08 | 2017 Plan 2017: 86025.8417; 2018 Plan 2018: 29254.1327 | 5235950.4644 | 5235950.4644 | 6207922.6652 | 5353072.2583 | 1.1597 | 2018 | 2017-01-20 | 2017 |  | 5486899.0648 | 29254.1327 |  | 3630888.06 | 0% | 0% | 0% | 0% | 0% | 0% | 0% | 0% | 0% | 0% | 0% | 0% | 0% | 0% | 0% | 0% | 0% | 0% | 100% | 100% | 100.3% | 100.6% | 101% | 101.5% | 102% | 102.6% | 103.1% | Category | 0 | 0 | 0 | 48 | 49.68%
EC.11446 | Brinkworth to Mintaro Line Refurbishment | ExAnte | Refurbishment | Active | 0 | 0 | 0 | 0 | 0 | 0 | 0 | 0 | 469016.36 | 4049141.35 | 1166785.49 | 2017 Plan 2017: 439870.9633; 2018 Plan 2018: 12213.9546 | 6137028.1178 | 6137028.1178 | 7334488.0714 | 6324506.0774 | 1.1597 | 2018 | 2017-05-15 | 2017 |  | 6482618.7293 | 12213.9546 |  | 5895290.9 | 0% | 0% | 0% | 0% | 0% | 0% | 0% | 0% | 0% | 0% | 0% | 0% | 0% | 0% | 0% | 0% | 0% | 0% | 100% | 100% | 100.3% | 100.6% | 101% | 101.5% | 102% | 102.6% | 103.1% | Category | 0 | 0 | 0 | 49 | 49.68%
EC.11447 | Magill to Happy Valley Line Reinsulation | ExAnte | Refurbishment | Active | 0 | 0 | 0 | 0 | 0 | 0 | 0 | 0 | 673197.8 | 1777892.24 | 43397.88 | 2017 Plan 2017: 8475.6853 | 2502963.6053 | 2502963.6053 | 3012945.9421 | 2511060.1851 | 1.1999 | 2017 | 2014-12-05 | 2015 |  | 2663005.1892 | 8475.6853 |  | 2184711.02 | 0% | 0% | 0% | 0% | 0% | 0% | 0% | 0% | 0% | 0% | 0% | 0% | 0% | 0% | 0% | 6.331% | 0% | 0% | 93.67% | 100% | 100.3% | 100.6% | 101% | 101.5% | 102% | 102.6% | 103.1% | Category | 0 | 0 | 0 | 50 | 49.68%
EC.11449 | (CLSD) Switching Manual Rewrite | ExAnte | Security/Compliance | Closed | 0 | 0 | 0 | 0 | 0 | 0 | 0 | 17934.27 | 179945.41 | 428936.92 | 339799.41 | [8 empty] | 966616.01 | 966616.01 | 1158330.7109 | 978034.9203 | 1.1843 | 2016 | 2015-11-02 | 2016 |  | 1023795.5653 | 339799.41 |  | 0 | 0% | 0% | 0% | 0% | 0% | 0% | 0% | 100% | 0% | 0% | 0% | 0% | 0% | 0% | 0% | 0% | 0% | 0% | 0% | 100% | 100.3% | 100.6% | 101% | 101.4% | 102% | 102.5% | 102.9% | Category | 0 | 0 | 0 | 51 | 47.41%
EC.11451 | BUCC Project Back Up Control Centre Upgr | ExAnte | Facilities | Closed | 0 | 0 | 0 | 0 | 0 | 0 | 0 | 52860.86 | 384185.78 |  | -987.77 | [8 empty] | 436058.87 | 438034.41 | 532077.6432 | 437633.0895 | 1.2158 | 2016 | 2013-12-20 | 2014 |  | 470279.1063 | -987.77 |  | 0 | 92.68% | 0% | 0% | 3.903% | 0% | 0% | 0% | 3.419% | 0% | 0% | 0% | 0% | 0% | 0% | 0% | 0% | 0% | 0% | 0% | 100% | 100.2% | 100.4% | 100.6% | 100.9% | 101.2% | 101.5% | 101.8% | Category | 0 | 0 | 0 | 52 | 28.86%
EC.11452 | Project Delivery Optimisation | ExAnte | Augmentation | Active | 0 | 0 | 0 | 0 | 0 | 0 | 0 | 0 | 2977.51 | 5378.36 | 405032.26 | 2017 Plan 2017: 1216249.8019 | 1629637.9319 | 1629637.9319 | 1900248.211 | 1638578.0769 | 1.1597 | 2017 | 2017-01-09 | 2017 |  | 1679542.5288 | 1216249.8019 |  | 0 | 0% | 0% | 0% | 50% | 0% | 0% | 0% | 50% | 0% | 0% | 0% | 0% | 0% | 0% | 0% | 0% | 0% | 0% | 0% | 100% | 100.3% | 100.6% | 101% | 101.4% | 101.9% | 102.5% | 102.9% | Category | 0 | 0 | 0 | 53 | 46.84%
EC.11454 | Safety in Design Processes | ExAnte | Security/Compliance | Closed | 0 | 0 | 0 | 0 | 0 | 0 | 0 | 0 | 89188.45 | [10 empty] | 89188.45 | 89188.45 | 108435.9968 | 93504.0202 | 1.1597 | 2014 | 2013-10-31 | 2017 |  | 95841.6207 | 89188.45 |  | 0 | 0% | 0% | 0% | 0% | 0% | 0% | 0% | 100% | 0% | 0% | 0% | 0% | 0% | 0% | 0% | 0% | 0% | 0% | 0% | 100% | 100.3% | 100.6% | 101% | 101.4% | 102% | 102.5% | 102.9% | Category | 0 | 0 | 0 | 54 | 47.41%
EC.11461 | Cultana to Stony Point Land and Easement | ExAnte | Easements/Land | Active | 0 | 0 | 0 | 0 | 0 | 0 | 0 | 134351.37 | 188691.28 | 163346.25 | 275845.47 | 2017 Plan 2017: 16167.9818 | 778402.3518 | 778402.3518 | 938983.5889 | 809682.6059 | 1.1597 | 2017 | 2016-04-29 | 2017 |  | 829924.671 | 16167.9818 |  | 0 | 0% | 0% | 0% | 0% | 100% | 0% | 0% | 0% | 0% | 0% | 0% | 0% | 0% | 0% | 0% | 0% | 0% | 0% | 0% | 100% | 100.1% | 100.3% | 100.4% | 100.6% | 100.9% | 101.1% | 101.3% | Category | 0 | 0 | 0 | 55 | 21.21%
EC.11463 | Emergency Unit Asset Replacement 2013-18 | ExAnte | Replacement | Active | 0 | 0 | 0 | 0 | 0 | 0 | 0 | 0 | 277734.34 | 220787.11 | 827665.65 | 2017 Plan 2017: 206374.8136; 2018 Plan 2018: 171149.7344; 2019 Plan 2019: 21608.3558 | 1725320.0039 | 1725320.0039 | 2039652.3054 | 1802755.4353 | 1.1314 | 2019 | 2018-06-20 | 2018 |  | 1802755.4353 | 21608.3558 |  | 0 | 0% | 0% | 0% | 0% | 0% | 0% | 0% | 0% | 0% | 93.42% | 0% | 3.993% | 0% | 0% | 0% | 2.59% | 0% | 0% | 0% | 100% | 100.3% | 100.7% | 101.1% | 101.6% | 102.2% | 102.8% | 103.3% | Category | 0 | 1 | 1 | 56 | 53.08%
EC.11470 | IT Hardware 1 | ExAnte | Information Technology | Closed | 0 | 0 | 0 | 0 | 0 | 0 | 0 | 607819.53 | 265317.2 | 140277.35 | 6212.29 | [8 empty] | 1019626.37 | 1019626.37 | 1258888.518 | 1035433.9795 | 1.2158 | 2016 | 2014-06-03 | 2014 |  | 1112674.0142 | 6212.29 |  | 0 | 0% | 0% | 0% | 100% | 0% | 0% | 0% | 0% | 0% | 0% | 0% | 0% | 0% | 0% | 0% | 0% | 0% | 0% | 0% | 100% | 100.5% | 100.9% | 101.5% | 102.1% | 102.9% | 103.8% | 104.4% | Category | 0 | 0 | 0 | 57 | 71.06%
EC.11471 | IT Software 1 | ExAnte | Information Technology | Closed | 0 | 0 | 0 | 0 | 0 | 0 | 0 | 1444350.77 | 1072130.25 | 98304.17 | 51373.36 | [8 empty] | 2666158.55 | 2666158.55 | 3289799.6545 | 2741796.5964 | 1.1999 | 2016 | 2014-07-08 | 2015 |  | 2907703.53 | 51373.36 |  | 0 | 0% | 0% | 0% | 100% | 0% | 0% | 0% | 0% | 0% | 0% | 0% | 0% | 0% | 0% | 0% | 0% | 0% | 0% | 0% | 100% | 100.5% | 100.9% | 101.5% | 102.1% | 102.9% | 103.8% | 104.4% | Category | 0 | 0 | 0 | 58 | 71.06%
EC.11504 | [CLSD]-Neuroodla Substation Replacement | ExAnte | Replacement | Closed | 0 | 0 | 0 | 0 | 0 | 0 | 9558.66 | 393759.8 | 643443.42 | 5618545.52 | 984885.6 | [8 empty] | 7650193 | 7650193 | 9195295.206 | 7764034.6835 | 1.1843 | 2016 | 2015-07-17 | 2016 |  | 8127301.0937 | 984885.6 |  | 0 | 0% | 11.01% | 8.799% | 0% | 0% | 0% | 0% | 0% | 0% | 27.76% | 0% | 35.65% | 0% | 0% | 15.05% | 1.73% | 0% | 0% | 0% | 100% | 100.3% | 100.7% | 101.1% | 101.6% | 102.2% | 102.8% | 103.3% | Category | 0 | 0 | 0 | 59 | 53.08%
EC.11505 | [CLSD]-Mt Gunson Substation Replacement | ExAnte | Replacement | Closed | 0 | 0 | 0 | 0 | 0 | 0 | 10681.96 | 297096.37 | 617142.08 | 5327208.32 | 582613.27 | [8 empty] | 6834742 | 6834742 | 8217795.5348 | 6848904.5516 | 1.1999 | 2016 | 2015-06-29 | 2015 |  | 7263333.8182 | 582613.27 |  | 0 | 0% | 0% | 10.78% | 0% | 0% | 0% | 0% | 0% | 0% | 39.14% | 0% | 30.94% | 0% | 0% | 19.14% | 0% | 0% | 0% | 0% | 100% | 100.3% | 100.7% | 101.1% | 101.6% | 102.2% | 102.8% | 103.3% | Category | 0 | 0 | 0 | 60 | 53.08%
EC.11509 | Bungama Second 275_132kV Transformer | ExAnte | Augmentation | Deferred | 0 | 0 | 0 | 0 | 0 | 0 | 203825.27 | 133765.42 |  |  |  | 2018 Plan 2018: -337381.9213 | 208.7687 | 674972.6113 | 0 | 0 | 1 | 2018 | 2029-11-01 | 2030 |  | 0 | -337381.9213 |  | 0 | 0% | 0% | 0% | 0% | 0% | 0% | 0% | 0% | 0% | 81.19% | 0% | 7.821% | 0% | 0% | 10.55% | 0.4462% | 0% | 0% | 0% | 100% | 100.3% | 100.6% | 101% | 101.4% | 101.9% | 102.5% | 102.9% | Category | 0 | 0 | 0 | 61 | 46.84%
EC.11513 | Business Reporting | ExAnte | Information Technology | Closed | 0 | 0 | 0 | 0 | 0 | 0 | 0 | 124347.76 | 154643.18 | 482919.11 | 18252.33 | 2017 Plan 2017: 2.4311 | 780164.8111 | 780164.8111 | 944688.5546 | 797646.4636 | 1.1843 | 2017 | 2015-07-30 | 2016 |  | 834967.0294 | 2.4311 |  | 0 | 0% | 0% | 0% | 100% | 0% | 0% | 0% | 0% | 0% | 0% | 0% | 0% | 0% | 0% | 0% | 0% | 0% | 0% | 0% | 100% | 100.5% | 100.9% | 101.5% | 102.1% | 102.9% | 103.8% | 104.4% | Category | 0 | 0 | 0 | 62 | 71.06%
EC.11516 | Asset Managment Optimisation | ExAnte | Information Technology | Active | 0 | 0 | 0 | 0 | 0 | 0 | 0 | 0 |  |  |  | 2017 Plan 2017: 607086.5815; 2018 Plan 2018: 947656.0982; 2019 Plan 2019: 2834065.5707 | 4388808.2504 | 4388808.2504 | 4904498.3151 | 4443233.411 | 1.1038 | 2019 | 2019-04-15 | 2019 |  | 4334861.8644 | 2834065.5707 | based upon actual historical costs for similar projects | 600000 | 0% | 0% | 0% | 100% | 0% | 0% | 0% | 0% | 0% | 0% | 0% | 0% | 0% | 0% | 0% | 0% | 0% | 0% | 0% | 100% | 100.5% | 100.9% | 101.5% | 102.1% | 102.9% | 103.8% | 104.4% | Category | 1 | 1 | 1 | 63 | 71.06%
EC.11523 | IT Systems Management | ExAnte | Information Technology | Closed | 0 | 0 | 0 | 0 | 0 | 0 | 0 | 0 |  | 13918.48 | 356943.46 | 2017 Plan 2017: 65496.3356 | 436358.2756 | 436358.2756 | 515400.2181 | 444427.9928 | 1.1597 | 2017 | 2016-09-12 | 2017 |  | 455538.6926 | 65496.3356 |  | 499001 | 0% | 0% | 0% | 100% | 0% | 0% | 0% | 0% | 0% | 0% | 0% | 0% | 0% | 0% | 0% | 0% | 0% | 0% | 0% | 100% | 100.5% | 100.9% | 101.5% | 102.1% | 102.9% | 103.8% | 104.4% | Category | 0 | 0 | 0 | 64 | 71.06%
EC.11526 | Teleco Network Management Systems Upgrad | ExAnte | Replacement | Active | 0 | 0 | 0 | 0 | 0 | 0 | 0 | 0 |  | 111136.3 | 245766.33 | 2017 Plan 2017: 661053.8031; 2018 Plan 2018: 331737.5046 | 1349693.9378 | 1349693.9378 | 1566371.5109 | 1384444.1759 | 1.1314 | 2018 | 2017-08-01 | 2018 |  | 1384444.1759 | 331737.5046 |  | 0 | 0% | 0% | 0% | 100% | 0% | 0% | 0% | 0% | 0% | 0% | 0% | 0% | 0% | 0% | 0% | 0% | 0% | 0% | 0% | 100% | 100.3% | 100.7% | 101.1% | 101.6% | 102.2% | 102.8% | 103.3% | Category | 0 | 0 | 0 | 65 | 53.08%
EC.11528 | South East Backbone Telecoms Stage 2 | ExAnte | Augmentation | Active | 0 | 0 | 0 | 0 | 0 | 0 | 481337.1 | 7208668.15 | 2012389.33 | -27559.39 | 52963.79 | [8 empty] | 9727798.98 | 9782917.76 | 12114892.0564 | 9964481.1385 | 1.2158 | 2016 | 2014-06-10 | 2014 |  | 10707799.288 | 52963.79 |  | 0 | 0% | 0% | 28.83% | 0% | 0% | 0% | 0% | 0% | 0% | 0% | 0% | 4.154% | 0% | 0% | 0% | 67.01% | 0% | 0% | 0% | 100% | 100.3% | 100.6% | 101% | 101.4% | 101.9% | 102.5% | 102.9% | Category | 0 | 0 | 0 | 66 | 46.84%
EC.11533 | Business Intelligence Upgrade 1 | ExAnte | Information Technology | Active | 0 | 0 | 0 | 0 | 0 | 0 | 0 | 0 |  | 43121.87 | 139423.98 | 2017 Plan 2017: 418785.9432; 2018 Plan 2018: 4884.538 | 606216.3312 | 606216.3312 | 708056.4347 | 610554.8446 | 1.1597 | 2018 | 2017-06-01 | 2017 |  | 625818.7157 | 4884.538 |  | 1950000 | 0% | 0% | 0% | 100% | 0% | 0% | 0% | 0% | 0% | 0% | 0% | 0% | 0% | 0% | 0% | 0% | 0% | 0% | 0% | 100% | 100.5% | 100.9% | 101.5% | 102.1% | 102.9% | 103.8% | 104.4% | Category | 0 | 0 | 0 | 67 | 71.06%
EC.11543 | Magill Telecomms Bearer | ExAnte | Augmentation | Active | 0 | 0 | 0 | 0 | 0 | 0 | 15705.17 | 3381662.43 | 7363569.12 | 612351.55 | 83757.44 | 2017 Plan 2017: 270.2595 | 11457315.9695 | 11457315.9695 | 14038986.1404 | 11700422.0499 | 1.1999 | 2017 | 2014-12-08 | 2015 |  | 12408418.0938 | 270.2595 |  | 0 | 0% | 0.05411% | 24.78% | 0% | 0% | 0% | 0% | 0% | 0% | 0% | 0% | 0.88% | 0% | 0% | 0% | 74.28% | 0% | 0% | 0% | 100% | 100.3% | 100.6% | 101% | 101.4% | 101.9% | 102.5% | 102.9% | Category | 0 | 0 | 0 | 68 | 46.84%
EC.11549 | Switching System Writer Application | ExAnte | Replacement | Closed | 0 | 0 | 0 | 0 | 0 | 0 | 0 | 0 | 129826.86 | 70181.26 | -50000 | [8 empty] | 150008.12 | 250008.12 | 182835.6309 | 165640.0577 | 1.1038 | 2016 | 2018-09-21 | 2019 |  | 161600.0563 | -50000 |  | 0 | 0% | 0% | 0% | 100% | 0% | 0% | 0% | 0% | 0% | 0% | 0% | 0% | 0% | 0% | 0% | 0% | 0% | 0% | 0% | 100% | 100.3% | 100.7% | 101.1% | 101.6% | 102.2% | 102.8% | 103.3% | Category | 1 | 0 | 1 | 69 | 53.08%
EC.11551 | Control Room Asset Replacement | ExAnte | Replacement | Potential | 0 | 0 | 0 | 0 | 0 | 0 | 0 | 0 |  |  |  | 2019 Plan 2019: 154114.5991; 2020 Plan 2020: 248224.8376 | 402339.4367 | 402339.4367 | 437424.6816 | 406192.3017 | 1.0769 | 2020 | 2019-11-06 | 2020 |  | 386619.6804 | 248224.8376 | based upon actual historical costs for similar projects | 68400 | 0% | 0% | 0% | 100% | 0% | 0% | 0% | 0% | 0% | 0% | 0% | 0% | 0% | 0% | 0% | 0% | 0% | 0% | 0% | 100% | 100.3% | 100.7% | 101.1% | 101.6% | 102.2% | 102.8% | 103.3% | Category | 1 | 1 | 1 | 70 | 53.08%
EC.11553 | South East Substation to Heywood Telecom | ExAnte | Replacement | Active | 0 | 0 | 0 | 0 | 0 | 0 | 22293.77 | 2206.45 |  | 24922.94 | 1557029.81 | 2017 Plan 2017: 1900185.6985 | 3506638.6685 | 3506638.6685 | 4108955.9275 | 3543139.8186 | 1.1597 | 2017 | 2016-11-01 | 2017 |  | 3631718.3141 | 1900185.6985 |  | 5531473.0311 | 0% | 52.86% | 37.73% | 0% | 0% | 0% | 0% | 0% | 0% | 0% | 9.408% | 0% | 0% | 0% | 0% | 0% | 0% | 0% | 0% | 100% | 100.3% | 100.7% | 101.1% | 101.6% | 102.2% | 102.8% | 103.3% | Category | 0 | 0 | 0 | 71 | 53.08%
EC.11558 | Electrical 300 Pirie Street 2014-15 | ExAnte | Facilities | Closed | 0 | 0 | 0 | 0 | 0 | 0 | 0 | 0 |  | 15748.67 | -2762.64 | [8 empty] | 12986.03 | 18511.31 | 15624.439 | 13472.9047 | 1.1597 | 2016 | 2016-12-06 | 2017 |  | 13809.7274 | -2762.64 |  | 15000 | 30% | 0% | 0% | 0% | 0% | 0% | 0% | 70% | 0% | 0% | 0% | 0% | 0% | 0% | 0% | 0% | 0% | 0% | 0% | 100% | 100.2% | 100.4% | 100.6% | 100.9% | 101.2% | 101.5% | 101.8% | Category | 0 | 0 | 0 | 72 | 28.86%
EC.11559 | Vehicle Purchases 2014-15 | ExAnte | Facilities | Closed | 0 | 0 | 0 | 0 | 0 | 0 | 0 | 0 |  | 118677.6 | 36888.41 | 2017 Plan 2017: 9464.7103 | 165030.7203 | 165030.7203 | 197062.4635 | 164236.5032 | 1.1999 | 2017 | 2015-04-27 | 2015 |  | 174174.5032 | 9464.7103 |  | 170000 | 0% | 0% | 0% | 0% | 0% | 0% | 0% | 100% | 0% | 0% | 0% | 0% | 0% | 0% | 0% | 0% | 0% | 0% | 0% | 100% | 100.2% | 100.4% | 100.6% | 100.9% | 101.2% | 101.5% | 101.8% | Category | 0 | 0 | 0 | 73 | 28.86%
EC.11560 | Magill - East Terrace Cable Pit Construc | ExAnte | Replacement | Active | 0 | 0 | 0 | 0 | 0 | 0 | 0 | 0 |  | 329673.95 | 170681.92 | 2017 Plan 2017: 867995.9673; 2018 Plan 2018: 1227069.1353; 2019 Plan 2019: 27367.4746 | 2622788.4473 | 2622788.4473 | 3022846.0508 | 2671755.4428 | 1.1314 | 2019 | 2017-08-10 | 2018 |  | 2671755.4428 | 27367.4746 |  | 743218 | 0% | 0% | 0% | 0% | 0% | 0% | 0% | 0% | 0% | 0% | 0% | 0% | 0% | 0% | 0% | 0% | 100% | 0% | 0% | 100% | 100.3% | 100.7% | 101.1% | 101.6% | 102.2% | 102.8% | 103.3% | Category | 0 | 1 | 1 | 74 | 53.08%
EC.11562 | Transmission Line Inspection Data Analys | ExAnte | Information Technology | Potential | 0 | 0 | 0 | 0 | 0 | 0 | 0 | 0 |  |  |  | 2018 Plan 2018: 270692.9612; 2019 Plan 2019: 607909.2559; 2020 Plan 2020: 620227.0475 | 1498829.2646 | 1498829.2646 | 1645199.0052 | 1527730.8271 | 1.0769 | 2020 | 2020-02-21 | 2020 |  | 1454116.1948 | 620227.0475 | based upon actual historical costs for similar projects | 343870 | 0% | 0% | 0% | 100% | 0% | 0% | 0% | 0% | 0% | 0% | 0% | 0% | 0% | 0% | 0% | 0% | 0% | 0% | 0% | 100% | 100.5% | 100.9% | 101.5% | 102.1% | 102.9% | 103.8% | 104.4% | Category | 1 | 1 | 1 | 75 | 71.06%
EC.11566 | Integrated Project and Resource Model | ExAnte | Information Technology | Active | 0 | 0 | 0 | 0 | 0 | 0 | 0 | 0 |  | 25072.28 | 355103.46 | 2017 Plan 2017: 108741.7642 | 488917.5042 | 488917.5042 | 576755.5731 | 497334.5231 | 1.1597 | 2017 | 2017-01-19 | 2017 |  | 509767.8862 | 108741.7642 |  | 0 | 0% | 0% | 0% | 100% | 0% | 0% | 0% | 0% | 0% | 0% | 0% | 0% | 0% | 0% | 0% | 0% | 0% | 0% | 0% | 100% | 100.5% | 100.9% | 101.5% | 102.1% | 102.9% | 103.8% | 104.4% | Category | 0 | 0 | 0 | 76 | 71.06%
EC.11567 | Accounts Payable Optimisation | ExAnte | Information Technology | Closed | 0 | 0 | 0 | 0 | 0 | 0 | 0 | 0 |  | 168079.52 | 507544.2 | 2017 Plan 2017: 144808.0555 | 820431.7755 | 820431.7755 | 970713.9392 | 809015.8837 | 1.1999 | 2017 | 2015-09-04 | 2015 |  | 857969.6772 | 144808.0555 |  | 0 | 0% | 0% | 0% | 100% | 0% | 0% | 0% | 0% | 0% | 0% | 0% | 0% | 0% | 0% | 0% | 0% | 0% | 0% | 0% | 100% | 100.5% | 100.9% | 101.5% | 102.1% | 102.9% | 103.8% | 104.4% | Category | 0 | 0 | 0 | 77 | 71.06%
EC.11575 | Substation Operational Data Network Repl | ExAnte | Replacement | Active | 0 | 0 | 0 | 0 | 0 | 0 | 0 | 0 |  |  | 28007.03 | 2017 Plan 2017: 552421.8963; 2018 Plan 2018: 3095552.6325; 2019 Plan 2019: 915002.5971 | 4590984.1559 | 4590984.1559 | 5186135.355 | 4698382.6689 | 1.1038 | 2019 | 2018-06-15 | 2019 |  | 4583787.9696 | 915002.5971 | based upon actual historical costs for similar projects | 0 | 0% | 0% | 100% | 0% | 0% | 0% | 0% | 0% | 0% | 0% | 0% | 0% | 0% | 0% | 0% | 0% | 0% | 0% | 0% | 100% | 100.3% | 100.7% | 101.1% | 101.6% | 102.2% | 102.8% | 103.3% | Category | 1 | 1 | 1 | 78 | 53.08%
EC.11576 | PSS_E Computing Power Increase | ExAnte | Information Technology | Closed | 0 | 0 | 0 | 0 | 0 | 0 | 0 | 0 |  | 5520.76 | 41285.66 | [8 empty] | 46806.42 | 46806.42 | 55520.6572 | 46878.7895 | 1.1843 | 2016 | 2015-09-04 | 2016 |  | 49072.171 | 41285.66 |  | 0 | 0% | 0% | 0% | 100% | 0% | 0% | 0% | 0% | 0% | 0% | 0% | 0% | 0% | 0% | 0% | 0% | 0% | 0% | 0% | 100% | 100.5% | 100.9% | 101.5% | 102.1% | 102.9% | 103.8% | 104.4% | Category | 0 | 0 | 0 | 79 | 71.06%
EC.11581 | Furniture and Building Upgrades 2014-15 | ExAnte | Facilities | Closed | 0 | 0 | 0 | 0 | 0 | 0 | 0 | 0 |  | 180219.19 | -15569.69 | [8 empty] | 164649.5 | 195788.88 | 197799.7272 | 167011.9238 | 1.1843 | 2016 | 2016-05-05 | 2016 |  | 174826.137 | -15569.69 |  | 196000 | 40% | 0% | 0% | 0% | 0% | 0% | 0% | 60% | 0% | 0% | 0% | 0% | 0% | 0% | 0% | 0% | 0% | 0% | 0% | 100% | 100.2% | 100.4% | 100.6% | 100.9% | 101.2% | 101.5% | 101.8% | Category | 0 | 0 | 0 | 80 | 28.86%
EC.11594 | Inventory Purchases 2014-15 | ExAnte | Inventory/Spares | Closed | 0 | 0 | 0 | 0 | 0 | 0 | 0 | 0 |  | 1991085.2 | [9 empty] | 1991085.2 | 1991085.2 | 2389043.5241 | 1991085.2 | 1.1999 | 2015 | 2014-07-01 | 2015 |  | 2111566.362 | 1991085.2 |  | 2000000 | 0% | 0% | 0% | 0% | 0% | 0% | 0% | 0% | 0% | 100% | 0% | 0% | 0% | 0% | 0% | 0% | 0% | 0% | 0% | 100% | 100% | 100.1% | 100.1% | 100.1% | 100.2% | 100.2% | 100.3% | Category | 0 | 0 | 0 | 81 | 4.381%
EC.11602 | Tailem Bend Substation Upgrade | ExAnte | Security/Compliance | Active | 0 | 0 | 0 | 0 | 0 | 0 | 0 | 0 | 73819.26 | 1176181.29 | 5432407.6 | 2017 Plan 2017: 1052265.8689; 2018 Plan 2018: 1202867.6022; 2019 Plan 2019: 75579.9186 | 9013121.5398 | 9013121.5398 | 10599525.3752 | 9368435.9495 | 1.1314 | 2019 | 2017-11-20 | 2018 |  | 9368435.9495 | 75579.9186 |  | 0 | 0% | 0% | 0% | 0% | 0% | 0% | 0% | 0% | 0% | 100% | 0% | 0% | 0% | 0% | 0% | 0% | 0% | 0% | 0% | 100% | 100.3% | 100.6% | 101% | 101.4% | 102% | 102.5% | 102.9% | Category | 0 | 1 | 1 | 82 | 47.41%
EC.11606 | IT Storage Computer Hardware Refurb19-20 | ExAnte | Information Technology | Potential | 0 | 0 | 0 | 0 | 0 | 0 | 0 | 0 |  |  |  | 2019 Plan 2019: 748406.5737; 2020 Plan 2020: 966979.1574 | 1715385.7311 | 1715385.7311 | 1867431.6126 | 1734095.8954 | 1.0769 | 2020 | 2019-11-18 | 2020 |  | 1650537.4376 | 966979.1574 | based upon actual historical costs for similar projects | 310309 | 0% | 0% | 0% | 100% | 0% | 0% | 0% | 0% | 0% | 0% | 0% | 0% | 0% | 0% | 0% | 0% | 0% | 0% | 0% | 100% | 100.5% | 101% | 101.5% | 102.2% | 103% | 103.9% | 104.5% | Project | 1 | 1 | 1 | 83 | 72.99%
EC.11610 | LAN Corporate Refresh 17-18 | ExAnte | Information Technology | Active | 0 | 0 | 0 | 0 | 0 | 0 | 0 | 0 | 58928.5 | 11460.27 | -37171.56 | 2017 Plan 2017: 706179.3807; 2018 Plan 2018: 260511.4235 | 999908.0142 | 1074251.1342 | 1155068.9489 | 1020912.643 | 1.1314 | 2018 | 2017-08-28 | 2018 |  | 1020912.643 | 260511.4235 |  | 1100000 | 0% | 0% | 0% | 100% | 0% | 0% | 0% | 0% | 0% | 0% | 0% | 0% | 0% | 0% | 0% | 0% | 0% | 0% | 0% | 100% | 100.5% | 100.9% | 101.5% | 102.1% | 102.9% | 103.8% | 104.4% | Category | 0 | 0 | 0 | 84 | 71.06%
EC.11615 | Asset Design Manuals (ADM) Major Rewrite | ExAnte | Augmentation | Active | 0 | 0 | 0 | 0 | 0 | 0 | 0 | 0 |  | 9013.5 | 404991.72 | 2017 Plan 2017: 1461458.9913; 2018 Plan 2018: 686517.8493; 2019 Plan 2019: 13019.4912 | 2575001.5519 | 2575001.5519 | 2976412.3124 | 2630714.784 | 1.1314 | 2019 | 2018-04-04 | 2018 |  | 2630714.784 | 13019.4912 |  | 0 | 0% | 0% | 0% | 0% | 0% | 0% | 0% | 100% | 0% | 0% | 0% | 0% | 0% | 0% | 0% | 0% | 0% | 0% | 0% | 100% | 100.3% | 100.6% | 101% | 101.4% | 101.9% | 102.5% | 102.9% | Category | 0 | 1 | 1 | 85 | 46.84%
EC.11618 | Carpet - Keswick 2014-15 | ExAnte | Facilities | Closed | 0 | 0 | 0 | 0 | 0 | 0 | 0 | 0 |  | 188173.23 | 12484.04 | [8 empty] | 200657.27 | 200657.27 | 240568.8349 | 200495.739 | 1.1999 | 2016 | 2015-04-20 | 2015 |  | 212627.7962 | 12484.04 |  | 210000 | 22% | 0% | 0% | 0% | 0% | 0% | 0% | 78% | 0% | 0% | 0% | 0% | 0% | 0% | 0% | 0% | 0% | 0% | 0% | 100% | 100.2% | 100.4% | 100.6% | 100.9% | 101.2% | 101.5% | 101.8% | Category | 0 | 0 | 0 | 86 | 28.86%
EC.11619 | Fire Protection 300 Pirie 2015-16 | ExAnte | Facilities | Active | 0 | 0 | 0 | 0 | 0 | 0 | 0 | 0 |  |  | 5363.33 | 2017 Plan 2017: 19274.2468 | 24637.5768 | 24637.5768 | 28704.25 | 24751.5848 | 1.1597 | 2017 | 2016-07-27 | 2017 |  | 25370.3744 | 19274.2468 |  | 33480 | 100% | 0% | 0% | 0% | 0% | 0% | 0% | 0% | 0% | 0% | 0% | 0% | 0% | 0% | 0% | 0% | 0% | 0% | 0% | 100% | 100.2% | 100.4% | 100.6% | 100.9% | 101.2% | 101.5% | 101.8% | Category | 0 | 0 | 0 | 87 | 28.86%
EC.11623 | Robertstown Telecoms Bearer | ExAnte | Replacement | Active | 0 | 0 | 0 | 0 | 0 | 0 | 0 | 0 |  | 185599.88 | 57958.92 | 2017 Plan 2017: 403745.0504; 2018 Plan 2018: 4925204.24; 2019 Plan 2019: 5864488.8185; 2020 Plan 2020: 20768.7659 | 11457765.6748 | 11457765.6748 | 12827640.1424 | 11621208.8582 | 1.1038 | 2020 | 2018-12-17 | 2019 |  | 11337764.7398 | 20768.7659 | derived directly from competitive tender processes | 0 | 0% | 8.992% | 91.01% | 0% | 0% | 0% | 0% | 0% | 0% | 0% | 0% | 0% | 0% | 0% | 0% | 0% | 0% | 0% | 0% | 100% | 100.3% | 100.7% | 101.1% | 101.6% | 102.2% | 102.8% | 103.3% | Category | 1 | 1 | 1 | 88 | 53.08%
EC.11624 | Mid North OPGW Bearer | ExAnte | Augmentation | Active | 0 | 0 | 0 | 0 | 0 | 0 | 0 | 0 |  | 213853.45 | 6982366.74 | 2017 Plan 2017: 311257.492; 2018 Plan 2018: 606274.8829; 2019 Plan 2019: 5510475.6345; 2020 Plan 2020: 141985.4666 | 13766213.666 | 13766213.666 | 15808471.5868 | 14679737.403 | 1.0769 | 2020 | 2019-08-05 | 2020 |  | 13972385.3925 | 141985.4666 | derived directly from competitive tender processes | 0 | 0% | 6.151% | 93.85% | 0% | 0% | 0% | 0% | 0% | 0% | 0% | 0% | 0% | 0% | 0% | 0% | 0% | 0% | 0% | 0% | 100% | 100.3% | 100.6% | 101% | 101.4% | 101.9% | 102.5% | 102.9% | Category | 1 | 1 | 1 | 89 | 46.84%
EC.11630 | Eyre Peninsula Reinforcement Land and Ea | ExAnte | Easements/Land | Active | 0 | 0 | 0 | 0 | 0 | 0 | 25275.63 | 1818104.54 | 1336997.84 | 1345162.35 | 467414.19 | 2017 Plan 2017: 6278937.3004; 2018 Plan 2018: 18208.6574 | 11290100.5078 | 11290100.5078 | 13403022.7417 | 11170395.1592 | 1.1999 | 2018 | 2014-10-31 | 2015 |  | 11846319.1172 | 18208.6574 |  | 0 | 0% | 0% | 0% | 0% | 0% | 100% | 0% | 0% | 0% | 0% | 0% | 0% | 0% | 0% | 0% | 0% | 0% | 0% | 0% | 100% | 100.1% | 100.3% | 100.4% | 100.6% | 100.9% | 101.1% | 101.3% | Category | 0 | 0 | 0 | 90 | 21.21%
EC.11645 | Reactive Plant Control Scheme | ExAnte | Augmentation | Active | 0 | 0 | 0 | 0 | 0 | 0 | 0 | 0 | 5538.17 | 366.94 | 59297.46 | 2017 Plan 2017: 229075.6515; 2018 Plan 2018: 1613716.2378; 2019 Plan 2019: 49154.5447 | 1957149.004 | 1957149.004 | 2223089.0265 | 2014008.937 | 1.1038 | 2019 | 2018-09-14 | 2019 |  | 1964886.7678 | 49154.5447 |  | 2310800.03 | 0% | 0% | 0% | 36.78% | 0% | 0% | 0% | 0% | 0% | 0% | 0% | 0% | 0% | 0% | 63.22% | 0% | 0% | 0% | 0% | 100% | 100.3% | 100.6% | 101% | 101.4% | 101.9% | 102.5% | 102.9% | Category | 1 | 1 | 1 | 91 | 46.84%
EC.11646 | Eyre Peninsula & Upper NorthVoltage | ExAnte | Security/Compliance | Active | 0 | 0 | 0 | 0 | 0 | 0 | 0 | 0 | 68794.92 | -68794.92 | 41663.27 | 2017 Plan 2017: 95535.1187; 2018 Plan 2018: 899609.1422; 2019 Plan 2019: 151882.456 | 1188689.9868 | 1326279.8268 | 1346706.5387 | 1220049.6571 | 1.1038 | 2019 | 2018-10-25 | 2019 |  | 1190292.3484 | 151882.456 | based upon actual historical costs for similar projects | 2282535.5574 | 0% | 0% | 26.29% | 21.91% | 0% | 1.095% | 0% | 0% | 0% | 16.55% | 0% | 0.3286% | 0% | 0% | 33.83% | 0% | 0% | 0% | 0% | 100% | 100.3% | 100.6% | 101% | 101.4% | 102% | 102.5% | 102.9% | Category | 1 | 1 | 1 | 92 | 47.41%
EC.11648 | UPS & Battery Bank - BUCC 2015-16 | ExAnte | Facilities | Active | 0 | 0 | 0 | 0 | 0 | 0 | 0 | 0 |  |  | 26995.38 | 2017 Plan 2017: 22960.0378 | 49955.4178 | 49955.4178 | 58598.4465 | 50529.2568 | 1.1597 | 2017 | 2016-05-05 | 2017 |  | 51792.4882 | 22960.0378 |  | 44000 | 90.91% | 0% | 0% | 0% | 0% | 0% | 0% | 9.091% | 0% | 0% | 0% | 0% | 0% | 0% | 0% | 0% | 0% | 0% | 0% | 100% | 100.2% | 100.4% | 100.6% | 100.9% | 101.2% | 101.5% | 101.8% | Category | 0 | 0 | 0 | 93 | 28.86%
EC.11649 | CLSD-Mechanical 300 Pirie Street 2015-16 | ExAnte | Facilities | Closed | 0 | 0 | 0 | 0 | 0 | 0 | 0 | 0 |  |  | 76855.67 | 2017 Plan 2017: 160.0534 | 77015.7234 | 77015.7234 | 91209.2369 | 77012.392 | 1.1843 | 2017 | 2016-03-22 | 2016 |  | 80615.6751 | 160.0534 |  | 58500 | 24.44% | 0% | 0% | 0% | 0% | 0% | 0% | 75.56% | 0% | 0% | 0% | 0% | 0% | 0% | 0% | 0% | 0% | 0% | 0% | 100% | 100.2% | 100.4% | 100.6% | 100.9% | 101.2% | 101.5% | 101.8% | Category | 0 | 0 | 0 | 94 | 28.86%
EC.11650 | Electrical 300 Pirie Street 2015-16 | ExAnte | Facilities | Active | 0 | 0 | 0 | 0 | 0 | 0 | 0 | 0 |  |  | 52854.23 | 2017 Plan 2017: 125644.4631 | 178498.6931 | 178498.6931 | 208306.6969 | 179622.2119 | 1.1597 | 2017 | 2016-08-08 | 2017 |  | 184112.7672 | 125644.4631 |  | 68000 | 25% | 0% | 0% | 0% | 0% | 0% | 0% | 75% | 0% | 0% | 0% | 0% | 0% | 0% | 0% | 0% | 0% | 0% | 0% | 100% | 100.2% | 100.4% | 100.6% | 100.9% | 101.2% | 101.5% | 101.8% | Category | 0 | 0 | 0 | 95 | 28.86%
EC.11652 | CLSD-Vehicle Purchases 2015-16 | ExAnte | Facilities | Closed | 0 | 0 | 0 | 0 | 0 | 0 | 0 | 0 |  |  | 152850.15 | 2017 Plan 2017: 1443.2602 | 154293.4102 | 154293.4102 | 182701.0414 | 154263.3695 | 1.1843 | 2017 | 2016-05-05 | 2016 |  | 161481.0988 | 1443.2602 |  | 94000 | 0% | 0% | 0% | 0% | 0% | 0% | 0% | 100% | 0% | 0% | 0% | 0% | 0% | 0% | 0% | 0% | 0% | 0% | 0% | 100% | 100.2% | 100.4% | 100.6% | 100.9% | 101.2% | 101.5% | 101.8% | Category | 0 | 0 | 0 | 96 | 28.86%
EC.11656 | Vegetation Management Analysis Tools | ExAnte | Security/Compliance | Active | 0 | 0 | 0 | 0 | 0 | 0 | 0 | 0 |  |  | 15509.49 | 2017 Plan 2017: 407462.0072; 2018 Plan 2018: 84886.8341 | 507858.3313 | 507858.3313 | 586941.2552 | 518770.545 | 1.1314 | 2018 | 2017-08-07 | 2018 |  | 518770.545 | 84886.8341 |  | 178838 | 0% | 0% | 0% | 100% | 0% | 0% | 0% | 0% | 0% | 0% | 0% | 0% | 0% | 0% | 0% | 0% | 0% | 0% | 0% | 100% | 100.3% | 100.6% | 101% | 101.4% | 102% | 102.5% | 102.9% | Category | 0 | 0 | 0 | 97 | 47.41%
EC.11659 | Substation and Telecommunication Buildin | ExAnte | Security/Compliance | Active | 0 | 0 | 0 | 0 | 0 | 0 | 0 | 0 |  | 34784.73 | 558714.83 | 2017 Plan 2017: 1495364.1237; 2018 Plan 2018: 168210.6571 | 2257074.3407 | 2257074.3407 | 2627927.09 | 2322704.626 | 1.1314 | 2018 | 2017-09-18 | 2018 |  | 2322704.626 | 168210.6571 |  | 0 | 0% | 0% | 0% | 0% | 0% | 0% | 0% | 0% | 0% | 0% | 0% | 100% | 0% | 0% | 0% | 0% | 0% | 0% | 0% | 100% | 100.3% | 100.6% | 101% | 101.4% | 102% | 102.5% | 102.9% | Category | 0 | 0 | 0 | 98 | 47.41%
EC.11660 | Substation Battery Charger Replacement | ExAnte | Replacement | Active | 0 | 0 | 0 | 0 | 0 | 0 | 0 | 0 |  | 9136.58 | 71459.93 | 2017 Plan 2017: 570415.736; 2018 Plan 2018: 119673.2073 | 770685.4533 | 770685.4533 | 892502.5398 | 788842.1965 | 1.1314 | 2018 | 2017-09-28 | 2018 |  | 788842.1965 | 119673.2073 |  | 840105 | 0% | 0% | 0% | 0% | 0% | 0% | 0% | 0% | 0% | 0% | 0% | 100% | 0% | 0% | 0% | 0% | 0% | 0% | 0% | 100% | 100.3% | 100.7% | 101.1% | 101.6% | 102.2% | 102.8% | 103.3% | Category | 0 | 0 | 0 | 99 | 53.08%
EC.11661 | Substation Computer Based Local Control | ExAnte | Replacement | Potential | 0 | 0 | 0 | 0 | 0 | 0 | 0 | 0 |  |  |  | 2018 Plan 2018: 123846.4963; 2019 Plan 2019: 1084975.8696; 2020 Plan 2020: 2056955.3097; 2021 Plan 2021: 6658.9975 | 3272436.6732 | 3272436.6732 | 3559843.2924 | 3305668.3842 | 1.0769 | 2021 | 2020-04-13 | 2020 |  | 3146382.7572 | 6658.9975 | based upon actual historical costs for similar projects | 1602200.02 | 0% | 0% | 0% | 0% | 0% | 0% | 0% | 0% | 0% | 0% | 0% | 0% | 0% | 0% | 100% | 0% | 0% | 0% | 0% | 100% | 100.4% | 100.8% | 101.2% | 101.7% | 102.4% | 103.1% | 103.6% | Project | 1 | 1 | 1 | 100 | 57.99%
EC.11662 | Tower Fall Arrestor Replacement and Audi | ExAnte | Replacement | Deferred | 0 | 0 | 0 | 0 | 0 | 0 | 0 | 0 |  | 74100.3 | 93952.53 | 2018 Plan 2018: 23564.8848; 2019 Plan 2019: 99458.6454 | 291076.3602 | 291076.3602 | 336628.1744 | 304968.5117 | 1.1038 | 2019 | 2018-10-04 | 2019 |  | 297530.2553 | 99458.6454 |  | 0 | 0% | 0% | 0% | 0% | 0% | 0% | 0% | 100% | 0% | 0% | 0% | 0% | 0% | 0% | 0% | 0% | 0% | 0% | 0% | 100% | 100.3% | 100.7% | 101.1% | 101.6% | 102.2% | 102.8% | 103.3% | Category | 1 | 1 | 1 | 101 | 53.08%
EC.11670 | IT Hardware 2 | ExAnte | Information Technology | Active | 0 | 0 | 0 | 0 | 0 | 0 | 0 | 0 |  | 1132106.48 | 1936776 | 2017 Plan 2017: 781722.2043 | 3850604.6843 | 3850604.6843 | 4558749.6277 | 3930995.5167 | 1.1597 | 2017 | 2016-12-12 | 2017 |  | 4029270.4046 | 781722.2043 |  | 1500000 | 0% | 0% | 0% | 100% | 0% | 0% | 0% | 0% | 0% | 0% | 0% | 0% | 0% | 0% | 0% | 0% | 0% | 0% | 0% | 100% | 100.5% | 100.9% | 101.5% | 102.1% | 102.9% | 103.8% | 104.4% | Category | 0 | 0 | 0 | 102 | 71.06%
EC.11671 | IT Software 2 | ExAnte | Information Technology | Active | 0 | 0 | 0 | 0 | 0 | 0 | 0 | 0 | 2789.9 | 1200719.51 | 975419.31 | 2017 Plan 2017: 427852.8216 | 2606781.5416 | 2606781.5416 | 3095510.4028 | 2613689.8917 | 1.1843 | 2017 | 2016-05-02 | 2016 |  | 2735980.1419 | 427852.8216 |  | 2531002 | 0% | 0% | 0% | 100% | 0% | 0% | 0% | 0% | 0% | 0% | 0% | 0% | 0% | 0% | 0% | 0% | 0% | 0% | 0% | 100% | 100.5% | 100.9% | 101.5% | 102.1% | 102.9% | 103.8% | 104.4% | Category | 0 | 0 | 0 | 103 | 71.06%
EC.11672 | IT Security 2 | ExAnte | Information Technology | Active | 0 | 0 | 0 | 0 | 0 | 0 | 0 | 0 |  | 105135.8 | 1736547.31 | 2017 Plan 2017: 840710.463 | 2682393.573 | 2682393.573 | 3157786.7125 | 2722949.5855 | 1.1597 | 2017 | 2016-11-30 | 2017 |  | 2791023.3252 | 840710.463 |  | 1100000 | 0% | 0% | 0% | 100% | 0% | 0% | 0% | 0% | 0% | 0% | 0% | 0% | 0% | 0% | 0% | 0% | 0% | 0% | 0% | 100% | 100.5% | 100.9% | 101.5% | 102.1% | 102.9% | 103.8% | 104.4% | Category | 0 | 0 | 0 | 104 | 71.06%
EC.11673 | IT OCS Software 2 | ExAnte | Information Technology | Active | 0 | 0 | 0 | 0 | 0 | 0 | 0 | 0 |  | 376301.33 | 891785.15 | 2017 Plan 2017: 382997.6529 | 1651084.1329 | 1651084.1329 | 1951853.7894 | 1683077.4055 | 1.1597 | 2017 | 2017-02-01 | 2017 |  | 1725154.3406 | 382997.6529 |  | 1300000 | 0% | 0% | 0% | 100% | 0% | 0% | 0% | 0% | 0% | 0% | 0% | 0% | 0% | 0% | 0% | 0% | 0% | 0% | 0% | 100% | 100.5% | 100.9% | 101.5% | 102.1% | 102.9% | 103.8% | 104.4% | Category | 0 | 0 | 0 | 105 | 71.06%
EC.11681 | CLSC-Furniture and Building Upgr 2015-16 | ExAnte | Facilities | Closed | 0 | 0 | 0 | 0 | 0 | 0 | 0 | 0 |  |  | 276166.64 | [8 empty] | 276166.64 | 276166.64 | 327076.5632 | 276166.64 | 1.1843 | 2016 | 2016-02-10 | 2016 |  | 289088.0228 | 276166.64 |  | 219300 | 30.23% | 0% | 0% | 0% | 0% | 0% | 0% | 69.77% | 0% | 0% | 0% | 0% | 0% | 0% | 0% | 0% | 0% | 0% | 0% | 100% | 100.2% | 100.4% | 100.6% | 100.9% | 101.2% | 101.5% | 101.8% | Category | 0 | 0 | 0 | 106 | 28.86%
EC.11694 | Inventory Purchases 2015-16 | ExAnte | Inventory/Spares | Closed | 0 | 0 | 0 | 0 | 0 | 0 | 0 | 0 |  |  | 1433079.98 | 2017 Plan 2017: 294703.6046 | 1727783.5846 | 1727783.5846 | 2039026.8562 | 1758246.4677 | 1.1597 | 2017 | 2016-06-10 | 2017 |  | 1802202.6294 | 294703.6046 |  | 1962985 | 0% | 0% | 0% | 0% | 0% | 0% | 0% | 0% | 0% | 100% | 0% | 0% | 0% | 0% | 0% | 0% | 0% | 0% | 0% | 100% | 100% | 100.1% | 100.1% | 100.1% | 100.2% | 100.2% | 100.3% | Category | 0 | 0 | 0 | 107 | 4.381%
EC.11709 | (CLSD)Yadnarie - Port Lincoln Backbone | ExAnte | Replacement | Closed | 0 | 0 | 0 | 0 | 0 | 0 | 23847.37 | 215992.62 | 3121327.19 | 1677702.37 | 123214.48 | [8 empty] | 5162084.03 | 5162084.03 | 6254775.7257 | 5212877.5601 | 1.1999 | 2016 | 2015-06-30 | 2015 |  | 5528310.3432 | 123214.48 |  | 0 | 0% | 37.49% | 22.52% | 0% | 0% | 0% | 0% | 0% | 0% | 0% | 0% | 39.99% | 0% | 0% | 0% | 0% | 0% | 0% | 0% | 100% | 100.3% | 100.7% | 101.1% | 101.6% | 102.2% | 102.8% | 103.3% | Category | 0 | 0 | 0 | 108 | 53.08%
EC.11712 | Engineering Systems Functional Upgrade | ExAnte | Augmentation | Deferred | 0 | 0 | 0 | 0 | 0 | 0 | 0 | 0 |  | 189979.94 | 69611.05 | 2018 Plan 2018: 328995.4408; 2019 Plan 2019: 439773.2446 | 1028359.6754 | 1028359.6754 | 1168050.2575 | 1058195.884 | 1.1038 | 2019 | 2019-02-26 | 2019 |  | 1032386.2283 | 439773.2446 | based upon actual historical costs for similar projects | 2000000 | 0% | 0% | 0% | 100% | 0% | 0% | 0% | 0% | 0% | 0% | 0% | 0% | 0% | 0% | 0% | 0% | 0% | 0% | 0% | 100% | 100.3% | 100.6% | 101% | 101.4% | 101.9% | 102.5% | 102.9% | Category | 1 | 1 | 1 | 109 | 46.84%
EC.11717 | CLSD-UPS Battery Bank No1 -300 Pirie St | ExAnte | Facilities | Closed | 0 | 0 | 0 | 0 | 0 | 0 | 0 | 0 |  |  | 83668.19 | [8 empty] | 83668.19 | 83668.19 | 99091.9976 | 85446.719 | 1.1597 | 2016 | 2015-07-01 | 2017 |  | 87582.887 | 83668.19 |  | 98700 | 6.383% | 0% | 0% | 0% | 0% | 0% | 0% | 93.62% | 0% | 0% | 0% | 0% | 0% | 0% | 0% | 0% | 0% | 0% | 0% | 100% | 100.2% | 100.4% | 100.6% | 100.9% | 101.2% | 101.5% | 101.8% | Category | 0 | 0 | 0 | 110 | 28.86%
EC.11731 | Vehicle Purchases 2016-17 | ExAnte | Facilities | Active | 0 | 0 | 0 | 0 | 0 | 0 | 0 | 0 |  |  |  | 2017 Plan 2017: 223879.1973 | 223879.1973 | 223879.1973 | 259631.2316 | 223879.1973 | 1.1597 | 2017 | 2017-05-01 | 2017 |  | 229476.1772 | 223879.1973 |  | 117120 | 0% | 0% | 0% | 0% | 0% | 0% | 0% | 100% | 0% | 0% | 0% | 0% | 0% | 0% | 0% | 0% | 0% | 0% | 0% | 100% | 100.2% | 100.4% | 100.6% | 100.9% | 101.2% | 101.5% | 101.8% | Category | 0 | 0 | 0 | 111 | 28.86%
EC.11732 | Outage Management Functional Upgrade 1 | ExAnte | Augmentation | Closed | 0 | 0 | 0 | 0 | 0 | 0 | 0 | 0 |  |  |  | 2017 Plan 2017: 334.6036; 2018 Plan 2018: 1353.4825 | 1688.0861 | 1688.0861 | 1919.3788 | 1738.8625 | 1.1038 | 2018 | 2018-08-28 | 2019 |  | 1696.4512 | 1353.4825 |  | 80000 | 0% | 0% | 0% | 100% | 0% | 0% | 0% | 0% | 0% | 0% | 0% | 0% | 0% | 0% | 0% | 0% | 0% | 0% | 0% | 100% | 100.3% | 100.6% | 101% | 101.4% | 101.9% | 102.5% | 102.9% | Category | 1 | 0 | 1 | 112 | 46.84%
EC.11733 | Online Asset Condition Monitoring Equipm | ExAnte | Replacement | Active | 0 | 0 | 0 | 0 | 0 | 0 | 0 | 0 |  |  | 9229.45 | 2017 Plan 2017: 4215517.2915; 2018 Plan 2018: 7635576.3626 | 11860323.1041 | 11860323.1041 | 13538592.3165 | 11966142.8672 | 1.1314 | 2018 | 2018-01-05 | 2018 |  | 11966142.8672 | 7635576.3626 |  | 5706333.4 | 0% | 0% | 0% | 0% | 0% | 0% | 0% | 0% | 0% | 4.22% | 0% | 2.524% | 0% | 0% | 93.26% | 0% | 0% | 0% | 0% | 100% | 100.3% | 100.7% | 101.1% | 101.6% | 102.2% | 102.8% | 103.3% | Category | 0 | 0 | 0 | 113 | 53.08%
EC.11734 | Network Aerial Laser Survey 2013-18 | ExAnte | Security/Compliance | Active | 0 | 0 | 0 | 0 | 0 | 0 | 0 | 0 |  | 20669.35 | 91992.08 | 2017 Plan 2017: 1746593.9665; 2018 Plan 2018: 396471.7518; 2019 Plan 2019: 81250.3118 | 2336977.4601 | 2336977.4601 | 2697520.9538 | 2384215.461 | 1.1314 | 2019 | 2018-05-30 | 2018 |  | 2384215.461 | 81250.3118 |  | 4747884.8124 | 0% | 0% | 0% | 0% | 0% | 0% | 0% | 0% | 0% | 0% | 0% | 0% | 0% | 0% | 0% | 100% | 0% | 0% | 0% | 100% | 100.3% | 100.6% | 101% | 101.4% | 102% | 102.5% | 102.9% | Category | 0 | 1 | 1 | 114 | 47.41%
EC.11735 | Transmission Line Design | ExAnte | Security/Compliance | Deferred | 0 | 0 | 0 | 0 | 0 | 0 | 31134.87 | 53363.04 | 186355.87 | [10 empty] | 270853.78 | 270853.78 | 333290.9008 | 333290.9008 | 1 | 2014 | 2023-03-31 | 2023 |  | 294580.5917 | 186355.87 |  | 0 | 0% | 0% | 0% | 0% | 0% | 0% | 0% | 100% | 0% | 0% | 0% | 0% | 0% | 0% | 0% | 0% | 0% | 0% | 0% | 100% | 100.3% | 100.6% | 101% | 101.4% | 102% | 102.5% | 102.9% | Category | 0 | 0 | 0 | 115 | 47.41%
EC.11738 | Mallala to Para Easement Expansion | ExAnte | Easements/Land | Active | 0 | 0 | 0 | 0 | 0 | 0 | 0 | 0 | 607039.51 | 92274.96 | 141920.79 | 2017 Plan 2017: 570262.9858; 2018 Plan 2018: 9663.078 | 1421161.3239 | 1421161.3239 | 1689107.5084 | 1426195.5691 | 1.1843 | 2018 | 2016-05-11 | 2016 |  | 1492924.9135 | 9663.078 |  | 7024851 | 0% | 0% | 0% | 0% | 97.37% | 0% | 0% | 0% | 0% | 0% | 0% | 0% | 0% | 0% | 0% | 0% | 2.626% | 0% | 0% | 100% | 100.1% | 100.3% | 100.4% | 100.6% | 100.9% | 101.1% | 101.3% | Category | 0 | 0 | 0 | 116 | 21.21%
EC.11739 | Templers to Para Easement Expansion | ExAnte | Easements/Land | Active | 0 | 0 | 0 | 0 | 0 | 0 | 0 | 0 | 99401.85 | 76064.54 | 3427784.1 | 2017 Plan 2017: 2639690.0081; 2018 Plan 2018: 9025.364 | 6251965.8621 | 6251965.8621 | 7343242.3508 | 6332054.8651 | 1.1597 | 2018 | 2017-03-24 | 2017 |  | 6490356.2367 | 9025.364 |  | 6029289.25 | 0% | 0% | 0% | 0% | 80.31% | 19.69% | 0% | 0% | 0% | 0% | 0% | 0% | 0% | 0% | 0% | 0% | 0% | 0% | 0% | 100% | 100.1% | 100.3% | 100.4% | 100.6% | 100.9% | 101.1% | 101.3% | Category | 0 | 0 | 0 | 117 | 21.21%
EC.11741 | Database Platform Refresh 17-18 | ExAnte | Information Technology | Active | 0 | 0 | 0 | 0 | 0 | 0 | 0 | 0 |  |  |  | 2017 Plan 2017: 640849.4353; 2018 Plan 2018: 33155.8425 | 674005.2778 | 674005.2778 | 780701.6647 | 690026.5137 | 1.1314 | 2018 | 2017-07-31 | 2018 |  | 690026.5137 | 33155.8425 |  | 239970 | 0% | 0% | 0% | 100% | 0% | 0% | 0% | 0% | 0% | 0% | 0% | 0% | 0% | 0% | 0% | 0% | 0% | 0% | 0% | 100% | 100.5% | 100.9% | 101.5% | 102.1% | 102.9% | 103.8% | 104.4% | Category | 0 | 0 | 0 | 118 | 71.06%
EC.11742 | Baroota Substation Replacement | ExAnte | Replacement | Active | 0 | 0 | 0 | 0 | 0 | 0 | 0 | 37048.43 | 484827.3 | 138716.12 | 42278.81 | 2017 Plan 2017: 2801867.6812; 2018 Plan 2018: 2808766.1448; 2019 Plan 2019: 485.38 | 6313989.8661 | 6313989.8661 | 7280038.5047 | 6434493.2463 | 1.1314 | 2019 | 2017-11-01 | 2018 |  | 6434493.2463 | 485.38 |  | 3516015.8326 | 0% | 6.196% | 5.449% | 0% | 0% | 0% | 0% | 0% | 0% | 24.22% | 9.704% | 15.32% | 2.684% | 0% | 35% | 1.422% | 0% | 0% | 0% | 100% | 100.3% | 100.7% | 101.1% | 101.6% | 102.2% | 102.8% | 103.3% | Category | 0 | 1 | 1 | 119 | 53.08%
EC.11744 | Bund Refurbishments | ExAnte | Security/Compliance | Active | 0 | 0 | 0 | 0 | 0 | 0 | 0 | 0 | 490301.42 | 531448.59 | 1053221.75 | 2017 Plan 2017: 4649789.1464; 2018 Plan 2018: 1253278.6756; 2019 Plan 2019: 16922.4474 | 7994962.0294 | 7994962.0294 | 9310138.1772 | 8228805.5462 | 1.1314 | 2019 | 2017-12-22 | 2018 |  | 8228805.5462 | 16922.4474 |  | 0 | 0% | 0% | 0% | 0% | 0% | 0% | 0% | 0% | 0% | 100% | 0% | 0% | 0% | 0% | 0% | 0% | 0% | 0% | 0% | 100% | 100.3% | 100.6% | 101% | 101.4% | 102% | 102.5% | 102.9% | Category | 0 | 1 | 1 | 120 | 47.41%
EC.11745 | Riverland 132 kV Line Uprate | ExAnte | Augmentation | Closed | 0 | 0 | 0 | 0 | 0 | 0 | 0 | 0 | 8221.21 | 317591.37 | 1332108.63 | 2017 Plan 2017: 1112.1936 | 1659033.4036 | 1659033.4036 | 1970029.7084 | 1663391.8369 | 1.1843 | 2017 | 2015-10-26 | 2016 |  | 1741219.2045 | 1112.1936 |  | 0 | 0% | 0% | 0% | 0% | 0% | 0% | 0% | 0% | 0% | 7.65% | 0% | 0% | 0% | 0% | 3.78% | 88.57% | 0% | 0% | 0% | 100% | 100.3% | 100.6% | 101% | 101.4% | 101.9% | 102.5% | 102.9% | Category | 0 | 0 | 0 | 121 | 46.84%
EC.11747 | Substation Lighting and Infrastructure R | ExAnte | Replacement | Active | 0 | 0 | 0 | 0 | 0 | 0 | 0 | 0 |  |  | 87606.14 | 2017 Plan 2017: 509281.6222; 2018 Plan 2018: 3223550.384; 2019 Plan 2019: 1808338.7707 | 5628776.9169 | 5628776.9169 | 6337585.4589 | 5741539.633 | 1.1038 | 2019 | 2018-08-30 | 2019 |  | 5601502.0809 | 1808338.7707 | derived directly from competitive tender processes | 0 | 0% | 0% | 0% | 0% | 0% | 0% | 0% | 0% | 0% | 0% | 0% | 100% | 0% | 0% | 0% | 0% | 0% | 0% | 0% | 100% | 100.3% | 100.7% | 101.1% | 101.6% | 102.2% | 102.8% | 103.3% | Category | 1 | 1 | 1 | 122 | 53.08%
EC.11749 | AC Switchboard Replacement 2013-18 | ExAnte | Replacement | Active | 0 | 0 | 0 | 0 | 0 | 0 | 0 | 0 |  | 60003.55 | 414454.11 | 2017 Plan 2017: 1152460.7389; 2018 Plan 2018: 5568597.4373; 2019 Plan 2019: 2408670.1217 | 9604185.9578 | 9604185.9578 | 10858432.2301 | 9837203.6804 | 1.1038 | 2019 | 2018-01-30 | 2019 |  | 9597271.8833 | 2408670.1217 | based upon actual historical costs for similar projects | 6032738 | 0% | 0% | 0% | 0% | 0% | 0% | 0% | 0% | 0% | 0% | 0% | 100% | 0% | 0% | 0% | 0% | 0% | 0% | 0% | 100% | 100.3% | 100.7% | 101.1% | 101.6% | 102.2% | 102.8% | 103.3% | Category | 1 | 1 | 1 | 123 | 53.08%
EC.11751 | Westinghouse RTU Replacement | ExAnte | Replacement | Active | 0 | 0 | 0 | 0 | 0 | 0 | 0 | 0 |  | 9388.55 | 231514.37 | 2017 Plan 2017: 1687763.2703; 2018 Plan 2018: 375458.9854; 2019 Plan 2019: 4542.6339 | 2308667.8096 | 2308667.8096 | 2672557.4668 | 2362151.3759 | 1.1314 | 2019 | 2017-09-29 | 2018 |  | 2362151.3759 | 4542.6339 |  | 1232878 | 0% | 0% | 0% | 0% | 0% | 0% | 0% | 0% | 0% | 0% | 0% | 0% | 0% | 0% | 100% | 0% | 0% | 0% | 0% | 100% | 100.3% | 100.7% | 101.1% | 101.6% | 102.2% | 102.8% | 103.3% | Category | 0 | 1 | 1 | 124 | 53.08%
EC.11781 | Furniture and Building Upgrades 2016-17 | ExAnte | Facilities | Active | 0 | 0 | 0 | 0 | 0 | 0 | 0 | 0 |  |  |  | 2017 Plan 2017: 388887.4559 | 388887.4559 | 388887.4559 | 450990.223 | 388887.4559 | 1.1597 | 2017 | 2017-06-30 | 2017 |  | 398609.6423 | 388887.4559 |  | 251120 | 30.23% | 0% | 0% | 0% | 0% | 0% | 0% | 69.77% | 0% | 0% | 0% | 0% | 0% | 0% | 0% | 0% | 0% | 0% | 0% | 100% | 100.2% | 100.4% | 100.6% | 100.9% | 101.2% | 101.5% | 101.8% | Category | 0 | 0 | 0 | 125 | 28.86%
EC.11794 | Inventory Purchases 2016-17 | ExAnte | Inventory/Spares | Active | 0 | 0 | 0 | 0 | 0 | 0 | 0 | 0 |  |  |  | 2017 Plan 2017: 446815.3709 | 446815.3709 | 446815.3709 | 518168.8448 | 446815.3709 | 1.1597 | 2017 | 2017-04-10 | 2017 |  | 457985.7552 | 446815.3709 |  | 1962985 | 0% | 0% | 0% | 0% | 0% | 0% | 0% | 0% | 0% | 100% | 0% | 0% | 0% | 0% | 0% | 0% | 0% | 0% | 0% | 100% | 100% | 100.1% | 100.1% | 100.1% | 100.2% | 100.2% | 100.3% | Category | 0 | 0 | 0 | 126 | 4.381%
EC.11808 | Windows Backoffice Mgmt Sys Refresh17-18 | ExAnte | Information Technology | Active | 0 | 0 | 0 | 0 | 0 | 0 | 0 | 0 |  |  |  | 2017 Plan 2017: 189097.707; 2019 Plan 2019: 50542.7814; 2020 Plan 2020: 487691.7324; 2021 Plan 2021: 11674.9731 | 739007.1938 | 739007.1938 | 812541.8128 | 754525.8487 | 1.0769 | 2021 | 2020-06-25 | 2020 |  | 718168.5651 | 11674.9731 | based upon actual historical costs for similar projects | 179280 | 0% | 0% | 0% | 100% | 0% | 0% | 0% | 0% | 0% | 0% | 0% | 0% | 0% | 0% | 0% | 0% | 0% | 0% | 0% | 100% | 100.5% | 100.9% | 101.5% | 102.1% | 102.9% | 103.8% | 104.4% | Category | 1 | 1 | 1 | 127 | 71.06%
EC.11809 | Common Information-Connectivity Model | ExAnte | Information Technology | Active | 0 | 0 | 0 | 0 | 0 | 0 | 0 | 0 |  | 8096.17 | 165269.04 | 2017 Plan 2017: 309079.2855; 2018 Plan 2018: 4558.9288 | 487003.4243 | 487003.4243 | 569045.1262 | 490685.8289 | 1.1597 | 2018 | 2017-06-06 | 2017 |  | 502952.9746 | 4558.9288 |  | 1200000 | 0% | 0% | 0% | 100% | 0% | 0% | 0% | 0% | 0% | 0% | 0% | 0% | 0% | 0% | 0% | 0% | 0% | 0% | 0% | 100% | 100.5% | 100.9% | 101.5% | 102.1% | 102.9% | 103.8% | 104.4% | Category | 0 | 0 | 0 | 128 | 71.06%
EC.11811 | Outage Management Functional Upgrade 3 | ExAnte | Information Technology | Potential | 0 | 0 | 0 | 0 | 0 | 0 | 0 | 0 |  |  |  | 2020 Plan 2020: 235626.923; 2021 Plan 2021: 488993.1867; 2022 Plan 2022: 631694.2635; 2023 Plan 2023: 289984.467 | 1646298.8401 | 1646298.8401 | 1704963.9782 | 1704963.9782 | 1 | 2023 | 2022-11-21 | 2023 |  | 1506939.7223 | 289984.467 | based upon actual historical costs for similar projects | 280000 | 0% | 0% | 0% | 100% | 0% | 0% | 0% | 0% | 0% | 0% | 0% | 0% | 0% | 0% | 0% | 0% | 0% | 0% | 0% | 100% | 100.5% | 101% | 101.5% | 102.2% | 103% | 103.9% | 104.5% | Project | 0 | 1 | 1 | 129 | 72.99%
EC.11816 | One IP Substation Network Stage 1 | ExAnte | Replacement | Active | 0 | 0 | 0 | 0 | 0 | 0 | 0 | 3325.07 | 665573.62 | 655963.36 | 2745396.56 | 2017 Plan 2017: 846694.7546 | 4916953.3646 | 4916953.3646 | 5833844.2199 | 5030505.5873 | 1.1597 | 2017 | 2017-05-08 | 2017 |  | 5156268.227 | 846694.7546 |  | 8237319.3732 | 0% | 11.75% | 52.64% | 34.13% | 0% | 0% | 0% | 0% | 0% | 0% | 0% | 0% | 0% | 0% | 1.481% | 0% | 0% | 0% | 0% | 100% | 100.3% | 100.7% | 101.1% | 101.6% | 102.2% | 102.8% | 103.3% | Category | 0 | 0 | 0 | 130 | 53.08%
EC.11822 | [CLSD]-Riverland Bearer | ExAnte | Replacement | Closed | 0 | 0 | 0 | 0 | 0 | 0 | 15962.64 | 500401.04 | 4492442.1 | 1076465.56 | 255005.82 | 2017 Plan 2017: 9365.4242 | 6349642.5842 | 6349642.5842 | 7713131.3344 | 6428305.5084 | 1.1999 | 2017 | 2014-10-31 | 2015 |  | 6817284.2008 | 9365.4242 |  | 3112358.7982 | 0% | 47.8% | 44.24% | 0% | 0% | 0% | 0% | 0% | 0% | 0% | 7.959% | 0% | 0% | 0% | 0% | 0% | 0% | 0% | 0% | 100% | 100.3% | 100.7% | 101.1% | 101.6% | 102.2% | 102.8% | 103.3% | Category | 0 | 0 | 0 | 131 | 53.08%
EC.11824 | Weather Stations 2013-18 | ExAnte | Augmentation | Active | 0 | 0 | 0 | 0 | 0 | 0 | 0 | 0 | 235792.68 | 351063.65 | 1940704.88 | 2017 Plan 2017: 412974.4931 | 2940535.7031 | 2940535.7031 | 3485297.1097 | 3005360.7747 | 1.1597 | 2017 | 2016-06-30 | 2017 |  | 3080494.794 | 412974.4931 |  | 2245065.0217 | 0% | 0% | 18.26% | 0% | 0% | 0.4454% | 0% | 0% | 0% | 0% | 0% | 16.6% | 0% | 0% | 64.7% | 0% | 0% | 0% | 0% | 100% | 100.3% | 100.6% | 101% | 101.4% | 101.9% | 102.5% | 102.9% | Category | 0 | 0 | 0 | 132 | 46.84%
EC.11826 | Dalrymple Substation Upgrade | ExAnte | Connection | Active | 0 | 0 | 0 | 0 | 0 | 0 | 68042.98 | 482239.01 | 984921.21 | 618196.63 | 2583838.58 | 2017 Plan 2017: 2875224.2378 | 7612462.6478 | 7612462.6478 | 9024533.7449 | 7781827.165 | 1.1597 | 2017 | 2016-11-01 | 2017 |  | 7976372.8441 | 2875224.2378 |  | 0 | 0% | 0.3993% | 1.362% | 0% | 0% | 1.592% | 0% | 0% | 0% | 50.71% | 0.6773% | 15.31% | 1.786% | 0% | 22.88% | 0.8555% | 4.431% | 0% | 0% | 100% | 100.3% | 100.6% | 101% | 101.4% | 102% | 102.6% | 103% | Category | 0 | 0 | 0 | 133 | 48.04%
EC.11829 | Regional N-1 Secure Control Schemes | ExAnte | Security/Compliance | Potential | 0 | 0 | 0 | 0 | 0 | 0 | 0 | 0 |  |  |  | 2017 Plan 2017: 88340.1294; 2018 Plan 2018: 808991.7108; 2019 Plan 2019: 265535.3924 | 1162867.2326 | 1162867.2326 | 1310848.7215 | 1187564.2444 | 1.1038 | 2019 | 2018-07-16 | 2019 |  | 1158599.2629 | 265535.3924 | based upon actual historical costs for similar projects | 0 | 0% | 0% | 0% | 0% | 0% | 0% | 0% | 0% | 0% | 0% | 0% | 4.482% | 0% | 0% | 95.52% | 0% | 0% | 0% | 0% | 100% | 100.3% | 100.6% | 101% | 101.4% | 102% | 102.5% | 102.9% | Category | 1 | 1 | 1 | 134 | 47.41%
EC.11847 | NGM CT_VT Replacement Project | ExAnte | Replacement | Active | 0 | 0 | 0 | 0 | 0 | 0 | 0 | 0 | 553053.62 | 2539573.15 | 301859.86 | 2017 Plan 2017: 15457.2667 | 3409943.8967 | 3409943.8967 | 4094996.4871 | 3412866.621 | 1.1999 | 2017 | 2015-07-01 | 2015 |  | 3619380.2028 | 15457.2667 |  | 0 | 0% | 0% | 0% | 0% | 0% | 0% | 0% | 0% | 0% | 0% | 0% | 0% | 0% | 0% | 100% | 0% | 0% | 0% | 0% | 100% | 100.3% | 100.7% | 101.1% | 101.6% | 102.2% | 102.8% | 103.3% | Category | 0 | 0 | 0 | 135 | 53.08%
EC.11852 | Historian Upgrade 2 | ExAnte | Replacement | Potential | 0 | 0 | 0 | 0 | 0 | 0 | 0 | 0 |  |  |  | 2021 Plan 2021: 119039.9645; 2022 Plan 2022: 157551.1023; 2023 Plan 2023: 144515.0136 | 421106.0804 | 421106.0804 | 431071.2561 | 431071.2561 | 1 | 2023 | 2023-03-07 | 2023 |  | 381004.178 | 144515.0136 | based upon actual historical costs for similar projects | 0 | 0% | 0% | 0% | 100% | 0% | 0% | 0% | 0% | 0% | 0% | 0% | 0% | 0% | 0% | 0% | 0% | 0% | 0% | 0% | 100% | 100.6% | 101.2% | 101.9% | 102.7% | 103.8% | 104.8% | 105.6% | Project | 0 | 1 | 1 | 136 | 91.24%
EC.11854 | Telco Asset Replacement 2013-18 | ExAnte | Replacement | Active | 0 | 0 | 0 | 0 | 0 | 0 | 0 | 0 |  | 157936.68 | 735154.39 | 2017 Plan 2017: 2595141.3161; 2018 Plan 2018: 1731718.7263; 2019 Plan 2019: 92169.4774; 2020 Plan 2020: 10827.8758 | 5322948.4657 | 5322948.4657 | 6142427.2657 | 5564735.942 | 1.1038 | 2020 | 2018-07-31 | 2019 |  | 5429010.6751 | 10827.8758 | derived directly from competitive tender processes | 5624778.63 | 0% | 0% | 100% | 0% | 0% | 0% | 0% | 0% | 0% | 0% | 0% | 0% | 0% | 0% | 0% | 0% | 0% | 0% | 0% | 100% | 100.3% | 100.7% | 101.1% | 101.6% | 102.2% | 102.8% | 103.3% | Category | 1 | 1 | 1 | 137 | 53.08%
EC.11861 | Telecommunications Network Optimisation | ExAnte | Augmentation | Active | 0 | 0 | 0 | 0 | 0 | 0 | 0 | 185716.89 | 254436.19 | 414371.98 | 375632.94 | 2017 Plan 2017: 363406.6272; 2018 Plan 2018: 4498.3665 | 1598062.9936 | 1598062.9936 | 1910357.8529 | 1647295.5894 | 1.1597 | 2018 | 2013-03-28 | 2017 |  | 1688477.9791 | 4498.3665 |  | 1436800 | 0% | 0% | 100% | 0% | 0% | 0% | 0% | 0% | 0% | 0% | 0% | 0% | 0% | 0% | 0% | 0% | 0% | 0% | 0% | 100% | 100.3% | 100.6% | 101% | 101.4% | 101.9% | 102.5% | 102.9% | Category | 0 | 0 | 0 | 138 | 46.84%
EC.11862 | Substation VOIP Network Completion | ExAnte | Replacement | Active | 0 | 0 | 0 | 0 | 0 | 0 | 0 | 0 |  |  | 21297.82 | 2017 Plan 2017: 489401.496; 2018 Plan 2018: 626581.4538; 2019 Plan 2019: 20650.5175 | 1157931.2873 | 1157931.2873 | 1324493.3695 | 1170659.1435 | 1.1314 | 2019 | 2017-11-01 | 2018 |  | 1170659.1435 | 20650.5175 |  | 0 | 0% | 0% | 0% | 100% | 0% | 0% | 0% | 0% | 0% | 0% | 0% | 0% | 0% | 0% | 0% | 0% | 0% | 0% | 0% | 100% | 100.3% | 100.7% | 101.1% | 101.6% | 102.2% | 102.8% | 103.3% | Category | 0 | 1 | 1 | 139 | 53.08%
EC.11865 | Network Config Mngmnt System Upgrade 1 | ExAnte | Replacement | Potential | 0 | 0 | 0 | 0 | 0 | 0 | 0 | 0 |  |  |  | 2020 Plan 2020: 150802.1781; 2021 Plan 2021: 418436.7157; 2022 Plan 2022: 419722.9316 | 988961.8254 | 988961.8254 | 1032233.5312 | 1007057.1036 | 1.025 | 2022 | 2022-02-02 | 2022 |  | 912344.0323 | 419722.9316 | based upon actual historical costs for similar projects | 170000 | 0% | 0% | 0% | 100% | 0% | 0% | 0% | 0% | 0% | 0% | 0% | 0% | 0% | 0% | 0% | 0% | 0% | 0% | 0% | 100% | 100.5% | 101% | 101.5% | 102.2% | 103% | 103.9% | 104.5% | Project | 1 | 1 | 1 | 140 | 72.99%
EC.11870 | IT Hardware Refresh Maintain 16-18 | ExAnte | Information Technology | Active | 0 | 0 | 0 | 0 | 0 | 0 | 0 | 0 |  |  |  | 2017 Plan 2017: 793303.5867; 2018 Plan 2018: 166318.6546 | 959622.2413 | 959622.2413 | 1108163.2399 | 979454.831 | 1.1314 | 2018 | 2017-11-03 | 2018 |  | 979454.831 | 166318.6546 |  | 211833 | 0% | 0% | 0% | 100% | 0% | 0% | 0% | 0% | 0% | 0% | 0% | 0% | 0% | 0% | 0% | 0% | 0% | 0% | 0% | 100% | 100.5% | 100.9% | 101.5% | 102.1% | 102.9% | 103.8% | 104.4% | Category | 0 | 0 | 0 | 141 | 71.06%
EC.11871 | Licenses, Maintenance, Minor Soft 17-18 | ExAnte | Information Technology | Active | 0 | 0 | 0 | 0 | 0 | 0 | 0 | 0 |  |  |  | 2017 Plan 2017: 812040.8716; 2018 Plan 2018: 823752.6181; 2019 Plan 2019: 295322.3906 | 1931115.8802 | 1931115.8802 | 2199699.5932 | 1992819.2648 | 1.1038 | 2019 | 2018-10-23 | 2019 |  | 1944213.9169 | 295322.3906 | based upon actual historical costs for similar projects | 449800 | 0% | 0% | 0% | 100% | 0% | 0% | 0% | 0% | 0% | 0% | 0% | 0% | 0% | 0% | 0% | 0% | 0% | 0% | 0% | 100% | 100.5% | 100.9% | 101.5% | 102.1% | 102.9% | 103.8% | 104.4% | Category | 1 | 1 | 1 | 142 | 71.06%
EC.11872 | IT Security Technology Refresh 17-18 | ExAnte | Information Technology | Potential | 0 | 0 | 0 | 0 | 0 | 0 | 0 | 0 |  |  |  | 2017 Plan 2017: 22038.2463; 2018 Plan 2018: 612339.1946; 2019 Plan 2019: 645310.7627; 2020 Plan 2020: 15663.7752 | 1295351.9789 | 1295351.9789 | 1447533.7141 | 1311394.1017 | 1.1038 | 2020 | 2019-05-15 | 2019 |  | 1279408.8797 | 15663.7752 | based upon actual historical costs for similar projects | 242337 | 0% | 0% | 0% | 100% | 0% | 0% | 0% | 0% | 0% | 0% | 0% | 0% | 0% | 0% | 0% | 0% | 0% | 0% | 0% | 100% | 100.5% | 100.9% | 101.5% | 102.1% | 102.9% | 103.8% | 104.4% | Category | 1 | 1 | 1 | 143 | 71.06%
EC.11873 | OT Software 3 | ExAnte | Replacement | Active | 0 | 0 | 0 | 0 | 0 | 0 | 0 | 0 |  |  |  | 2017 Plan 2017: 131110.559; 2018 Plan 2018: 1256155.3257; 2019 Plan 2019: 736759.2696 | 2124025.1544 | 2124025.1544 | 2386516.8836 | 2162066.5096 | 1.1038 | 2019 | 2018-11-05 | 2019 |  | 2109333.1801 | 736759.2696 | based upon actual historical costs for similar projects | 210000 | 0% | 0% | 0% | 100% | 0% | 0% | 0% | 0% | 0% | 0% | 0% | 0% | 0% | 0% | 0% | 0% | 0% | 0% | 0% | 100% | 100.3% | 100.7% | 101.1% | 101.6% | 102.2% | 102.8% | 103.3% | Category | 1 | 1 | 1 | 144 | 53.08%
EC.11880 | Fire Protection 300 Pirie 2017-18 | ExAnte | Facilities | Potential | 0 | 0 | 0 | 0 | 0 | 0 | 0 | 0 |  |  |  | 2018 Plan 2018: 129684.7972 | 129684.7972 | 129684.7972 | 146726.4447 | 129684.7972 | 1.1314 | 2018 | 2018-01-16 | 2018 |  | 129684.7972 | 129684.7972 |  | 100500 | 100% | 0% | 0% | 0% | 0% | 0% | 0% | 0% | 0% | 0% | 0% | 0% | 0% | 0% | 0% | 0% | 0% | 0% | 0% | 100% | 100.2% | 100.4% | 100.6% | 100.9% | 101.2% | 101.5% | 101.8% | Category | 0 | 0 | 0 | 145 | 28.86%
EC.11881 | Furniture and Building Upgrades 2017-18 | ExAnte | Facilities | Potential | 0 | 0 | 0 | 0 | 0 | 0 | 0 | 0 |  |  |  | 2018 Plan 2018: 236576.4376 | 236576.4376 | 236576.4376 | 267664.5244 | 236576.4376 | 1.1314 | 2018 | 2018-03-09 | 2018 |  | 236576.4376 | 236576.4376 |  | 173720 | 30.23% | 0% | 0% | 0% | 0% | 0% | 0% | 69.77% | 0% | 0% | 0% | 0% | 0% | 0% | 0% | 0% | 0% | 0% | 0% | 100% | 100.2% | 100.4% | 100.6% | 100.9% | 101.2% | 101.5% | 101.8% | Category | 0 | 0 | 0 | 146 | 28.86%
EC.11882 | General Utility Upgrades 2017-18 | ExAnte | Facilities | Potential | 0 | 0 | 0 | 0 | 0 | 0 | 0 | 0 |  |  |  | 2018 Plan 2018: 144740.8741 | 144740.8741 | 144740.8741 | 163761.0137 | 144740.8741 | 1.1314 | 2018 | 2018-01-16 | 2018 |  | 144740.8741 | 144740.8741 |  | 106640 | 65.12% | 0% | 0% | 0% | 0% | 0% | 0% | 34.88% | 0% | 0% | 0% | 0% | 0% | 0% | 0% | 0% | 0% | 0% | 0% | 100% | 100.2% | 100.4% | 100.6% | 100.9% | 101.2% | 101.5% | 101.8% | Category | 0 | 0 | 0 | 147 | 28.86%
EC.11890 | Unit Asset Replacements 2013-18 | ExAnte | Replacement | Active | 0 | 0 | 0 | 0 | 0 | 0 | 0 | 0 | 1609920.14 | 9232886.6 | 14013854.38 | 2017 Plan 2017: 4218047.0794 | 29074708.1994 | 29074708.1994 | 34524496.3793 | 29770365.0267 | 1.1597 | 2017 | 2018-03-15 | 2017 |  | 30514624.1524 | 4218047.0794 | derived directly from competitive tender processes | 49095475 | 0% | 0% | 0% | 0% | 0% | 0% | 0% | 0% | 0% | 100% | 0% | 0% | 0% | 0% | 0% | 0% | 0% | 0% | 0% | 100% | 100.3% | 100.7% | 101.1% | 101.6% | 102.2% | 102.8% | 103.3% | Category | 0 | 0 | 0 | 148 | 53.08%
EC.11894 | Inventory Purchases 2017-18 | ExAnte | Inventory/Spares | Potential | 0 | 0 | 0 | 0 | 0 | 0 | 0 | 0 |  |  |  | 2018 Plan 2018: 2155094.3575 | 2155094.3575 | 2155094.3575 | 2438291.4557 | 2155094.3575 | 1.1314 | 2018 | 2018-04-20 | 2018 |  | 2155094.3575 | 2155094.3575 |  | 1962985 | 0% | 0% | 0% | 0% | 0% | 0% | 0% | 0% | 0% | 100% | 0% | 0% | 0% | 0% | 0% | 0% | 0% | 0% | 0% | 100% | 100% | 100.1% | 100.1% | 100.1% | 100.2% | 100.2% | 100.3% | Category | 0 | 0 | 0 | 149 | 4.381%
EC.11895 | SAEs for 2018-23 Capital Projects | ExAnte | Replacement | Active | 0 | 0 | 0 | 0 | 0 | 0 | 0 | 0 |  | 1049455.56 | 1220165.2 | 2017 Plan 2017: 714646.2384 | 2984266.9984 | 2984266.9984 | 3533077.3306 | 3046561.5094 | 1.1597 | 2017 | 2017-03-31 | 2017 |  | 3122725.5471 | 714646.2384 |  | 0 | 0% | 1.26% | 4.041% | 1.952% | 0% | 0.05275% | 0% | 0% | 0% | 20.54% | 0.06913% | 10.78% | 0.8185% | 0% | 13.44% | 30% | 0.0166% | 0% | 17.04% | 100% | 100.3% | 100.7% | 101.1% | 101.6% | 102.2% | 102.8% | 103.3% | Category | 0 | 0 | 0 | 150 | 53.08%
EC.11899 | Vehicle Purchases 2017-18 | ExAnte | Facilities | Potential | 0 | 0 | 0 | 0 | 0 | 0 | 0 | 0 |  |  |  | 2018 Plan 2018: 219606.7189 | 219606.7189 | 219606.7189 | 248464.8453 | 219606.7189 | 1.1314 | 2018 | 2018-01-12 | 2018 |  | 219606.7189 | 219606.7189 |  | 130560 | 0% | 0% | 0% | 0% | 0% | 0% | 0% | 100% | 0% | 0% | 0% | 0% | 0% | 0% | 0% | 0% | 0% | 0% | 0% | 100% | 100.2% | 100.4% | 100.6% | 100.9% | 101.2% | 101.5% | 101.8% | Category | 0 | 0 | 0 | 151 | 28.86%
EC.11900 | Intranet Platform Refresh 16-17 | ExAnte | Information Technology | Active | 0 | 0 | 0 | 0 | 0 | 0 | 0 | 0 |  |  |  | 2017 Plan 2017: 144801.6191; 2018 Plan 2018: 19220.6806 | 164022.2998 | 164022.2998 | 189671.9206 | 167642.3402 | 1.1314 | 2018 | 2017-07-12 | 2018 |  | 167642.3402 | 19220.6806 |  | 37400 | 0% | 0% | 0% | 100% | 0% | 0% | 0% | 0% | 0% | 0% | 0% | 0% | 0% | 0% | 0% | 0% | 0% | 0% | 0% | 100% | 100.5% | 100.9% | 101.5% | 102.1% | 102.9% | 103.8% | 104.4% | Category | 0 | 0 | 0 | 152 | 71.06%
EC.11905 | Yorke Peninsula Reinforcement Land & Eas | ExAnte | Easements/Land | Deferred | 0 | 0 | 0 | 0 | 0 | 0 | 0 | 3436.96 |  |  |  | 2024 Plan 2024: 664512.1497 | 3436.96 | 3436.96 | 4301.1045 | 4301.1045 | 1 | 2013 | 2026-08-24 | 2027 |  | 3801.5496 | 3436.96 |  | 0 | 0% | 0% | 0% | 0% | 0% | 100% | 0% | 0% | 0% | 0% | 0% | 0% | 0% | 0% | 0% | 0% | 0% | 0% | 0% | 100% | 100.1% | 100.3% | 100.4% | 100.6% | 100.9% | 101.1% | 101.3% | Category | 0 | 0 | 0 | 153 | 21.21%
EC.11907 | Intranet and Extranet Refresh 18-19 | ExAnte | Information Technology | Potential | 0 | 0 | 0 | 0 | 0 | 0 | 0 | 0 |  |  |  | 2019 Plan 2019: 215169.8966; 2020 Plan 2020: 58680.4359 | 273850.3324 | 273850.3324 | 300699.7168 | 279229.5799 | 1.0769 | 2020 | 2019-06-19 | 2020 |  | 265774.734 | 58680.4359 | based upon actual historical costs for similar projects | 12500 | 0% | 0% | 0% | 100% | 0% | 0% | 0% | 0% | 0% | 0% | 0% | 0% | 0% | 0% | 0% | 0% | 0% | 0% | 0% | 100% | 100.6% | 101.1% | 101.8% | 102.6% | 103.6% | 104.6% | 105.4% | Project | 1 | 1 | 1 | 154 | 86.68%
EC.11915 | Furniture and Building Upgrades 2018-19 | ExAnte | Facilities | Potential | 0 | 0 | 0 | 0 | 0 | 0 | 0 | 0 |  |  |  | 2019 Plan 2019: 355825.0278 | 355825.0278 | 355825.0278 | 392764.2525 | 355825.0278 | 1.1038 | 2019 | 2019-04-16 | 2019 |  | 347146.3685 | 355825.0278 | based upon actual historical costs for similar projects | 235500 | 69.85% | 0% | 0% | 0% | 0% | 0% | 0% | 30.15% | 0% | 0% | 0% | 0% | 0% | 0% | 0% | 0% | 0% | 0% | 0% | 100% | 100.2% | 100.5% | 100.7% | 101.1% | 101.5% | 101.9% | 102.2% | Project | 1 | 1 | 1 | 155 | 36.13%
EC.11916 | Vehicle Purchases 2018-19 | ExAnte | Facilities | Potential | 0 | 0 | 0 | 0 | 0 | 0 | 0 | 0 |  |  |  | 2019 Plan 2019: 149611.906 | 149611.906 | 149611.906 | 165143.5505 | 149611.906 | 1.1038 | 2019 | 2019-01-15 | 2019 |  | 145962.8352 | 149611.906 | based upon actual historical costs for similar projects | 122000 | 0% | 0% | 0% | 0% | 0% | 0% | 0% | 100% | 0% | 0% | 0% | 0% | 0% | 0% | 0% | 0% | 0% | 0% | 0% | 100% | 100.1% | 100.1% | 100.2% | 100.3% | 100.5% | 100.6% | 100.7% | Project | 1 | 1 | 1 | 156 | 11.46%
EC.11917 | Investigation&Integration of New Technol | ExAnte | Replacement | Potential | 0 | 0 | 0 | 0 | 0 | 0 | 0 | 0 | [5 empty] | 93017.5865 | 571974.1657 | 589203.7109 | 610391.2812 | 504628.9274 |  | 2369215.6718 | 2369215.6718 | 2467939.7673 | 2467939.7673 | 1 | 2023 | 2023-01-31 | 2023 |  | 2181299.1449 | 504628.9274 | based upon actual historical costs for similar projects | 0 | 0% | 0% | 0% | 0% | 0% | 0% | 0% | 100% | 0% | 0% | 0% | 0% | 0% | 0% | 0% | 0% | 0% | 0% | 0% | 100% | 100.6% | 101.2% | 101.9% | 102.7% | 103.8% | 104.8% | 105.6% | Project | 0 | 1 | 1 | 157 | 91.24%
EC.11994 | Inventory Purchases 2018-19 | ExAnte | Inventory/Spares | Potential | 0 | 0 | 0 | 0 | 0 | 0 | 0 | 0 |  |  |  | 2019 Plan 2019: 2363851.012 | 2363851.012 | 2363851.012 | 2609249.2186 | 2363851.012 | 1.1038 | 2019 | 2019-04-17 | 2019 |  | 2306196.1093 | 2363851.012 | based upon actual historical costs for similar projects | 2094358 | 0% | 0% | 0% | 0% | 0% | 0% | 0% | 0% | 0% | 100% | 0% | 0% | 0% | 0% | 0% | 0% | 0% | 0% | 0% | 100% | 100% | 100.1% | 100.1% | 100.1% | 100.2% | 100.2% | 100.3% | Project | 1 | 1 | 1 | 158 | 4.381%
EC.12002 | Local Area Network Equip Refresh 21-22 | ExAnte | Information Technology | Potential | 0 | 0 | 0 | 0 | 0 | 0 | 0 | 0 |  |  |  | 2021 Plan 2021: 99119.3463; 2022 Plan 2022: 2022866.625 | 2121985.9713 | 2121985.9713 | 2177575.5538 | 2124463.9549 | 1.025 | 2022 | 2021-10-06 | 2022 |  | 1924659.4898 | 2022866.625 | based upon actual historical costs for similar projects | 1141371 | 0% | 0% | 0% | 100% | 0% | 0% | 0% | 0% | 0% | 0% | 0% | 0% | 0% | 0% | 0% | 0% | 0% | 0% | 0% | 100% | 100.2% | 100.4% | 100.7% | 101% | 101.4% | 101.8% | 102.1% | Project | 1 | 1 | 1 | 159 | 33.76%
EC.12004 | Geospatial Systems Refresh 18-19 | ExAnte | Information Technology | Potential | 0 | 0 | 0 | 0 | 0 | 0 | 0 | 0 |  |  |  | 2018 Plan 2018: 658256.7845; 2019 Plan 2019: 630862.1836 | 1289118.9681 | 1289118.9681 | 1441110.9426 | 1305575.3877 | 1.1038 | 2019 | 2018-10-26 | 2019 |  | 1273732.0855 | 630862.1836 | based upon actual historical costs for similar projects | 60250 | 0% | 0% | 0% | 100% | 0% | 0% | 0% | 0% | 0% | 0% | 0% | 0% | 0% | 0% | 0% | 0% | 0% | 0% | 0% | 100% | 100.6% | 101.1% | 101.8% | 102.6% | 103.6% | 104.6% | 105.4% | Project | 1 | 1 | 1 | 160 | 86.68%
EC.12005 | IT Storage and Virtualisation Refurb 2 | ExAnte | Information Technology | Potential | 0 | 0 | 0 | 0 | 0 | 0 | 0 | 0 |  |  |  | 2019 Plan 2019: 108194.442; 2020 Plan 2020: 1281597.8684; 2021 Plan 2021: 1140086.3971; 2022 Plan 2022: 9007.5563 | 2538886.2638 | 2538886.2638 | 2706603.1655 | 2576183.8577 | 1.0506 | 2022 | 2021-02-19 | 2021 |  | 2392242.8126 | 9007.5563 | based upon actual historical costs for similar projects | 1769192 | 0% | 0% | 0% | 100% | 0% | 0% | 0% | 0% | 0% | 0% | 0% | 0% | 0% | 0% | 0% | 0% | 0% | 0% | 0% | 100% | 100.1% | 100.3% | 100.4% | 100.6% | 100.8% | 101.1% | 101.2% | Project | 1 | 1 | 1 | 161 | 20.08%
EC.12008 | Project Portfoilo Mgmt Sys Refresh 21-22 | ExAnte | Information Technology | Potential | 0 | 0 | 0 | 0 | 0 | 0 | 0 | 0 |  |  |  | 2021 Plan 2021: 62103.798; 2022 Plan 2022: 827695.8042; 2023 Plan 2023: 434013.5959 | 1323813.1981 | 1323813.1981 | 1347649.598 | 1347649.598 | 1 | 2023 | 2022-09-07 | 2023 |  | 1191125.8754 | 434013.5959 | based upon actual historical costs for similar projects | 220000 | 0% | 0% | 0% | 100% | 0% | 0% | 0% | 0% | 0% | 0% | 0% | 0% | 0% | 0% | 0% | 0% | 0% | 0% | 0% | 100% | 100.5% | 101% | 101.5% | 102.2% | 103% | 103.9% | 104.5% | Project | 0 | 1 | 1 | 162 | 72.99%
EC.12010 | ERP Systems Refresh | ExAnte | Information Technology | Potential | 0 | 0 | 0 | 0 | 0 | 0 | 0 | 0 |  |  |  | 2022 Plan 2022: 1320948.3185; 2023 Plan 2023: 1197698.3191; 2024 Plan 2024: 1175684.999 | 2518646.6376 | 2518646.6376 | 2551670.3456 | 2551670.3456 | 1 | 2024 | 2024-04-04 | 2024 |  | 2255304.7755 | 1175684.999 | based upon actual historical costs for similar projects | 0 | 0% | 0% | 0% | 100% | 0% | 0% | 0% | 0% | 0% | 0% | 0% | 0% | 0% | 0% | 0% | 0% | 0% | 0% | 0% | 100% | 100.6% | 101.2% | 101.9% | 102.7% | 103.8% | 104.8% | 105.6% | Project | 0 | 1 | 1 | 163 | 91.24%
EC.12013 | Design Standards Major Review Reset 4 | ExAnte | Replacement | Potential | 0 | 0 | 0 | 0 | 0 | 0 | 0 | 0 |  |  |  | 2020 Plan 2020: 809861.1794; 2021 Plan 2021: 1736216.5614; 2022 Plan 2022: 852548.4543 | 3398626.195 | 3398626.195 | 3570106.6021 | 3483030.8313 | 1.025 | 2022 | 2021-10-20 | 2022 |  | 3155454.0275 | 852548.4543 | based upon actual historical costs for similar projects | 0 | 0% | 0% | 0% | 0% | 0% | 0% | 0% | 100% | 0% | 0% | 0% | 0% | 0% | 0% | 0% | 0% | 0% | 0% | 0% | 100% | 100.6% | 101.2% | 101.9% | 102.7% | 103.8% | 104.8% | 105.6% | Project | 1 | 1 | 1 | 164 | 91.24%
EC.12014 | Protection System Modelling and Validati | ExAnte | Information Technology | Active | 0 | 0 | 0 | 0 | 0 | 0 | 0 | 0 |  |  |  | 2017 Plan 2017: 141999.4495; 2018 Plan 2018: 977886.8932; 2019 Plan 2019: 484865.6919 | 1604752.0347 | 1604752.0347 | 1806266.0903 | 1636387.9292 | 1.1038 | 2019 | 2018-08-10 | 2019 |  | 1596476.0284 | 484865.6919 | based upon actual historical costs for similar projects | 300000 | 0% | 0% | 0% | 100% | 0% | 0% | 0% | 0% | 0% | 0% | 0% | 0% | 0% | 0% | 0% | 0% | 0% | 0% | 0% | 100% | 100.5% | 100.9% | 101.5% | 102.1% | 102.9% | 103.8% | 104.4% | Category | 1 | 1 | 1 | 165 | 71.06%
EC.12017 | Geospatial Systems Refresh 23-24 | ExAnte | Information Technology | Potential | 0 | 0 | 0 | 0 | 0 | 0 | 0 | 0 |  |  |  | 2023 Plan 2023: 406251.8829; 2024 Plan 2024: 681684.6311 | 406251.8829 | 406251.8829 | 406251.8829 | 406251.8829 | 1 | 2024 | 2024-03-29 | 2024 |  | 359067.4685 | 681684.6311 | based upon actual historical costs for similar projects | 176000 | 0% | 0% | 0% | 100% | 0% | 0% | 0% | 0% | 0% | 0% | 0% | 0% | 0% | 0% | 0% | 0% | 0% | 0% | 0% | 100% | 100.5% | 101% | 101.5% | 102.2% | 103% | 103.9% | 104.5% | Project | 0 | 1 | 1 | 166 | 72.99%
EC.12021 | Licenses, Maintenance, Minor Soft 22-23 | ExAnte | Information Technology | Potential | 0 | 0 | 0 | 0 | 0 | 0 | 0 | 0 |  |  |  | 2022 Plan 2022: 45204.6413; 2023 Plan 2023: 938361.4386; 2024 Plan 2024: 1530718.0147 | 983566.08 | 983566.08 | 984696.196 | 984696.196 | 1 | 2024 | 2024-06-25 | 2024 |  | 870327.9548 | 1530718.0147 | based upon actual historical costs for similar projects | 450000 | 0% | 0% | 0% | 100% | 0% | 0% | 0% | 0% | 0% | 0% | 0% | 0% | 0% | 0% | 0% | 0% | 0% | 0% | 0% | 100% | 100.5% | 101% | 101.5% | 102.2% | 103% | 103.9% | 104.5% | Project | 0 | 1 | 1 | 167 | 72.99%
EC.12027 | Mechanical 300 Pirie St 2018-19 | ExAnte | Facilities | Potential | 0 | 0 | 0 | 0 | 0 | 0 | 0 | 0 |  |  |  | 2019 Plan 2019: 660848.7728 | 660848.7728 | 660848.7728 | 729453.3942 | 660848.7728 | 1.1038 | 2019 | 2018-12-05 | 2019 |  | 644730.5101 | 660848.7728 | based upon actual historical costs for similar projects | 455000 | 100% | 0% | 0% | 0% | 0% | 0% | 0% | 0% | 0% | 0% | 0% | 0% | 0% | 0% | 0% | 0% | 0% | 0% | 0% | 100% | 100.2% | 100.3% | 100.5% | 100.8% | 101.1% | 101.4% | 101.6% | Project | 1 | 1 | 1 | 168 | 26.35%
EC.12028 | Furniture and Gen Bldg Upgrades 2019-20 | ExAnte | Facilities | Potential | 0 | 0 | 0 | 0 | 0 | 0 | 0 | 0 |  |  |  | 2020 Plan 2020: 348788.4028 | 348788.4028 | 348788.4028 | 375606.961 | 348788.4028 | 1.0769 | 2020 | 2020-01-02 | 2020 |  | 331981.823 | 348788.4028 | based upon actual historical costs for similar projects | 233000 | 69.96% | 0% | 0% | 0% | 0% | 0% | 0% | 30.04% | 0% | 0% | 0% | 0% | 0% | 0% | 0% | 0% | 0% | 0% | 0% | 100% | 100.2% | 100.5% | 100.7% | 101.1% | 101.5% | 101.9% | 102.2% | Project | 1 | 1 | 1 | 169 | 36.15%
EC.12030 | Vehicle Purchases 2019-20 | ExAnte | Facilities | Potential | 0 | 0 | 0 | 0 | 0 | 0 | 0 | 0 |  |  |  | 2020 Plan 2020: 210805.8533 | 210805.8533 | 210805.8533 | 227014.8471 | 210805.8533 | 1.0769 | 2020 | 2020-01-02 | 2020 |  | 200648.0459 | 210805.8533 | based upon actual historical costs for similar projects | 163000 | 0% | 0% | 0% | 0% | 0% | 0% | 0% | 100% | 0% | 0% | 0% | 0% | 0% | 0% | 0% | 0% | 0% | 0% | 0% | 100% | 100.1% | 100.1% | 100.2% | 100.3% | 100.5% | 100.6% | 100.7% | Project | 1 | 1 | 1 | 170 | 11.46%
EC.12070 | IT Hardware Refresh and Maintain 19-20 | ExAnte | Information Technology | Potential | 0 | 0 | 0 | 0 | 0 | 0 | 0 | 0 |  |  |  | 2019 Plan 2019: 670561.9841; 2020 Plan 2020: 668249.0026; 2021 Plan 2021: 214562.049 | 1553373.0357 | 1553373.0357 | 1685230.3008 | 1604026.4612 | 1.0506 | 2021 | 2020-08-11 | 2021 |  | 1489498.027 | 214562.049 | based upon actual historical costs for similar projects | 336120 | 0% | 0% | 0% | 100% | 0% | 0% | 0% | 0% | 0% | 0% | 0% | 0% | 0% | 0% | 0% | 0% | 0% | 0% | 0% | 100% | 100.5% | 100.9% | 101.4% | 102.1% | 102.9% | 103.7% | 104.3% | Project | 1 | 1 | 1 | 171 | 69.34%
EC.12071 | Licenses, Maintenance, Minor Soft 19-20 | ExAnte | Information Technology | Potential | 0 | 0 | 0 | 0 | 0 | 0 | 0 | 0 |  |  |  | 2018 Plan 2018: 56304.9875; 2019 Plan 2019: 1219940.9421; 2020 Plan 2020: 1224281.8479; 2021 Plan 2021: 35421.8299 | 2535949.6073 | 2535949.6073 | 2765923.1673 | 2568434.6238 | 1.0769 | 2021 | 2020-03-20 | 2020 |  | 2444673.0506 | 35421.8299 | based upon actual historical costs for similar projects | 460000 | 0% | 0% | 0% | 100% | 0% | 0% | 0% | 0% | 0% | 0% | 0% | 0% | 0% | 0% | 0% | 0% | 0% | 0% | 0% | 100% | 100.5% | 101% | 101.5% | 102.2% | 103% | 103.9% | 104.5% | Project | 1 | 1 | 1 | 172 | 72.99%
EC.12072 | IT Security 4 | ExAnte | Information Technology | Potential | 0 | 0 | 0 | 0 | 0 | 0 | 0 | 0 |  |  |  | 2019 Plan 2019: 329328.962; 2020 Plan 2020: 647141.1819; 2021 Plan 2021: 483408.1555 | 1459878.2994 | 1459878.2994 | 1568298.5187 | 1492729.1077 | 1.0506 | 2021 | 2021-01-11 | 2021 |  | 1386147.37 | 483408.1555 | based upon actual historical costs for similar projects | 260000 | 0% | 0% | 0% | 100% | 0% | 0% | 0% | 0% | 0% | 0% | 0% | 0% | 0% | 0% | 0% | 0% | 0% | 0% | 0% | 100% | 100.5% | 101% | 101.5% | 102.2% | 103% | 103.9% | 104.5% | Project | 1 | 1 | 1 | 173 | 72.99%
EC.12073 | OT Software 4 | ExAnte | Replacement | Potential | 0 | 0 | 0 | 0 | 0 | 0 | 0 | 0 |  |  |  | 2019 Plan 2019: 580347.9213; 2020 Plan 2020: 905729.2618; 2021 Plan 2021: 531096.6745 | 2017173.8576 | 2017173.8576 | 2173950.311 | 2069197.2027 | 1.0506 | 2021 | 2020-11-13 | 2021 |  | 1921455.3035 | 531096.6745 | based upon actual historical costs for similar projects | 180000 | 0% | 0% | 0% | 100% | 0% | 0% | 0% | 0% | 0% | 0% | 0% | 0% | 0% | 0% | 0% | 0% | 0% | 0% | 0% | 100% | 100.5% | 101.1% | 101.7% | 102.4% | 103.4% | 104.4% | 105.1% | Project | 1 | 1 | 1 | 174 | 82.11%
EC.12094 | Inventory Purchases 2019-2020 | ExAnte | Inventory/Spares | Potential | 0 | 0 | 0 | 0 | 0 | 0 | 0 | 0 |  |  |  | 2020 Plan 2020: 2428557.6438 | 2428557.6438 | 2428557.6438 | 2615290.9589 | 2428557.6438 | 1.0769 | 2020 | 2020-04-03 | 2020 |  | 2311536.1274 | 2428557.6438 | based upon actual historical costs for similar projects | 2094358 | 0% | 0% | 0% | 0% | 0% | 0% | 0% | 0% | 0% | 100% | 0% | 0% | 0% | 0% | 0% | 0% | 0% | 0% | 0% | 100% | 100% | 100.1% | 100.1% | 100.1% | 100.2% | 100.2% | 100.3% | Project | 1 | 1 | 1 | 175 | 4.381%
EC.12101 | Records Management | ExAnte | Information Technology | Active | 0 | 0 | 0 | 0 | 0 | 0 | 0 | 0 |  |  | 27690.75 | 2017 Plan 2017: 803363.6749; 2018 Plan 2018: 1311054.526 | 2142108.9509 | 2142108.9509 | 2447788.8241 | 2163488.6474 | 1.1314 | 2018 | 2017-09-05 | 2018 |  | 2163488.6474 | 1311054.526 |  | 107250 | 0% | 0% | 0% | 100% | 0% | 0% | 0% | 0% | 0% | 0% | 0% | 0% | 0% | 0% | 0% | 0% | 0% | 0% | 0% | 100% | 100.5% | 100.9% | 101.5% | 102.1% | 102.9% | 103.8% | 104.4% | Category | 0 | 0 | 0 | 176 | 71.06%
EC.12105 | Electrical 300 Pirie St 2020 - 2021 | ExAnte | Facilities | Potential | 0 | 0 | 0 | 0 | 0 | 0 | 0 | 0 |  |  |  | 2021 Plan 2021: 259968.1684 | 259968.1684 | 259968.1684 | 273129.0569 | 259968.1684 | 1.0506 | 2021 | 2021-01-01 | 2021 |  | 241406.288 | 259968.1684 | based upon actual historical costs for similar projects | 171000 | 100% | 0% | 0% | 0% | 0% | 0% | 0% | 0% | 0% | 0% | 0% | 0% | 0% | 0% | 0% | 0% | 0% | 0% | 0% | 100% | 100.2% | 100.3% | 100.5% | 100.7% | 101% | 101.3% | 101.5% | Project | 1 | 1 | 1 | 177 | 24.89%
EC.12106 | Furniture and Gen Bldg Upgrades 2020-21 | ExAnte | Facilities | Potential | 0 | 0 | 0 | 0 | 0 | 0 | 0 | 0 |  |  |  | 2021 Plan 2021: 373008.7777 | 373008.7777 | 373008.7777 | 391892.347 | 373008.7777 | 1.0506 | 2021 | 2021-01-01 | 2021 |  | 346375.7312 | 373008.7777 | based upon actual historical costs for similar projects | 245000 | 76.33% | 0% | 0% | 0% | 0% | 0% | 0% | 23.67% | 0% | 0% | 0% | 0% | 0% | 0% | 0% | 0% | 0% | 0% | 0% | 100% | 100.2% | 100.4% | 100.7% | 101% | 101.4% | 101.8% | 102.1% | Project | 1 | 1 | 1 | 178 | 33.24%
EC.12108 | Mechanical Keswick North 2020-21 | ExAnte | Facilities | Potential | 0 | 0 | 0 | 0 | 0 | 0 | 0 | 0 |  |  |  | 2021 Plan 2021: 174717.8617 | 174717.8617 | 174717.8617 | 183562.9535 | 174717.8617 | 1.0506 | 2021 | 2021-01-01 | 2021 |  | 162242.9035 | 174717.8617 | based upon actual historical costs for similar projects | 114500 | 100% | 0% | 0% | 0% | 0% | 0% | 0% | 0% | 0% | 0% | 0% | 0% | 0% | 0% | 0% | 0% | 0% | 0% | 0% | 100% | 100.2% | 100.3% | 100.5% | 100.8% | 101.1% | 101.4% | 101.6% | Project | 1 | 1 | 1 | 179 | 26.19%
EC.12111 | Vehicle Purchases 2020-21 | ExAnte | Facilities | Potential | 0 | 0 | 0 | 0 | 0 | 0 | 0 | 0 |  |  |  | 2021 Plan 2021: 280585.707 | 280585.707 | 280585.707 | 294790.3584 | 280585.707 | 1.0506 | 2021 | 2021-02-02 | 2021 |  | 260551.7222 | 280585.707 | based upon actual historical costs for similar projects | 217000 | 0% | 0% | 0% | 0% | 0% | 0% | 0% | 100% | 0% | 0% | 0% | 0% | 0% | 0% | 0% | 0% | 0% | 0% | 0% | 100% | 100.1% | 100.1% | 100.2% | 100.3% | 100.5% | 100.6% | 100.7% | Project | 1 | 1 | 1 | 180 | 11.46%
EC.12115 | Telecommunications Unit AssetReplacement | ExAnte | Replacement | Potential | 0 | 0 | 0 | 0 | 0 | 0 | 0 | 0 | [5 empty] | 578427.8982 | 1272579.2404 | 2081156.1177 | 2139930.1224 | 1335870.6651 |  | 7407964.0439 | 7407964.0439 | 7724718.5107 | 7724718.5107 | 1 | 2023 | 2022-12-14 | 2023 |  | 6827525.5763 | 1335870.6651 | based upon actual historical costs for similar projects | 5155050.0829 | 0% | 0% | 100% | 0% | 0% | 0% | 0% | 0% | 0% | 0% | 0% | 0% | 0% | 0% | 0% | 0% | 0% | 0% | 0% | 100% | 100.1% | 100.2% | 100.4% | 100.6% | 100.8% | 101% | 101.1% | Project | 0 | 1 | 1 | 181 | 18.57%
EC.12203 | OT Software 5 | ExAnte | Information Technology | Potential | 0 | 0 | 0 | 0 | 0 | 0 | 0 | 0 |  |  |  | 2020 Plan 2020: 33122.7842; 2021 Plan 2021: 850988.6006; 2022 Plan 2022: 962014.9185; 2023 Plan 2023: 286934.6314 | 2133060.9347 | 2133060.9347 | 2202739.4371 | 2202739.4371 | 1 | 2023 | 2022-08-03 | 2023 |  | 1946900.696 | 286934.6314 | based upon actual historical costs for similar projects | 180000 | 0% | 0% | 0% | 100% | 0% | 0% | 0% | 0% | 0% | 0% | 0% | 0% | 0% | 0% | 0% | 0% | 0% | 0% | 0% | 100% | 100.5% | 101.1% | 101.7% | 102.4% | 103.4% | 104.4% | 105.1% | Project | 0 | 1 | 1 | 182 | 82.11%
EC.12204 | Generator Replacemt 300 Pirie St 2021-22 | ExAnte | Facilities | Potential | 0 | 0 | 0 | 0 | 0 | 0 | 0 | 0 |  |  |  | 2022 Plan 2022: 384485.4432 | 384485.4432 | 384485.4432 | 394097.5792 | 384485.4432 | 1.025 | 2022 | 2022-01-03 | 2022 |  | 348324.8352 | 384485.4432 | based upon actual historical costs for similar projects | 245000 | 100% | 0% | 0% | 0% | 0% | 0% | 0% | 0% | 0% | 0% | 0% | 0% | 0% | 0% | 0% | 0% | 0% | 0% | 0% | 100% | 100.2% | 100.3% | 100.5% | 100.8% | 101% | 101.3% | 101.6% | Project | 1 | 1 | 1 | 183 | 25.41%
EC.12205 | Furniture and Gen Bldg Upgrades 2021-22 | ExAnte | Facilities | Potential | 0 | 0 | 0 | 0 | 0 | 0 | 0 | 0 |  |  |  | 2022 Plan 2022: 401380.6344 | 401380.6344 | 401380.6344 | 411415.1502 | 401380.6344 | 1.025 | 2022 | 2022-01-04 | 2022 |  | 363631.0445 | 401380.6344 | based upon actual historical costs for similar projects | 256000 | 76.17% | 0% | 0% | 0% | 0% | 0% | 0% | 23.83% | 0% | 0% | 0% | 0% | 0% | 0% | 0% | 0% | 0% | 0% | 0% | 100% | 100.2% | 100.4% | 100.7% | 101% | 101.4% | 101.8% | 102.1% | Project | 1 | 1 | 1 | 184 | 33.45%
EC.12207 | Vehicle Purchases 2021-22 | ExAnte | Facilities | Potential | 0 | 0 | 0 | 0 | 0 | 0 | 0 | 0 |  |  |  | 2022 Plan 2022: 270637.4701 | 270637.4701 | 270637.4701 | 277403.4068 | 270637.4701 | 1.025 | 2022 | 2022-01-03 | 2022 |  | 245184.1905 | 270637.4701 | based upon actual historical costs for similar projects | 204000 | 0% | 0% | 0% | 0% | 0% | 0% | 0% | 100% | 0% | 0% | 0% | 0% | 0% | 0% | 0% | 0% | 0% | 0% | 0% | 100% | 100.1% | 100.1% | 100.2% | 100.3% | 100.5% | 100.6% | 100.7% | Project | 1 | 1 | 1 | 185 | 11.46%
EC.12210 | IT Hardware Refresh Maintain 21-22 | ExAnte | Information Technology | Potential | 0 | 0 | 0 | 0 | 0 | 0 | 0 | 0 |  |  |  | 2021 Plan 2021: 727374.6034; 2022 Plan 2022: 646874.2429; 2023 Plan 2023: 29575.9706 | 1403824.817 | 1403824.817 | 1456820.0123 | 1421287.8169 | 1.025 | 2023 | 2022-04-06 | 2022 |  | 1287616.6142 | 29575.9706 | based upon actual historical costs for similar projects | 287760 | 0% | 0% | 0% | 100% | 0% | 0% | 0% | 0% | 0% | 0% | 0% | 0% | 0% | 0% | 0% | 0% | 0% | 0% | 0% | 100% | 100.5% | 100.9% | 101.4% | 102.1% | 102.9% | 103.7% | 104.3% | Project | 1 | 1 | 1 | 186 | 69.34%
EC.12211 | IT Security Technology Refresh 21-22 | ExAnte | Information Technology | Potential | 0 | 0 | 0 | 0 | 0 | 0 | 0 | 0 |  |  |  | 2021 Plan 2021: 331659.0002; 2022 Plan 2022: 726690.7059; 2023 Plan 2023: 496646.3803 | 1554996.0864 | 1554996.0864 | 1589953.5909 | 1589953.5909 | 1 | 2023 | 2023-01-24 | 2023 |  | 1405287.2984 | 496646.3803 | based upon actual historical costs for similar projects | 259900 | 0% | 0% | 0% | 100% | 0% | 0% | 0% | 0% | 0% | 0% | 0% | 0% | 0% | 0% | 0% | 0% | 0% | 0% | 0% | 100% | 100.5% | 101% | 101.5% | 102.2% | 103% | 103.9% | 104.5% | Project | 0 | 1 | 1 | 187 | 72.99%
EC.12301 | Automated Asset Condition Assessment | ExAnte | Replacement | Potential | 0 | 0 | 0 | 0 | 0 | 0 | 0 | 0 |  |  |  | 2020 Plan 2020: 184592.3476; 2021 Plan 2021: 852503.5262 | 1037095.8738 | 1037095.8738 | 1094447.2857 | 1041710.6824 | 1.0506 | 2021 | 2021-01-06 | 2021 |  | 967331.9261 | 852503.5262 | based upon actual historical costs for similar projects | 0 | 0% | 0% | 0% | 100% | 0% | 0% | 0% | 0% | 0% | 0% | 0% | 0% | 0% | 0% | 0% | 0% | 0% | 0% | 0% | 100% | 100.6% | 101.2% | 101.9% | 102.7% | 103.8% | 104.8% | 105.6% | Project | 1 | 1 | 1 | 188 | 91.24%
EC.12330 | One IP Substation Network - Stage 2 | ExAnte | Replacement | Potential | 0 | 0 | 0 | 0 | 0 | 0 | 0 | 0 |  |  |  | 2018 Plan 2018: 21306.5345; 2019 Plan 2019: 1886303.8019; 2020 Plan 2020: 2711319.0043; 2021 Plan 2021: 581436.1732 | 5200365.5139 | 5200365.5139 | 5636898.2369 | 5365280.8917 | 1.0506 | 2021 | 2020-07-28 | 2021 |  | 4982196.6755 | 581436.1732 | based upon actual historical costs for similar projects | 2432639.925 | 0% | 12.33% | 50.48% | 0% | 0% | 0% | 0% | 0% | 0% | 0% | 0% | 0% | 0% | 0% | 37.19% | 0% | 0% | 0% | 0% | 100% | 100.3% | 100.6% | 101% | 101.4% | 101.9% | 102.5% | 102.9% | Project | 1 | 1 | 1 | 189 | 46.97%
EC.12334 | Furniture and General Building upgrades | ExAnte | Facilities | Potential | 0 | 0 | 0 | 0 | 0 | 0 | 0 | 0 |  |  |  | 2023 Plan 2023: 304989.3421; 2024 Plan 2024: 139180.6229 | 304989.3421 | 304989.3421 | 304989.3421 | 304989.3421 | 1 | 2024 | 2023-07-27 | 2024 |  | 269566.1377 | 139180.6229 | based upon actual historical costs for similar projects | 275500 | 69.87% | 0% | 0% | 0% | 0% | 0% | 0% | 30.13% | 0% | 0% | 0% | 0% | 0% | 0% | 0% | 0% | 0% | 0% | 0% | 100% | 100.2% | 100.5% | 100.7% | 101.1% | 101.5% | 101.9% | 102.2% | Project | 0 | 1 | 1 | 190 | 36.21%
EC.12335 | Vehicle Purchases 2022-23 | ExAnte | Facilities | Potential | 0 | 0 | 0 | 0 | 0 | 0 | 0 | 0 |  |  |  | 2023 Plan 2023: 166239.8861; 2024 Plan 2024: 63.0043 | 166239.8861 | 166239.8861 | 166239.8861 | 166239.8861 | 1 | 2024 | 2023-05-04 | 2023 |  | 146931.8361 | 63.0043 | based upon actual historical costs for similar projects | 122000 | 0% | 0% | 0% | 0% | 0% | 0% | 0% | 100% | 0% | 0% | 0% | 0% | 0% | 0% | 0% | 0% | 0% | 0% | 0% | 100% | 100.1% | 100.1% | 100.2% | 100.3% | 100.5% | 100.6% | 100.7% | Project | 0 | 1 | 1 | 191 | 11.46%
EC.12336 | Carpet Upgrades Pirie and Rymill 2022-23 | ExAnte | Facilities | Potential | 0 | 0 | 0 | 0 | 0 | 0 | 0 | 0 |  |  |  | 2023 Plan 2023: 141751.9301; 2024 Plan 2024: 64651.1134 | 141751.9301 | 141751.9301 | 141751.9301 | 141751.9301 | 1 | 2024 | 2023-07-27 | 2024 |  | 125288.0512 | 64651.1134 | based upon actual historical costs for similar projects | 128500 | 0% | 0% | 0% | 0% | 0% | 0% | 0% | 100% | 0% | 0% | 0% | 0% | 0% | 0% | 0% | 0% | 0% | 0% | 0% | 100% | 100.2% | 100.4% | 100.6% | 100.9% | 101.2% | 101.6% | 101.8% | Project | 0 | 1 | 1 | 192 | 29.44%
EC.12400 | OT Software 6 | ExAnte | Information Technology | Potential | 0 | 0 | 0 | 0 | 0 | 0 | 0 | 0 |  |  |  | 2022 Plan 2022: 36244.5173; 2023 Plan 2023: 915142.8021; 2024 Plan 2024: 999152.5137 | 951387.3193 | 951387.3193 | 952293.4323 | 952293.4323 | 1 | 2024 | 2024-08-01 | 2025 |  | 841688.6332 | 999152.5137 | based upon actual historical costs for similar projects | 180000 | 0% | 0% | 0% | 100% | 0% | 0% | 0% | 0% | 0% | 0% | 0% | 0% | 0% | 0% | 0% | 0% | 0% | 0% | 0% | 100% | 100.5% | 101.1% | 101.7% | 102.4% | 103.4% | 104.4% | 105.1% | Project | 0 | 1 | 1 | 193 | 82.11%
EC.12402 | IT Hardware Refresh Maintain 22-23 | ExAnte | Information Technology | Potential | 0 | 0 | 0 | 0 | 0 | 0 | 0 | 0 |  |  |  | 2023 Plan 2023: 741087.9756; 2024 Plan 2024: 709608.5559 | 741087.9756 | 741087.9756 | 741087.9756 | 741087.9756 | 1 | 2024 | 2024-04-04 | 2024 |  | 655013.7848 | 709608.5559 | based upon actual historical costs for similar projects | 287760 | 0% | 0% | 0% | 100% | 0% | 0% | 0% | 0% | 0% | 0% | 0% | 0% | 0% | 0% | 0% | 0% | 0% | 0% | 0% | 100% | 100.5% | 100.9% | 101.4% | 102.1% | 102.9% | 103.7% | 104.3% | Project | 0 | 1 | 1 | 194 | 69.34%
EC.12403 | Licenses, Maintenance, Minor Soft 21-22 | ExAnte | Information Technology | Potential | 0 | 0 | 0 | 0 | 0 | 0 | 0 | 0 |  |  |  | 2020 Plan 2020: 25966.7388; 2021 Plan 2021: 1086985.9484; 2022 Plan 2022: 1590619.5215 | 2703572.2087 | 2703572.2087 | 2800362.9592 | 2732061.4236 | 1.025 | 2022 | 2022-01-21 | 2022 |  | 2475112.8083 | 1590619.5215 | based upon actual historical costs for similar projects | 460000 | 0% | 0% | 0% | 100% | 0% | 0% | 0% | 0% | 0% | 0% | 0% | 0% | 0% | 0% | 0% | 0% | 0% | 0% | 0% | 100% | 100.5% | 101% | 101.5% | 102.2% | 103% | 103.9% | 104.5% | Project | 1 | 1 | 1 | 195 | 72.99%
EC.12404 | Windows Backoffice Mgmt Sys Refresh20-21 | ExAnte | Information Technology | Potential | 0 | 0 | 0 | 0 | 0 | 0 | 0 | 0 | [6 empty] | 80015.2222 | 700385.1983 | 934021.9546 | 856088.6353 | 6880.1584 | 2570511.0104 | 2570511.0104 | 2635470.9804 | 2635470.9804 | 1 | 2024 | 2023-03-08 | 2023 |  | 2329372.3259 | 6880.1584 | based upon actual historical costs for similar projects | 432300 | 0% | 0% | 0% | 100% | 0% | 0% | 0% | 0% | 0% | 0% | 0% | 0% | 0% | 0% | 0% | 0% | 0% | 0% | 0% | 100% | 100.5% | 101% | 101.5% | 102.2% | 103% | 103.9% | 104.5% | Project | 0 | 1 | 1 | 196 | 73%
EC.12406 | Intranet Platform Refresh 22-23 | ExAnte | Information Technology | Potential | 0 | 0 | 0 | 0 | 0 | 0 | 0 | 0 |  |  |  | 2022 Plan 2022: 247128.9796; 2023 Plan 2023: 238217.6611 | 485346.6407 | 485346.6407 | 491524.8652 | 491524.8652 | 1 | 2023 | 2023-04-04 | 2023 |  | 434436.3596 | 238217.6611 | based upon actual historical costs for similar projects | 80000 | 0% | 0% | 0% | 100% | 0% | 0% | 0% | 0% | 0% | 0% | 0% | 0% | 0% | 0% | 0% | 0% | 0% | 0% | 0% | 100% | 100.5% | 101% | 101.5% | 102.2% | 103% | 103.9% | 104.5% | Project | 0 | 1 | 1 | 197 | 72.99%
EC.12500 | VOIP Network Refresh 2018-23 | ExAnte | Replacement | Potential | 0 | 0 | 0 | 0 | 0 | 0 | 0 | 0 |  |  |  | 2020 Plan 2020: 153674.0058; 2021 Plan 2021: 367902.0695; 2022 Plan 2022: 277265.4141; 2023 Plan 2023: 202848.4017 | 1001689.891 | 1001689.891 | 1039062.659 | 1039062.659 | 1 | 2023 | 2022-12-27 | 2023 |  | 918379.9862 | 202848.4017 | based upon actual historical costs for similar projects | 160000 | 0% | 0% | 0% | 100% | 0% | 0% | 0% | 0% | 0% | 0% | 0% | 0% | 0% | 0% | 0% | 0% | 0% | 0% | 0% | 100% | 100.5% | 101% | 101.5% | 102.2% | 103% | 103.9% | 104.5% | Project | 0 | 1 | 1 | 198 | 73%
EC.14006 | CLSD R/town-North West Bend LineCorridor | ExAnte | Augmentation | Closed | 0 | 0 | 0 | 0 | 0 | 0 | 0 | 0 | 227479.92 | 915419.84 | 110131.04 | [8 empty] | 1253030.8 | 1253030.8 | 1505389.8203 | 1254627.3692 | 1.1999 | 2016 | 2014-10-31 | 2015 |  | 1330545.2472 | 110131.04 |  | 0 | 0% | 0% | 0% | 0% | 0% | 0% | 0% | 0% | 0% | 0% | 0% | 0% | 0% | 0% | 100% | 0% | 0% | 0% | 0% | 100% | 100.3% | 100.6% | 101% | 101.4% | 101.9% | 102.5% | 102.9% | Category | 0 | 0 | 0 | 199 | 46.84%
EC.14007 | CLSD Supply Chain Management Procedure | ExAnte | Other | Closed | 0 | 0 | 0 | 0 | 0 | 0 | 0 | 0 |  | 290805.39 | 29718.66 | 2017 Plan 2017: 2630.1202 | 323154.1702 | 323154.1702 | 387175.9593 | 333860.6163 | 1.1597 | 2017 | 2016-08-02 | 2017 |  | 342207.1317 | 2630.1202 |  | 0 | 0% | 0% | 0% | 100% | 0% | 0% | 0% | 0% | 0% | 0% | 0% | 0% | 0% | 0% | 0% | 0% | 0% | 0% | 0% | 100% | 100.3% | 100.6% | 100.9% | 101.3% | 101.8% | 102.3% | 102.7% | Category | 0 | 0 | 0 | 200 | 43.71%
EC.14008 | DEFD Eyre Peninsula Islanding Controls | ExAnte | Security/Compliance | Deferred | 0 | 0 | 0 | 0 | 0 | 0 | 0 | 0 |  |  |  | 2017 Plan 2017: 10623.7224; 2018 Plan 2018: 399473.2963; 2019 Plan 2019: 47787.5435 | 457884.5622 | 457884.5622 | 517036.1357 | 468409.2205 | 1.1038 | 2019 | 2018-05-31 | 2019 |  | 456984.6054 | 47787.5435 |  | 0 | 0% | 0% | 0% | 0% | 0% | 0% | 100% | 0% | 0% | 0% | 0% | 0% | 0% | 0% | 0% | 0% | 0% | 0% | 0% | 100% | 100.3% | 100.6% | 101% | 101.4% | 102% | 102.5% | 102.9% | Category | 1 | 1 | 1 | 201 | 47.41%
EC.14009 | SICAM PAS Substation Automation System M | ExAnte | Replacement | Active | 0 | 0 | 0 | 0 | 0 | 0 | 0 | 0 |  | 27587.72 | 206586.78 | 2017 Plan 2017: 135648.6263 | 369823.1263 | 369823.1263 | 435082.5064 | 375170.2817 | 1.1597 | 2017 | 2016-05-30 | 2017 |  | 384549.5387 | 135648.6263 |  | 0 | 0% | 0% | 0% | 0% | 0% | 0% | 100% | 0% | 0% | 0% | 0% | 0% | 0% | 0% | 0% | 0% | 0% | 0% | 0% | 100% | 100.3% | 100.7% | 101.1% | 101.6% | 102.2% | 102.8% | 103.3% | Category | 0 | 0 | 0 | 202 | 53.08%
EC.14010 | Automated IED configuration management | ExAnte | Information Technology | Potential | 0 | 0 | 0 | 0 | 0 | 0 | 0 | 0 |  |  |  | 2018 Plan 2018: 96830.7938; 2019 Plan 2019: 147397.5567; 2020 Plan 2020: 338066.3464; 2021 Plan 2021: 81428.3321 | 663723.0289 | 663723.0289 | 721865.5989 | 687082.0692 | 1.0506 | 2021 | 2020-07-16 | 2021 |  | 638024.0047 | 81428.3321 | based upon actual historical costs for similar projects | 0 | 0% | 0% | 0% | 100% | 0% | 0% | 0% | 0% | 0% | 0% | 0% | 0% | 0% | 0% | 0% | 0% | 0% | 0% | 0% | 100% | 100.5% | 100.9% | 101.5% | 102.1% | 102.9% | 103.8% | 104.4% | Category | 1 | 1 | 1 | 203 | 71.06%
EC.14011 | Dynamics ratings systems upgrade | ExAnte | Replacement | Potential | 0 | 0 | 0 | 0 | 0 | 0 | 0 | 0 |  |  |  | 2019 Plan 2019: 109808.8144; 2020 Plan 2020: 298283.1018; 2021 Plan 2021: 155312.7103 | 563404.6265 | 563404.6265 | 605602.077 | 576420.7752 | 1.0506 | 2021 | 2020-09-10 | 2021 |  | 535263.9923 | 155312.7103 | based upon actual historical costs for similar projects | 0 | 0% | 0% | 0% | 100% | 0% | 0% | 0% | 0% | 0% | 0% | 0% | 0% | 0% | 0% | 0% | 0% | 0% | 0% | 0% | 100% | 100.6% | 101.2% | 101.9% | 102.7% | 103.8% | 104.8% | 105.6% | Project | 1 | 1 | 1 | 204 | 91.24%
EC.14012 | Operational Data Network Architecture an | ExAnte | Security/Compliance | Active | 0 | 0 | 0 | 0 | 0 | 0 | 0 | 0 |  | 37898.5 | 285581.27 | 2017 Plan 2017: 65131.0046 | 388610.7746 | 388610.7746 | 459232.0055 | 395994.3191 | 1.1597 | 2017 | 2016-12-23 | 2017 |  | 405894.1771 | 65131.0046 |  | 0 | 0% | 0% | 0% | 100% | 0% | 0% | 0% | 0% | 0% | 0% | 0% | 0% | 0% | 0% | 0% | 0% | 0% | 0% | 0% | 100% | 100.3% | 100.6% | 101% | 101.4% | 102% | 102.5% | 102.9% | Category | 0 | 0 | 0 | 205 | 47.41%
EC.14013 | System Switching Writer Enhancement 1 | ExAnte | Replacement | Potential | 0 | 0 | 0 | 0 | 0 | 0 | 0 | 0 |  |  |  | 2022 Plan 2022: 238023.1192; 2023 Plan 2023: 873644.0059 | 1111667.1251 | 1111667.1251 | 1117617.703 | 1117617.703 | 1 | 2023 | 2023-01-13 | 2023 |  | 987811.1987 | 873644.0059 | based upon actual historical costs for similar projects | 0 | 0% | 0% | 0% | 100% | 0% | 0% | 0% | 0% | 0% | 0% | 0% | 0% | 0% | 0% | 0% | 0% | 0% | 0% | 0% | 100% | 100.6% | 101.2% | 101.9% | 102.7% | 103.8% | 104.8% | 105.6% | Project | 0 | 1 | 1 | 206 | 91.24%
EC.14014 | Energy Mngmnt System Technical Upgrade 2 | ExAnte | Replacement | Potential | 0 | 0 | 0 | 0 | 0 | 0 | 0 | 0 |  |  |  | 2021 Plan 2021: 182419.4395; 2022 Plan 2022: 700324.3843; 2023 Plan 2023: 945432.9327 | 1828176.7566 | 1828176.7566 | 1854919.8503 | 1854919.8503 | 1 | 2023 | 2022-12-28 | 2023 |  | 1639478.8629 | 945432.9327 | based upon actual historical costs for similar projects | 0 | 0% | 0% | 0% | 0% | 0% | 0% | 100% | 0% | 0% | 0% | 0% | 0% | 0% | 0% | 0% | 0% | 0% | 0% | 0% | 100% | 100.6% | 101.2% | 101.9% | 102.7% | 103.8% | 104.8% | 105.6% | Project | 0 | 1 | 1 | 207 | 91.24%
EC.14015 | IT Architecture Support Systems Implemen | ExAnte | Information Technology | Active | 0 | 0 | 0 | 0 | 0 | 0 | 0 | 0 |  |  |  | 2017 Plan 2017: 194023.0946; 2018 Plan 2018: 136593.1994 | 330616.294 | 330616.294 | 379549.9734 | 335466.8714 | 1.1314 | 2018 | 2017-09-04 | 2018 |  | 335466.8714 | 136593.1994 |  | 0 | 0% | 0% | 0% | 100% | 0% | 0% | 0% | 0% | 0% | 0% | 0% | 0% | 0% | 0% | 0% | 0% | 0% | 0% | 0% | 100% | 100.5% | 100.9% | 101.5% | 102.1% | 102.9% | 103.8% | 104.4% | Category | 0 | 0 | 0 | 208 | 71.06%
EC.14016 | Asset Cost and Risk Optimisation | ExAnte | Information Technology | Active | 0 | 0 | 0 | 0 | 0 | 0 | 0 | 0 |  |  | 49993.08 | 2017 Plan 2017: 1705394.6186; 2018 Plan 2018: 138350.1076 | 1893737.8063 | 1893737.8063 | 2193474.4141 | 1938711.7657 | 1.1314 | 2018 | 2017-07-07 | 2018 |  | 1938711.7657 | 138350.1076 |  | 0 | 0% | 0% | 0% | 100% | 0% | 0% | 0% | 0% | 0% | 0% | 0% | 0% | 0% | 0% | 0% | 0% | 0% | 0% | 0% | 100% | 100.5% | 100.9% | 101.5% | 102.1% | 102.9% | 103.8% | 104.4% | Category | 0 | 0 | 0 | 209 | 71.06%
EC.14017 | Automated IED Data Capture | ExAnte | Replacement | Potential | 0 | 0 | 0 | 0 | 0 | 0 | 0 | 0 |  |  |  | 2019 Plan 2019: 223107.5579; 2020 Plan 2020: 782283.2535 | 1005390.8115 | 1005390.8115 | 1088702.5003 | 1010968.5004 | 1.0769 | 2020 | 2019-10-16 | 2020 |  | 962254.3728 | 782283.2535 | based upon actual historical costs for similar projects | 0 | 0% | 0% | 0% | 100% | 0% | 0% | 0% | 0% | 0% | 0% | 0% | 0% | 0% | 0% | 0% | 0% | 0% | 0% | 0% | 100% | 100.6% | 101.2% | 101.9% | 102.7% | 103.8% | 104.8% | 105.6% | Project | 1 | 1 | 1 | 210 | 91.24%
EC.14018 | Treasury and Risk Systems Implementation | ExAnte | Information Technology | Active | 0 | 0 | 0 | 0 | 0 | 0 | 0 | 0 |  |  |  | 2017 Plan 2017: 439711.5077; 2018 Plan 2018: 19692.5287 | 459404.0363 | 459404.0363 | 532210.83 | 458923.7308 | 1.1597 | 2018 | 2017-06-23 | 2017 |  | 470396.824 | 19692.5287 |  | 0 | 0% | 0% | 0% | 100% | 0% | 0% | 0% | 0% | 0% | 0% | 0% | 0% | 0% | 0% | 0% | 0% | 0% | 0% | 0% | 100% | 100.5% | 100.9% | 101.5% | 102.1% | 102.9% | 103.8% | 104.4% | Category | 0 | 0 | 0 | 211 | 71.06%
EC.14019 | Estimating System Upgrade with Maint Enh | ExAnte | Information Technology | Potential | 0 | 0 | 0 | 0 | 0 | 0 | 0 | 0 |  |  |  | 2019 Plan 2019: 305491.9422; 2020 Plan 2020: 246439.679 | 551931.6213 | 551931.6213 | 602594.5238 | 559568.9198 | 1.0769 | 2020 | 2019-07-25 | 2020 |  | 532605.7535 | 246439.679 | based upon actual historical costs for similar projects | 25000 | 0% | 0% | 0% | 100% | 0% | 0% | 0% | 0% | 0% | 0% | 0% | 0% | 0% | 0% | 0% | 0% | 0% | 0% | 0% | 100% | 100.6% | 101.1% | 101.8% | 102.6% | 103.6% | 104.6% | 105.4% | Project | 1 | 1 | 1 | 212 | 86.68%
EC.14020 | IT Service Operation System | ExAnte | Information Technology | Closed | 0 | 0 | 0 | 0 | 0 | 0 | 0 | 0 |  |  | 371613.36 | [8 empty] | 371613.36 | 371613.36 | 440118.4033 | 371613.36 | 1.1843 | 2016 | 2016-04-15 | 2016 |  | 389000.5378 | 371613.36 |  | 19950 | 0% | 0% | 0% | 100% | 0% | 0% | 0% | 0% | 0% | 0% | 0% | 0% | 0% | 0% | 0% | 0% | 0% | 0% | 0% | 100% | 100.5% | 100.9% | 101.5% | 102.1% | 102.9% | 103.8% | 104.4% | Category | 0 | 0 | 0 | 213 | 71.06%
EC.14024 | SCADA and RTU configuration management | ExAnte | Information Technology | Deferred | 0 | 0 | 0 | 0 | 0 | 0 | 0 | 0 |  |  |  | 2017 Plan 2017: 24083.7891; 2018 Plan 2018: 225265.4664; 2019 Plan 2019: 467380.9946 | 716730.25 | 716730.25 | 798698.1771 | 723581.1285 | 1.1038 | 2019 | 2018-12-13 | 2019 |  | 705932.8083 | 467380.9946 | based upon actual historical costs for similar projects | 0 | 0% | 0% | 0% | 100% | 0% | 0% | 0% | 0% | 0% | 0% | 0% | 0% | 0% | 0% | 0% | 0% | 0% | 0% | 0% | 100% | 100.5% | 100.9% | 101.5% | 102.1% | 102.9% | 103.8% | 104.4% | Category | 1 | 1 | 1 | 214 | 71.06%
EC.14026 | Inventory Purchases 2020-21 | ExAnte | Inventory/Spares | Potential | 0 | 0 | 0 | 0 | 0 | 0 | 0 | 0 |  |  |  | 2021 Plan 2021: 2472618.0346 | 2472618.0346 | 2472618.0346 | 2597794.3226 | 2472618.0346 | 1.0506 | 2021 | 2021-04-06 | 2021 |  | 2296071.6503 | 2472618.0346 | based upon actual historical costs for similar projects | 2094358 | 0% | 0% | 0% | 0% | 0% | 0% | 0% | 0% | 0% | 100% | 0% | 0% | 0% | 0% | 0% | 0% | 0% | 0% | 0% | 100% | 100% | 100.1% | 100.1% | 100.1% | 100.2% | 100.2% | 100.3% | Project | 1 | 1 | 1 | 215 | 4.381%
EC.14027 | Inventory Purchases 2021-22 | ExAnte | Inventory/Spares | Potential | 0 | 0 | 0 | 0 | 0 | 0 | 0 | 0 |  |  |  | 2022 Plan 2022: 2537887.8277 | 2537887.8277 | 2537887.8277 | 2601335.0234 | 2537887.8277 | 1.025 | 2022 | 2022-04-01 | 2022 |  | 2299201.1139 | 2537887.8277 | based upon actual historical costs for similar projects | 2094358 | 0% | 0% | 0% | 0% | 0% | 0% | 0% | 0% | 0% | 100% | 0% | 0% | 0% | 0% | 0% | 0% | 0% | 0% | 0% | 100% | 100% | 100.1% | 100.1% | 100.1% | 100.2% | 100.2% | 100.3% | Project | 1 | 1 | 1 | 216 | 4.381%
EC.14028 | Inventory Purchases 2022-23 | ExAnte | Inventory/Spares | Potential | 0 | 0 | 0 | 0 | 0 | 0 | 0 | 0 |  |  |  | 2023 Plan 2023: 2603327.4878 | 2603327.4878 | 2603327.4878 | 2603327.4878 | 2603327.4878 | 1 | 2023 | 2023-04-06 | 2023 |  | 2300962.1621 | 2603327.4878 | based upon actual historical costs for similar projects | 2094358 | 0% | 0% | 0% | 0% | 0% | 0% | 0% | 0% | 0% | 100% | 0% | 0% | 0% | 0% | 0% | 0% | 0% | 0% | 0% | 100% | 100% | 100.1% | 100.1% | 100.1% | 100.2% | 100.2% | 100.3% | Project | 0 | 1 | 1 | 217 | 4.381%
EC.14029 | System Control Centre Fire Suppression S | ExAnte | Replacement | Closed | 0 | 0 | 0 | 0 | 0 | 0 | 0 | 0 |  |  | 3110.54 | 2017 Plan 2017: 83634.2572 | 86744.7972 | 86744.7972 | 100674.0499 | 86810.9177 | 1.1597 | 2017 | 2016-10-06 | 2017 |  | 88981.1907 | 83634.2572 |  | 0 | 100% | 0% | 0% | 0% | 0% | 0% | 0% | 0% | 0% | 0% | 0% | 0% | 0% | 0% | 0% | 0% | 0% | 0% | 0% | 100% | 100.3% | 100.7% | 101.1% | 101.6% | 102.2% | 102.8% | 103.3% | Category | 0 | 0 | 0 | 218 | 53.08%
EC.14030 | Asset Access Manual Rewrite | ExAnte | Security/Compliance | Active | 0 | 0 | 0 | 0 | 0 | 0 | 0 | 0 |  |  | 39283.25 | 2017 Plan 2017: 650748.0155; 2018 Plan 2018: 689020.2102 | 1379051.4757 | 1379051.4757 | 1580756.2336 | 1397158.1747 | 1.1314 | 2018 | 2018-01-10 | 2018 |  | 1397158.1747 | 689020.2102 |  | 0 | 0% | 0% | 0% | 0% | 0% | 0% | 0% | 100% | 0% | 0% | 0% | 0% | 0% | 0% | 0% | 0% | 0% | 0% | 0% | 100% | 100.3% | 100.6% | 101% | 101.4% | 102% | 102.5% | 102.9% | Category | 0 | 0 | 0 | 219 | 47.41%
EC.14031 | Protection Systems Unit Asset Replacemen | ExAnte | Replacement | Potential | 0 | 0 | 0 | 0 | 0 | 0 | 0 | 0 |  |  |  |  | 1052755.8256 | 3591222.9665 | 7291829.4219 | 7109423.0931 | 7342526.3923 | 6390870.4965 |  | 32778628.1959 | 32778628.1959 | 34393935.2201 | 34393935.2201 | 1 | 2023 | 2023-03-06 | 2023 |  | 30399227.1121 | 6390870.4965 | based upon actual historical costs for similar projects | 15249000 | 0% | 0% | 1.999% | 0% | 0% | 0% | 0% | 0% | 0% | 0% | 0% | 0% | 0% | 0% | 98% | 0% | 0% | 0% | 0% | 100% | 100.4% | 100.7% | 101.2% | 101.7% | 102.4% | 103% | 103.5% | Project | 0 | 1 | 1 | 220 | 57.26%
EC.14032 | Instrument Transformer Unit Asset Replac | ExAnte | Replacement | Potential | 0 | 0 | 0 | 0 | 0 | 0 | 0 | 0 | [5 empty] | 94549.5496 | 107949.9289 | 956035.5327 | 2416544.2407 | 1758406.4053 |  | 5333485.6573 | 5333485.6573 | 5460414.3617 | 5460414.3617 | 1 | 2023 | 2023-01-18 | 2023 |  | 4826210.6457 | 1758406.4053 | based upon competitive tender processes for similar projects | 2221795.1097 | 0% | 0% | 0% | 0% | 0% | 0% | 0% | 0% | 0% | 89.95% | 0% | 6.356% | 0% | 0% | 3.691% | 0% | 0% | 0% | 0% | 100% | 100.2% | 100.4% | 100.7% | 101% | 101.4% | 101.8% | 102.1% | Project | 0 | 1 | 1 | 221 | 33.66%
EC.14033 | Circuit Breaker Unit Asset Replacement 2 | ExAnte | Replacement | Potential | 0 | 0 | 0 | 0 | 0 | 0 | 0 | 0 | [5 empty] | 130629.7136 | 149174.5576 | 972423.1783 | 2402255.9086 | 1753752.3102 |  | 5408235.6684 | 5408235.6684 | 5542552.1627 | 5542552.1627 | 1 | 2023 | 2023-01-18 | 2023 |  | 4898808.4933 | 1753752.3102 | based upon actual historical costs for similar projects | 3058550.1402 | 0% | 0% | 0% | 0% | 0% | 0% | 0% | 0% | 0% | 89.89% | 0% | 2.261% | 0% | 0% | 7.847% | 0% | 0% | 0% | 0% | 100% | 100.2% | 100.5% | 100.8% | 101.1% | 101.5% | 101.9% | 102.3% | Project | 0 | 1 | 1 | 222 | 36.45%
EC.14034 | Isolator Unit Asset Replacement 2018-23 | ExAnte | Replacement | Potential | 0 | 0 | 0 | 0 | 0 | 0 | 0 | 0 | [5 empty] | 205948.372 | 344997.3658 | 2299320.1412 | 5424173.0906 | 3931882.2563 |  | 12206321.2259 | 12206321.2259 | 12506235.7942 | 12506235.7942 | 1 | 2023 | 2023-01-18 | 2023 |  | 11053690.1286 | 3931882.2563 | based upon actual historical costs for similar projects | 7361640.7496 | 0% | 0% | 0% | 0% | 0% | 0% | 0% | 0% | 0% | 89.72% | 0% | 3.429% | 0% | 0% | 6.846% | 0% | 0% | 0% | 0% | 100% | 100.2% | 100.5% | 100.8% | 101.1% | 101.5% | 101.9% | 102.3% | Project | 0 | 1 | 1 | 223 | 36.5%
EC.14038 | NCIPAP 1 Riverland 132 kV Line Uprating | NCIPAP 2013-2018 | Augmentation | Active | 0 | 0 | 0 | 0 | 0 | 0 | 0 | 0 |  |  | 339333.03 | 2017 Plan 2017: 2231817.326; 2018 Plan 2018: 614843.8405 | 3185994.1966 | 3185994.1966 | 3685750.5922 | 3257666.4639 | 1.1314 | 2018 | 2017-07-04 | 2018 |  | 3257666.4639 | 614843.8405 |  | 0 | 0% | 0% | 0% | 0% | 0% | 0% | 0% | 0% | 0% | 0% | 0% | 0% | 0% | 0% | 0% | 0% | 0% | 0% | 100% | 100% | 100.3% | 100.6% | 101% | 101.4% | 101.9% | 102.5% | 102.9% | Category | 0 | 0 | 0 | 224 | 46.84%
EC.14039 | NCIPAP 2 Upper South East Line Uprating | NCIPAP 2013-2018 | Augmentation | Closed | 0 | 0 | 0 | 0 | 0 | 0 | 0 | 0 |  |  | 1180071.65 | 2017 Plan 2017: 1101556.8098 | 2281628.4598 | 2281628.4598 | 2675080.0719 | 2306713.1622 | 1.1597 | 2017 | 2016-08-02 | 2017 |  | 2364380.9912 | 1101556.8098 |  | 1366642.3195 | 0% | 0% | 0% | 0% | 0% | 0% | 0% | 0% | 0% | 0% | 0% | 0% | 0% | 0% | 0% | 0% | 0% | 0% | 100% | 100% | 100.3% | 100.6% | 101% | 101.4% | 101.9% | 102.5% | 102.9% | Category | 0 | 0 | 0 | 225 | 46.84%
EC.14040 | NCIPAP 3 Lower South East 275 kV Line Up | NCIPAP 2013-2018 | Augmentation | Closed | 0 | 0 | 0 | 0 | 0 | 0 | 0 | 0 |  |  | 1394966.12 | 2017 Plan 2017: 340062.9953 | 1735029.1153 | 1735029.1153 | 2046489.8857 | 1764681.8147 | 1.1597 | 2017 | 2016-06-30 | 2017 |  | 1808798.86 | 340062.9953 |  | 0 | 0% | 0% | 0% | 0% | 0% | 0% | 0% | 0% | 0% | 0% | 0% | 0% | 0% | 0% | 0% | 0% | 0% | 0% | 100% | 100% | 100.3% | 100.6% | 101% | 101.4% | 101.9% | 102.5% | 102.9% | Category | 0 | 0 | 0 | 226 | 46.84%
EC.14042 | Canowie CB Arrangement Upgrade | ExAnte | Security/Compliance | Potential | 0 | 0 | 0 | 0 | 0 | 0 | 0 | 0 |  |  |  | 2020 Plan 2020: 153545.3684; 2021 Plan 2021: 1583698.2325; 2022 Plan 2022: 4630.2555 | 1741873.8565 | 1741873.8565 | 1833970.5352 | 1745599.5576 | 1.0506 | 2022 | 2021-03-01 | 2021 |  | 1620962.7209 | 4630.2555 | based upon actual historical costs for similar projects | 868848.2544 | 0% | 0% | 0% | 0% | 0% | 0% | 0% | 0% | 0% | 50.1% | 0% | 8.261% | 0% | 0% | 35.89% | 5.755% | 0% | 0% | 0% | 100% | 100.3% | 100.7% | 101.1% | 101.6% | 102.2% | 102.9% | 103.3% | Project | 1 | 1 | 1 | 227 | 53.66%
EC.14045 | Battery Charger Unit Asset Replacement 2 | ExAnte | Replacement | Potential | 0 | 0 | 0 | 0 | 0 | 0 | 0 | 0 |  |  |  | 2019 Plan 2019: 33128.1101; 2020 Plan 2020: 81666.6261; 2021 Plan 2021: 553577.7842; 2022 Plan 2022: 521732.3085 | 1190104.8289 | 1190104.8289 | 1240891.5347 | 1210625.8875 | 1.025 | 2022 | 2022-04-01 | 2022 |  | 1096767.3034 | 521732.3085 | based upon actual historical costs for similar projects | 542545 | 0% | 0% | 0% | 0% | 0% | 0% | 0% | 0% | 0% | 15.92% | 0% | 0% | 0% | 0% | 84.08% | 0% | 0% | 0% | 0% | 100% | 100.5% | 100.9% | 101.4% | 102.1% | 102.9% | 103.7% | 104.3% | Project | 1 | 1 | 1 | 228 | 69.47%
EC.14046 | AC Board Unit Asset Replacement 2018-23 | ExAnte | Replacement | Potential | 0 | 0 | 0 | 0 | 0 | 0 | 0 | 0 |  |  |  |  | 72622.5961 | 515381.5253 | 4585876.1806 | 4748533.5704 | 316398.4358 |  |  | 10238812.3082 | 10238812.3082 | 10902774.1183 | 10377417.3642 | 1.0506 | 2022 | 2021-05-27 | 2021 |  | 9636463.6513 | 316398.4358 | based upon actual historical costs for similar projects | 5026557.318 | 0% | 0% | 0% | 0% | 0% | 0% | 0% | 0% | 0% | 25.86% | 2.125% | 68.71% | 0% | 0% | 3.302% | 0% | 0% | 0% | 0% | 100% | 100.3% | 100.6% | 101% | 101.5% | 102% | 102.6% | 103% | Project | 1 | 1 | 1 | 229 | 49.27%
EC.14047 | Transformer Bushing Unit Asset Replaceme | ExAnte | Replacement | Potential | 0 | 0 | 0 | 0 | 0 | 0 | 0 | 0 |  |  |  | 2018 Plan 2018: 201916.5143; 2019 Plan 2019: 253731.951; 2020 Plan 2020: 3704243.8808; 2021 Plan 2021: 3340672.8118 | 7500565.158 | 7500565.158 | 8007382.4818 | 7621541.922 | 1.0506 | 2021 | 2021-04-07 | 2021 |  | 7077359.3391 | 3340672.8118 | based upon actual historical costs for similar projects | 3844158.4 | 0% | 0% | 0% | 0% | 0% | 0% | 0% | 0% | 0% | 96.63% | 0% | 3.373% | 0% | 0% | 0% | 0% | 0% | 0% | 0% | 100% | 100.3% | 100.5% | 100.8% | 101.2% | 101.6% | 102.1% | 102.4% | Project | 1 | 1 | 1 | 230 | 38.6%
EC.14049 | Leigh Creek South Transformer Replacemen | ExAnte | Replacement | Potential | 0 | 0 | 0 | 0 | 0 | 0 | 0 | 0 |  |  |  | 2018 Plan 2018: 169413.6239; 2019 Plan 2019: 1281176.3377; 2020 Plan 2020: 1688569.5011 | 3139159.4627 | 3139159.4627 | 3424259.5876 | 3179765.4359 | 1.0769 | 2020 | 2019-12-19 | 2020 |  | 3026546.5184 | 1688569.5011 | based upon actual historical costs for similar projects | 1565826.1947 | 0% | 0% | 0% | 0% | 0% | 0% | 0% | 0% | 0% | 69.84% | 0% | 12.11% | 0% | 0% | 18.05% | 0% | 0% | 0% | 0% | 100% | 100.3% | 100.6% | 101% | 101.4% | 102% | 102.5% | 103% | Project | 1 | 1 | 1 | 231 | 47.79%
EC.14051 | Operational Data Network Establishment | ExAnte | Security/Compliance | Active | 0 | 0 | 0 | 0 | 0 | 0 | 0 | 0 |  |  |  | 2017 Plan 2017: 131119.2273; 2018 Plan 2018: 817238.7047; 2019 Plan 2019: 51859.1148 | 1000217.0468 | 1000217.0468 | 1133931.4467 | 1027285.9253 | 1.1038 | 2019 | 2018-10-31 | 2019 |  | 1002230.171 | 51859.1148 |  | 200000 | 0% | 0% | 0% | 100% | 0% | 0% | 0% | 0% | 0% | 0% | 0% | 0% | 0% | 0% | 0% | 0% | 0% | 0% | 0% | 100% | 100.3% | 100.6% | 101% | 101.4% | 102% | 102.5% | 102.9% | Category | 1 | 1 | 1 | 232 | 47.41%
EC.14053 | ElectraNet Corporate Website Functional | ExAnte | Information Technology | Closed | 0 | 0 | 0 | 0 | 0 | 0 | 0 | 0 |  |  | 257898.37 | 2017 Plan 2017: 43225.0035 | 301123.3735 | 301123.3735 | 355568.3821 | 306605.5015 | 1.1597 | 2017 | 2016-07-01 | 2017 |  | 314270.6391 | 43225.0035 |  | 145691.77 | 0% | 0% | 0% | 100% | 0% | 0% | 0% | 0% | 0% | 0% | 0% | 0% | 0% | 0% | 0% | 0% | 0% | 0% | 0% | 100% | 100.5% | 100.9% | 101.5% | 102.1% | 102.9% | 103.8% | 104.4% | Category | 0 | 0 | 0 | 233 | 71.06%
EC.14056 | Para - Davenport Additional 275 kV Syste | ExAnte | Security/Compliance | Potential | 0 | 0 | 0 | 0 | 0 | 0 | 0 | 0 |  |  |  | 2017 Plan 2017: 84251.5248; 2018 Plan 2018: 1612922.4316; 2019 Plan 2019: 3219822.8784 | 4916996.8348 | 4916996.8348 | 5476661.6233 | 4961585.129 | 1.1038 | 2019 | 2018-10-04 | 2019 |  | 4840570.8576 | 3219822.8784 | based upon competitive tender processes for similar projects | 3030390.7716 | 0% | 0% | 0.99% | 0% | 0% | 0% | 0% | 0% | 0% | 79.7% | 0% | 13.31% | 0% | 0% | 5.009% | 0.66% | 0.33% | 0% | 0% | 100% | 100.2% | 100.5% | 100.8% | 101.1% | 101.6% | 102% | 102.4% | Project | 1 | 1 | 1 | 234 | 38.44%
EC.14057 | Pirie Precinct Led Lighting Upgrade | ExAnte | Facilities | Active | 0 | 0 | 0 | 0 | 0 | 0 | 0 | 0 |  |  |  | 2017 Plan 2017: 194554.1084 | 194554.1084 | 194554.1084 | 225623.119 | 194554.1084 | 1.1597 | 2017 | 2017-05-05 | 2017 |  | 199417.9611 | 194554.1084 |  | 200000 | 100% | 0% | 0% | 0% | 0% | 0% | 0% | 0% | 0% | 0% | 0% | 0% | 0% | 0% | 0% | 0% | 0% | 0% | 0% | 100% | 100.2% | 100.4% | 100.6% | 100.9% | 101.2% | 101.5% | 101.8% | Category | 0 | 0 | 0 | 235 | 28.86%
EC.14058 | Server Room Critical Air Conditioning 20 | ExAnte | Facilities | Active | 0 | 0 | 0 | 0 | 0 | 0 | 0 | 0 |  |  |  | 2017 Plan 2017: 157369.6553 | 157369.6553 | 157369.6553 | 182500.5535 | 157369.6553 | 1.1597 | 2017 | 2017-05-19 | 2017 |  | 161303.8967 | 157369.6553 |  | 120000 | 100% | 0% | 0% | 0% | 0% | 0% | 0% | 0% | 0% | 0% | 0% | 0% | 0% | 0% | 0% | 0% | 0% | 0% | 0% | 100% | 100.2% | 100.4% | 100.6% | 100.9% | 101.2% | 101.5% | 101.8% | Category | 0 | 0 | 0 | 236 | 28.86%
EC.14059 | CLSD-Keswick Precinct Led Lighting Upgra | ExAnte | Facilities | Closed | 0 | 0 | 0 | 0 | 0 | 0 | 0 | 0 |  |  | 111682.87 | 2017 Plan 2017: 28933.7432 | 140616.6132 | 140616.6132 | 165825.3138 | 142990.6484 | 1.1597 | 2017 | 2016-06-22 | 2017 |  | 146565.4146 | 28933.7432 |  | 0 | 100% | 0% | 0% | 0% | 0% | 0% | 0% | 0% | 0% | 0% | 0% | 0% | 0% | 0% | 0% | 0% | 0% | 0% | 0% | 100% | 100.2% | 100.4% | 100.6% | 100.9% | 101.2% | 101.5% | 101.8% | Category | 0 | 0 | 0 | 237 | 28.86%
EC.14060 | Workspace Layout Refresh Stage 1 | ExAnte | Facilities | Potential | 0 | 0 | 0 | 0 | 0 | 0 | 0 | 0 |  |  |  | 2019 Plan 2019: 349563.8444; 2020 Plan 2020: 209871.5116 | 559435.356 | 559435.356 | 611861.7408 | 568174.4521 | 1.0769 | 2020 | 2019-08-08 | 2020 |  | 540796.623 | 209871.5116 | based upon actual historical costs for similar projects | 383000 | 69.97% | 0% | 0% | 0% | 0% | 0% | 0% | 30.03% | 0% | 0% | 0% | 0% | 0% | 0% | 0% | 0% | 0% | 0% | 0% | 100% | 100.2% | 100.5% | 100.7% | 101.1% | 101.5% | 101.9% | 102.2% | Project | 1 | 1 | 1 | 238 | 36.14%
EC.14061 | Workspace Layout Refresh Stage 2 | ExAnte | Facilities | Potential | 0 | 0 | 0 | 0 | 0 | 0 | 0 | 0 |  |  |  | 2020 Plan 2020: 442757.3577; 2021 Plan 2021: 131279.5511 | 574036.9088 | 574036.9088 | 614726.8261 | 585105.8428 | 1.0506 | 2021 | 2020-06-26 | 2021 |  | 543328.9409 | 131279.5511 | based upon actual historical costs for similar projects | 383000 | 69.97% | 0% | 0% | 0% | 0% | 0% | 0% | 30.03% | 0% | 0% | 0% | 0% | 0% | 0% | 0% | 0% | 0% | 0% | 0% | 100% | 100.2% | 100.5% | 100.7% | 101.1% | 101.5% | 101.9% | 102.2% | Project | 1 | 1 | 1 | 239 | 36.14%
EC.14062 | Workspace Layout Refresh Stage 3 | ExAnte | Facilities | Potential | 0 | 0 | 0 | 0 | 0 | 0 | 0 | 0 |  |  |  | 2021 Plan 2021: 399477.2554; 2022 Plan 2022: 187258.6973 | 586735.9528 | 586735.9528 | 611640.9562 | 596722.8841 | 1.025 | 2022 | 2021-07-27 | 2022 |  | 540601.4817 | 187258.6973 | based upon actual historical costs for similar projects | 383000 | 69.97% | 0% | 0% | 0% | 0% | 0% | 0% | 30.03% | 0% | 0% | 0% | 0% | 0% | 0% | 0% | 0% | 0% | 0% | 0% | 100% | 100.2% | 100.5% | 100.7% | 101.1% | 101.5% | 101.9% | 102.2% | Project | 1 | 1 | 1 | 240 | 36.14%
EC.14066 | Eastern Hills Telecommunications Tower C | ExAnte | Security/Compliance | Potential | 0 | 0 | 0 | 0 | 0 | 0 | 0 | 0 |  |  |  | 2019 Plan 2019: 106925.9079; 2020 Plan 2020: 1231824.0032; 2021 Plan 2021: 98616.3328 | 1437366.244 | 1437366.244 | 1548174.7009 | 1437634.1153 | 1.0769 | 2021 | 2020-06-03 | 2020 |  | 1368360.8474 | 98616.3328 | based upon actual historical costs for similar projects | 749999.9625 | 0% | 30% | 60% | 0% | 0% | 0% | 0% | 0% | 0% | 0% | 0% | 0% | 0% | 0% | 0% | 10% | 0% | 0% | 0% | 100% | 100.2% | 100.5% | 100.8% | 101.1% | 101.5% | 102% | 102.3% | Project | 1 | 1 | 1 | 241 | 37%
EC.14067 | Lift Upgrade 300 Pirie Street | ExAnte | Facilities | Potential | 0 | 0 | 0 | 0 | 0 | 0 | 0 | 0 |  |  |  | 2023 Plan 2023: 134198.3285; 2024 Plan 2024: 74.196 | 134198.3285 | 134198.3285 | 134198.3285 | 134198.3285 | 1 | 2024 | 2023-05-04 | 2023 |  | 118611.768 | 74.196 | based upon actual historical costs for similar projects | 84000 | 100% | 0% | 0% | 0% | 0% | 0% | 0% | 0% | 0% | 0% | 0% | 0% | 0% | 0% | 0% | 0% | 0% | 0% | 0% | 100% | 100.1% | 100.3% | 100.4% | 100.6% | 100.9% | 101.2% | 101.3% | Project | 0 | 1 | 1 | 242 | 21.74%
EC.14068 | Murraylink Control Scheme Replacement | ExAnte | Replacement | Active | 0 | 0 | 0 | 0 | 0 | 0 | 0 | 0 |  |  |  | 2017 Plan 2017: 174765.8854; 2018 Plan 2018: 656812.1386; 2019 Plan 2019: 50591.025 | 882169.049 | 882169.049 | 1001640.5205 | 885304.2687 | 1.1314 | 2019 | 2018-03-15 | 2018 |  | 885304.2687 | 50591.025 |  | 379700.015 | 0% | 0% | 7.901% | 0% | 0% | 0% | 0% | 0% | 0% | 0% | 0% | 0% | 0% | 0% | 92.1% | 0% | 0% | 0% | 0% | 100% | 100.3% | 100.7% | 101.1% | 101.6% | 102.2% | 102.8% | 103.3% | Category | 0 | 1 | 1 | 243 | 53.08%
EC.14069 | Telecoms Network Optimisation 2018-23 | ExAnte | Replacement | Potential | 0 | 0 | 0 | 0 | 0 | 0 | 0 | 0 | [5 empty] | 48305.9891 | 116941.6127 | 340723.0971 | 875725.8967 | 619454.3049 |  | 2001150.9005 | 2001150.9005 | 2054299.6527 | 2054299.6527 | 1 | 2023 | 2023-01-12 | 2023 |  | 1815701.5561 | 619454.3049 | based upon competitive tender processes for similar projects | 1086032.6175 | 0% | 2.762% | 97.24% | 0% | 0% | 0% | 0% | 0% | 0% | 0% | 0% | 0% | 0% | 0% | 0% | 0% | 0% | 0% | 0% | 100% | 100.2% | 100.4% | 100.6% | 100.9% | 101.3% | 101.7% | 101.9% | Project | 0 | 1 | 1 | 244 | 31.39%
EC.14070 | Substation Operational Data Network Repl | ExAnte | Replacement | Potential | 0 | 0 | 0 | 0 | 0 | 0 | 0 | 0 |  |  |  | 2019 Plan 2019: 304685.9458; 2020 Plan 2020: 1699536.7313; 2021 Plan 2021: 1657570.7785 | 3661793.4555 | 3661793.4555 | 3908016.7464 | 3719706.5998 | 1.0506 | 2021 | 2021-03-11 | 2021 |  | 3454117.3574 | 1657570.7785 | based upon actual historical costs for similar projects | 1785000 | 0% | 0% | 0% | 0% | 0% | 0% | 0% | 0% | 0% | 0% | 0% | 0% | 0% | 0% | 100% | 0% | 0% | 0% | 0% | 100% | 100.4% | 100.8% | 101.3% | 101.9% | 102.7% | 103.4% | 104% | Project | 1 | 1 | 1 | 245 | 64.78%
EC.14071 | Robertstown Circuit Breaker Arrangement | ExAnte | Security/Compliance | Potential | 0 | 0 | 0 | 0 | 0 | 0 | 0 | 0 |  |  |  | 2018 Plan 2018: 277027.9871; 2019 Plan 2019: 2817741.4779; 2020 Plan 2020: 4044858.3207 | 7139627.7857 | 7139627.7857 | 7779561.1106 | 7224095.8645 | 1.0769 | 2020 | 2019-12-16 | 2020 |  | 6875998.4433 | 4044858.3207 | based upon actual historical costs for similar projects | 3888801.5635 | 0% | 0% | 0% | 0% | 0% | 1.543% | 0% | 0% | 0% | 40.79% | 0% | 39.91% | 3.086% | 0% | 13.38% | 1.286% | 0% | 0% | 0% | 100% | 100.3% | 100.6% | 101% | 101.5% | 102% | 102.6% | 103.1% | Project | 1 | 1 | 1 | 246 | 49.43%
EC.14074 | Neutral Earthing Resistors and Reactors | ExAnte | Security/Compliance | Potential | 0 | 0 | 0 | 0 | 0 | 0 | 0 | 0 |  |  |  | 2021 Plan 2021: 43736.4556; 2022 Plan 2022: 142378.1176; 2023 Plan 2023: 774025.8346 | 960140.4079 | 960140.4079 | 965914.0189 | 965914.0189 | 1 | 2023 | 2023-02-06 | 2023 |  | 853727.2471 | 774025.8346 | based upon actual historical costs for similar projects | 135493.1035 | 0% | 0% | 0% | 0% | 0% | 0% | 0% | 0% | 0% | 66.38% | 0% | 14.39% | 0% | 0% | 5.845% | 13.39% | 0% | 0% | 0% | 100% | 100.5% | 101% | 101.5% | 102.2% | 103.1% | 104% | 104.6% | Project | 0 | 1 | 1 | 247 | 74.72%
EC.14075 | Substation Air Conditioning Systems Unit | ExAnte | Replacement | Potential | 0 | 0 | 0 | 0 | 0 | 0 | 0 | 0 |  |  |  | 2019 Plan 2019: 28969.4665; 2020 Plan 2020: 101385.3964; 2021 Plan 2021: 626817.9639; 2022 Plan 2022: 586546.623 | 1343719.4499 | 1343719.4499 | 1400918.7655 | 1366750.0151 | 1.025 | 2022 | 2022-04-01 | 2022 |  | 1238208.0574 | 586546.623 | based upon actual historical costs for similar projects | 629369.34 | 0% | 0% | 0% | 0% | 0% | 0% | 0% | 0% | 0% | 0% | 61.09% | 4.935% | 0% | 0% | 33.97% | 0% | 0% | 0% | 0% | 100% | 100.3% | 100.7% | 101% | 101.5% | 102.1% | 102.7% | 103.1% | Project | 1 | 1 | 1 | 248 | 50.84%
EC.14076 | Line Support Systems Refurbishment 2018- | ExAnte | Refurbishment | Potential | 0 | 0 | 0 | 0 | 0 | 0 | 0 | 0 |  |  |  |  | 311036.4335 | 834063.4602 | 2309333.9031 | 2343324.2335 | 2419504.3588 | 1600995.6148 |  | 9818258.0039 | 9818258.0039 | 10302401.81 | 10302401.81 | 1 | 2023 | 2022-12-26 | 2023 |  | 9105822.0124 | 1600995.6148 | based upon actual historical costs for similar projects | 2994494.563 | 0% | 0% | 0% | 0% | 0% | 0% | 0% | 0% | 0% | 0% | 0% | 0% | 0% | 0% | 0% | 0% | 0% | 0% | 100% | 100% | 100.4% | 100.7% | 101.2% | 101.7% | 102.3% | 103% | 103.5% | Project | 0 | 1 | 1 | 249 | 55.81%
EC.14077 | Mannum Transformer 1 and 2 Replacement | ExAnte | Replacement | Potential | 0 | 0 | 0 | 0 | 0 | 0 | 0 | 0 |  |  |  | 2019 Plan 2019: 42782.6719; 2020 Plan 2020: 130825.5304; 2021 Plan 2021: 1441846.6568; 2022 Plan 2022: 1351935.6874 | 2967390.5465 | 2967390.5465 | 3088683.0753 | 3013349.3418 | 1.025 | 2022 | 2022-04-01 | 2022 |  | 2729945.7792 | 1351935.6874 | based upon actual historical costs for similar projects | 2145445.3498 | 0% | 0% | 0% | 0% | 0% | 0% | 0% | 0% | 0% | 91.75% | 0% | 6.381% | 0% | 0% | 1.398% | 0% | 0.4661% | 0% | 0% | 100% | 100.2% | 100.3% | 100.5% | 100.7% | 101% | 101.2% | 101.4% | Project | 1 | 1 | 1 | 250 | 23.15%
EC.14079 | Building Security Upgrade Unit Asset Rep | ExAnte | Replacement | Potential | 0 | 0 | 0 | 0 | 0 | 0 | 0 | 0 |  |  |  | 2019 Plan 2019: 32023.9596; 2020 Plan 2020: 111793.7897; 2021 Plan 2021: 689080.7683; 2022 Plan 2022: 641645.0166 | 1474543.5342 | 1474543.5342 | 1537389.7677 | 1499892.4563 | 1.025 | 2022 | 2022-04-01 | 2022 |  | 1358828.5379 | 641645.0166 | based upon actual historical costs for similar projects | 1027459.6 | 0% | 0% | 0% | 0% | 0% | 0% | 0% | 0% | 0% | 0% | 95.09% | 1.071% | 3.84% | 0% | 0% | 0% | 0% | 0% | 0% | 100% | 100.1% | 100.2% | 100.4% | 100.5% | 100.7% | 100.9% | 101.1% | Project | 1 | 1 | 1 | 251 | 17.33%
EC.14080 | Substation Security Fencing 2018-23 | ExAnte | Replacement | Potential | 0 | 0 | 0 | 0 | 0 | 0 | 0 | 0 |  |  |  | 2018 Plan 2018: 234397.8332; 2019 Plan 2019: 932068.0323; 2020 Plan 2020: 2070643.5372; 2021 Plan 2021: 1285972.2209 | 4523081.6236 | 4523081.6236 | 4874959.5201 | 4640056.6521 | 1.0506 | 2021 | 2020-12-15 | 2021 |  | 4308753.8737 | 1285972.2209 | based upon actual historical costs for similar projects | 2152747.9142 | 0% | 0% | 0% | 0% | 0% | 0.9871% | 0% | 0% | 0% | 0% | 0% | 27.09% | 71.93% | 0% | 0% | 0% | 0% | 0% | 0% | 100% | 100.4% | 100.7% | 101.2% | 101.7% | 102.3% | 103% | 103.5% | Project | 1 | 1 | 1 | 252 | 55.78%
EC.14081 | Line Insulator Systems Refurbishment 201 | ExAnte | Refurbishment | Potential | 0 | 0 | 0 | 0 | 0 | 0 | 0 | 0 |  |  |  | 2018 Plan 2018: 1000443.3476; 2019 Plan 2019: 2964781.5539 | 3965224.9015 | 3965224.9015 | 4404473.9171 | 3990235.9852 | 1.1038 | 2019 | 2023-02-21 | 2019 |  | 3892913.1563 | 2964781.5539 | based upon actual historical costs for similar projects | 0 | 0% | 0% | 0% | 0% | 0% | 0% | 0% | 0% | 0% | 0% | 0% | 0% | 0% | 0% | 0% | 0% | 0% | 0% | 100% | 100% | 100.3% | 100.6% | 100.9% | 101.3% | 101.9% | 102.4% | 102.8% | Project | 1 | 1 | 1 | 253 | 45.22%
EC.14084 | Line Conductor and Earthwire Refurbishme | ExAnte | Refurbishment | Potential | 0 | 0 | 0 | 0 | 0 | 0 | 0 | 0 |  |  |  | 2018 Plan 2018: 58594.9805; 2019 Plan 2019: 855844.9224; 2020 Plan 2020: 3050363.3809; 2021 Plan 2021: 5277850.5127 | 9242653.7965 | 9242653.7965 | 9840936.9225 | 9366745.4349 | 1.0506 | 2021 | 2022-12-13 | 2021 |  | 8697954.293 | 5277850.5127 | based upon actual historical costs for similar projects | 0 | 0% | 0% | 0% | 0% | 0% | 0% | 0% | 0% | 0% | 0% | 0% | 0% | 0% | 0% | 0% | 0% | 0% | 0% | 100% | 100% | 100.4% | 100.9% | 101.4% | 102% | 102.8% | 103.6% | 104.2% | Project | 1 | 1 | 1 | 254 | 67.63%
EC.14085 | Gawler East Connection Point | ExAnte | Connection | Potential | 0 | 0 | 0 | 0 | 0 | 0 | 0 | 0 |  |  |  | 2019 Plan 2019: 86574.7668; 2020 Plan 2020: 1315084.0098; 2021 Plan 2021: 5378445.3183; 2022 Plan 2022: 7045.2312 | 6787149.3261 | 6787149.3261 | 7169714.4594 | 6824237.439 | 1.0506 | 2022 | 2021-04-19 | 2021 |  | 6336982.8658 | 7045.2312 | based upon actual historical costs for similar projects | 3795258.1264 | 0% | 2.611% | 16.18% | 0% | 0% | 0% | 0% | 0% | 0% | 44.87% | 0% | 9.352% | 0% | 0% | 19.53% | 7.325% | 0.1317% | 0% | 0% | 100% | 100.3% | 100.6% | 101% | 101.4% | 102% | 102.6% | 103% | Category | 1 | 1 | 1 | 255 | 48.04%
EC.14086 | Stakeholder Management Sys Refresh 17-18 | ExAnte | Information Technology | Potential | 0 | 0 | 0 | 0 | 0 | 0 | 0 | 0 |  |  |  | 2018 Plan 2018: 352095.5754; 2019 Plan 2019: 2437.5019 | 354533.0774 | 354533.0774 | 401054.3718 | 354473.6261 | 1.1314 | 2019 | 2018-04-13 | 2018 |  | 354473.6261 | 2437.5019 |  | 67400 | 0% | 0% | 0% | 100% | 0% | 0% | 0% | 0% | 0% | 0% | 0% | 0% | 0% | 0% | 0% | 0% | 0% | 0% | 0% | 100% | 100.5% | 100.9% | 101.5% | 102.1% | 102.9% | 103.8% | 104.4% | Category | 0 | 1 | 1 | 256 | 71.06%
EC.14088 | High Voltage Switching Training Facility | ExAnte | Security/Compliance | Active | 0 | 0 | 0 | 0 | 0 | 0 | 0 | 0 |  |  | 162054.02 | 2017 Plan 2017: 361180.4265; 2018 Plan 2018: 3142846.967; 2019 Plan 2019: 725670.6537 | 4391752.0672 | 4391752.0672 | 4967633.9145 | 4500431.148 | 1.1038 | 2019 | 2018-09-14 | 2019 |  | 4390664.5346 | 725670.6537 | based upon actual historical costs for similar projects | 0 | 0% | 0% | 0% | 0% | 0% | 0% | 0% | 0% | 0% | 42% | 15% | 20% | 0% | 0% | 23% | 0% | 0% | 0% | 0% | 100% | 100.3% | 100.6% | 101% | 101.4% | 102% | 102.5% | 102.9% | Category | 1 | 1 | 1 | 257 | 47.41%
EC.14089 | Magill High Voltage Workshop Facility | ExAnte | Security/Compliance | Active | 0 | 0 | 0 | 0 | 0 | 0 | 0 | 0 |  |  | 51133.84 | 2017 Plan 2017: 150947.9618; 2018 Plan 2018: 258797.5662; 2019 Plan 2019: 1720362.8457; 2020 Plan 2020: 6452.1296 | 2187694.3434 | 2187694.3434 | 2434326.078 | 2260513.762 | 1.0769 | 2020 | 2019-06-19 | 2020 |  | 2151589.5415 | 6452.1296 | based upon actual historical costs for similar projects | 0 | 0% | 0% | 0% | 0% | 0% | 0% | 0% | 0% | 0% | 35% | 0% | 50% | 0% | 0% | 15% | 0% | 0% | 0% | 0% | 100% | 100.3% | 100.6% | 101% | 101.4% | 102% | 102.5% | 102.9% | Category | 1 | 1 | 1 | 258 | 47.41%
EC.14090 | Mount Gambier Transformer 1 Replacement | ExAnte | Replacement | Potential | 0 | 0 | 0 | 0 | 0 | 0 | 0 | 0 |  |  |  | 2018 Plan 2018: 51351.8115; 2019 Plan 2019: 62830.642; 2020 Plan 2020: 1100710.4198; 2021 Plan 2021: 1041104.4064 | 2255997.2797 | 2255997.2797 | 2406608.1828 | 2290644.3143 | 1.0506 | 2021 | 2021-04-07 | 2021 |  | 2127090.9609 | 1041104.4064 | based upon actual historical costs for similar projects | 1447635.6098 | 0% | 0% | 0% | 0% | 0% | 0% | 0% | 0% | 0% | 71.51% | 0% | 13.87% | 0% | 0% | 11.25% | 3.373% | 0% | 0% | 0% | 100% | 100.2% | 100.4% | 100.7% | 101% | 101.3% | 101.7% | 102% | Project | 1 | 1 | 1 | 259 | 32.54%
EC.14091 | Online Asset Condition Assessment Equipm | ExAnte | Replacement | Potential | 0 | 0 | 0 | 0 | 0 | 0 | 0 | 0 |  |  |  | 98329.5566 | 1547498.6636 | 1605785.4884 | 1736900.9227 | 594336.6557 |  |  |  | 5582851.2871 | 5582851.2871 | 6132248.8279 | 5836762.7155 | 1.0506 | 2021 | 2020-09-07 | 2021 |  | 5420014.4193 | 594336.6557 | based upon actual historical costs for similar projects | 2610802.5394 | 0% | 0% | 0% | 0% | 0% | 0% | 0% | 0% | 0% | 9.167% | 0% | 0.1443% | 0% | 0% | 90.69% | 0% | 0% | 0% | 0% | 100% | 100.4% | 100.7% | 101.1% | 101.7% | 102.3% | 102.9% | 103.4% | Project | 1 | 1 | 1 | 260 | 55.45%
EC.14099 | Stakeholder Mgmt Systems Refresh 23-24 | ExAnte | Information Technology | Potential | 0 | 0 | 0 | 0 | 0 | 0 | 0 | 0 |  |  |  | 2023 Plan 2023: 20301.5674; 2024 Plan 2024: 364249.4931 | 20301.5674 | 20301.5674 | 20301.5674 | 20301.5674 | 1 | 2024 | 2024-02-12 | 2024 |  | 17943.6274 | 364249.4931 | based upon actual historical costs for similar projects | 62000 | 0% | 0% | 0% | 100% | 0% | 0% | 0% | 0% | 0% | 0% | 0% | 0% | 0% | 0% | 0% | 0% | 0% | 0% | 0% | 100% | 100.5% | 101% | 101.5% | 102.2% | 103% | 103.9% | 104.5% | Project | 0 | 1 | 1 | 261 | 72.99%
EC.14100 | Asset Data Capture 2 | ExAnte | Information Technology | Active | 0 | 0 | 0 | 0 | 0 | 0 | 0 | 0 |  |  |  | 2017 Plan 2017: 564870.5898; 2018 Plan 2018: 597535.0276; 2019 Plan 2019: 123697.1424 | 1286102.7598 | 1286102.7598 | 1467671.2432 | 1297207.5211 | 1.1314 | 2019 | 2017-07-06 | 2018 |  | 1297207.5211 | 123697.1424 | based upon actual historical costs for similar projects | 0 | 0% | 0% | 0% | 100% | 0% | 0% | 0% | 0% | 0% | 0% | 0% | 0% | 0% | 0% | 0% | 0% | 0% | 0% | 0% | 100% | 100.5% | 100.9% | 101.5% | 102.1% | 102.9% | 103.8% | 104.4% | Category | 0 | 1 | 1 | 262 | 71.06%
EC.14101 | CLSD-Workplace Accommod Alterations 2015 | ExAnte | Facilities | Closed | 0 | 0 | 0 | 0 | 0 | 0 | 0 | 0 |  | 129615.27 | 55209.26 | 2017 Plan 2017: 162.4247 | 184986.9547 | 184986.9547 | 221096.6528 | 186682.6505 | 1.1843 | 2017 | 2015-09-21 | 2016 |  | 195417.2246 | 162.4247 |  | 0 | 31.02% | 0% | 0% | 13.86% | 0% | 0% | 0% | 55.12% | 0% | 0% | 0% | 0% | 0% | 0% | 0% | 0% | 0% | 0% | 0% | 100% | 100.2% | 100.4% | 100.6% | 100.9% | 101.2% | 101.5% | 101.8% | Category | 0 | 0 | 0 | 263 | 28.86%
EC.14102 | Telecoms Management Systems Replacement | ExAnte | Replacement | Potential | 0 | 0 | 0 | 0 | 0 | 0 | 0 | 0 |  |  |  | 2021 Plan 2021: 1038702.7452; 2022 Plan 2022: 117927.4463 | 1156630.1916 | 1156630.1916 | 1212162.7042 | 1182597.7602 | 1.025 | 2022 | 2021-05-21 | 2022 |  | 1071375.2034 | 117927.4463 | based upon actual historical costs for similar projects | 200000 | 0% | 0% | 0% | 100% | 0% | 0% | 0% | 0% | 0% | 0% | 0% | 0% | 0% | 0% | 0% | 0% | 0% | 0% | 0% | 100% | 100.5% | 101% | 101.5% | 102.2% | 103% | 103.9% | 104.5% | Project | 1 | 1 | 1 | 264 | 72.99%
EC.14103 | Operational Data Network Environment Rep | ExAnte | Replacement | Potential | 0 | 0 | 0 | 0 | 0 | 0 | 0 | 0 |  |  |  | 2022 Plan 2022: 291156.8018; 2023 Plan 2023: 994304.609 | 1285461.4108 | 1285461.4108 | 1292740.3309 | 1292740.3309 | 1 | 2023 | 2023-02-13 | 2023 |  | 1142594.0842 | 994304.609 | based upon actual historical costs for similar projects | 200000 | 0% | 0% | 0% | 100% | 0% | 0% | 0% | 0% | 0% | 0% | 0% | 0% | 0% | 0% | 0% | 0% | 0% | 0% | 0% | 100% | 100.5% | 101% | 101.5% | 102.2% | 103% | 103.9% | 104.6% | Project | 0 | 1 | 1 | 265 | 73.85%
EC.14104 | Operational Data Network Security Standa | ExAnte | Replacement | Potential | 0 | 0 | 0 | 0 | 0 | 0 | 0 | 0 |  |  |  | 2021 Plan 2021: 460705.5878 | 460705.5878 | 460705.5878 | 484028.8082 | 460705.5878 | 1.0506 | 2021 | 2021-03-11 | 2021 |  | 427810.9375 | 460705.5878 | based upon actual historical costs for similar projects | 80000 | 0% | 0% | 0% | 100% | 0% | 0% | 0% | 0% | 0% | 0% | 0% | 0% | 0% | 0% | 0% | 0% | 0% | 0% | 0% | 100% | 100.5% | 101% | 101.5% | 102.2% | 103% | 103.9% | 104.5% | Project | 1 | 1 | 1 | 266 | 72.98%
EC.14105 | Brinkworth - Waterloo Bearer Replacement | ExAnte | Replacement | Potential | 0 | 0 | 0 | 0 | 0 | 0 | 0 | 0 |  |  |  | 2020 Plan 2020: 557219.5626; 2021 Plan 2021: 527562.2129; 2022 Plan 2022: 11171155.6383 | 12255937.4139 | 12255937.4139 | 12604769.1023 | 12297335.7096 | 1.025 | 2022 | 2022-02-10 | 2022 |  | 11140779.2154 | 11171155.6383 | based upon actual historical costs for similar projects | 8255447.2771 | 0% | 6.663% | 2.462% | 0% | 0% | 0% | 0% | 0% | 0% | 1.545% | 0% | 0.1423% | 0% | 0% | 0% | 86.86% | 0% | 0% | 2.324% | 100% | 100.4% | 100.8% | 101.2% | 101.7% | 102.4% | 103.1% | 103.6% | Project | 1 | 1 | 1 | 267 | 58.6%
EC.14108 | Advanced Analytics for Bus Intelligence | ExAnte | Information Technology | Potential | 0 | 0 | 0 | 0 | 0 | 0 | 0 | 0 |  |  |  | 2020 Plan 2020: 77966.4815; 2021 Plan 2021: 564815.4892; 2022 Plan 2022: 141687.3161 | 784469.2868 | 784469.2868 | 822600.1453 | 802536.7272 | 1.025 | 2022 | 2021-07-08 | 2022 |  | 727058.6654 | 141687.3161 | based upon actual historical costs for similar projects | 0 | 0% | 0% | 0% | 100% | 0% | 0% | 0% | 0% | 0% | 0% | 0% | 0% | 0% | 0% | 0% | 0% | 0% | 0% | 0% | 100% | 100.6% | 101.2% | 101.9% | 102.7% | 103.8% | 104.8% | 105.6% | Project | 1 | 1 | 1 | 268 | 91.24%
EC.14111 | Treasury and Risk Systems Refresh | ExAnte | Information Technology | Potential | 0 | 0 | 0 | 0 | 0 | 0 | 0 | 0 |  |  |  | 2023 Plan 2023: 549714.9578; 2024 Plan 2024: 8138.0356 | 549714.9578 | 549714.9578 | 549714.9578 | 549714.9578 | 1 | 2024 | 2023-04-28 | 2023 |  | 485867.9224 | 8138.0356 | based upon actual historical costs for similar projects | 90000 | 0% | 0% | 0% | 100% | 0% | 0% | 0% | 0% | 0% | 0% | 0% | 0% | 0% | 0% | 0% | 0% | 0% | 0% | 0% | 100% | 100.5% | 101% | 101.5% | 102.2% | 103% | 103.9% | 104.5% | Project | 0 | 1 | 1 | 269 | 73.08%
EC.14113 | Project Opex Resource Modelling Sys Refr | ExAnte | Information Technology | Potential | 0 | 0 | 0 | 0 | 0 | 0 | 0 | 0 |  |  |  | 2019 Plan 2019: 109491.8644; 2020 Plan 2020: 158731.5114; 2021 Plan 2021: 20318.6667 | 288542.0425 | 288542.0425 | 313142.307 | 290783.7618 | 1.0769 | 2021 | 2020-06-08 | 2020 |  | 276772.1707 | 20318.6667 | based upon actual historical costs for similar projects | 52000 | 0% | 0% | 0% | 100% | 0% | 0% | 0% | 0% | 0% | 0% | 0% | 0% | 0% | 0% | 0% | 0% | 0% | 0% | 0% | 100% | 100.5% | 101% | 101.5% | 102.2% | 103% | 103.9% | 104.5% | Project | 1 | 1 | 1 | 270 | 72.99%
EC.14114 | Kilburn Substation Land Acquisition | ExAnte | Easements/Land | Deferred | 0 | 0 | 0 | 0 | 0 | 0 | 0 | 0 |  |  | 8906.79 | [8 empty] | 8906.79 | 8906.79 | 10548.7117 | 9556.6122 | 1.1038 | 2016 | 2019-01-31 | 2019 |  | 9323.5241 | 8906.79 |  | 0 | 0% | 0% | 0% | 0% | 0% | 100% | 0% | 0% | 0% | 0% | 0% | 0% | 0% | 0% | 0% | 0% | 0% | 0% | 0% | 100% | 100.1% | 100.3% | 100.4% | 100.6% | 100.9% | 101.1% | 101.3% | Category | 1 | 0 | 1 | 271 | 21.21%
EC.14115 | IT Backup and Archiving Systems Replace | ExAnte | Information Technology | Potential | 0 | 0 | 0 | 0 | 0 | 0 | 0 | 0 |  |  |  | 2020 Plan 2020: 466325.9134; 2021 Plan 2021: 234822.5767 | 701148.4901 | 701148.4901 | 748892.474 | 712806.6379 | 1.0506 | 2021 | 2020-09-22 | 2021 |  | 661911.8241 | 234822.5767 | based upon actual historical costs for similar projects | 117800 | 0% | 0% | 0% | 100% | 0% | 0% | 0% | 0% | 0% | 0% | 0% | 0% | 0% | 0% | 0% | 0% | 0% | 0% | 0% | 100% | 100.5% | 101% | 101.5% | 102.2% | 103% | 103.9% | 104.6% | Project | 1 | 1 | 1 | 272 | 73.89%
EC.14116 | Virtual Application Capability Refresh | ExAnte | Information Technology | Potential | 0 | 0 | 0 | 0 | 0 | 0 | 0 | 0 |  |  |  | 2019 Plan 2019: 38455.3152; 2020 Plan 2020: 250443.8231; 2021 Plan 2021: 431763.1259; 2022 Plan 2022: 198996.3033 | 919658.5675 | 919658.5675 | 969740.4229 | 946088.2174 | 1.025 | 2022 | 2021-09-30 | 2022 |  | 857109.2306 | 198996.3033 | based upon actual historical costs for similar projects | 152000 | 0% | 0% | 0% | 100% | 0% | 0% | 0% | 0% | 0% | 0% | 0% | 0% | 0% | 0% | 0% | 0% | 0% | 0% | 0% | 100% | 100.5% | 101% | 101.5% | 102.2% | 103% | 103.9% | 104.6% | Project | 1 | 1 | 1 | 273 | 73.91%
EC.14118 | Database Platform Refresh 19-20 | ExAnte | Information Technology | Potential | 0 | 0 | 0 | 0 | 0 | 0 | 0 | 0 |  |  |  | 2019 Plan 2019: 421954.1612; 2020 Plan 2020: 527111.1013; 2021 Plan 2021: 2151648.2755 | 3100713.5379 | 3100713.5379 | 3293974.9151 | 3135252.7449 | 1.0506 | 2021 | 2021-01-13 | 2021 |  | 2911393.852 | 2151648.2755 | based upon actual historical costs for similar projects | 545265 | 0% | 0% | 0% | 100% | 0% | 0% | 0% | 0% | 0% | 0% | 0% | 0% | 0% | 0% | 0% | 0% | 0% | 0% | 0% | 100% | 100.5% | 101% | 101.5% | 102.2% | 103% | 103.9% | 104.5% | Project | 1 | 1 | 1 | 274 | 72.99%
EC.14119 | NCIPAP Load Model Enhancements Capex Com | ExAnte | Augmentation | Closed | 0 | 0 | 0 | 0 | 0 | 0 | 0 | 0 |  |  | 40481.32 | [8 empty] | 40481.32 | 40481.32 | 47943.8466 | 40481.32 | 1.1843 | 2016 | 2015-11-17 | 2016 |  | 42375.3744 | 40481.32 |  | 0 | 0% | 0% | 0% | 0% | 0% | 0% | 0% | 100% | 0% | 0% | 0% | 0% | 0% | 0% | 0% | 0% | 0% | 0% | 0% | 100% | 100.3% | 100.6% | 101% | 101.4% | 101.9% | 102.5% | 102.9% | Category | 0 | 0 | 0 | 275 | 46.84%
EC.14120 | Back Up Control and Data Centre | ExAnte | Security/Compliance | Active | 0 | 0 | 0 | 0 | 0 | 0 | 0 | 0 |  |  | 48019.06 | 2017 Plan 2017: 211311.2907; 2018 Plan 2018: 1786172.5711; 2019 Plan 2019: 1048215.0011 | 3093717.9228 | 3093717.9228 | 3479850.9907 | 3152573.2489 | 1.1038 | 2019 | 2018-09-17 | 2019 |  | 3075681.2184 | 1048215.0011 | based upon actual historical costs for similar projects | 0 | 40% | 0% | 0% | 20% | 0% | 0% | 40% | 0% | 0% | 0% | 0% | 0% | 0% | 0% | 0% | 0% | 0% | 0% | 0% | 100% | 100.3% | 100.6% | 101% | 101.4% | 102% | 102.5% | 102.9% | Category | 1 | 1 | 1 | 276 | 47.41%
EC.14121 | Project Delivery Optimisation 2 | ExAnte | Augmentation | Potential | 0 | 0 | 0 | 0 | 0 | 0 | 0 | 0 |  |  |  | 2019 Plan 2019: 50820.5399; 2020 Plan 2020: 1509166.9068; 2021 Plan 2021: 142361.0129 | 1702348.4597 | 1702348.4597 | 1830872.0998 | 1700146.7533 | 1.0769 | 2021 | 2020-06-10 | 2020 |  | 1618224.1555 | 142361.0129 | based upon actual historical costs for similar projects | 0 | 0% | 0% | 0% | 0% | 0% | 0% | 0% | 100% | 0% | 0% | 0% | 0% | 0% | 0% | 0% | 0% | 0% | 0% | 0% | 100% | 100.6% | 101.2% | 101.9% | 102.7% | 103.8% | 104.8% | 105.6% | Project | 1 | 1 | 1 | 277 | 91.24%
EC.14122 | Davenport Under-voltage Load Shedding | ExAnte | Security/Compliance | Closed | 0 | 0 | 0 | 0 | 0 | 0 | 0 | 0 |  |  | 187262.35 | 2017 Plan 2017: 29364.355 | 216626.705 | 216626.705 | 255836.8662 | 220607.328 | 1.1597 | 2017 | 2016-07-07 | 2017 |  | 226122.5112 | 29364.355 |  | 161800.005 | 0% | 0% | 0% | 0% | 0% | 0% | 0% | 0% | 0% | 0% | 0% | 0% | 0% | 0% | 93.82% | 6.18% | 0% | 0% | 0% | 100% | 100.3% | 100.6% | 101% | 101.4% | 102% | 102.5% | 102.9% | Category | 0 | 0 | 0 | 278 | 47.41%
EC.14126 | Monash and Berri Relay Replacement | ExAnte | Replacement | Active | 0 | 0 | 0 | 0 | 0 | 0 | 0 | 0 |  |  |  | 2017 Plan 2017: 242978.9038; 2018 Plan 2018: 1506712.1555; 2019 Plan 2019: 48943.9072 | 1798634.9664 | 1798634.9664 | 2040512.4583 | 1803515.6852 | 1.1314 | 2019 | 2018-03-01 | 2018 |  | 1803515.6852 | 48943.9072 |  | 1114310.001 | 0% | 0% | 0% | 0% | 0% | 0% | 0% | 0% | 0% | 0% | 0% | 0% | 0% | 0% | 100% | 0% | 0% | 0% | 0% | 100% | 100.3% | 100.7% | 101.1% | 101.6% | 102.2% | 102.8% | 103.3% | Category | 0 | 1 | 1 | 279 | 53.08%
EC.14127 | GE D20 RTU Product Upgrades | ExAnte | Replacement | Active | 0 | 0 | 0 | 0 | 0 | 0 | 0 | 0 |  |  |  | 2017 Plan 2017: 162525.578; 2018 Plan 2018: 1865229.2353; 2019 Plan 2019: 476158.5235 | 2503913.3367 | 2503913.3367 | 2824405.435 | 2558771.925 | 1.1038 | 2019 | 2018-08-22 | 2019 |  | 2496362.8537 | 476158.5235 | based upon actual historical costs for similar projects | 1489691 | 0% | 0% | 0% | 0% | 0% | 0% | 0% | 0% | 0% | 0% | 0% | 0% | 0% | 0% | 100% | 0% | 0% | 0% | 0% | 100% | 100.3% | 100.7% | 101.1% | 101.6% | 102.2% | 102.8% | 103.3% | Category | 1 | 1 | 1 | 280 | 53.08%
EC.14128 | SDM Framework for C50 RTU Upgrades | ExAnte | Security/Compliance | Potential | 0 | 0 | 0 | 0 | 0 | 0 | 0 | 0 |  |  |  | 2018 Plan 2018: 200001.1993 | 200001.1993 | 200001.1993 | 226282.9995 | 200001.1993 | 1.1314 | 2018 | 2017-11-01 | 2018 |  | 200001.1993 | 200001.1993 |  | 0 | 0% | 0% | 0% | 0% | 0% | 0% | 0% | 0% | 0% | 0% | 0% | 0% | 0% | 0% | 100% | 0% | 0% | 0% | 0% | 100% | 100.3% | 100.6% | 101% | 101.4% | 102% | 102.5% | 102.9% | Category | 0 | 0 | 0 | 281 | 47.41%
EC.14129 | HV Test Equipment 2015-16 | ExAnte | Replacement | Closed | 0 | 0 | 0 | 0 | 0 | 0 | 0 | 0 |  |  | 420650.41 | 2017 Plan 2017: 61781.2121 | 482431.6221 | 482431.6221 | 569842.4504 | 491373.3591 | 1.1597 | 2017 | 2016-12-23 | 2017 |  | 503657.693 | 61781.2121 |  | 0 | 0% | 0% | 0% | 0% | 0% | 0% | 100% | 0% | 0% | 0% | 0% | 0% | 0% | 0% | 0% | 0% | 0% | 0% | 0% | 100% | 100.3% | 100.7% | 101.1% | 101.6% | 102.2% | 102.8% | 103.3% | Category | 0 | 0 | 0 | 282 | 53.08%
EC.14130 | Magill Substation TF Fire Extinguishing | ExAnte | Replacement | Active | 0 | 0 | 0 | 0 | 0 | 0 | 0 | 0 |  |  | 1350.18 | 2017 Plan 2017: 225417.5988; 2018 Plan 2018: 238046.1136; 2019 Plan 2019: 1322481.1539 | 1787295.0463 | 1787295.0463 | 1992113.4578 | 1804756.4716 | 1.1038 | 2019 | 2019-01-28 | 2019 |  | 1760738.0211 | 1322481.1539 | based upon actual historical costs for similar projects | 1320000 | 0% | 0% | 0% | 0% | 0% | 0% | 0% | 0% | 0% | 100% | 0% | 0% | 0% | 0% | 0% | 0% | 0% | 0% | 0% | 100% | 100.3% | 100.7% | 101.1% | 101.6% | 102.2% | 102.8% | 103.3% | Category | 1 | 1 | 1 | 283 | 53.08%
EC.14131 | Motorised Isolator LOPA Improvement | ExAnte | Security/Compliance | Active | 0 | 0 | 0 | 0 | 0 | 0 | 0 | 0 |  |  |  | 2017 Plan 2017: 1407159.5175; 2018 Plan 2018: 7504442.9603; 2019 Plan 2019: 2645888.5019 | 11557490.9797 | 11557490.9797 | 13043027.8649 | 11816339.5043 | 1.1038 | 2019 | 2018-07-11 | 2019 |  | 11528136.1018 | 2645888.5019 | based upon actual historical costs for similar projects | 5261396.834 | 0% | 0% | 0% | 0% | 0% | 0% | 0% | 0% | 0% | 53.95% | 0% | 0.4347% | 0% | 0% | 45.62% | 0% | 0% | 0% | 0% | 100% | 100.3% | 100.6% | 101% | 101.4% | 102% | 102.5% | 102.9% | Category | 1 | 1 | 1 | 284 | 47.41%
EC.14132 | Isolator Status Indication | ExAnte | Security/Compliance | Active | 0 | 0 | 0 | 0 | 0 | 0 | 0 | 0 |  |  |  | 2017 Plan 2017: 233423.2867; 2018 Plan 2018: 1317552.0574; 2019 Plan 2019: 258548.6945 | 1809524.0386 | 1809524.0386 | 2046778.0498 | 1854279.894 | 1.1038 | 2019 | 2018-07-09 | 2019 |  | 1809053.5551 | 258548.6945 | based upon actual historical costs for similar projects | 880087.2 | 0% | 0% | 0% | 0% | 0% | 0% | 0% | 0% | 0% | 80.3% | 0% | 0% | 0% | 0% | 3.79% | 15.91% | 0% | 0% | 0% | 100% | 100.3% | 100.6% | 101% | 101.4% | 102% | 102.5% | 102.9% | Category | 1 | 1 | 1 | 285 | 47.41%
EC.14133 | Dalrymple ESCRI Energy Storage | ExAnte | Augmentation | Potential | 0 | 0 | 0 | 0 | 0 | 0 | 0 | 0 |  |  |  | 2017 Plan 2017: 431512.0899; 2018 Plan 2018: 227037.4214; 2019 Plan 2019: 6590236.1159; 2020 Plan 2020: 22332.764 | 7271118.3912 | 7271118.3912 | 8055731.2549 | 7298094.9247 | 1.1038 | 2020 | 2019-05-30 | 2019 |  | 7120092.6095 | 22332.764 | based upon actual historical costs for similar projects | 16603181.2064 | 0% | 0.03493% | 0.5729% | 0% | 0% | 2.289% | 0% | 0% | 0% | 2.392% | 0% | 5.118% | 0.8522% | 0% | 88.19% | 0.09034% | 0.4556% | 0% | 0% | 100% | 100.3% | 100.6% | 101% | 101.4% | 101.9% | 102.5% | 102.9% | Category | 1 | 1 | 1 | 286 | 46.84%
EC.14134 | Spare 160 MVA 275_132 kV Transformer | ExAnte | Inventory/Spares | Active | 0 | 0 | 0 | 0 | 0 | 0 | 0 | 0 |  |  | 334653.6 | 2017 Plan 2017: 2884840.1041; 2018 Plan 2018: 88653.6719 | 3308147.376 | 3308147.376 | 3842178.8723 | 3313098.8 | 1.1597 | 2018 | 2017-06-27 | 2017 |  | 3395926.27 | 88653.6719 |  | 0 | 0% | 0% | 0% | 0% | 0% | 0% | 0% | 0% | 0% | 100% | 0% | 0% | 0% | 0% | 0% | 0% | 0% | 0% | 0% | 100% | 100% | 100.1% | 100.1% | 100.1% | 100.2% | 100.2% | 100.3% | Category | 0 | 0 | 0 | 287 | 4.381%
EC.14135 | Electric Vehicle Fleet and Charging Infr | ExAnte | Facilities | Active | 0 | 0 | 0 | 0 | 0 | 0 | 0 | 0 |  |  |  | 2017 Plan 2017: 26076.4756; 2018 Plan 2018: 285803.7478 | 311880.2234 | 311880.2234 | 353601.4247 | 312532.1353 | 1.1314 | 2018 | 2017-10-24 | 2018 |  | 312532.1353 | 285803.7478 |  | 0 | 0% | 0% | 0% | 0% | 0% | 0% | 0% | 100% | 0% | 0% | 0% | 0% | 0% | 0% | 0% | 0% | 0% | 0% | 0% | 100% | 100.2% | 100.4% | 100.6% | 100.9% | 101.2% | 101.5% | 101.8% | Category | 0 | 0 | 0 | 288 | 28.86%
EC.14136 | Rymill Building Accommodation Security a | ExAnte | Facilities | Active | 0 | 0 | 0 | 0 | 0 | 0 | 0 | 0 |  |  |  | 2017 Plan 2017: 449605.8235; 2018 Plan 2018: 297729.6758 | 747335.4992 | 747335.4992 | 858258.7146 | 758575.6448 | 1.1314 | 2018 | 2017-07-07 | 2018 |  | 758575.6448 | 297729.6758 |  | 0 | 50% | 0% | 0% | 0% | 0% | 0% | 0% | 50% | 0% | 0% | 0% | 0% | 0% | 0% | 0% | 0% | 0% | 0% | 0% | 100% | 100.2% | 100.4% | 100.6% | 100.9% | 101.2% | 101.5% | 101.8% | Category | 0 | 0 | 0 | 289 | 28.86%
EC.14137 | Cultana - Yadnarie F1810 132 kV Line Con | ExAnte | Refurbishment | Potential | 0 | 0 | 0 | 0 | 0 | 0 | 0 | 0 |  |  |  |  | 324957.3768 | 978350.8877 | 11562265.959 | 16607646.7163 | 8968073.3874 |  |  | 38441294.3272 | 38441294.3272 | 40539555.6347 | 39550785.9851 | 1.025 | 2022 | 2021-11-12 | 2022 |  | 35831060.0655 | 8968073.3874 | based upon actual historical costs for similar projects | 27344228.4015 | 0% | 0% | 0% | 0% | 0% | 0% | 0% | 0% | 0% | 0% | 0% | 0% | 0% | 0% | 0% | 0% | 0% | 0% | 100% | 100% | 100.3% | 100.7% | 101.1% | 101.5% | 102.1% | 102.8% | 103.2% | Project | 1 | 1 | 1 | 290 | 51.89%
EC.14145 | Yadnarie - Pt Lincoln F1811 132 kV Line | ExAnte | Refurbishment | Potential | 0 | 0 | 0 | 0 | 0 | 0 | 0 | 0 |  |  |  |  | 297459.9321 | 890087.6586 | 8745903.4761 | 12345669.2274 | 12743410.7075 | 6841787.6575 |  | 41864318.6591 | 41864318.6591 | 43611872.6667 | 43611872.6667 | 1 | 2023 | 2022-11-11 | 2023 |  | 38546540.6472 | 6841787.6575 | based upon actual historical costs for similar projects | 29930532.4675 | 0% | 0% | 0% | 0% | 0% | 0% | 0% | 0% | 0% | 0% | 0% | 0% | 0% | 0% | 0% | 0% | 0% | 0% | 100% | 100% | 100.3% | 100.7% | 101.1% | 101.6% | 102.2% | 102.8% | 103.2% | Project | 0 | 1 | 1 | 291 | 52.48%
EC.14164 | CLSD-300 Pirie Street L1 West Upgrade | ExAnte | Facilities | Closed | 0 | 0 | 0 | 0 | 0 | 0 | 0 | 0 |  |  |  | 2017 Plan 2017: 184794.1601 | 184794.1601 | 184794.1601 | 214304.5712 | 184794.1601 | 1.1597 | 2017 | 2016-09-02 | 2017 |  | 189414.0141 | 184794.1601 |  | 0 | 30% | 0% | 0% | 0% | 0% | 0% | 0% | 70% | 0% | 0% | 0% | 0% | 0% | 0% | 0% | 0% | 0% | 0% | 0% | 100% | 100.2% | 100.4% | 100.6% | 100.9% | 101.2% | 101.5% | 101.8% | Category | 0 | 0 | 0 | 292 | 28.86%
EC.14170 | Kilburn 275 kV Emergency Bypass | ExAnte | Security/Compliance | Potential | 0 | 0 | 0 | 0 | 0 | 0 | 0 | 0 |  |  |  | 2019 Plan 2019: 137830.5361 | 137830.5361 | 137830.5361 | 152139.1224 | 137830.5361 | 1.1038 | 2019 | 2019-04-08 | 2019 |  | 134468.8157 | 137830.5361 | based upon actual historical costs for similar projects | 25000 | 0% | 0% | 0% | 0% | 0% | 0% | 0% | 0% | 0% | 0% | 0% | 0% | 0% | 0% | 0% | 100% | 0% | 0% | 0% | 100% | 100.5% | 101% | 101.6% | 102.3% | 103.2% | 104.1% | 104.8% | Project | 1 | 1 | 1 | 293 | 77.61%
EC.14171 | South Australia Energy Transformation | Contingent - High | Augmentation | Active | 0 | 0 | 0 | 0 | 0 | 0 | 0 | 0 |  |  |  | 2017 Plan 2017: 1902674.9251; 2018 Plan 2018: 1018748.5082 | 2921423.4332 | 2921423.4332 | 3359140.0166 | 2968990.3064 | 1.1314 | 2018 | 2018-09-27 | RIT-T |  | 2968990.3064 | 1018748.5082 |  | 0 | 0% | 0% | 0% | 0% | 0% | 0% | 0% | 100% | 0% | 0% | 0% | 0% | 0% | 0% | 0% | 0% | 0% | 0% | 0% | 100% | 100.3% | 100.6% | 101% | 101.4% | 101.9% | 102.5% | 102.9% | Category | 0 | 0 | 0 | 294 | 46.84%
EC.14172 | Eyre Peninsula Transmission Supply | Contingent - High | Augmentation | Active | 0 | 0 | 0 | 0 | 0 | 0 | 0 | 0 |  |  |  | 2017 Plan 2017: 122036.9652; 2018 Plan 2018: 385207.4373 | 507244.4025 | 507244.4025 | 577352.3236 | 510295.3266 | 1.1314 | 2018 | 2021-10-25 | RIT-T |  | 510295.3266 | 385207.4373 |  | 0 | 0% | 0% | 0% | 0% | 0% | 0% | 0% | 0% | 0% | 10% | 0% | 0% | 0% | 0% | 10% | 80% | 0% | 0% | 0% | 100% | 100.3% | 100.6% | 101% | 101.4% | 101.9% | 102.5% | 102.9% | Category | 0 | 0 | 0 | 295 | 46.84%
EC.14174 | Templers Plant Limit Increase | ExAnte | Augmentation | Potential | 0 | 0 | 0 | 0 | 0 | 0 | 0 | 0 |  |  |  | 2017 Plan 2017: 391.1265; 2018 Plan 2018: 513736.135; 2019 Plan 2019: 582.7554 | 514710.0168 | 514710.0168 | 582342.1221 | 514705.5814 | 1.1314 | 2019 | 2018-05-01 | 2018 |  | 514705.5814 | 582.7554 |  | 334426.1989 | 0% | 0% | 0% | 0% | 0% | 0% | 0% | 0% | 0% | 93.65% | 0% | 6.35% | 0% | 0% | 0% | 0% | 0% | 0% | 0% | 100% | 100.3% | 100.6% | 101% | 101.4% | 101.9% | 102.5% | 102.9% | Category | 0 | 1 | 1 | 296 | 46.84%
EC.14176 | Surge Arrester Unit Asset Replacement 20 | ExAnte | Replacement | Potential | 0 | 0 | 0 | 0 | 0 | 0 | 0 | 0 |  |  |  | 2019 Plan 2019: 20387.3668; 2021 Plan 2021: 139868.4595; 2022 Plan 2022: 1374343.3372; 2023 Plan 2023: 1305369.8001 | 2839968.9636 | 2839968.9636 | 2883524.8593 | 2883524.8593 | 1 | 2023 | 2023-01-25 | 2023 |  | 2548615.8103 | 1305369.8001 | based upon actual historical costs for similar projects | 1459312.3068 | 0% | 0% | 0% | 0% | 0% | 0% | 0% | 0% | 0% | 100% | 0% | 0% | 0% | 0% | 0% | 0% | 0% | 0% | 0% | 100% | 100.3% | 100.6% | 100.9% | 101.3% | 101.9% | 102.4% | 102.8% | Project | 0 | 1 | 1 | 297 | 45.17%
EC.14178 | Elevating Work Platform Procurement for | ExAnte | Other | Active | 0 | 0 | 0 | 0 | 0 | 0 | 0 | 0 |  |  |  | 2017 Plan 2017: 802345.128; 2018 Plan 2018: 3028375.6232 | 3830720.7513 | 3830720.7513 | 4356803.416 | 3850779.3795 | 1.1314 | 2018 | 2018-03-19 | 2018 |  | 3850779.3795 | 3028375.6232 |  | 3398556.74 | 0% | 0% | 0% | 0% | 0% | 0% | 0% | 0% | 0% | 0% | 0% | 0% | 0% | 0% | 0% | 100% | 0% | 0% | 0% | 100% | 100.3% | 100.6% | 100.9% | 101.3% | 101.8% | 102.3% | 102.7% | Category | 0 | 0 | 0 | 298 | 43.71%
EC.14179 | Live Line Manual Development | ExAnte | Replacement | Active | 0 | 0 | 0 | 0 | 0 | 0 | 0 | 0 |  |  |  | 2017 Plan 2017: 614790.5353; 2018 Plan 2018: 49292.6256 | 664083.1609 | 664083.1609 | 768738.6188 | 662880.9018 | 1.1597 | 2018 | 2017-06-29 | 2017 |  | 679452.9243 | 49292.6256 |  | 0 | 0% | 0% | 0% | 0% | 0% | 0% | 0% | 100% | 0% | 0% | 0% | 0% | 0% | 0% | 0% | 0% | 0% | 0% | 0% | 100% | 100.3% | 100.7% | 101.1% | 101.6% | 102.2% | 102.8% | 103.3% | Category | 0 | 0 | 0 | 299 | 53.08%
EC.14180 | Pimba PLC Replacement | ExAnte | Replacement | Potential | 0 | 0 | 0 | 0 | 0 | 0 | 0 | 0 |  |  |  | 2020 Plan 2020: 291417.2417; 2021 Plan 2021: 1761441.6359; 2022 Plan 2022: 2076890.7159; 2023 Plan 2023: 2211.0611 | 4131960.6546 | 4131960.6546 | 4295463.1591 | 4190695.765 | 1.025 | 2023 | 2022-04-22 | 2022 |  | 3796563.5305 | 2211.0611 | based upon competitive tender processes for similar projects | 1999024.1811 | 0% | 56.42% | 40.69% | 0% | 0% | 0% | 0% | 0% | 0% | 0% | 0% | 0% | 2.889% | 0% | 0% | 0% | 0% | 0% | 0% | 100% | 100.3% | 100.5% | 100.9% | 101.2% | 101.7% | 102.2% | 102.6% | Project | 1 | 1 | 1 | 300 | 41.58%
EC.14182 | South East SVC Computer Control System R | ExAnte | Replacement | Potential | 0 | 0 | 0 | 0 | 0 | 0 | 0 | 0 |  |  |  | 2021 Plan 2021: 970966.8784; 2022 Plan 2022: 3974482.8708 | 4945449.7491 | 4945449.7491 | 5093967.0191 | 4969723.9211 | 1.025 | 2022 | 2022-04-08 | 2022 |  | 4502324.5908 | 3974482.8708 | based upon estimates obtained from contractors or manufacturers | 3205211 | 0% | 0% | 0% | 0% | 0% | 0% | 0% | 0% | 0% | 0.4418% | 0% | 1.872% | 0% | 0% | 97.69% | 0% | 0% | 0% | 0% | 100% | 100.1% | 100.3% | 100.5% | 100.7% | 100.9% | 101.2% | 101.4% | Project | 1 | 1 | 1 | 301 | 22.77%
EC.14184 | Secondary Injection Test Unit | ExAnte | Replacement | Closed | 0 | 0 | 0 | 0 | 0 | 0 | 0 | 0 |  |  |  | 2017 Plan 2017: 53200.2028 | 53200.2028 | 53200.2028 | 61695.9251 | 53200.2028 | 1.1597 | 2017 | 2016-11-30 | 2017 |  | 54530.2079 | 53200.2028 |  | 0 | 0% | 0% | 0% | 0% | 0% | 0% | 0% | 100% | 0% | 0% | 0% | 0% | 0% | 0% | 0% | 0% | 0% | 0% | 0% | 100% | 100.3% | 100.7% | 101.1% | 101.6% | 102.2% | 102.8% | 103.3% | Category | 0 | 0 | 0 | 302 | 53.08%
EC.14185 | SF6 Trailer Mounted Service Cart | ExAnte | Other | Active | 0 | 0 | 0 | 0 | 0 | 0 | 0 | 0 |  |  |  | 2017 Plan 2017: 129525.2694 | 129525.2694 | 129525.2694 | 150209.6024 | 129525.2694 | 1.1597 | 2017 | 2017-04-21 | 2017 |  | 132763.4011 | 129525.2694 |  | 0 | 0% | 0% | 0% | 0% | 0% | 0% | 0% | 100% | 0% | 0% | 0% | 0% | 0% | 0% | 0% | 0% | 0% | 0% | 0% | 100% | 100.3% | 100.6% | 100.9% | 101.3% | 101.8% | 102.3% | 102.7% | Category | 0 | 0 | 0 | 303 | 43.71%
EC.14187 | SA Over-Frequency Generation Shedding (OFGS) Scheme | ExAnte | Security/Compliance | Active | [11 empty] | 2017 Plan 2017: 265428.3331; 2018 Plan 2018: 33342.9594 | 298771.2925 | 298771.2925 | 345539.989 | 305407.0008 | 1.1314 | 2018 | 2017-06-26 | 2018 |  | 305407.0008 | 33342.9594 |  | 0 | 0% | 0% | 0% | 0% | 0% | 0% | 0% | 0% | 0% | 0% | 0% | 0% | 0% | 0% | 100% | 0% | 0% | 0% | 0% | 100% | 100.3% | 100.6% | 101% | 101.4% | 102% | 102.5% | 102.9% | Category | 0 | 0 | 0 | 304 | 47.41%
EC.14188 | Warehousing project | ExAnte | Facilities | Active | [11 empty] | 2017 Plan 2017: 996355.7584; 2018 Plan 2018: 3506803.6533 | 4503159.4117 | 4503159.4117 | 5123093.6695 | 4528068.3056 | 1.1314 | 2018 | 2018-05-04 | 2018 |  | 4528068.3056 | 3506803.6533 |  | 0 | 100% | 0% | 0% | 0% | 0% | 0% | 0% | 0% | 0% | 0% | 0% | 0% | 0% | 0% | 0% | 0% | 0% | 0% | 0% | 100% | 100.2% | 100.4% | 100.6% | 100.9% | 101.2% | 101.5% | 101.8% | Category | 0 | 0 | 0 | 305 | 28.86%
EC.14189 | Temporary Transmission Structures Acquisition | ExAnte | Inventory/Spares | Active | [11 empty] | 2017 Plan 2017: 696734.6472; 2018 Plan 2018: 2264885.6266 | 2961620.2737 | 2961620.2737 | 3370508.7837 | 2979038.6399 | 1.1314 | 2018 | 2017-08-16 | 2018 |  | 2979038.6399 | 2264885.6266 |  | 0 | 0% | 0% | 0% | 0% | 0% | 0% | 0% | 0% | 0% | 0% | 0% | 0% | 0% | 0% | 0% | 100% | 0% | 0% | 0% | 100% | 100% | 100.1% | 100.1% | 100.1% | 100.2% | 100.2% | 100.3% | Category | 0 | 0 | 0 | 306 | 4.381%
EC.14190 | Yorke Peninsula Telecoms Bearer | ExAnte | Augmentation | Active | [11 empty] | 2017 Plan 2017: 167121.3936; 2018 Plan 2018: 3324936.0214; 2019 Plan 2019: 522002.6402 | 4014060.0553 | 4014060.0553 | 4531862.7454 | 4105643.9763 | 1.1038 | 2019 | 2018-06-19 | 2019 |  | 4005506.3184 | 522002.6402 | based upon actual historical costs for similar projects | 3954701.0815 | 0% | 99.95% | 0.0531% | 0% | 0% | 0% | 0% | 0% | 0% | 0% | 0% | 0% | 0% | 0% | 0% | 0% | 0% | 0% | 0% | 100% | 100.3% | 100.6% | 101% | 101.4% | 101.9% | 102.5% | 102.9% | Category | 1 | 1 | 1 | 307 | 46.84%
EC.14191 | Davenport-Cultana Telecoms Bearer | ExAnte | Augmentation | Active | [11 empty] | 2017 Plan 2017: 218266.0005; 2018 Plan 2018: 5259672.6549; 2019 Plan 2019: 1016725.5445 | 6494664.1999 | 6494664.1999 | 7326233.2453 | 6637205.7325 | 1.1038 | 2019 | 2018-06-27 | 2019 |  | 6475322.6659 | 1016725.5445 | based upon actual historical costs for similar projects | 5306398.702 | 0% | 99.96% | 0.03957% | 0% | 0% | 0% | 0% | 0% | 0% | 0% | 0% | 0% | 0% | 0% | 0% | 0% | 0% | 0% | 0% | 100% | 100.3% | 100.6% | 101% | 101.4% | 101.9% | 102.5% | 102.9% | Category | 1 | 1 | 1 | 308 | 46.84%
EC.14193 | Transformer GIC Monitoring | ExAnte | Security/Compliance | Potential | [11 empty] | 2018 Plan 2018: 21829.6993; 2019 Plan 2019: 409679.8082 | 431509.5076 | 431509.5076 | 476908.1545 | 432055.25 | 1.1038 | 2019 | 2019-03-01 | 2019 |  | 421517.3171 | 409679.8082 | based upon competitive tender processes for similar projects | 215160 | 0% | 0% | 0% | 0% | 0% | 0% | 0% | 0% | 0% | 6.581% | 0% | 0% | 0% | 0% | 86.45% | 0% | 6.972% | 0% | 0% | 100% | 100.4% | 100.8% | 101.2% | 101.8% | 102.5% | 103.2% | 103.7% | Project | 1 | 1 | 1 | 309 | 60.16%
EC.14196 | East Terrace 275 kV GIS Gas Monitoring S | ExAnte | Replacement | Active | [11 empty] | 2017 Plan 2017: 444467.2272; 2018 Plan 2018: 553784.9603 | 998252.1876 | 998252.1876 | 1142002.5703 | 1009363.8682 | 1.1314 | 2018 | 2017-09-29 | 2018 |  | 1009363.8682 | 553784.9603 |  | 0 | 0% | 0% | 0% | 0% | 0% | 0% | 0% | 0% | 0% | 0% | 0% | 0% | 0% | 0% | 100% | 0% | 0% | 0% | 0% | 100% | 100.3% | 100.7% | 101.1% | 101.6% | 102.2% | 102.8% | 103.3% | Category | 0 | 0 | 0 | 310 | 53.08%
EC.14198 | Substation Access Roads and Drainage Upg | ExAnte | Security/Compliance | Active | [11 empty] | 2017 Plan 2017: 96173.0804; 2018 Plan 2018: 3054699.2593; 2019 Plan 2019: 71375.6552 | 3222247.9949 | 3222247.9949 | 3646428.4866 | 3222911.4523 | 1.1314 | 2019 | 2018-05-09 | 2018 |  | 3222911.4523 | 71375.6552 |  | 1860929.1815 | 0% | 0.5374% | 0% | 0% | 0% | 0% | 0% | 0% | 0% | 0% | 0% | 99.46% | 0% | 0% | 0% | 0% | 0% | 0% | 0% | 100% | 100.3% | 100.6% | 101% | 101.4% | 102% | 102.5% | 102.9% | Category | 0 | 1 | 1 | 311 | 47.41%
EC.14199 | East Terrace, Northfield and Kilburn Eme | ExAnte | Security/Compliance | Potential | [11 empty] | 2017 Plan 2017: 138043.688; 2018 Plan 2018: 2646031.8898 | 2784075.5779 | 2784075.5779 | 3153830.5682 | 2787526.6701 | 1.1314 | 2018 | 2018-02-28 | 2018 |  | 2787526.6701 | 2646031.8898 |  | 2046241.48 | 0% | 0% | 0% | 0% | 0% | 0% | 0% | 0% | 0% | 94.32% | 0% | 0% | 0% | 0% | 0% | 0% | 5.681% | 0% | 0% | 100% | 100.3% | 100.6% | 101% | 101.4% | 102% | 102.5% | 102.9% | Category | 0 | 0 | 0 | 312 | 47.41%
EC.14200 | 160 MVA 275_132 kV Emergency Transformer | ExAnte | Security/Compliance | Potential | [11 empty] | 2017 Plan 2017: 68971.369; 2018 Plan 2018: 1330165.3522 | 1399136.7212 | 1399136.7212 | 1584945.6466 | 1400861.0054 | 1.1314 | 2018 | 2018-02-28 | 2018 |  | 1400861.0054 | 1330165.3522 |  | 874921.8277 | 0% | 0% | 0% | 0% | 0% | 0% | 0% | 0% | 0% | 47.21% | 0% | 12.55% | 0% | 0% | 36.81% | 3.429% | 0% | 0% | 0% | 100% | 100.3% | 100.6% | 101% | 101.4% | 102% | 102.5% | 102.9% | Category | 0 | 0 | 0 | 313 | 47.41%
EC.14201 | Re-deployable Telecommunication Site | ExAnte | Security/Compliance | Potential | [11 empty] | 2017 Plan 2017: 101669.2361; 2018 Plan 2018: 1135382.4082; 2019 Plan 2019: 588.8238 | 1237640.4682 | 1237640.4682 | 1403136.0768 | 1240167.8376 | 1.1314 | 2019 | 2018-03-20 | 2018 |  | 1240167.8376 | 588.8238 |  | 663206.2172 | 0% | 6.785% | 63.06% | 0% | 0% | 0% | 0% | 0% | 0% | 0% | 30.16% | 0% | 0% | 0% | 0% | 0% | 0% | 0% | 0% | 100% | 100.3% | 100.6% | 101% | 101.4% | 102% | 102.5% | 102.9% | Category | 0 | 1 | 1 | 314 | 47.41%
EC.14202 | Revenue Meter Replacement 2018-23 | ExAnte | Replacement | Potential | [11 empty] | 2021 Plan 2021: 78330.2881; 2022 Plan 2022: 872942.6085; 2023 Plan 2023: 439342.9863 | 1390615.8829 | 1390615.8829 | 1416404.9189 | 1416404.9189 | 1 | 2023 | 2022-10-19 | 2023 |  | 1251895.5606 | 439342.9863 | based upon competitive tender processes for similar projects | 587549.6392 | 0% | 0% | 24.51% | 0% | 0% | 0% | 0% | 0% | 0% | 0% | 0% | 0% | 0% | 0% | 75.49% | 0% | 0% | 0% | 0% | 100% | 100.3% | 100.7% | 101.1% | 101.6% | 102.2% | 102.8% | 103.3% | Category | 0 | 1 | 1 | 315 | 53.08%
EC.14203 | Telco DC Power Systems Upgrade | ExAnte | Security/Compliance | Potential | [11 empty] | 2017 Plan 2017: 19163.6522; 2018 Plan 2018: 1127306.6647 | 1146470.3169 | 1146470.3169 | 1297667.9802 | 1146949.4082 | 1.1314 | 2018 | 2018-03-20 | 2018 |  | 1146949.4082 | 1127306.6647 |  | 612419.7834 | 0% | 2.939% | 92.16% | 0% | 0% | 0% | 0% | 0% | 0% | 0% | 0% | 0% | 0% | 0% | 0% | 4.899% | 0% | 0% | 0% | 100% | 100.3% | 100.6% | 101% | 101.4% | 102% | 102.5% | 102.9% | Category | 0 | 0 | 0 | 316 | 47.41%
EC.14205 | Secondary Systems Product Evaluation 201 | ExAnte | Replacement | Potential | [13 empty] | 463007.4943 | 432615.5508 | 442963.19 | 457154.0669 | 370592.4235 |  | 2166332.7255 | 2166332.7255 | 2281516.8151 | 2281516.8151 | 1 | 2023 | 2023-02-17 | 2023 |  | 2016528.4193 | 370592.4235 | based upon actual historical costs for similar projects | 340000 | 0% | 0% | 0% | 0% | 0% | 0% | 0% | 0% | 0% | 0% | 0% | 0% | 0% | 0% | 100% | 0% | 0% | 0% | 0% | 100% | 100.3% | 100.7% | 101.1% | 101.6% | 102.2% | 102.8% | 103.3% | Category | 0 | 1 | 1 | 317 | 53.08%
EC.14206 | Renewable Microgrid Demonstration Testbe | ExAnte | Security/Compliance | Potential | [11 empty] | 2017 Plan 2017: 6847.1142; 2018 Plan 2018: 666525.7819 | 673372.8961 | 673372.8961 | 762053.297 | 673544.0739 | 1.1314 | 2018 | 2018-01-10 | 2018 |  | 673544.0739 | 666525.7819 |  | 95000 | 0% | 0% | 0% | 0% | 0% | 0% | 0% | 100% | 0% | 0% | 0% | 0% | 0% | 0% | 0% | 0% | 0% | 0% | 0% | 100% | 100.3% | 100.6% | 101% | 101.4% | 102% | 102.5% | 102.9% | Category | 0 | 0 | 0 | 318 | 47.41%
EC.14207 | Special Protection and Wide Area Monitor | ExAnte | Security/Compliance | Potential | [11 empty] | 2017 Plan 2017: 110425.9115; 2018 Plan 2018: 1997879.5929; 2019 Plan 2019: 2635288.5499; 2020 Plan 2020: 648259.7005 | 5391853.7549 | 5391853.7549 | 5995447.8486 | 5567369.3404 | 1.0769 | 2020 | 2019-07-26 | 2020 |  | 5299102.2871 | 648259.7005 | based upon actual historical costs for similar projects | 3282320.12 | 0% | 0% | 2.228% | 0% | 0% | 0% | 0% | 0% | 0% | 0% | 0% | 0% | 0% | 0% | 97.77% | 0% | 0% | 0% | 0% | 100% | 100.3% | 100.6% | 101% | 101.4% | 102% | 102.5% | 102.9% | Category | 1 | 1 | 1 | 319 | 47.41%
EC.14209 | Substation Improvements for System Black | ExAnte | Security/Compliance | Potential | [11 empty] | 2019 Plan 2019: 4213889.7323; 2020 Plan 2020: 3615811.6566 | 7829701.3889 | 7829701.3889 | 8545179.4809 | 7935048.6322 | 1.0769 | 2020 | 2019-08-09 | 2020 |  | 7552693.5226 | 3615811.6566 | based upon actual historical costs for similar projects | 1949000 | 0% | 0% | 0% | 0% | 0% | 0% | 0% | 0% | 0% | 0% | 2.001% | 98% | 0% | 0% | 0% | 0% | 0% | 0% | 0% | 100% | 100.3% | 100.6% | 101% | 101.4% | 102% | 102.5% | 102.9% | Category | 1 | 1 | 1 | 320 | 47.41%
EC.14210 | High Risk Substation Environmental Inves | ExAnte | Security/Compliance | Potential | [11 empty] | 2017 Plan 2017: 134486.3761; 2018 Plan 2018: 2602411.8171 | 2736898.1932 | 2736898.1932 | 3100353.0684 | 2740260.3526 | 1.1314 | 2018 | 2018-02-19 | 2018 |  | 2740260.3526 | 2602411.8171 |  | 1110000 | 0% | 0% | 0% | 0% | 0% | 0% | 0% | 0% | 0% | 86.49% | 0% | 13.51% | 0% | 0% | 0% | 0% | 0% | 0% | 0% | 100% | 100.3% | 100.6% | 101% | 101.4% | 102% | 102.5% | 102.9% | Category | 0 | 0 | 0 | 321 | 47.41%
EC.14214 | Transmission Line Access Track Upgrade | ExAnte | Security/Compliance | Potential | [11 empty] | 2019 Plan 2019: 1626649.1978; 2020 Plan 2020: 2082864.316 | 3709513.5138 | 3709513.5138 | 4038533.4082 | 3750179.7438 | 1.0769 | 2020 | 2019-10-10 | 2020 |  | 3569475.0685 | 2082864.316 | based upon actual historical costs for similar projects | 2166900 | 0% | 0% | 0% | 0% | 0% | 0% | 0% | 0% | 0% | 0% | 0% | 100% | 0% | 0% | 0% | 0% | 0% | 0% | 0% | 100% | 100.3% | 100.6% | 101% | 101.4% | 102% | 102.5% | 102.9% | Category | 1 | 1 | 1 | 322 | 47.41%
EC.14215 | Para 275 kV 50 MVar Reactor | ExAnte | Security/Compliance | Potential | [11 empty] | 2021 Plan 2021: 292231.8505; 2022 Plan 2022: 3089157.1969; 2023 Plan 2023: 1532398.1084 | 4913787.1559 | 4913787.1559 | 5005810.3233 | 5005810.3233 | 1 | 2023 | 2022-10-19 | 2023 |  | 4424406.9172 | 1532398.1084 | based upon competitive tender processes for similar projects | 0 | 0% | 0% | 0.99% | 0% | 0% | 0% | 0% | 0% | 0% | 79.7% | 0% | 13.31% | 0% | 0% | 5.009% | 0.66% | 0.33% | 0% | 0% | 100% | 100.3% | 100.6% | 101% | 101.4% | 102% | 102.5% | 102.9% | Category | 0 | 1 | 1 | 323 | 47.41%
EC.14216 | Blyth West 275 kV 50 Mvar Reactor | ExAnte | Security/Compliance | Potential | [11 empty] | 2019 Plan 2019: 41724.1367; 2020 Plan 2020: 1345116.392; 2021 Plan 2021: 3173675.915; 2022 Plan 2022: 143809.7923 | 4704326.236 | 4704326.236 | 4976347.1673 | 4736558.8743 | 1.0506 | 2022 | 2021-05-21 | 2021 |  | 4398365.7805 | 143809.7923 | based upon competitive tender processes for similar projects | 3030390.7716 | 0% | 0% | 0.99% | 0% | 0% | 0% | 0% | 0% | 0% | 79.7% | 0% | 13.31% | 0% | 0% | 5.009% | 0.66% | 0.33% | 0% | 0% | 100% | 100.3% | 100.6% | 101% | 101.4% | 102% | 102.5% | 102.9% | Category | 1 | 1 | 1 | 324 | 47.41%
EC.11316F18 | SA Water Pump Stations Transformer Repla | ExAnte | Replacement | Active | [11 empty] | 2017 Plan 2017: 14132800.7072; 2018 Plan 2018: 7787699.5986 | 21920500.3058 | 21920500.3058 | 25200783.2464 | 22273820.3235 | 1.1314 | 2018 | 2018-11-16 | 2018 |  | 22273820.3235 | 7787699.5986 | derived directly from competitive tender processes | 55413255.6207 | 0% | 2.074% | 14.01% | 0% | 0.1173% | 0% | 0% | 0% | 0% | 32.34% | 3.909% | 15.87% | 1.153% | 0% | 21.74% | 4.681% | 4.105% | 0% | 0% | 100% | 100.3% | 100.7% | 101.1% | 101.6% | 102.2% | 102.8% | 103.3% | Category | 0 | 0 | 0 | 325 | 53.08%
EC.11890F18 | Unit Asset Replacements 2013-18 | ExAnte | Replacement | Active | [11 empty] | 2017 Plan 2017: 4218047.0794; 2018 Plan 2018: 8321469.1427 | 12539516.2222 | 12539516.2222 | 14306619.9671 | 12644967.3992 | 1.1314 | 2018 | 2018-03-15 | 2018 |  | 12644967.3992 | 8321469.1427 | derived directly from competitive tender processes | 49095475 | 0% | 0% | 0% | 0% | 0% | 0% | 0% | 0% | 0% | 100% | 0% | 0% | 0% | 0% | 0% | 0% | 0% | 0% | 0% | 100% | 100.3% | 100.7% | 101.1% | 101.6% | 102.2% | 102.8% | 103.3% | Category | 0 | 0 | 0 | 326 | 53.08%
EC.11316F19 | SA Water Pump Stations Transformer Repla | ExAnte | Replacement | Active | [11 empty] | 2018 Plan 2018: 7787699.5986; 2019 Plan 2019: 4221950.6372; 2020 Plan 2020: 141807.5921 | 12151457.828 | 12151457.828 | 13624022.0889 | 12342691.5962 | 1.1038 | 2020 | 2018-11-16 | 2019 |  | 12041650.3377 | 141807.5921 | derived directly from competitive tender processes | 55413255.6207 | 0% | 2.074% | 14.01% | 0% | 0.1173% | 0% | 0% | 0% | 0% | 32.34% | 3.909% | 15.87% | 1.153% | 0% | 21.74% | 4.681% | 4.105% | 0% | 0% | 100% | 100.3% | 100.7% | 101.1% | 101.6% | 102.2% | 102.8% | 103.3% | Category | 1 | 1 | 1 | 327 | 53.08%
EC.11890F19 | Unit Asset Replacements 2013-18 | ExAnte | Replacement | Active | [11 empty] | 2019 Plan 2019: 310123.3352 | 310123.3352 | 310123.3352 | 342318.1351 | 310123.3352 | 1.1038 | 2019 | 2018-03-15 | 2019 |  | 302559.3514 | 310123.3352 | derived directly from competitive tender processes | 49095475 | 0% | 0% | 0% | 0% | 0% | 0% | 0% | 0% | 0% | 100% | 0% | 0% | 0% | 0% | 0% | 0% | 0% | 0% | 0% | 100% | 100.3% | 100.7% | 101.1% | 101.6% | 102.2% | 102.8% | 103.3% | Category | 1 | 1 | 1 | 328 | 53.08%
EC.14081F20 | Line Insulator Systems Refurbishment 201 | ExAnte | Refurbishment | Potential | [11 empty] | 2019 Plan 2019: 3675704.996; 2020 Plan 2020: 6725493.7105 | 10401198.7065 | 10401198.7065 | 11299911.6821 | 10493091.3314 | 1.0769 | 2020 | 2023-02-21 | 2020 |  | 9987475.3898 | 6725493.7105 | based upon actual historical costs for similar projects | 0 | 0% | 0% | 0% | 0% | 0% | 0% | 0% | 0% | 0% | 0% | 0% | 0% | 0% | 0% | 0% | 0% | 0% | 0% | 100% | 100% | 100.3% | 100.6% | 100.9% | 101.3% | 101.9% | 102.4% | 102.8% | Project | 1 | 1 | 1 | 329 | 45.22%
EC.14081F21 | Line Insulator Systems Refurbishment 201 | ExAnte | Refurbishment | Potential | [11 empty] | 2020 Plan 2020: 7797201.806; 2021 Plan 2021: 5292728.9887 | 13089930.7947 | 13089930.7947 | 13957406.9199 | 13284860.8399 | 1.0506 | 2021 | 2023-02-21 | 2021 |  | 12336313.9501 | 5292728.9887 | based upon actual historical costs for similar projects | 0 | 0% | 0% | 0% | 0% | 0% | 0% | 0% | 0% | 0% | 0% | 0% | 0% | 0% | 0% | 0% | 0% | 0% | 0% | 100% | 100% | 100.3% | 100.6% | 100.9% | 101.3% | 101.9% | 102.4% | 102.8% | Project | 1 | 1 | 1 | 330 | 45.22%
EC.14081F22 | Line Insulator Systems Refurbishment 201 | ExAnte | Refurbishment | Potential | [11 empty] | 2021 Plan 2021: 9429752.4022; 2022 Plan 2022: 9686894.1436 | 19116646.5458 | 19116646.5458 | 19836200.1148 | 19352390.3559 | 1.025 | 2022 | 2023-02-21 | 2022 |  | 17532310.5213 | 9686894.1436 | based upon actual historical costs for similar projects | 0 | 0% | 0% | 0% | 0% | 0% | 0% | 0% | 0% | 0% | 0% | 0% | 0% | 0% | 0% | 0% | 0% | 0% | 0% | 100% | 100% | 100.3% | 100.6% | 100.9% | 101.3% | 101.9% | 102.4% | 102.8% | Project | 1 | 1 | 1 | 331 | 45.22%
EC.14084F22 | Line Conductor and Earthwire Refurbishme | ExAnte | Refurbishment | Potential | [11 empty] | 2021 Plan 2021: 452895.5524; 2022 Plan 2022: 5908258.4074 | 6361153.9598 | 6361153.9598 | 6531788.2574 | 6372476.3486 | 1.025 | 2022 | 2022-12-13 | 2022 |  | 5773149.057 | 5908258.4074 | based upon actual historical costs for similar projects | 0 | 0% | 0% | 0% | 0% | 0% | 0% | 0% | 0% | 0% | 0% | 0% | 0% | 0% | 0% | 0% | 0% | 0% | 0% | 100% | 100% | 100.4% | 100.9% | 101.4% | 102% | 102.8% | 103.6% | 104.2% | Project | 1 | 1 | 1 | 332 | 67.63%
EC.14081F23 | Line Insulator Systems Refurbishment 201 | ExAnte | Refurbishment | Potential | [11 empty] | 2022 Plan 2022: 5496615.3361; 2023 Plan 2023: 12497359.699 | 17993975.0352 | 17993975.0352 | 18131390.4186 | 18131390.4186 | 1 | 2023 | 2023-02-21 | 2023 |  | 16025507.1618 | 12497359.699 | based upon actual historical costs for similar projects | 0 | 0% | 0% | 0% | 0% | 0% | 0% | 0% | 0% | 0% | 0% | 0% | 0% | 0% | 0% | 0% | 0% | 0% | 0% | 100% | 100% | 100.3% | 100.6% | 100.9% | 101.3% | 101.9% | 102.4% | 102.8% | Project | 0 | 1 | 1 | 333 | 45.22%
EC.14084F23 | Line Conductor and Earthwire Refurbishme | ExAnte | Refurbishment | Potential | [11 empty] | 2022 Plan 2022: 16384.0267; 2023 Plan 2023: 3708150.3069 | 3724534.3336 | 3724534.3336 | 3724943.9343 | 3724943.9343 | 1 | 2023 | 2022-12-13 | 2023 |  | 3292307.6674 | 3708150.3069 | based upon actual historical costs for similar projects | 0 | 0% | 0% | 0% | 0% | 0% | 0% | 0% | 0% | 0% | 0% | 0% | 0% | 0% | 0% | 0% | 0% | 0% | 0% | 100% | 100% | 100.4% | 100.9% | 101.4% | 102% | 102.8% | 103.6% | 104.2% | Project | 0 | 1 | 1 | 334 | 67.63%
EC.11816F18 | One IP Substation Network Stage 1 | ExAnte | Replacement | Active | [11 empty] | 2017 Plan 2017: 2540084.2639; 2018 Plan 2018: 3565025.6497; 2019 Plan 2019: 69864.3478 | 6174974.2614 | 6174974.2614 | 7056335.4694 | 6236772.3595 | 1.1314 | 2019 | 2017-05-08 | 2018 |  | 6236772.3595 | 69864.3478 |  | 8237319.3732 | 0% | 11.75% | 52.64% | 34.13% | 0% | 0% | 0% | 0% | 0% | 0% | 0% | 0% | 0% | 0% | 1.481% | 0% | 0% | 0% | 0% | 100% | 100.3% | 100.7% | 101.1% | 101.6% | 102.2% | 102.8% | 103.3% | Category | 0 | 1 | 1 | 335 | 53.08%
EC.14218 | Spencer Gulf Crossing Bypass | ExAnte | Security/Compliance | Potential | [11 empty] | 2018 Plan 2018: 2867948.4842; 2019 Plan 2019: 637972.0015 | 3505920.4857 | 3505920.4857 | 3949022.1883 | 3490360.193 | 1.1314 | 2019 | 2018-06-05 | 2018 |  | 3490360.193 | 637972.0015 | based upon actual historical costs for similar projects | 2682824.9984 | 0% | 0% | 0% | 0% | 0% | 0% | 0% | 0% | 0% | 0% | 0% | 0% | 0% | 0% | 1.118% | 98.88% | 0% | 0% | 0% | 100% | 100.3% | 100.6% | 101% | 101.4% | 102% | 102.5% | 102.9% | Category | 0 | 1 | 1 | 336 | 47.41%
EC.14055 | Torrens Island North Substation Tie Bus | ExAnte | Security/Compliance | Potential | [11 empty] | 2021 Plan 2021: 96208.8325; 2022 Plan 2022: 465381.0505; 2023 Plan 2023: 1044147.2234 | 1605737.1063 | 1605737.1063 | 1622242.2048 | 1622242.2048 | 1 | 2023 | 2023-03-06 | 2023 |  | 1433825.7282 | 1044147.2234 | based upon actual historical costs for similar projects | 762637.1101 | 0% | 0% | 0% | 0% | 0% | 0% | 0% | 0% | 0% | 41.99% | 0% | 31.76% | 3.029% | 0% | 16.3% | 0% | 6.92% | 0% | 0% | 100% | 100.3% | 100.6% | 101% | 101.4% | 102% | 102.5% | 102.9% | Category | 0 | 1 | 1 | 337 | 47.41%
| Project Category | [11 empty] | Project Category |  | Actual 2016 | Plan 2017 | Plan 2018 | Plan 2019 | Plan 2020 | Plan 2021 | Plan 2022 | Plan 2023
| Augmentation | [11 empty] | Augmentation |  | 36650442.99 | 15894830.9573 | 17854951.8555 | 14192790.6313 | 1673485.2582 | 142361.1342 | 0.12187 | 0.12254
| Connection | [11 empty] | Connection |  | 2709379.7 | 3584045.0174 | 0 | 86574.7668 | 1315084.0098 | 5378445.3183 | 7045.2312 | 0
| Easements/Land | [11 empty] | Easements/Land |  | 4484695.74 | 9365377.2392 | -79190.2789 | 0 | 0 | 0 | 0 | 0
| Replacement | [11 empty] | Replacement |  | 74080413.98 | 72644629.0398 | 69167699.9418 | 32856374.6233 | 36623979.878 | 40699362.3184 | 47611293.8953 | 21573126.5997
| Refurbishment | [11 empty] | Refurbishment |  | 24558707.41 | 23506575.4383 | 12571068.5487 | 10222524.9213 | 40190562.2356 | 51749867.6333 | 45239140.3676 | 24648293.2781
| Security/Compliance | [11 empty] | Security/Compliance |  | 12037717.62 | 14786606.4257 | 39174486.5165 | 23008991.5872 | 13128731.8872 | 5288167.619 | 3845356.4129 | 3350571.1664
| Other | [11 empty] | Other |  | 29718.66 | 934500.5176 | 3028375.6232 | 0 | 0 | 0 | 0 | 0
| Inventory/Spares | [11 empty] | Inventory/Spares |  | 1767733.58 | 4323093.7268 | 4508633.656 | 2363851.012 | 2428557.6438 | 2472618.0346 | 2537887.8277 | 2603327.4878
| Information Technology | [11 empty] | Information Technology |  | 9838167.55 | 13421499.3692 | 12510506.4686 | 14958793.8206 | 8410328.5735 | 9717559.5526 | 10341695.6686 | 7400020.2851
| Facilities | [11 empty] | Facilities |  | 873111.79 | 2829565.574 | 4820945.9047 | 1515849.551 | 1212223.1253 | 1619037.3214 | 1243762.2449 | 747179.4867
| Total | [11 empty] | Total |  | 167030089.02 | 161290723.3053 | 163557478.2361 | 99205750.9135 | 104982952.6113 | 117067418.9316 | 110826181.7701 | 60322518.4265
[13 empty] | Check |  | 0 | 0 | 0 | 0 | 0 | 0 | 0 | 0
Note on AC22: Robertson, Ian (ENet): End year factor discounts the commissioned project capex from 2023 back to year of capitalisation
Note on AE22: Robertson, Ian (ENet): Asset in Service date (for capitalisation).
Note on AF22: Robertson, Ian (ENet): Pre 2017 projects with ongoing spend after Asset in Service capitalisation are included on "Commissioned Extra" worksheet.
Note on AK22: Robertson, Ian (ENet):If >$0, estimate comes from current Success Estimator projects
Note on AF26: Robertson, Ian (ENet): WIP W/off
Note on AF28: Robertson, Ian (ENet): Transferred to 11316
Note on R34: Robertson, Ian (ENet): Manual adjustment - cancelled project
Note on AF38: Robertson, Ian (ENet): WIP W/off
Note on AF49: Robertson, Ian (ENet): WIP W/off
Note on AF58: Robertson, Ian (ENet): Date not correct in Project Centre
Note on AF83: Robertson, Ian (ENet): WIP W/off
Note on AF308: Robertson, Ian (ENet): Assumed to be WIP at June 2023 - checkwith Laurie. Project on hold

## Incurred 2.5% cpi
[15 empty] | 6 | 7 | 8 | 9 | 10 | 11 | 12 | 13 | 14
cpi built into initial estimate data | Note: Historic incurred spend data are not comprehensive. Annual historic spend is shown for projects which are active in financial years 2016 to 2023.
2.5% |  |  |  | Cum Cpi F17-F23 | [11 empty] | 102.5% | 105.1% | 107.7% | 110.4% | 113.1% | 116% | 118.9% | 121.8%
| Initial project forecast data assumes 2.5% cpi. This is amended to 1.97% on the "Incurred" worksheet |  |  |  | 133.2% | 130% | 124.7% | 121.7% | 118.2% | 114.5% | 112.7% | 109.9% | 106.8% | 105.4% | 104% | 102% | 100% | 98.04% | 96.12% | 94.23% | 92.38% | 90.57% | 90.57%
|  |  |  | Cumulative cpi to 2023 | 152.2% | 148.5% | 142.4% | 139% | 135.1% | 130.8% | 128.7% | 125.6% | 122% | 120.4% | 118.9% | 116% | 113.1% | 110.4% | 107.7% | 105.1% | 102.5% | 100% | 100%
|  |  |  | CPI from prior year | 102.9% | 102.5% | 104.3% | 102.4% | 102.9% | 103.3% | 101.6% | 102.5% | 102.9% | 101.3% | 101.3% | 102.5% | 102.5% | 102.5% | 102.5% | 102.5% | 102.5% | 102.5% | 102.5%
[5 empty] | 92201.14 | 6125285.84 | 7596615.71 | 9617371.67 | 39173732.09 | 126045695.57 | 95543994.11 | 156925832.93 | 97931219.61 | 111700820.64 | 501090267.06 | 484463325.9606 | 490740861.3222 | 297313242.0569 | 314219774.5525 | 349863363.7432 | 330642430.3303 | 179565985.0129 | 6101834.68 | 0 |  | Part capitalisation splits applied
|  |  |  | Fiscal year | 2006 | 2007 | 2008 | 2009 | 2010 | 2011 | 2012 | 2013 | 2014 | 2015 | 2016 | 2017 | 2018 | 2019 | 2020 | 2021 | 2022 | 2023 | 2024 |  |  | 2017 | 2018 | 2019 | 2020 | 2021 | 2022 | 2023 | 2024
Project Definition | Title | BP Category | Project Category | Project Status | Actual 2006 | Actual 2007 | Actual 2008 | Actual 2009 | Actual 2010 | Actual 2011 | Actual 2012 | Actual 2013 | Actual 2014 | Actual 2015 | Actual 2016 | Plan 2017 | Plan 2018 | Plan 2019 | Plan 2020 | Plan 2021 | Plan 2022 | Plan 2023 | Plan 2024 | Total 2006-2023 | Sum ABS
EC.10161 | Adelaide Central Reinforcement | ExAnte | Augmentation | Active | 14438.5 | 5643382.17 | 6634694.54 | 7459380.96 | 20848276.83 | 100800022.72 | 32862274.5 | 2236198.14 | 394226.32 | 137031.3 | 283719.84 | 135401.71 | 899620.53 | Nil | Nil | Nil | Nil | Nil | Nil | 178348668.06 | 177313645.82
EC.10344 | Heywood Interconnector Upgrade | ExAnte | Augmentation | Active | 0 | 0 | 0 | 0 | 0 | 0 | 798544.67 | 913779.99 | 1978728.67 | 5687410.89 | 23030612.23 | 4035823.18 | 1585114.55 | Nil | Nil | Nil | Nil | Nil | Nil | 38030014.18 | 32409076.45
EC.10370 | Clare North New 132_33 kV Substation | ExAnte | Connection | Active | 14316.59 | 182203.75 | 485896.08 | 1703092.27 | 14056261.11 | 5216315.03 | 228703 | 282437.38 | -151764.68 | 247663.51 | 88534.74 | 521758.07 | Nil | Nil | Nil | Nil | Nil | Nil | Nil | 22875416.85 | 22657188.14
EC.10424 | Riverland Reinforcement Land and Easemen | ExAnte | Easements/Land | Deferred | 24174.52 | 1563.51 | 0 | 383.71 | 0 | 0 | 0 | 0 |  |  |  | -616364.03 | Nil | Nil | Nil | Nil | Nil | Nil | -0.04 | -590242.33 | 26121.74
EC.10503 | Waterloo Substation Replacement | ExAnte | Replacement | Active | 21868.92 | 297382.73 | 171231.17 | 64637.61 | 0 | 61467.84 | 2533646.94 | 25051794.89 | 12265063.91 | 816930.73 | 209044.69 | 51943.36 | Nil | Nil | Nil | Nil | Nil | Nil | Nil | 41545012.79 | 41493069.43
EC.10505 | Millbrook Pump Station Replacement | ExAnte | Replacement | Cancelled | 5492.33 | 0 | 130.92 | 245.68 | 0 | 0 | 0 | 0 |  |  |  | Nil | -5857.08 | Nil | Nil | Nil | Nil | Nil | Nil | 11.85 | 5868.93
EC.10509 | Whyalla Terminal Substation Replac | ExAnte | Replacement | Active | 11910.28 | 753.68 | 110585 | 0 | 491172.67 | 2109341.8 | 13925378.63 | 20268858.55 | 4400650.94 | 1224600.41 | 922861.43 | 282063.58 | Nil | Nil | Nil | Nil | Nil | Nil | Nil | 43748176.97 | 43466113.39
EC.10517 | South East CB Upgrade | ExAnte | Security/Compliance | Active | 0 | 0 | 0 | 0 | 0 | 0 | 0 | 0 | 131231.91 | 1187948.25 | 3564305.29 | 404975.08 | Nil | Nil | Nil | Nil | Nil | Nil | Nil | 5288460.53 | 4883485.45
EC.10615 | Ardrossan West 132kV Sub Rebuild 2x25MVA | ExAnte | Augmentation | Active | 0 | 0 | 38503 | 247149.1 | 673856.07 | 4689603.73 | 9839939.19 | 7572131.09 | 697035.34 | 230314.93 | 82087.88 | 26390.36 | Nil | Nil | Nil | Nil | Nil | Nil | Nil | 24097010.69 | 24070620.33
EC.10703 | SVC Secondary Systems Replacement (Para) | ExAnte | Replacement | Active | 0 | 0 | 0 | 0 | 0 | 0 | 0 | 0 |  | 301176.65 | 12290961.53 | 8877399.86 | 246371.33 | Nil | Nil | Nil | Nil | Nil | Nil | 21715909.37 | 12592138.18
EC.11101 | Cultana 275_132 kV Augmentation | ExAnte | Augmentation | Active | 0 | 0 | 77228 | 0 | 453453.13 | 1359903.97 | 14877728.73 | 37695811.99 | 11090338.27 | 1206213.96 | 1147486.3 | 944364.38 | Nil | Nil | Nil | Nil | Nil | Nil | Nil | 68852528.73 | 67908164.35
EC.11104 | Northern SA Region Voltage Support | Contingent - High | Augmentation | Active | 0 | 0 | 0 | 0 | 0 | 0 | 0 | 0 |  |  | 40538.91 | 74267.43 | -114806.34 | Nil | Nil | Nil | Nil | Nil | Nil | 0 | 40538.91
EC.11109 | TIPS 66kV Section Secondary Systems Upg. | ExAnte | Replacement | Closed | 0 | 0 | 18240 | 0 | 25691.19 | 263358.79 | 2199097.6 | 7683992.38 | 1100087.3 | 214079.04 | 16232.07 | Nil | Nil | Nil | Nil | Nil | Nil | Nil | Nil | 11520778.37 | 11520778.37
EC.11110 | CLSD Eyre Peninsula Land & Easement Acqu | ExAnte | Easements/Land | Closed | 0 | 0 | 0 | 0 | 4826.04 | 101717.9 | 9808.48 | 0 |  |  |  | Nil | -116352.42 | Nil | Nil | Nil | Nil | Nil | Nil | 0 | 116352.42
EC.11112 | [CLSD] Para-PGW-TIPS Telecoms Bearer | ExAnte | Replacement | Closed | 0 | 0 | 0 | 34867.48 | 298117.36 | 814094.62 | 2193174.18 | 50167.8 | -74756.86 |  | 273.05 | Nil | Nil | Nil | Nil | Nil | Nil | Nil | Nil | 3315937.63 | 3465451.35
EC.11132 | Fleurieu Peninsula Reinforcement Land an | ExAnte | Easements/Land | Deferred | 0 | 0 | 0 | 0 | 15015.66 | 326471.92 | 138665.05 | 85507.51 | 174722.74 | 15657.66 |  | -756040.51 | Nil | Nil | Nil | Nil | Nil | Nil | Nil | 0.03 | 756040.54
EC.11134 | Integrated Budgeting & Forecasting | ExAnte | Information Technology | Deferred | 0 | 0 | 0 | 0 | 0 | 164575.43 | 240508.19 | 117943.46 |  | 39373.82 |  | Nil | 593590.44 | Nil | Nil | Nil | Nil | Nil | Nil | 1155991.34 | 562400.9
EC.11139 | Business Process Improvement - Stage 1 | ExAnte | Information Technology | Closed | 0 | 0 | 0 | 0 | 0 | 0 | 0 | 0 |  |  | -234949.04 | Nil | Nil | Nil | Nil | Nil | Nil | Nil | Nil | -234949.04 | 234949.04
EC.11201 | Eyre Peninsula Reinforcement | Contingent - Actual | Augmentation | #N/A | 0 | 0 | 0 | 0 | 0 | 0 | 1413756.58 | 871332.2 | 45.45 |  |  | Not listed | Not listed | Not listed | Not listed | Not listed | Not listed | Not listed | Not listed | 2285134.23 | 2285134.23
EC.11208 | Parafield Gardens West CB Complete Mesh | ExAnte | Security/Compliance | Closed | 0 | 0 | 5915 | 0 | 5170.29 | 166130.55 | 291183.75 | 2416906.69 | 116388.69 |  | -15090 | Nil | Nil | Nil | Nil | Nil | Nil | Nil | Nil | 2986604.97 | 3016784.97
EC.11209 | Munno Para New 275_66 kV Connection Poin | ExAnte | Connection | Closed | 0 | 0 | 0 | 0 | 0 | 459297.58 | 1236085.37 | 4746280.52 | 7405961.06 | 18429504.32 | 37006.38 | 189660.65 | Nil | Nil | Nil | Nil | Nil | Nil | Nil | 32503795.88 | 32314135.23
EC.11216 | South East Dual Path Telecommunications | ExAnte | Security/Compliance | Closed | 0 | 0 | 0 | 107614.86 | 2026660.21 | 5821932.95 | 5526002.01 | 580408.01 | 546782.29 | 3550.71 | 148.43 | Nil | Nil | Nil | Nil | Nil | Nil | Nil | Nil | 14613099.47 | 14613099.47
EC.11217 | Asset Data Capture | ExAnte | Information Technology | Closed | 0 | 0 | 0 | 0 | 238513.45 | 135131.38 | 94858.79 | 95193.71 | 182971.82 | 320398.09 | 344966.82 | 384962.44 | Nil | Nil | Nil | Nil | Nil | Nil | Nil | 1796996.5 | 1412034.06
EC.11218 | Network Configuration Management System | ExAnte | Replacement | Active | 0 | 0 | 0 | 0 | 0 | 2703.28 | 236981.66 | 1081055.72 | 635020.11 | 650420.4 | 373843.75 | 1461802.45 | Nil | Nil | Nil | Nil | Nil | Nil | Nil | 4441827.37 | 2980024.92
EC.11220 | Integrated Information Environment | ExAnte | Information Technology | Closed | 0 | 0 | 0 | 0 | 7039.44 | 10890.38 | 223367.44 | 1308235.09 | 493502.02 | 45049.86 |  | Nil | Nil | Nil | Nil | Nil | Nil | Nil | Nil | 2088084.23 | 2088084.23
EC.11234 | Drawing Management System Tech Upgrade 1 | ExAnte | Information Technology | Closed | 0 | 0 | 0 | 0 | 0 | 0 | 12682.87 | 240717.04 | 542699.27 | 366767.58 | 313547.76 | Nil | Nil | Nil | Nil | Nil | Nil | Nil | Nil | 1476414.52 | 1476414.52
EC.11236 | IEC 61850 Training & Development Facilit | ExAnte | Security/Compliance | Cancelled | 0 | 0 | 0 | 0 | 0 | 35526.65 | 197493.65 | 331133.13 | 501644.35 | 142192.95 | 30379.49 | 42.57 | -1238412.79 | Nil | Nil | Nil | Nil | Nil | Nil | 0 | 1238370.22
EC.11239 | CLSD SAEs for 2013-2018 Capital Projects | ExAnte | Augmentation | Closed | 0 | 0 | 0 | 0 | 0 | 2774905.31 | 380743.78 | 172163.75 | -633552.69 | 50000 | -2260000 | Nil | Nil | Nil | Nil | Nil | Nil | Nil | Nil | 484260.15 | 6271365.53
EC.11242 | Aerial Services Implementation | ExAnte | Security/Compliance | Active | 0 | 0 | 0 | 0 | 0 | 0 | 54051.36 | 71052.52 | 18775.68 | 45776.79 | 108256.04 | 512659.14 | 108906.59 | Nil | Nil | Nil | Nil | Nil | Nil | 919478.12 | 297912.39
EC.11302 | Para 275Kv Secondary Systems & Minor Pri | ExAnte | Replacement | Active | 0 | 0 | 54192 | 0 | 29678.64 | 732303.74 | 3901923.03 | 19554374.67 | 14103021.54 | 8009727.38 | 3145956.1 | 120668.72 | Nil | Nil | Nil | Nil | Nil | Nil | Nil | 49651845.82 | 49531177.1
EC.11316 | SA Water Pump Stations Transformer Repla | ExAnte | Replacement | Active | 0 | 0 | 0 | 0 | 0 | 0 | 406723.76 | 1683133.11 | 9006445.47 | 13834207.35 | 31162866.48 | 14184599.66 | Nil | Nil | Nil | Nil | Nil | Nil | Nil | 70277975.83 | 56093376.17 | 50% | 0 | 0 | 0 | 0 | 0 | 0
EC.11330 | Alstom EMS Upgrade Stage 2 | ExAnte | Replacement | Closed | 0 | 0 | 0 | 0 | 0 | 0 | 0 | 20153.74 | 372949.98 | 731802.21 | 494183.48 | 20020.94 | Nil | Nil | Nil | Nil | Nil | Nil | Nil | 1639110.35 | 1619089.41
EC.11379 | Energy Management System Functional Enha | ExAnte | Information Technology | Active | 0 | 0 | 0 | 0 | 0 | 0 | 0 | 0 |  |  | 65315.69 | 458622.65 | 2815948.88 | 4477012.74 | Nil | Nil | Nil | Nil | Nil | 7816899.96 | 65315.69
EC.11380 | Yadnarie Reactor Replacement | ExAnte | Replacement | Closed | 0 | 0 | 0 | 0 | 0 | 0 | 281060.9 | 3275383.8 | 213568.72 | 52025.41 | 41.02 | Nil | Nil | Nil | Nil | Nil | Nil | Nil | Nil | 3822079.85 | 3822079.85
EC.11383 | Mt Barker South Triple Circuit Easement | ExAnte | Easements/Land | Active | 0 | 0 | 0 | 0 | 0 | 0 | 0 | 16390.89 | 28511.75 | 3753770.75 | 162824.4 | 1232211.55 | Nil | Nil | Nil | Nil | Nil | Nil | Nil | 5193709.34 | 3961497.79
EC.11384 | Security and Video System Consolidation | ExAnte | Security/Compliance | Deferred | 0 | 0 | 0 | 0 | 0 | 0 | 0 | 151954.94 | 90876.98 | 209796.12 | 43076.15 | 60682.93 | Nil | Nil | Nil | Nil | Nil | Nil | Nil | 556387.12 | 495704.19
EC.11386 | Business Process Improvement - Stage 2 | ExAnte | Information Technology | Closed | 0 | 0 | 0 | 0 | 0 | 0 | 437943.42 | 502383.83 | 301873.52 | 193602.4 | 253939.57 | Nil | Nil | Nil | Nil | Nil | Nil | Nil | Nil | 1689742.74 | 1689742.74
EC.11390 | Tailem Bend 132kV Reactive Power Support | ExAnte | Augmentation | Deferred | 0 | 0 | 0 | 0 | 0 | 0 | 72170.82 | 445253.12 | 19278.75 | -92939.59 | -445452.24 | 0.09 | 0.12 | 0.12 | 0.12 | 0.12 | 0.12 | 0.12 | 0.12 | -1688.21 | 1075094.52
EC.11398 | People Management System | ExAnte | Information Technology | Closed | 0 | 0 | 0 | 0 | 0 | 0 | 0 | 168164.17 | 572811.38 | 294210.18 | 281930.38 | Nil | Nil | Nil | Nil | Nil | Nil | Nil | Nil | 1317116.11 | 1317116.11
EC.11399 | Risk Management System | ExAnte | Information Technology | Closed | 0 | 0 | 0 | 0 | 0 | 0 | 0 | 4774.95 | 5096.98 | 10581.42 | 31114.43 | 3969.64 | Nil | Nil | Nil | Nil | Nil | Nil | Nil | 55537.42 | 51567.78
EC.11426 | NCIPAP 4 W'oo East to Rob'town 132kv Upr | NCIPAP 2013-2018 | Augmentation | Active | 0 | 0 | 0 | 0 | 0 | 0 | 0 | 0 |  |  |  | 186734.53 | 1239169.53 | Nil | Nil | Nil | Nil | Nil | Nil | 1425904.06 | 0
EC.11434 | Enterprise Capture of IED Data | ExAnte | Information Technology | Active | 0 | 0 | 0 | 0 | 0 | 0 | 2779.78 | 92423.92 | 103824.38 | 270251.33 | 892352.87 | 935688.08 | 26901.37 | Nil | Nil | Nil | Nil | Nil | Nil | 2324221.73 | 1361632.28
EC.11435 | Outage Optimisation Improvements | ExAnte | Information Technology | Active | 0 | 0 | 0 | 0 | 0 | 0 | 19050.56 | 39889.45 | 210929.43 | 210134.06 | 37989.52 | 333721.12 | 1356553.53 | Nil | Nil | Nil | Nil | Nil | Nil | 2208267.67 | 517993.02
EC.11437 | BUCC Hardware Replacement | ExAnte | Replacement | Closed | 0 | 0 | 0 | 0 | 0 | 0 | 0 | 0 | 66382.09 | 22057.79 | 61400.09 | Nil | Nil | Nil | Nil | Nil | Nil | Nil | Nil | 149839.97 | 149839.97
EC.11439 | 300 Pirie St Emergency Supplies 2013-14 | ExAnte | Facilities | Closed | 0 | 0 | 0 | 0 | 0 | 0 | 0 | 0 | 29137.83 | 9379.84 | 1413.72 | Nil | Nil | Nil | Nil | Nil | Nil | Nil | Nil | 39931.39 | 39931.39
EC.11441 | Para-Brinkworth-Davenport Hazard Mitiga | ExAnte | Refurbishment | Active | 0 | 0 | 0 | 0 | 0 | 0 | 0 | 0 | 754528.64 | 2820453.82 | 17958100.21 | 22905550.65 | 10532918.13 | 23625.19 | Nil | Nil | Nil | Nil | Nil | 54995176.64 | 21533082.67
EC.11444 | Penola West to South East Line Refurb | ExAnte | Refurbishment | Active | 0 | 0 | 0 | 0 | 0 | 0 | 0 | 0 | 81635.7 | 859178.68 | 876093.75 | 150849.06 | 8767.32 | Nil | Nil | Nil | Nil | Nil | Nil | 1976524.51 | 1816908.13
EC.11445 | Tailem Bend to Keith #2 Line Refurb | ExAnte | Refurbishment | Active | 0 | 0 | 0 | 0 | 0 | 0 | 0 | 0 | 63183.77 | 543156.64 | 4514330.08 | 86341.14 | 29266.84 | Nil | Nil | Nil | Nil | Nil | Nil | 5236278.47 | 5120670.49
EC.11446 | Brinkworth to Mintaro Line Refurbishment | ExAnte | Refurbishment | Active | 0 | 0 | 0 | 0 | 0 | 0 | 0 | 0 | 469016.36 | 4049141.35 | 1166785.49 | 441483.16 | 12219.26 | Nil | Nil | Nil | Nil | Nil | Nil | 6138645.62 | 5684943.2
EC.11447 | Magill to Happy Valley Line Reinsulation | ExAnte | Refurbishment | Active | 0 | 0 | 0 | 0 | 0 | 0 | 0 | 0 | 673197.8 | 1777892.24 | 43397.88 | 8506.75 | Nil | Nil | Nil | Nil | Nil | Nil | Nil | 2502994.67 | 2494487.92
EC.11449 | (CLSD) Switching Manual Rewrite | ExAnte | Security/Compliance | Closed | 0 | 0 | 0 | 0 | 0 | 0 | 0 | 17934.27 | 179945.41 | 428936.92 | 339799.41 | Nil | Nil | Nil | Nil | Nil | Nil | Nil | Nil | 966616.01 | 966616.01
EC.11451 | BUCC Project Back Up Control Centre Upgr | ExAnte | Facilities | Closed | 0 | 0 | 0 | 0 | 0 | 0 | 0 | 52860.86 | 384185.78 |  | -987.77 | Nil | Nil | Nil | Nil | Nil | Nil | Nil | Nil | 436058.87 | 438034.41
EC.11452 | Project Delivery Optimisation | ExAnte | Augmentation | Active | 0 | 0 | 0 | 0 | 0 | 0 | 0 | 0 | 2977.51 | 5378.36 | 405032.26 | 1220707.55 | Nil | Nil | Nil | Nil | Nil | Nil | Nil | 1634095.68 | 413388.13
EC.11454 | Safety in Design Processes | ExAnte | Security/Compliance | Closed | 0 | 0 | 0 | 0 | 0 | 0 | 0 | 0 | 89188.45 |  |  | Nil | Nil | Nil | Nil | Nil | Nil | Nil | Nil | 89188.45 | 89188.45
EC.11461 | Cultana to Stony Point Land and Easement | ExAnte | Easements/Land | Active | 0 | 0 | 0 | 0 | 0 | 0 | 0 | 134351.37 | 188691.28 | 163346.25 | 275845.47 | 16227.24 | Nil | Nil | Nil | Nil | Nil | Nil | Nil | 778461.61 | 762234.37
EC.11463 | Emergency Unit Asset Replacement 2013-18 | ExAnte | Replacement | Active | 0 | 0 | 0 | 0 | 0 | 0 | 0 | 0 | 277734.34 | 220787.11 | 827665.65 | 207131.21 | 171186.45 | 21538.46 | Nil | Nil | Nil | Nil | Nil | 1726043.22 | 1326187.1
EC.11470 | IT Hardware 1 | ExAnte | Information Technology | Closed | 0 | 0 | 0 | 0 | 0 | 0 | 0 | 607819.53 | 265317.2 | 140277.35 | 6212.29 | Nil | Nil | Nil | Nil | Nil | Nil | Nil | Nil | 1019626.37 | 1019626.37
EC.11471 | IT Software 1 | ExAnte | Information Technology | Closed | 0 | 0 | 0 | 0 | 0 | 0 | 0 | 1444350.77 | 1072130.25 | 98304.17 | 51373.36 | Nil | Nil | Nil | Nil | Nil | Nil | Nil | Nil | 2666158.55 | 2666158.55
EC.11504 | [CLSD]-Neuroodla Substation Replacement | ExAnte | Replacement | Closed | 0 | 0 | 0 | 0 | 0 | 0 | 9558.66 | 393759.8 | 643443.42 | 5618545.52 | 984885.6 | Nil | Nil | Nil | Nil | Nil | Nil | Nil | Nil | 7650193 | 7650193
EC.11505 | [CLSD]-Mt Gunson Substation Replacement | ExAnte | Replacement | Closed | 0 | 0 | 0 | 0 | 0 | 0 | 10681.96 | 297096.37 | 617142.08 | 5327208.32 | 582613.27 | Nil | Nil | Nil | Nil | Nil | Nil | Nil | Nil | 6834742 | 6834742
EC.11509 | Bungama Second 275_132kV Transformer | ExAnte | Augmentation | Deferred | 0 | 0 | 0 | 0 | 0 | 0 | 203825.27 | 133765.42 |  |  |  | Nil | -337590.69 | Nil | Nil | Nil | Nil | Nil | Nil | 0 | 337590.69
EC.11513 | Business Reporting | ExAnte | Information Technology | Closed | 0 | 0 | 0 | 0 | 0 | 0 | 0 | 124347.76 | 154643.18 | 482919.11 | 18252.33 | 2.44 | Nil | Nil | Nil | Nil | Nil | Nil | Nil | 780164.82 | 780162.38
EC.11516 | Asset Managment Optimisation | ExAnte | Information Technology | Active | 0 | 0 | 0 | 0 | 0 | 0 | 0 | 0 |  |  |  | 609311.65 | 946756.27 | 2818332.08 | Nil | Nil | Nil | Nil | Nil | 4374400 | 0
EC.11523 | IT Systems Management | ExAnte | Information Technology | Closed | 0 | 0 | 0 | 0 | 0 | 0 | 0 | 0 |  | 13918.48 | 356943.46 | 65736.39 | Nil | Nil | Nil | Nil | Nil | Nil | Nil | 436598.33 | 370861.94
EC.11526 | Teleco Network Management Systems Upgrad | ExAnte | Replacement | Active | 0 | 0 | 0 | 0 | 0 | 0 | 0 | 0 |  | 111136.3 | 245766.33 | 663476.67 | 331808.67 | Nil | Nil | Nil | Nil | Nil | Nil | 1352187.97 | 356902.63
EC.11528 | South East Backbone Telecoms Stage 2 | ExAnte | Augmentation | Active | 0 | 0 | 0 | 0 | 0 | 0 | 481337.1 | 7208668.15 | 2012389.33 | -27559.39 | 52963.79 | Nil | Nil | Nil | Nil | Nil | Nil | Nil | Nil | 9727798.98 | 9782917.76
EC.11533 | Business Intelligence Upgrade 1 | ExAnte | Information Technology | Active | 0 | 0 | 0 | 0 | 0 | 0 | 0 | 0 |  | 43121.87 | 139423.98 | 420320.86 | 4879.9 | Nil | Nil | Nil | Nil | Nil | Nil | 607746.61 | 182545.85
EC.11543 | Magill Telecomms Bearer | ExAnte | Augmentation | Active | 0 | 0 | 0 | 0 | 0 | 0 | 15705.17 | 3381662.43 | 7363569.12 | 612351.55 | 83757.44 | 271.25 | Nil | Nil | Nil | Nil | Nil | Nil | Nil | 11457316.96 | 11457045.71
EC.11549 | Switching System Writer Application | ExAnte | Replacement | Closed | 0 | 0 | 0 | 0 | 0 | 0 | 0 | 0 | 129826.86 | 70181.26 | -50000 | Nil | Nil | Nil | Nil | Nil | Nil | Nil | Nil | 150008.12 | 250008.12
EC.11551 | Control Room Asset Replacement | ExAnte | Replacement | Potential | 0 | 0 | 0 | 0 | 0 | 0 | 0 | 0 |  |  |  | Nil | Nil | 153616.09 | 246434.98 | Nil | Nil | Nil | Nil | 400051.07 | 0
EC.11553 | South East Substation to Heywood Telecom | ExAnte | Replacement | Active | 0 | 0 | 0 | 0 | 0 | 0 | 22293.77 | 2206.45 |  | 24922.94 | 1557029.81 | 1907150.18 | Nil | Nil | Nil | Nil | Nil | Nil | Nil | 3513603.15 | 1606452.97
EC.11558 | Electrical 300 Pirie Street 2014-15 | ExAnte | Facilities | Closed | 0 | 0 | 0 | 0 | 0 | 0 | 0 | 0 |  | 15748.67 | -2762.64 | Nil | Nil | Nil | Nil | Nil | Nil | Nil | Nil | 12986.03 | 18511.31
EC.11559 | Vehicle Purchases 2014-15 | ExAnte | Facilities | Closed | 0 | 0 | 0 | 0 | 0 | 0 | 0 | 0 |  | 118677.6 | 36888.41 | 9499.4 | Nil | Nil | Nil | Nil | Nil | Nil | Nil | 165065.41 | 155566.01
EC.11560 | Magill - East Terrace Cable Pit Construc | ExAnte | Replacement | Active | 0 | 0 | 0 | 0 | 0 | 0 | 0 | 0 |  | 329673.95 | 170681.92 | 871177.31 | 1227332.37 | 27278.95 | Nil | Nil | Nil | Nil | Nil | 2626144.5 | 500355.87
EC.11562 | Transmission Line Inspection Data Analys | ExAnte | Information Technology | Potential | 0 | 0 | 0 | 0 | 0 | 0 | 0 | 0 |  |  |  | Nil | 270435.93 | 604534.41 | 613501.81 | Nil | Nil | Nil | Nil | 1488472.15 | 0
EC.11566 | Integrated Project and Resource Model | ExAnte | Information Technology | Active | 0 | 0 | 0 | 0 | 0 | 0 | 0 | 0 |  | 25072.28 | 355103.46 | 109140.32 | Nil | Nil | Nil | Nil | Nil | Nil | Nil | 489316.06 | 380175.74
EC.11567 | Accounts Payable Optimisation | ExAnte | Information Technology | Closed | 0 | 0 | 0 | 0 | 0 | 0 | 0 | 0 |  | 168079.52 | 507544.2 | 145338.8 | Nil | Nil | Nil | Nil | Nil | Nil | Nil | 820962.52 | 675623.72
EC.11575 | Substation Operational Data Network Repl | ExAnte | Replacement | Active | 0 | 0 | 0 | 0 | 0 | 0 | 0 | 0 |  |  | 28007.03 | 554446.61 | 3096216.7 | 912042.87 | Nil | Nil | Nil | Nil | Nil | 4590713.21 | 28007.03
EC.11576 | PSS_E Computing Power Increase | ExAnte | Information Technology | Closed | 0 | 0 | 0 | 0 | 0 | 0 | 0 | 0 |  | 5520.76 | 41285.66 | Nil | Nil | Nil | Nil | Nil | Nil | Nil | Nil | 46806.42 | 46806.42
EC.11581 | Furniture and Building Upgrades 2014-15 | ExAnte | Facilities | Closed | 0 | 0 | 0 | 0 | 0 | 0 | 0 | 0 |  | 180219.19 | -15569.69 | Nil | Nil | Nil | Nil | Nil | Nil | Nil | Nil | 164649.5 | 195788.88
EC.11594 | Inventory Purchases 2014-15 | ExAnte | Inventory/Spares | Closed | 0 | 0 | 0 | 0 | 0 | 0 | 0 | 0 |  | 1991085.2 |  | Nil | Nil | Nil | Nil | Nil | Nil | Nil | Nil | 1991085.2 | 1991085.2
EC.11602 | Tailem Bend Substation Upgrade | ExAnte | Security/Compliance | Active | 0 | 0 | 0 | 0 | 0 | 0 | 0 | 0 | 73819.26 | 1176181.29 | 5432407.6 | 1056122.59 | 1203567.13 | 75390.74 | Nil | Nil | Nil | Nil | Nil | 9017488.61 | 6682408.15
EC.11606 | IT Storage Computer Hardware Refurb19-20 | ExAnte | Information Technology | Potential | 0 | 0 | 0 | 0 | 0 | 0 | 0 | 0 |  |  |  | Nil | Nil | 744066.42 | 956119.15 | Nil | Nil | Nil | Nil | 1700185.57 | 0
EC.11610 | LAN Corporate Refresh 17-18 | ExAnte | Information Technology | Active | 0 | 0 | 0 | 0 | 0 | 0 | 0 | 0 | 58928.5 | 11460.27 | -37171.56 | 708767.64 | 260264.06 | Nil | Nil | Nil | Nil | Nil | Nil | 1002248.91 | 107560.33
EC.11615 | Asset Design Manuals (ADM) Major Rewrite | ExAnte | Augmentation | Active | 0 | 0 | 0 | 0 | 0 | 0 | 0 | 0 |  | 9013.5 | 404991.72 | 1466815.47 | 686942.66 | 12987.87 | Nil | Nil | Nil | Nil | Nil | 2580751.22 | 414005.22
EC.11618 | Carpet - Keswick 2014-15 | ExAnte | Facilities | Closed | 0 | 0 | 0 | 0 | 0 | 0 | 0 | 0 |  | 188173.23 | 12484.04 | Nil | Nil | Nil | Nil | Nil | Nil | Nil | Nil | 200657.27 | 200657.27
EC.11619 | Fire Protection 300 Pirie 2015-16 | ExAnte | Facilities | Active | 0 | 0 | 0 | 0 | 0 | 0 | 0 | 0 |  |  | 5363.33 | 19344.89 | Nil | Nil | Nil | Nil | Nil | Nil | Nil | 24708.22 | 5363.33
EC.11623 | Robertstown Telecoms Bearer | ExAnte | Replacement | Active | 0 | 0 | 0 | 0 | 0 | 0 | 0 | 0 |  | 185599.88 | 57958.92 | 405224.84 | 4926260.81 | 5845519.16 | 20619.01 | Nil | Nil | Nil | Nil | 11441182.62 | 243558.8
EC.11624 | Mid North OPGW Bearer | ExAnte | Augmentation | Active | 0 | 0 | 0 | 0 | 0 | 0 | 0 | 0 |  | 213853.45 | 6982366.74 | 312398.3 | 606650.04 | 5497092 | 141141.39 | Nil | Nil | Nil | Nil | 13753501.92 | 7196220.19
EC.11630 | Eyre Peninsula Reinforcement Land and Ea | ExAnte | Easements/Land | Active | 0 | 0 | 0 | 0 | 0 | 0 | 25275.63 | 1818104.54 | 1336997.84 | 1345162.35 | 467414.19 | 6301950.6 | 18250.23 | Nil | Nil | Nil | Nil | Nil | Nil | 11313155.38 | 4992954.55
EC.11645 | Reactive Plant Control Scheme | ExAnte | Augmentation | Active | 0 | 0 | 0 | 0 | 0 | 0 | 0 | 0 | 5538.17 | 366.94 | 59297.46 | 229915.25 | 1614714.79 | 49035.16 | Nil | Nil | Nil | Nil | Nil | 1958867.77 | 65202.57
EC.11646 | Eyre Peninsula & Upper NorthVoltage | ExAnte | Security/Compliance | Active | 0 | 0 | 0 | 0 | 0 | 0 | 0 | 0 | 68794.92 | -68794.92 | 41663.27 | 95885.27 | 900132.31 | 151502.29 | Nil | Nil | Nil | Nil | Nil | 1189183.14 | 179253.11
EC.11648 | UPS & Battery Bank - BUCC 2015-16 | ExAnte | Facilities | Active | 0 | 0 | 0 | 0 | 0 | 0 | 0 | 0 |  |  | 26995.38 | 23044.19 | Nil | Nil | Nil | Nil | Nil | Nil | Nil | 50039.57 | 26995.38
EC.11649 | CLSD-Mechanical 300 Pirie Street 2015-16 | ExAnte | Facilities | Closed | 0 | 0 | 0 | 0 | 0 | 0 | 0 | 0 |  |  | 76855.67 | 160.64 | Nil | Nil | Nil | Nil | Nil | Nil | Nil | 77016.31 | 76855.67
EC.11650 | Electrical 300 Pirie Street 2015-16 | ExAnte | Facilities | Active | 0 | 0 | 0 | 0 | 0 | 0 | 0 | 0 |  |  | 52854.23 | 126104.97 | Nil | Nil | Nil | Nil | Nil | Nil | Nil | 178959.2 | 52854.23
EC.11652 | CLSD-Vehicle Purchases 2015-16 | ExAnte | Facilities | Closed | 0 | 0 | 0 | 0 | 0 | 0 | 0 | 0 |  |  | 152850.15 | 1448.55 | Nil | Nil | Nil | Nil | Nil | Nil | Nil | 154298.7 | 152850.15
EC.11656 | Vegetation Management Analysis Tools | ExAnte | Security/Compliance | Active | 0 | 0 | 0 | 0 | 0 | 0 | 0 | 0 |  |  | 15509.49 | 408955.42 | 84936.2 | Nil | Nil | Nil | Nil | Nil | Nil | 509401.11 | 15509.49
EC.11659 | Substation and Telecommunication Buildin | ExAnte | Security/Compliance | Active | 0 | 0 | 0 | 0 | 0 | 0 | 0 | 0 |  | 34784.73 | 558714.83 | 1500844.87 | 168308.48 | Nil | Nil | Nil | Nil | Nil | Nil | 2262652.91 | 593499.56
EC.11660 | Substation Battery Charger Replacement | ExAnte | Replacement | Active | 0 | 0 | 0 | 0 | 0 | 0 | 0 | 0 |  | 9136.58 | 71459.93 | 572506.4 | 119698.88 | Nil | Nil | Nil | Nil | Nil | Nil | 772801.79 | 80596.51
EC.11661 | Substation Computer Based Local Control | ExAnte | Replacement | Potential | 0 | 0 | 0 | 0 | 0 | 0 | 0 | 0 |  |  |  | Nil | 123833.67 | 1080778.84 | 2040077.85 | 6569.78 | Nil | Nil | Nil | 3251260.14 | 0
EC.11662 | Tower Fall Arrestor Replacement and Audi | ExAnte | Replacement | Deferred | 0 | 0 | 0 | 0 | 0 | 0 | 0 | 0 |  | 74100.3 | 93952.53 | Nil | 23569.94 | 99136.93 | Nil | Nil | Nil | Nil | Nil | 290759.7 | 168052.83
EC.11670 | IT Hardware 2 | ExAnte | Information Technology | Active | 0 | 0 | 0 | 0 | 0 | 0 | 0 | 0 |  | 1132106.48 | 1936776 | 784587.34 | Nil | Nil | Nil | Nil | Nil | Nil | Nil | 3853469.82 | 3068882.48
EC.11671 | IT Software 2 | ExAnte | Information Technology | Active | 0 | 0 | 0 | 0 | 0 | 0 | 0 | 0 | 2789.9 | 1200719.51 | 975419.31 | 429420.97 | Nil | Nil | Nil | Nil | Nil | Nil | Nil | 2608349.69 | 2178928.72
EC.11672 | IT Security 2 | ExAnte | Information Technology | Active | 0 | 0 | 0 | 0 | 0 | 0 | 0 | 0 |  | 105135.8 | 1736547.31 | 843791.8 | Nil | Nil | Nil | Nil | Nil | Nil | Nil | 2685474.91 | 1841683.11
EC.11673 | IT OCS Software 2 | ExAnte | Information Technology | Active | 0 | 0 | 0 | 0 | 0 | 0 | 0 | 0 |  | 376301.33 | 891785.15 | 384401.4 | Nil | Nil | Nil | Nil | Nil | Nil | Nil | 1652487.88 | 1268086.48
EC.11681 | CLSC-Furniture and Building Upgr 2015-16 | ExAnte | Facilities | Closed | 0 | 0 | 0 | 0 | 0 | 0 | 0 | 0 |  |  | 276166.64 | Nil | Nil | Nil | Nil | Nil | Nil | Nil | Nil | 276166.64 | 276166.64
EC.11694 | Inventory Purchases 2015-16 | ExAnte | Inventory/Spares | Closed | 0 | 0 | 0 | 0 | 0 | 0 | 0 | 0 |  |  | 1433079.98 | 295783.74 | Nil | Nil | Nil | Nil | Nil | Nil | Nil | 1728863.72 | 1433079.98
EC.11709 | (CLSD)Yadnarie - Port Lincoln Backbone | ExAnte | Replacement | Closed | 0 | 0 | 0 | 0 | 0 | 0 | 23847.37 | 215992.62 | 3121327.19 | 1677702.37 | 123214.48 | Nil | Nil | Nil | Nil | Nil | Nil | Nil | Nil | 5162084.03 | 5162084.03
EC.11712 | Engineering Systems Functional Upgrade | ExAnte | Augmentation | Deferred | 0 | 0 | 0 | 0 | 0 | 0 | 0 | 0 |  | 189979.94 | 69611.05 | Nil | 329199.02 | 438705.14 | Nil | Nil | Nil | Nil | Nil | 1027495.15 | 259590.99
EC.11717 | CLSD-UPS Battery Bank No1 -300 Pirie St | ExAnte | Facilities | Closed | 0 | 0 | 0 | 0 | 0 | 0 | 0 | 0 |  |  | 83668.19 | Nil | Nil | Nil | Nil | Nil | Nil | Nil | Nil | 83668.19 | 83668.19
EC.11731 | Vehicle Purchases 2016-17 | ExAnte | Facilities | Active | 0 | 0 | 0 | 0 | 0 | 0 | 0 | 0 |  |  |  | 224699.75 | Nil | Nil | Nil | Nil | Nil | Nil | Nil | 224699.75 | 0
EC.11732 | Outage Management Functional Upgrade 1 | ExAnte | Augmentation | Closed | 0 | 0 | 0 | 0 | 0 | 0 | 0 | 0 |  |  |  | 335.83 | 1354.32 | Nil | Nil | Nil | Nil | Nil | Nil | 1690.15 | 0
EC.11733 | Online Asset Condition Monitoring Equipm | ExAnte | Replacement | Active | 0 | 0 | 0 | 0 | 0 | 0 | 0 | 0 |  |  | 9229.45 | 4230967.83 | 7637214.37 | Nil | Nil | Nil | Nil | Nil | Nil | 11877411.65 | 9229.45
EC.11734 | Network Aerial Laser Survey 2013-18 | ExAnte | Security/Compliance | Active | 0 | 0 | 0 | 0 | 0 | 0 | 0 | 0 |  | 20669.35 | 91992.08 | 1752995.51 | 396702.32 | 81046.94 | Nil | Nil | Nil | Nil | Nil | 2343406.2 | 112661.43
EC.11735 | Transmission Line Design | ExAnte | Security/Compliance | Deferred | 0 | 0 | 0 | 0 | 0 | 0 | 31134.87 | 53363.04 | 186355.87 |  |  | Nil | Nil | Nil | Nil | Nil | Nil | Nil | Nil | 270853.78 | 270853.78
EC.11738 | Mallala to Para Easement Expansion | ExAnte | Easements/Land | Active | 0 | 0 | 0 | 0 | 0 | 0 | 0 | 0 | 607039.51 | 92274.96 | 141920.79 | 572353.09 | 9685.14 | Nil | Nil | Nil | Nil | Nil | Nil | 1423273.49 | 841235.26
EC.11739 | Templers to Para Easement Expansion | ExAnte | Easements/Land | Active | 0 | 0 | 0 | 0 | 0 | 0 | 0 | 0 | 99401.85 | 76064.54 | 3427784.1 | 2649364.89 | 9045.97 | Nil | Nil | Nil | Nil | Nil | Nil | 6261661.35 | 3603250.49
EC.11741 | Database Platform Refresh 17-18 | ExAnte | Information Technology | Active | 0 | 0 | 0 | 0 | 0 | 0 | 0 | 0 |  |  |  | 643198.25 | 33124.36 | Nil | Nil | Nil | Nil | Nil | Nil | 676322.61 | 0
EC.11742 | Baroota Substation Replacement | ExAnte | Replacement | Active | 0 | 0 | 0 | 0 | 0 | 0 | 0 | 37048.43 | 484827.3 | 138716.12 | 42278.81 | 2812136.97 | 2809368.69 | 483.81 | Nil | Nil | Nil | Nil | Nil | 6324860.13 | 702870.66
EC.11744 | Bund Refurbishments | ExAnte | Security/Compliance | Active | 0 | 0 | 0 | 0 | 0 | 0 | 0 | 0 | 490301.42 | 531448.59 | 1053221.75 | 4666831.36 | 1254007.52 | 16880.09 | Nil | Nil | Nil | Nil | Nil | 8012690.73 | 2074971.76
EC.11745 | Riverland 132 kV Line Uprate | ExAnte | Augmentation | Closed | 0 | 0 | 0 | 0 | 0 | 0 | 0 | 0 | 8221.21 | 317591.37 | 1332108.63 | 1116.27 | Nil | Nil | Nil | Nil | Nil | Nil | Nil | 1659037.48 | 1657921.21
EC.11747 | Substation Lighting and Infrastructure R | ExAnte | Replacement | Active | 0 | 0 | 0 | 0 | 0 | 0 | 0 | 0 |  |  | 87606.14 | 511148.22 | 3224241.91 | 1802489.4 | Nil | Nil | Nil | Nil | Nil | 5625485.67 | 87606.14
EC.11749 | AC Switchboard Replacement 2013-18 | ExAnte | Replacement | Active | 0 | 0 | 0 | 0 | 0 | 0 | 0 | 0 |  | 60003.55 | 414454.11 | 1156684.69 | 5569792.03 | 2400878.88 | Nil | Nil | Nil | Nil | Nil | 9601813.26 | 474457.66
EC.11751 | Westinghouse RTU Replacement | ExAnte | Replacement | Active | 0 | 0 | 0 | 0 | 0 | 0 | 0 | 0 |  | 9388.55 | 231514.37 | 1693949.19 | 375539.53 | 4527.94 | Nil | Nil | Nil | Nil | Nil | 2314919.58 | 240902.92
EC.11781 | Furniture and Building Upgrades 2016-17 | ExAnte | Facilities | Active | 0 | 0 | 0 | 0 | 0 | 0 | 0 | 0 |  |  |  | 390312.79 | Nil | Nil | Nil | Nil | Nil | Nil | Nil | 390312.79 | 0
EC.11794 | Inventory Purchases 2016-17 | ExAnte | Inventory/Spares | Active | 0 | 0 | 0 | 0 | 0 | 0 | 0 | 0 |  |  |  | 448453.02 | Nil | Nil | Nil | Nil | Nil | Nil | Nil | 448453.02 | 0
EC.11808 | Windows Backoffice Mgmt Sys Refresh17-18 | ExAnte | Information Technology | Active | 0 | 0 | 0 | 0 | 0 | 0 | 0 | 0 |  |  |  | 189790.78 | Nil | 50262.19 | 482403.6 | 11474.56 | Nil | Nil | Nil | 733931.13 | 0
EC.11809 | Common Information-Connectivity Model | ExAnte | Information Technology | Active | 0 | 0 | 0 | 0 | 0 | 0 | 0 | 0 |  | 8096.17 | 165269.04 | 310212.11 | 4554.6 | Nil | Nil | Nil | Nil | Nil | Nil | 488131.92 | 173365.21
EC.11811 | Outage Management Functional Upgrade 3 | ExAnte | Information Technology | Potential | 0 | 0 | 0 | 0 | 0 | 0 | 0 | 0 |  |  |  | Nil | Nil | Nil | 232980.63 | 480328.71 | 615520.34 | 280182.5 | Nil | 1609012.18 | 0
EC.11816 | One IP Substation Network Stage 1 | ExAnte | Replacement | Active | 0 | 0 | 0 | 0 | 0 | 0 | 0 | 3325.07 | 665573.62 | 655963.36 | 2745396.56 | 849798.025 | Nil | Nil | Nil | Nil | Nil | Nil | Nil | 4920056.635 | 4070258.61 | 25% | 0% | 0% | 0% | 0% | 0% | 0%
EC.11822 | [CLSD]-Riverland Bearer | ExAnte | Replacement | Closed | 0 | 0 | 0 | 0 | 0 | 0 | 15962.64 | 500401.04 | 4492442.1 | 1076465.56 | 255005.82 | 9399.75 | Nil | Nil | Nil | Nil | Nil | Nil | Nil | 6349676.91 | 6340277.16
EC.11824 | Weather Stations 2013-18 | ExAnte | Augmentation | Active | 0 | 0 | 0 | 0 | 0 | 0 | 0 | 0 | 235792.68 | 351063.65 | 1940704.88 | 414488.11 | Nil | Nil | Nil | Nil | Nil | Nil | Nil | 2942049.32 | 2527561.21
EC.11826 | Dalrymple Substation Upgrade | ExAnte | Connection | Active | 0 | 0 | 0 | 0 | 0 | 0 | 68042.98 | 482239.01 | 984921.21 | 618196.63 | 2583838.58 | 2885762.39 | Nil | Nil | Nil | Nil | Nil | Nil | Nil | 7623000.8 | 4737238.41
EC.11829 | Regional N-1 Secure Control Schemes | ExAnte | Security/Compliance | Potential | 0 | 0 | 0 | 0 | 0 | 0 | 0 | 0 |  |  |  | 88663.91 | 809462.18 | 264870.75 | Nil | Nil | Nil | Nil | Nil | 1162996.84 | 0
EC.11847 | NGM CT_VT Replacement Project | ExAnte | Replacement | Active | 0 | 0 | 0 | 0 | 0 | 0 | 0 | 0 | 553053.62 | 2539573.15 | 301859.86 | 15513.92 | Nil | Nil | Nil | Nil | Nil | Nil | Nil | 3410000.55 | 3394486.63
EC.11852 | Historian Upgrade 2 | ExAnte | Replacement | Potential | 0 | 0 | 0 | 0 | 0 | 0 | 0 | 0 |  |  |  | Nil | Nil | Nil | Nil | 116311.16 | 152406.03 | 138339.11 | Nil | 407056.3 | 0
EC.11854 | Telco Asset Replacement 2013-18 | ExAnte | Replacement | Active | 0 | 0 | 0 | 0 | 0 | 0 | 0 | 0 |  | 157936.68 | 735154.39 | 2604652.92 | 1732090.22 | 91871.34 | 10749.8 | Nil | Nil | Nil | Nil | 5332455.35 | 893091.07
EC.11861 | Telecommunications Network Optimisation | ExAnte | Augmentation | Active | 0 | 0 | 0 | 0 | 0 | 0 | 0 | 185716.89 | 254436.19 | 414371.98 | 375632.94 | 364738.57 | 4501.15 | Nil | Nil | Nil | Nil | Nil | Nil | 1599397.72 | 1230158
EC.11862 | Substation VOIP Network Completion | ExAnte | Replacement | Active | 0 | 0 | 0 | 0 | 0 | 0 | 0 | 0 |  |  | 21297.82 | 491195.23 | 626715.87 | 20583.72 | Nil | Nil | Nil | Nil | Nil | 1159792.64 | 21297.82
EC.11865 | Network Config Mngmnt System Upgrade 1 | ExAnte | Replacement | Potential | 0 | 0 | 0 | 0 | 0 | 0 | 0 | 0 |  |  |  | Nil | Nil | Nil | 149108.54 | 411022.43 | 408976.33 | Nil | Nil | 969107.3 | 0
EC.11870 | IT Hardware Refresh Maintain 16-18 | ExAnte | Information Technology | Active | 0 | 0 | 0 | 0 | 0 | 0 | 0 | 0 |  |  |  | 796211.17 | 166160.73 | Nil | Nil | Nil | Nil | Nil | Nil | 962371.9 | 0
EC.11871 | Licenses, Maintenance, Minor Soft 17-18 | ExAnte | Information Technology | Active | 0 | 0 | 0 | 0 | 0 | 0 | 0 | 0 |  |  |  | 815017.13 | 822970.44 | 293682.89 | Nil | Nil | Nil | Nil | Nil | 1931670.46 | 0
EC.11872 | IT Security Technology Refresh 17-18 | ExAnte | Information Technology | Potential | 0 | 0 | 0 | 0 | 0 | 0 | 0 | 0 |  |  |  | 22119.02 | 611757.76 | 641728.28 | 15493.93 | Nil | Nil | Nil | Nil | 1291098.99 | 0
EC.11873 | OT Software 3 | ExAnte | Replacement | Active | 0 | 0 | 0 | 0 | 0 | 0 | 0 | 0 |  |  |  | 131591.1 | 1256424.8 | 734376.1 | Nil | Nil | Nil | Nil | Nil | 2122392 | 0
EC.11880 | Fire Protection 300 Pirie 2017-18 | ExAnte | Facilities | Potential | 0 | 0 | 0 | 0 | 0 | 0 | 0 | 0 |  |  |  | Nil | 129916.44 | Nil | Nil | Nil | Nil | Nil | Nil | 129916.44 | 0
EC.11881 | Furniture and Building Upgrades 2017-18 | ExAnte | Facilities | Potential | 0 | 0 | 0 | 0 | 0 | 0 | 0 | 0 |  |  |  | Nil | 236999.01 | Nil | Nil | Nil | Nil | Nil | Nil | 236999.01 | 0
EC.11882 | General Utility Upgrades 2017-18 | ExAnte | Facilities | Potential | 0 | 0 | 0 | 0 | 0 | 0 | 0 | 0 |  |  |  | Nil | 144999.41 | Nil | Nil | Nil | Nil | Nil | Nil | 144999.41 | 0
EC.11890 | Unit Asset Replacements 2013-18 | ExAnte | Replacement | Active | 0 | 0 | 0 | 0 | 0 | 0 | 0 | 0 | 1609920.14 | 9232886.6 | 14013854.38 | 4233506.89 | Nil | Nil | Nil | Nil | Nil | Nil | Nil | 29090168.01 | 24856661.12 | 50% | 0 | 0 | 0 | 0 | 0 | 0
EC.11894 | Inventory Purchases 2017-18 | ExAnte | Inventory/Spares | Potential | 0 | 0 | 0 | 0 | 0 | 0 | 0 | 0 |  |  |  | Nil | 2162377.33 | Nil | Nil | Nil | Nil | Nil | Nil | 2162377.33 | 0
EC.11895 | SAEs for 2018-23 Capital Projects | ExAnte | Replacement | Active | 0 | 0 | 0 | 0 | 0 | 0 | 0 | 0 |  | 1049455.56 | 1220165.2 | 717265.53 | Nil | Nil | Nil | Nil | Nil | Nil | Nil | 2986886.29 | 2269620.76
EC.11899 | Vehicle Purchases 2017-18 | ExAnte | Facilities | Potential | 0 | 0 | 0 | 0 | 0 | 0 | 0 | 0 |  |  |  | Nil | 219998.98 | Nil | Nil | Nil | Nil | Nil | Nil | 219998.98 | 0
EC.11900 | Intranet Platform Refresh 16-17 | ExAnte | Information Technology | Active | 0 | 0 | 0 | 0 | 0 | 0 | 0 | 0 |  |  |  | 145332.34 | 19202.43 | Nil | Nil | Nil | Nil | Nil | Nil | 164534.77 | 0
EC.11905 | Yorke Peninsula Reinforcement Land & Eas | ExAnte | Easements/Land | Deferred | 0 | 0 | 0 | 0 | 0 | 0 | 0 | 3436.96 |  |  |  | Nil | Nil | Nil | Nil | Nil | Nil | Nil | 658309.81 | 661746.77 | 3436.96
EC.11907 | Intranet and Extranet Refresh 18-19 | ExAnte | Information Technology | Potential | 0 | 0 | 0 | 0 | 0 | 0 | 0 | 0 |  |  |  | Nil | Nil | 213544.52 | 57860.39 | Nil | Nil | Nil | Nil | 271404.91 | 0
EC.11915 | Furniture and Building Upgrades 2018-19 | ExAnte | Facilities | Potential | 0 | 0 | 0 | 0 | 0 | 0 | 0 | 0 |  |  |  | Nil | Nil | 355454.37 | Nil | Nil | Nil | Nil | Nil | 355454.37 | 0
EC.11916 | Vehicle Purchases 2018-19 | ExAnte | Facilities | Potential | 0 | 0 | 0 | 0 | 0 | 0 | 0 | 0 |  |  |  | Nil | Nil | 149936.11 | Nil | Nil | Nil | Nil | Nil | 149936.11 | 0
EC.11917 | Investigation&Integration of New Technol | ExAnte | Replacement | Potential | 0 | 0 | 0 | 0 | 0 | 0 | 0 | 0 |  |  |  | Nil | Nil | 92260.66 | 563459.74 | 575697.14 | 590458.02 | 483063.42 | Nil | 2304938.98 | 0
EC.11994 | Inventory Purchases 2018-19 | ExAnte | Inventory/Spares | Potential | 0 | 0 | 0 | 0 | 0 | 0 | 0 | 0 |  |  |  | Nil | Nil | 2371160.02 | Nil | Nil | Nil | Nil | Nil | 2371160.02 | 0
EC.12002 | Local Area Network Equip Refresh 21-22 | ExAnte | Information Technology | Potential | 0 | 0 | 0 | 0 | 0 | 0 | 0 | 0 |  |  |  | Nil | Nil | Nil | Nil | 98490.85 | 2002457.79 | Nil | Nil | 2100948.64 | 0
EC.12004 | Geospatial Systems Refresh 18-19 | ExAnte | Information Technology | Potential | 0 | 0 | 0 | 0 | 0 | 0 | 0 | 0 |  |  |  | Nil | 656968.09 | 626096.7 | Nil | Nil | Nil | Nil | Nil | 1283064.79 | 0
EC.12005 | IT Storage and Virtualisation Refurb 2 | ExAnte | Information Technology | Potential | 0 | 0 | 0 | 0 | 0 | 0 | 0 | 0 |  |  |  | Nil | Nil | 108307.37 | 1280986.47 | 1137453.3 | 8966.48 | Nil | Nil | 2535713.62 | 0
EC.12008 | Project Portfoilo Mgmt Sys Refresh 21-22 | ExAnte | Information Technology | Potential | 0 | 0 | 0 | 0 | 0 | 0 | 0 | 0 |  |  |  | Nil | Nil | Nil | Nil | 61003.38 | 806503.45 | 419343.2 | Nil | 1286850.03 | 0
EC.12010 | ERP Systems Refresh | ExAnte | Information Technology | Potential | 0 | 0 | 0 | 0 | 0 | 0 | 0 | 0 |  |  |  | Nil | Nil | Nil | Nil | Nil | 1277810.73 | 1146514.23 | 1116960.29 | 3541285.25 | 0
EC.12013 | Design Standards Major Review Reset 4 | ExAnte | Replacement | Potential | 0 | 0 | 0 | 0 | 0 | 0 | 0 | 0 |  |  |  | Nil | Nil | Nil | 797805.56 | 1696416.52 | 824707.18 | Nil | Nil | 3318929.26 | 0
EC.12014 | Protection System Modelling and Validati | ExAnte | Information Technology | Active | 0 | 0 | 0 | 0 | 0 | 0 | 0 | 0 |  |  |  | 142519.9 | 976958.36 | 482173.93 | Nil | Nil | Nil | Nil | Nil | 1601652.19 | 0
EC.12017 | Geospatial Systems Refresh 23-24 | ExAnte | Information Technology | Potential | 0 | 0 | 0 | 0 | 0 | 0 | 0 | 0 |  |  |  | Nil | Nil | Nil | Nil | Nil | Nil | 392519.88 | 654628.81 | 1047148.69 | 0
EC.12021 | Licenses, Maintenance, Minor Soft 22-23 | ExAnte | Information Technology | Potential | 0 | 0 | 0 | 0 | 0 | 0 | 0 | 0 |  |  |  | Nil | Nil | Nil | Nil | Nil | 44047.22 | 906643.23 | 1469964.36 | 2420654.81 | 0
EC.12027 | Mechanical 300 Pirie St 2018-19 | ExAnte | Facilities | Potential | 0 | 0 | 0 | 0 | 0 | 0 | 0 | 0 |  |  |  | Nil | Nil | 660999.23 | Nil | Nil | Nil | Nil | Nil | 660999.23 | 0
EC.12028 | Furniture and Gen Bldg Upgrades 2019-20 | ExAnte | Facilities | Potential | 0 | 0 | 0 | 0 | 0 | 0 | 0 | 0 |  |  |  | Nil | Nil | Nil | 347473.95 | Nil | Nil | Nil | Nil | 347473.95 | 0
EC.12030 | Vehicle Purchases 2019-20 | ExAnte | Facilities | Potential | 0 | 0 | 0 | 0 | 0 | 0 | 0 | 0 |  |  |  | Nil | Nil | Nil | 211079.11 | Nil | Nil | Nil | Nil | 211079.11 | 0
EC.12070 | IT Hardware Refresh and Maintain 19-20 | ExAnte | Information Technology | Potential | 0 | 0 | 0 | 0 | 0 | 0 | 0 | 0 |  |  |  | Nil | Nil | 666987.57 | 661234.41 | 210984.86 | Nil | Nil | Nil | 1539206.84 | 0
EC.12071 | Licenses, Maintenance, Minor Soft 19-20 | ExAnte | Information Technology | Potential | 0 | 0 | 0 | 0 | 0 | 0 | 0 | 0 |  |  |  | Nil | 56244.51 | 1212866.27 | 1210532.11 | 34794.19 | Nil | Nil | Nil | 2514437.08 | 0
EC.12072 | IT Security 4 | ExAnte | Information Technology | Potential | 0 | 0 | 0 | 0 | 0 | 0 | 0 | 0 |  |  |  | Nil | Nil | 327419.12 | 639873.23 | 474842.64 | Nil | Nil | Nil | 1442134.99 | 0
EC.12073 | OT Software 4 | ExAnte | Replacement | Potential | 0 | 0 | 0 | 0 | 0 | 0 | 0 | 0 |  |  |  | Nil | Nil | 576303.07 | 893898.78 | 520300.47 | Nil | Nil | Nil | 1990502.32 | 0
EC.12094 | Inventory Purchases 2019-2020 | ExAnte | Inventory/Spares | Potential | 0 | 0 | 0 | 0 | 0 | 0 | 0 | 0 |  |  |  | Nil | Nil | Nil | 2435256.56 | Nil | Nil | Nil | Nil | 2435256.56 | 0
EC.12101 | Records Management | ExAnte | Information Technology | Active | 0 | 0 | 0 | 0 | 0 | 0 | 0 | 0 |  |  | 27690.75 | 806308.13 | 1309809.64 | Nil | Nil | Nil | Nil | Nil | Nil | 2143808.52 | 27690.75
EC.12105 | Electrical 300 Pirie St 2020 - 2021 | ExAnte | Facilities | Potential | 0 | 0 | 0 | 0 | 0 | 0 | 0 | 0 |  |  |  | Nil | Nil | Nil | Nil | 258998.01 | Nil | Nil | Nil | 258998.01 | 0
EC.12106 | Furniture and Gen Bldg Upgrades 2020-21 | ExAnte | Facilities | Potential | 0 | 0 | 0 | 0 | 0 | 0 | 0 | 0 |  |  |  | Nil | Nil | Nil | Nil | 370700.41 | Nil | Nil | Nil | 370700.41 | 0
EC.12108 | Mechanical Keswick North 2020-21 | ExAnte | Facilities | Potential | 0 | 0 | 0 | 0 | 0 | 0 | 0 | 0 |  |  |  | Nil | Nil | Nil | Nil | 173999.09 | Nil | Nil | Nil | 173999.09 | 0
EC.12111 | Vehicle Purchases 2020-21 | ExAnte | Facilities | Potential | 0 | 0 | 0 | 0 | 0 | 0 | 0 | 0 |  |  |  | Nil | Nil | Nil | Nil | 280654.61 | Nil | Nil | Nil | 280654.61 | 0
EC.12115 | Telecommunications Unit AssetReplacement | ExAnte | Replacement | Potential | 0 | 0 | 0 | 0 | 0 | 0 | 0 | 0 |  |  |  | Nil | Nil | 579145.18 | 1272366.33 | 2077277.82 | 2131482.87 | 1327667.61 | Nil | 7387939.81 | 0
EC.12203 | OT Software 5 | ExAnte | Information Technology | Potential | 0 | 0 | 0 | 0 | 0 | 0 | 0 | 0 |  |  |  | Nil | Nil | Nil | 32690.14 | 833689.59 | 933978.83 | 275948.11 | Nil | 2076306.67 | 0
EC.12204 | Generator Replacemt 300 Pirie St 2021-22 | ExAnte | Facilities | Potential | 0 | 0 | 0 | 0 | 0 | 0 | 0 | 0 |  |  |  | Nil | Nil | Nil | Nil | Nil | 381901.19 | Nil | Nil | 381901.19 | 0
EC.12205 | Furniture and Gen Bldg Upgrades 2021-22 | ExAnte | Facilities | Potential | 0 | 0 | 0 | 0 | 0 | 0 | 0 | 0 |  |  |  | Nil | Nil | Nil | Nil | Nil | 397381.16 | Nil | Nil | 397381.16 | 0
EC.12207 | Vehicle Purchases 2021-22 | ExAnte | Facilities | Potential | 0 | 0 | 0 | 0 | 0 | 0 | 0 | 0 |  |  |  | Nil | Nil | Nil | Nil | Nil | 270354.08 | Nil | Nil | 270354.08 | 0
EC.12210 | IT Hardware Refresh Maintain 21-22 | ExAnte | Information Technology | Potential | 0 | 0 | 0 | 0 | 0 | 0 | 0 | 0 |  |  |  | Nil | Nil | Nil | Nil | 715248.2 | 631232.06 | 28629.69 | Nil | 1375109.95 | 0
EC.12211 | IT Security Technology Refresh 21-22 | ExAnte | Information Technology | Potential | 0 | 0 | 0 | 0 | 0 | 0 | 0 | 0 |  |  |  | Nil | Nil | Nil | Nil | 325782.33 | 708084.49 | 479858.89 | Nil | 1513725.71 | 0
EC.12301 | Automated Asset Condition Assessment | ExAnte | Replacement | Potential | 0 | 0 | 0 | 0 | 0 | 0 | 0 | 0 |  |  |  | Nil | Nil | Nil | 181844.5 | 832961.22 | Nil | Nil | Nil | 1014805.72 | 0
EC.12330 | One IP Substation Network - Stage 2 | ExAnte | Replacement | Potential | 0 | 0 | 0 | 0 | 0 | 0 | 0 | 0 |  |  |  | Nil | 21319.53 | 1881689.09 | 2695125.45 | 575504.05 | Nil | Nil | Nil | 5173638.12 | 0
EC.12334 | Furniture and General Building upgrades | ExAnte | Facilities | Potential | 0 | 0 | 0 | 0 | 0 | 0 | 0 | 0 |  |  |  | Nil | Nil | Nil | Nil | Nil | Nil | 300328.9 | 136630.24 | 436959.14 | 0
EC.12335 | Vehicle Purchases 2022-23 | ExAnte | Facilities | Potential | 0 | 0 | 0 | 0 | 0 | 0 | 0 | 0 |  |  |  | Nil | Nil | Nil | Nil | Nil | Nil | 165839.28 | 62.79 | 165902.07 | 0
EC.12336 | Carpet Upgrades Pirie and Rymill 2022-23 | ExAnte | Facilities | Potential | 0 | 0 | 0 | 0 | 0 | 0 | 0 | 0 |  |  |  | Nil | Nil | Nil | Nil | Nil | Nil | 140080.64 | 63727.68 | 203808.32 | 0
EC.12400 | OT Software 6 | ExAnte | Information Technology | Potential | 0 | 0 | 0 | 0 | 0 | 0 | 0 | 0 |  |  |  | Nil | Nil | Nil | Nil | Nil | 35188.24 | 880102.64 | 954343.47 | 1869634.35 | 0
EC.12402 | IT Hardware Refresh Maintain 22-23 | ExAnte | Information Technology | Potential | 0 | 0 | 0 | 0 | 0 | 0 | 0 | 0 |  |  |  | Nil | Nil | Nil | Nil | Nil | Nil | 717376.93 | 682919.43 | 1400296.36 | 0
EC.12403 | Licenses, Maintenance, Minor Soft 21-22 | ExAnte | Information Technology | Potential | 0 | 0 | 0 | 0 | 0 | 0 | 0 | 0 |  |  |  | Nil | Nil | Nil | 25675.11 | 1067725.63 | 1549893.24 | Nil | Nil | 2643293.98 | 0
EC.12404 | Windows Backoffice Mgmt Sys Refresh20-21 | ExAnte | Information Technology | Potential | 0 | 0 | 0 | 0 | 0 | 0 | 0 | 0 |  |  |  | Nil | Nil | Nil | 79116.47 | 687973.66 | 910104.68 | 827148.43 | 6607.06 | 2510950.3 | 0
EC.12406 | Intranet Platform Refresh 22-23 | ExAnte | Information Technology | Potential | 0 | 0 | 0 | 0 | 0 | 0 | 0 | 0 |  |  |  | Nil | Nil | Nil | Nil | Nil | 240801.48 | 230165.5 | Nil | 470966.98 | 0
EC.12500 | VOIP Network Refresh 2018-23 | ExAnte | Replacement | Potential | 0 | 0 | 0 | 0 | 0 | 0 | 0 | 0 |  |  |  | Nil | Nil | Nil | 151947.96 | 361382.68 | 270165.76 | 195991.28 | Nil | 979487.68 | 0
EC.14006 | CLSD R/town-North West Bend LineCorridor | ExAnte | Augmentation | Closed | 0 | 0 | 0 | 0 | 0 | 0 | 0 | 0 | 227479.92 | 915419.84 | 110131.04 | Nil | Nil | Nil | Nil | Nil | Nil | Nil | Nil | 1253030.8 | 1253030.8
EC.14007 | CLSD Supply Chain Management Procedure | ExAnte | Other | Closed | 0 | 0 | 0 | 0 | 0 | 0 | 0 | 0 |  | 290805.39 | 29718.66 | 2639.76 | Nil | Nil | Nil | Nil | Nil | Nil | Nil | 323163.81 | 320524.05
EC.14008 | DEFD Eyre Peninsula Islanding Controls | ExAnte | Security/Compliance | Deferred | 0 | 0 | 0 | 0 | 0 | 0 | 0 | 0 |  |  |  | 10662.66 | 399705.61 | 47667.93 | Nil | Nil | Nil | Nil | Nil | 458036.2 | 0
EC.14009 | SICAM PAS Substation Automation System M | ExAnte | Replacement | Active | 0 | 0 | 0 | 0 | 0 | 0 | 0 | 0 |  | 27587.72 | 206586.78 | 136145.8 | Nil | Nil | Nil | Nil | Nil | Nil | Nil | 370320.3 | 234174.5
EC.14010 | Automated IED configuration management | ExAnte | Information Technology | Potential | 0 | 0 | 0 | 0 | 0 | 0 | 0 | 0 |  |  |  | Nil | 96738.85 | 146579.27 | 334400.63 | 80030.53 | Nil | Nil | Nil | 657749.28 | 0
EC.14011 | Dynamics ratings systems upgrade | ExAnte | Replacement | Potential | 0 | 0 | 0 | 0 | 0 | 0 | 0 | 0 |  |  |  | Nil | Nil | 108915.25 | 293842.85 | 151752.41 | Nil | Nil | Nil | 554510.51 | 0
EC.14012 | Operational Data Network Architecture an | ExAnte | Security/Compliance | Active | 0 | 0 | 0 | 0 | 0 | 0 | 0 | 0 |  | 37898.5 | 285581.27 | 65369.72 | Nil | Nil | Nil | Nil | Nil | Nil | Nil | 388849.49 | 323479.77
EC.14013 | System Switching Writer Enhancement 1 | ExAnte | Replacement | Potential | 0 | 0 | 0 | 0 | 0 | 0 | 0 | 0 |  |  |  | Nil | Nil | Nil | Nil | Nil | 230250.11 | 836308.5 | Nil | 1066558.61 | 0
EC.14014 | Energy Mngmnt System Technical Upgrade 2 | ExAnte | Replacement | Potential | 0 | 0 | 0 | 0 | 0 | 0 | 0 | 0 |  |  |  | Nil | Nil | Nil | Nil | 178237.76 | 677454.22 | 905029.5 | Nil | 1760721.48 | 0
EC.14015 | IT Architecture Support Systems Implemen | ExAnte | Information Technology | Active | 0 | 0 | 0 | 0 | 0 | 0 | 0 | 0 |  |  |  | 194734.22 | 136463.5 | Nil | Nil | Nil | Nil | Nil | Nil | 331197.72 | 0
EC.14016 | Asset Cost and Risk Optimisation | ExAnte | Information Technology | Active | 0 | 0 | 0 | 0 | 0 | 0 | 0 | 0 |  |  | 49993.08 | 1711645.16 | 138218.74 | Nil | Nil | Nil | Nil | Nil | Nil | 1899856.98 | 49993.08
EC.14017 | Automated IED Data Capture | ExAnte | Replacement | Potential | 0 | 0 | 0 | 0 | 0 | 0 | 0 | 0 |  |  |  | Nil | Nil | 221292.03 | 770638.16 | Nil | Nil | Nil | Nil | 991930.19 | 0
EC.14018 | Treasury and Risk Systems Implementation | ExAnte | Information Technology | Active | 0 | 0 | 0 | 0 | 0 | 0 | 0 | 0 |  |  |  | 441323.12 | 19673.83 | Nil | Nil | Nil | Nil | Nil | Nil | 460996.95 | 0
EC.14019 | Estimating System Upgrade with Maint Enh | ExAnte | Information Technology | Potential | 0 | 0 | 0 | 0 | 0 | 0 | 0 | 0 |  |  |  | Nil | Nil | 303184.28 | 242995.74 | Nil | Nil | Nil | Nil | 546180.02 | 0
EC.14020 | IT Service Operation System | ExAnte | Information Technology | Closed | 0 | 0 | 0 | 0 | 0 | 0 | 0 | 0 |  |  | 371613.36 | Nil | Nil | Nil | Nil | Nil | Nil | Nil | Nil | 371613.36 | 371613.36
EC.14024 | SCADA and RTU configuration management | ExAnte | Information Technology | Deferred | 0 | 0 | 0 | 0 | 0 | 0 | 0 | 0 |  |  |  | 24172.06 | 225051.57 | 464786.3 | Nil | Nil | Nil | Nil | Nil | 714009.93 | 0
EC.14026 | Inventory Purchases 2020-21 | ExAnte | Inventory/Spares | Potential | 0 | 0 | 0 | 0 | 0 | 0 | 0 | 0 |  |  |  | Nil | Nil | Nil | Nil | 2478441.96 | Nil | Nil | Nil | 2478441.96 | 0
EC.14027 | Inventory Purchases 2021-22 | ExAnte | Inventory/Spares | Potential | 0 | 0 | 0 | 0 | 0 | 0 | 0 | 0 |  |  |  | Nil | Nil | Nil | Nil | Nil | 2542605.24 | Nil | Nil | 2542605.24 | 0
EC.14028 | Inventory Purchases 2022-23 | ExAnte | Inventory/Spares | Potential | 0 | 0 | 0 | 0 | 0 | 0 | 0 | 0 |  |  |  | Nil | Nil | Nil | Nil | Nil | Nil | 2606801.56 | Nil | 2606801.56 | 0
EC.14029 | System Control Centre Fire Suppression S | ExAnte | Replacement | Closed | 0 | 0 | 0 | 0 | 0 | 0 | 0 | 0 |  |  | 3110.54 | 83940.79 | Nil | Nil | Nil | Nil | Nil | Nil | Nil | 87051.33 | 3110.54
EC.14030 | Asset Access Manual Rewrite | ExAnte | Security/Compliance | Active | 0 | 0 | 0 | 0 | 0 | 0 | 0 | 0 |  |  | 39283.25 | 653133.11 | 689420.91 | Nil | Nil | Nil | Nil | Nil | Nil | 1381837.27 | 39283.25
EC.14031 | Protection Systems Unit Asset Replacemen | ExAnte | Replacement | Potential | 0 | 0 | 0 | 0 | 0 | 0 | 0 | 0 |  |  |  | Nil | 1052696.51 | 3577668.72 | 7233075.35 | 7015670.82 | 7199785.52 | 6224937.18 | Nil | 32303834.1 | 0
EC.14032 | Instrument Transformer Unit Asset Replac | ExAnte | Replacement | Potential | 0 | 0 | 0 | 0 | 0 | 0 | 0 | 0 |  |  |  | Nil | Nil | 94481.33 | 107598.08 | 950002.5 | 2392263.95 | 1733846.76 | Nil | 5278192.62 | 0
EC.14033 | Circuit Breaker Unit Asset Replacement 2 | ExAnte | Replacement | Potential | 0 | 0 | 0 | 0 | 0 | 0 | 0 | 0 |  |  |  | Nil | Nil | 130488.16 | 148603.31 | 965490.84 | 2375427.46 | 1726741.74 | Nil | 5346751.51 | 0
EC.14034 | Isolator Unit Asset Replacement 2018-23 | ExAnte | Replacement | Potential | 0 | 0 | 0 | 0 | 0 | 0 | 0 | 0 |  |  |  | Nil | Nil | 205723.75 | 343672.41 | 2282891.84 | 5363477.62 | 3871215.38 | Nil | 12066981 | 0
EC.14038 | NCIPAP 1 Riverland 132 kV Line Uprating | NCIPAP 2013-2018 | Augmentation | Active | 0 | 0 | 0 | 0 | 0 | 0 | 0 | 0 |  |  | 339333.03 | 2239997.29 | 615224.3 | Nil | Nil | Nil | Nil | Nil | Nil | 3194554.62 | 339333.03
EC.14039 | NCIPAP 2 Upper South East Line Uprating | NCIPAP 2013-2018 | Augmentation | Closed | 0 | 0 | 0 | 0 | 0 | 0 | 0 | 0 |  |  | 1180071.65 | 1105594.19 | Nil | Nil | Nil | Nil | Nil | Nil | Nil | 2285665.84 | 1180071.65
EC.14040 | NCIPAP 3 Lower South East 275 kV Line Up | NCIPAP 2013-2018 | Augmentation | Closed | 0 | 0 | 0 | 0 | 0 | 0 | 0 | 0 |  |  | 1394966.12 | 341309.38 | Nil | Nil | Nil | Nil | Nil | Nil | Nil | 1736275.5 | 1394966.12
EC.14042 | Canowie CB Arrangement Upgrade | Ex Ante | Security/Compliance | Potential | 0 | 0 | 0 | 0 | 0 | 0 | 0 | 0 |  |  |  | Nil | Nil | Nil | 152419.88 | 1564462.22 | 4546.81 | Nil | Nil | 1721428.91 | 0
EC.14045 | Battery Charger Unit Asset Replacement 2 | ExAnte | Replacement | Potential | 0 | 0 | 0 | 0 | 0 | 0 | 0 | 0 |  |  |  | Nil | Nil | 32951 | 80807.36 | 544329.03 | 509090.85 | Nil | Nil | 1167178.24 | 0
EC.14046 | AC Board Unit Asset Replacement 2018-23 | ExAnte | Replacement | Potential | 0 | 0 | 0 | 0 | 0 | 0 | 0 | 0 |  |  |  | Nil | 72656.08 | 513967.7 | 4556348.06 | 4696914.28 | 311246.95 | Nil | Nil | 10151133.07 | 0
EC.14047 | Transformer Bushing Unit Asset Replaceme | ExAnte | Replacement | Potential | 0 | 0 | 0 | 0 | 0 | 0 | 0 | 0 |  |  |  | Nil | 202149.36 | 253386.25 | 3688433.51 | 3314753.59 | Nil | Nil | Nil | 7458722.71 | 0
EC.14049 | Leigh Creek South Transformer Replacemen | ExAnte | Replacement | Potential | 0 | 0 | 0 | 0 | 0 | 0 | 0 | 0 |  |  |  | Nil | 169508.02 | 1277907.29 | 1678205.36 | Nil | Nil | Nil | Nil | 3125620.67 | 0
EC.14051 | Operational Data Network Establishment | ExAnte | Security/Compliance | Active | 0 | 0 | 0 | 0 | 0 | 0 | 0 | 0 |  |  |  | 131599.8 | 817713.97 | 51729.31 | Nil | Nil | Nil | Nil | Nil | 1001043.08 | 0
EC.14053 | ElectraNet Corporate Website Functional | ExAnte | Information Technology | Closed | 0 | 0 | 0 | 0 | 0 | 0 | 0 | 0 |  |  | 257898.37 | 43383.43 | Nil | Nil | Nil | Nil | Nil | Nil | Nil | 301281.8 | 257898.37
EC.14056 | Para - Davenport Additional 275 kV Syste | ExAnte | Security/Compliance | Potential | 0 | 0 | 0 | 0 | 0 | 0 | 0 | 0 |  |  |  | 84560.32 | 1614799.5 | 3215504.06 | Nil | Nil | Nil | Nil | Nil | 4914863.88 | 0
EC.14057 | Pirie Precinct Led Lighting Upgrade | ExAnte | Facilities | Active | 0 | 0 | 0 | 0 | 0 | 0 | 0 | 0 |  |  |  | 195267.18 | Nil | Nil | Nil | Nil | Nil | Nil | Nil | 195267.18 | 0
EC.14058 | Server Room Critical Air Conditioning 20 | ExAnte | Facilities | Active | 0 | 0 | 0 | 0 | 0 | 0 | 0 | 0 |  |  |  | 157946.44 | Nil | Nil | Nil | Nil | Nil | Nil | Nil | 157946.44 | 0
EC.14059 | CLSD-Keswick Precinct Led Lighting Upgra | ExAnte | Facilities | Closed | 0 | 0 | 0 | 0 | 0 | 0 | 0 | 0 |  |  | 111682.87 | 29039.79 | Nil | Nil | Nil | Nil | Nil | Nil | Nil | 140722.66 | 111682.87
EC.14060 | Workspace Layout Refresh Stage 1 | ExAnte | Facilities | Potential | 0 | 0 | 0 | 0 | 0 | 0 | 0 | 0 |  |  |  | Nil | Nil | 349198.91 | 209080.93 | Nil | Nil | Nil | Nil | 558279.84 | 0
EC.14061 | Workspace Layout Refresh Stage 2 | ExAnte | Facilities | Potential | 0 | 0 | 0 | 0 | 0 | 0 | 0 | 0 |  |  |  | Nil | Nil | Nil | 441089.5 | 130355.43 | Nil | Nil | Nil | 571444.93 | 0
EC.14062 | Workspace Layout Refresh Stage 3 | ExAnte | Facilities | Potential | 0 | 0 | 0 | 0 | 0 | 0 | 0 | 0 |  |  |  | Nil | Nil | Nil | Nil | 396665.2 | 185190.35 | Nil | Nil | 581855.55 | 0
EC.14066 | Eastern Hills Telecommunications Tower C | ExAnte | Security/Compliance | Potential | 0 | 0 | 0 | 0 | 0 | 0 | 0 | 0 |  |  |  | Nil | Nil | 106802.46 | 1226969.43 | 97897.51 | Nil | Nil | Nil | 1431669.4 | 0
EC.14067 | Lift Upgrade 300 Pirie Street | ExAnte | Facilities | Potential | 0 | 0 | 0 | 0 | 0 | 0 | 0 | 0 |  |  |  | Nil | Nil | Nil | Nil | Nil | Nil | 133152.53 | 73.48 | 133226.01 | 0
EC.14068 | Murraylink Control Scheme Replacement | ExAnte | Replacement | Active | 0 | 0 | 0 | 0 | 0 | 0 | 0 | 0 |  |  |  | 175406.43 | 656953.04 | 50427.38 | Nil | Nil | Nil | Nil | Nil | 882786.85 | 0
EC.14069 | Telecoms Network Optimisation 2018-23 | ExAnte | Replacement | Potential | 0 | 0 | 0 | 0 | 0 | 0 | 0 | 0 |  |  |  | Nil | Nil | 48285.34 | 116614.61 | 338799.63 | 867724.99 | 611525.5 | Nil | 1982950.07 | 0
EC.14070 | Substation Operational Data Network Repl | ExAnte | Replacement | Potential | 0 | 0 | 0 | 0 | 0 | 0 | 0 | 0 |  |  |  | Nil | Nil | 303240.56 | 1683258.7 | 1632110.54 | Nil | Nil | Nil | 3618609.8 | 0
EC.14071 | Robertstown Circuit Breaker Arrangement | ExAnte | Security/Compliance | Potential | 0 | 0 | 0 | 0 | 0 | 0 | 0 | 0 |  |  |  | Nil | 277152.8 | 2809952.56 | 4018680.46 | Nil | Nil | Nil | Nil | 7105785.82 | 0
EC.14074 | Neutral Earthing Resistors and Reactors | ExAnte | Security/Compliance | Potential | 0 | 0 | 0 | 0 | 0 | 0 | 0 | 0 |  |  |  | Nil | Nil | Nil | Nil | 42939.83 | 138636.95 | 747202.11 | Nil | 928778.89 | 0
EC.14075 | Substation Air Conditioning Systems Unit | ExAnte | Replacement | Potential | 0 | 0 | 0 | 0 | 0 | 0 | 0 | 0 |  |  |  | Nil | Nil | 28884.11 | 100700.23 | 619717.66 | 576630.95 | Nil | Nil | 1325932.95 | 0
EC.14076 | Line Support Systems Refurbishment 2018- | ExAnte | Refurbishment | Potential | 0 | 0 | 0 | 0 | 0 | 0 | 0 | 0 |  |  |  | Nil | 311048.09 | 831071.34 | 2291403.55 | 2313405.52 | 2373851.18 | 1560592.83 | Nil | 9681372.51 | 0
EC.14077 | Mannum Transformer 1 and 2 Replacement | ExAnte | Replacement | Potential | 0 | 0 | 0 | 0 | 0 | 0 | 0 | 0 |  |  |  | Nil | Nil | 42810.2 | 130680.51 | 1437206.18 | 1344083.39 | Nil | Nil | 2954780.28 | 0
EC.14079 | Building Security Upgrade Unit Asset Rep | ExAnte | Replacement | Potential | 0 | 0 | 0 | 0 | 0 | 0 | 0 | 0 |  |  |  | Nil | Nil | 32068.83 | 111803.51 | 688048.99 | 639435.07 | Nil | Nil | 1471356.4 | 0
EC.14080 | Substation Security Fencing 2018-23 | ExAnte | Replacement | Potential | 0 | 0 | 0 | 0 | 0 | 0 | 0 | 0 |  |  |  | Nil | 234406.99 | 928727.28 | 2054576.73 | 1269562.53 | Nil | Nil | Nil | 4487273.53 | 0
EC.14081 | Line Insulator Systems Refurbishment 201 | ExAnte | Refurbishment | Potential | 0 | 0 | 0 | 0 | 0 | 0 | 0 | 0 |  |  |  | Nil | 1001167.49 | 2958201.882 | Nil | Nil | Nil | Nil | Nil | 3959369.372 | 0 | 0% | 100% | 44.65% | 0% | 0% | 0% | 0%
EC.14084 | Line Conductor and Earthwire Refurbishme | ExAnte | Refurbishment | Potential | 0 | 0 | 0 | 0 | 0 | 0 | 0 | 0 |  |  |  | Nil | 58552.34 | 851471.14 | 3019394.9 | 5192453.6722 | Nil | Nil | Nil | 9121872.0522 | 0 | 0% | 100% | 100% | 100% | 92.1% | 0% | 0%
EC.14085 | Gawler East Connection Point | ExAnte | Connection | Potential | 0 | 0 | 0 | 0 | 0 | 0 | 0 | 0 |  |  |  | Nil | Nil | 86351.1 | 1306946.32 | 5321911.9 | 6933.98 | Nil | Nil | 6722143.3 | 0
EC.14086 | Stakeholder Management Sys Refresh 17-18 | ExAnte | Information Technology | Potential | 0 | 0 | 0 | 0 | 0 | 0 | 0 | 0 |  |  |  | Nil | 351761.25 | 2423.97 | Nil | Nil | Nil | Nil | Nil | 354185.22 | 0
EC.14088 | High Voltage Switching Training Facility | ExAnte | Security/Compliance | Active | 0 | 0 | 0 | 0 | 0 | 0 | 0 | 0 |  |  | 162054.02 | 362504.21 | 3144674.69 | 723854.28 | Nil | Nil | Nil | Nil | Nil | 4393087.2 | 162054.02
EC.14089 | Magill High Voltage Workshop Facility | ExAnte | Security/Compliance | Active | 0 | 0 | 0 | 0 | 0 | 0 | 0 | 0 |  |  | 51133.84 | 151501.21 | 258948.07 | 1716056.73 | 6413.02 | Nil | Nil | Nil | Nil | 2184052.87 | 51133.84
EC.14090 | Mount Gambier Transformer 1 Replacement | ExAnte | Replacement | Potential | 0 | 0 | 0 | 0 | 0 | 0 | 0 | 0 |  |  |  | Nil | 51431.25 | 62794.45 | 1097374.98 | 1034877.16 | Nil | Nil | Nil | 2246477.84 | 0
EC.14091 | Online Asset Condition Assessment Equipm | ExAnte | Replacement | Potential | 0 | 0 | 0 | 0 | 0 | 0 | 0 | 0 |  |  |  | 98689.95 | 1547592.97 | 1600099.95 | 1723542.52 | 586810.75 | Nil | Nil | Nil | 5556736.14 | 0
EC.14099 | Stakeholder Mgmt Systems Refresh 23-24 | ExAnte | Information Technology | Potential | 0 | 0 | 0 | 0 | 0 | 0 | 0 | 0 |  |  |  | Nil | Nil | Nil | Nil | Nil | Nil | 19615.34 | 349792.56 | 369407.9 | 0
EC.14100 | Asset Data Capture 2 | ExAnte | Information Technology | Active | 0 | 0 | 0 | 0 | 0 | 0 | 0 | 0 |  |  |  | 566940.93 | 596967.65 | 123010.43 | Nil | Nil | Nil | Nil | Nil | 1286919.01 | 0
EC.14101 | CLSD-Workplace Accommod Alterations 2015 | ExAnte | Facilities | Closed | 0 | 0 | 0 | 0 | 0 | 0 | 0 | 0 |  | 129615.27 | 55209.26 | 163.02 | Nil | Nil | Nil | Nil | Nil | Nil | Nil | 184987.55 | 184824.53
EC.14102 | Telecoms Management Systems Replacement | ExAnte | Replacement | Potential | 0 | 0 | 0 | 0 | 0 | 0 | 0 | 0 |  |  |  | Nil | Nil | Nil | Nil | 1020297 | 114907.88 | Nil | Nil | 1135204.88 | 0
EC.14103 | Operational Data Network Environment Rep | ExAnte | Replacement | Potential | 0 | 0 | 0 | 0 | 0 | 0 | 0 | 0 |  |  |  | Nil | Nil | Nil | Nil | Nil | 283604.2 | 960271.48 | Nil | 1243875.68 | 0
EC.14104 | Operational Data Network Security Standa | ExAnte | Replacement | Potential | 0 | 0 | 0 | 0 | 0 | 0 | 0 | 0 |  |  |  | Nil | Nil | Nil | Nil | 452543.86 | Nil | Nil | Nil | 452543.86 | 0
EC.14105 | Brinkworth - Waterloo Bearer Replacement | ExAnte | Replacement | Potential | 0 | 0 | 0 | 0 | 0 | 0 | 0 | 0 |  |  |  | Nil | Nil | Nil | 552578.16 | 520399.99 | 10948065.2 | Nil | Nil | 12021043.35 | 0
EC.14108 | Advanced Analytics for Bus Intelligence | ExAnte | Information Technology | Potential | 0 | 0 | 0 | 0 | 0 | 0 | 0 | 0 |  |  |  | Nil | Nil | Nil | 76805.87 | 551867.98 | 137060.3 | Nil | Nil | 765734.15 | 0
EC.14111 | Treasury and Risk Systems Refresh | ExAnte | Information Technology | Potential | 0 | 0 | 0 | 0 | 0 | 0 | 0 | 0 |  |  |  | Nil | Nil | Nil | Nil | Nil | Nil | 531109 | 7814.62 | 538923.62 | 0
EC.14113 | Project Opex Resource Modelling Sys Refr | ExAnte | Information Technology | Potential | 0 | 0 | 0 | 0 | 0 | 0 | 0 | 0 |  |  |  | Nil | Nil | 108856.9 | 156948.82 | 19958.64 | Nil | Nil | Nil | 285764.36 | 0
EC.14114 | Kilburn Substation Land Acquisition | ExAnte | Easements/Land | Deferred | 0 | 0 | 0 | 0 | 0 | 0 | 0 | 0 |  |  | 8906.79 | Nil | Nil | Nil | Nil | Nil | Nil | Nil | Nil | 8906.79 | 8906.79
EC.14115 | IT Backup and Archiving Systems Replace | ExAnte | Information Technology | Potential | 0 | 0 | 0 | 0 | 0 | 0 | 0 | 0 |  |  |  | Nil | Nil | Nil | 461004 | 230600.95 | Nil | Nil | Nil | 691604.95 | 0
EC.14116 | Virtual Application Capability Refresh | ExAnte | Information Technology | Potential | 0 | 0 | 0 | 0 | 0 | 0 | 0 | 0 |  |  |  | Nil | Nil | 38227.76 | 247584.79 | 423998.8 | 193829.92 | Nil | Nil | 903641.27 | 0
EC.14118 | Database Platform Refresh 19-20 | ExAnte | Information Technology | Potential | 0 | 0 | 0 | 0 | 0 | 0 | 0 | 0 |  |  |  | Nil | Nil | 419507.05 | 521190.96 | 2113521.85 | Nil | Nil | Nil | 3054219.86 | 0
EC.14119 | NCIPAP Load Model Enhancements Capex Com | ExAnte | Augmentation | Closed | 0 | 0 | 0 | 0 | 0 | 0 | 0 | 0 |  |  | 40481.32 | Nil | Nil | Nil | Nil | Nil | Nil | Nil | Nil | 40481.32 | 40481.32
EC.14120 | Back Up Control and Data Centre | ExAnte | Security/Compliance | Active | 0 | 0 | 0 | 0 | 0 | 0 | 0 | 0 |  |  | 48019.06 | 212085.78 | 1787211.32 | 1045591.29 | Nil | Nil | Nil | Nil | Nil | 3092907.45 | 48019.06
EC.14121 | Project Delivery Optimisation 2 | ExAnte | Augmentation | Potential | 0 | 0 | 0 | 0 | 0 | 0 | 0 | 0 |  |  |  | Nil | Nil | 50406.99 | 1486701.4 | 139097.61 | Nil | Nil | Nil | 1676206 | 0
EC.14122 | Davenport Under-voltage Load Shedding | ExAnte | Security/Compliance | Closed | 0 | 0 | 0 | 0 | 0 | 0 | 0 | 0 |  |  | 187262.35 | 29471.98 | Nil | Nil | Nil | Nil | Nil | Nil | Nil | 216734.33 | 187262.35
EC.14126 | Monash and Berri Relay Replacement | ExAnte | Replacement | Active | 0 | 0 | 0 | 0 | 0 | 0 | 0 | 0 |  |  |  | 243869.46 | 1507035.38 | 48785.59 | Nil | Nil | Nil | Nil | Nil | 1799690.43 | 0
EC.14127 | GE D20 RTU Product Upgrades | ExAnte | Replacement | Active | 0 | 0 | 0 | 0 | 0 | 0 | 0 | 0 |  |  |  | 163121.26 | 1865629.37 | 474618.31 | Nil | Nil | Nil | Nil | Nil | 2503368.94 | 0
EC.14128 | SDM Framework for C50 RTU Upgrades | ExAnte | Security/Compliance | Potential | 0 | 0 | 0 | 0 | 0 | 0 | 0 | 0 |  |  |  | Nil | 200117.51 | Nil | Nil | Nil | Nil | Nil | Nil | 200117.51 | 0
EC.14129 | HV Test Equipment 2015-16 | ExAnte | Replacement | Closed | 0 | 0 | 0 | 0 | 0 | 0 | 0 | 0 |  |  | 420650.41 | 62007.65 | Nil | Nil | Nil | Nil | Nil | Nil | Nil | 482658.06 | 420650.41
EC.14130 | Magill Substation TF Fire Extinguishing | ExAnte | Replacement | Active | 0 | 0 | 0 | 0 | 0 | 0 | 0 | 0 |  |  | 1350.18 | 226243.79 | 238097.18 | 1318203.37 | Nil | Nil | Nil | Nil | Nil | 1783894.52 | 1350.18
EC.14131 | Motorised Isolator LOPA Improvement | ExAnte | Security/Compliance | Active | 0 | 0 | 0 | 0 | 0 | 0 | 0 | 0 |  |  |  | 1412316.98 | 7508807.17 | 2639265.77 | Nil | Nil | Nil | Nil | Nil | 11560389.92 | 0
EC.14132 | Isolator Status Indication | ExAnte | Security/Compliance | Active | 0 | 0 | 0 | 0 | 0 | 0 | 0 | 0 |  |  |  | 234278.82 | 1318318.28 | 257901.54 | Nil | Nil | Nil | Nil | Nil | 1810498.64 | 0
EC.14133 | Dalrymple ESCRI Energy Storage | ExAnte | Augmentation | Potential | 0 | 0 | 0 | 0 | 0 | 0 | 0 | 0 |  |  |  | 433093.65 | 227177.91 | 6574230 | 22200 | Nil | Nil | Nil | Nil | 7256701.56 | 0
EC.14134 | Spare 160 MVA 275_132 kV Transformer | ExAnte | Inventory/Spares | Active | 0 | 0 | 0 | 0 | 0 | 0 | 0 | 0 |  |  | 334653.6 | 2895413.5 | 88953.27 | Nil | Nil | Nil | Nil | Nil | Nil | 3319020.37 | 334653.6
EC.14135 | Electric Vehicle Fleet and Charging Infr | ExAnte | Facilities | Active | 0 | 0 | 0 | 0 | 0 | 0 | 0 | 0 |  |  |  | 26172.05 | 286314.25 | Nil | Nil | Nil | Nil | Nil | Nil | 312486.3 | 0
EC.14136 | Rymill Building Accommodation Security a | ExAnte | Facilities | Active | 0 | 0 | 0 | 0 | 0 | 0 | 0 | 0 |  |  |  | 451253.7 | 298261.48 | Nil | Nil | Nil | Nil | Nil | Nil | 749515.18 | 0
EC.14137 | Cultana - Yadnarie F1810 132 kV Line Con | ExAnte | Refurbishment | Potential | 0 | 0 | 0 | 0 | 0 | 0 | 0 | 0 |  |  |  | Nil | 325052.09 | 975336.26 | 11481678.25 | 16414485.97 | 8812756.16 | Nil | Nil | 38009308.73 | 0
EC.14145 | Yadnarie - Pt Lincoln F1811 132 kV Line | ExAnte | Refurbishment | Potential | 0 | 0 | 0 | 0 | 0 | 0 | 0 | 0 |  |  |  | Nil | 297535.3 | 887277.43 | 8683903.02 | 12199972.38 | 12519743.26 | 6680615.83 | Nil | 41269047.22 | 0
EC.14164 | CLSD-300 Pirie Street L1 West Upgrade | ExAnte | Facilities | Closed | 0 | 0 | 0 | 0 | 0 | 0 | 0 | 0 |  |  |  | 185471.46 | Nil | Nil | Nil | Nil | Nil | Nil | Nil | 185471.46 | 0
EC.14170 | Kilburn 275 kV Emergency Bypass | ExAnte | Security/Compliance | Potential | 0 | 0 | 0 | 0 | 0 | 0 | 0 | 0 |  |  |  | Nil | Nil | 136949.44 | Nil | Nil | Nil | Nil | Nil | 136949.44 | 0
EC.14171 | South Australia Energy Transformation | Contingent - High | Augmentation | Active | 0 | 0 | 0 | 0 | 0 | 0 | 0 | 0 |  |  |  | 1909648.53 | 1019378.9 | Nil | Nil | Nil | Nil | Nil | Nil | 2929027.43 | 0
EC.14172 | Eyre Peninsula Transmission Supply | Contingent - High | Augmentation | Active | 0 | 0 | 0 | 0 | 0 | 0 | 0 | 0 |  |  |  | 122484.25 | 385445.8 | Nil | Nil | Nil | Nil | Nil | Nil | 507930.05 | 0
EC.14174 | Templers Plant Limit Increase | ExAnte | Augmentation | Potential | 0 | 0 | 0 | 0 | 0 | 0 | 0 | 0 |  |  |  | 392.56 | 514054.03 | 581.34 | Nil | Nil | Nil | Nil | Nil | 515027.93 | 0
EC.14176 | Surge Arrester Unit Asset Replacement 20 | ExAnte | Replacement | Potential | 0 | 0 | 0 | 0 | 0 | 0 | 0 | 0 |  |  |  | Nil | Nil | 20342.24 | Nil | 138514.83 | 1354204.85 | 1279448.06 | Nil | 2792509.98 | 0
EC.14178 | Elevating Work Platform Procurement for | ExAnte | Other | Active | 0 | 0 | 0 | 0 | 0 | 0 | 0 | 0 |  |  |  | 805285.85 | 3030863.52 | Nil | Nil | Nil | Nil | Nil | Nil | 3836149.37 | 0
EC.14179 | Live Line Manual Development | ExAnte | Replacement | Active | 0 | 0 | 0 | 0 | 0 | 0 | 0 | 0 |  |  |  | 617043.84 | 49303.2 | Nil | Nil | Nil | Nil | Nil | Nil | 666347.04 | 0
EC.14180 | Pimba PLC Replacement | ExAnte | Replacement | Potential | 0 | 0 | 0 | 0 | 0 | 0 | 0 | 0 |  |  |  | Nil | Nil | Nil | 289996.41 | 1746240.31 | 2049431.53 | 2171.2 | Nil | 4087839.45 | 0
EC.14182 | South East SVC Computer Control System R | ExAnte | Replacement | Potential | 0 | 0 | 0 | 0 | 0 | 0 | 0 | 0 |  |  |  | Nil | Nil | Nil | Nil | 967953.2 | 3952023.75 | Nil | Nil | 4919976.95 | 0
EC.14184 | Secondary Injection Test Unit | ExAnte | Replacement | Closed | 0 | 0 | 0 | 0 | 0 | 0 | 0 | 0 |  |  |  | 53395.19 | Nil | Nil | Nil | Nil | Nil | Nil | Nil | 53395.19 | 0
EC.14185 | SF6 Trailer Mounted Service Cart | ExAnte | Other | Active | 0 | 0 | 0 | 0 | 0 | 0 | 0 | 0 |  |  |  | 130000 | Nil | Nil | Nil | Nil | Nil | Nil | Nil | 130000 | 0
EC.14187 | SA Over-Frequency Generation Shedding (OFGS) Scheme | ExAnte | Security/Compliance | Active | [11 empty] | 266401.17 | 33362.35 | Nil | Nil | Nil | Nil | Nil | Nil | 299763.52 | 0
EC.14188 | Warehousing project | ExAnte | Facilities | Active | [11 empty] | 1000007.56 | 3513067.5 | Nil | Nil | Nil | Nil | Nil | Nil | 4513075.06 | 0
EC.14189 | Temporary Transmission Structures Acquisition | ExAnte | Inventory/Spares | Active | [11 empty] | 699288.29 | 2272539.63 | Nil | Nil | Nil | Nil | Nil | Nil | 2971827.92 | 0
EC.14190 | Yorke Peninsula Telecoms Bearer | ExAnte | Augmentation | Active | [11 empty] | 167733.92 | 3326993.46 | 520734.82 | Nil | Nil | Nil | Nil | Nil | 4015462.2 | 0
EC.14191 | Davenport-Cultana Telecoms Bearer | ExAnte | Augmentation | Active | [11 empty] | 219065.98 | 5262927.29 | 1014256.16 | Nil | Nil | Nil | Nil | Nil | 6496249.43 | 0
EC.14193 | Transformer GIC Monitoring | ExAnte | Security/Compliance | Potential | [11 empty] | Nil | 21824.36 | 407980 | Nil | Nil | Nil | Nil | Nil | 429804.36 | 0
EC.14196 | East Terrace 275 kV GIS Gas Monitoring S | ExAnte | Replacement | Active | [11 empty] | 446096.27 | 553903.76 | Nil | Nil | Nil | Nil | Nil | Nil | 1000000.03 | 0
EC.14198 | Substation Access Roads and Drainage Upg | ExAnte | Security/Compliance | Active | [11 empty] | 96525.57 | 3056475.72 | 71197 | Nil | Nil | Nil | Nil | Nil | 3224198.29 | 0
EC.14199 | East Terrace, Northfield and Kilburn Eme | ExAnte | Security/Compliance | Potential | [11 empty] | 138549.64 | 2647570.69 | Nil | Nil | Nil | Nil | Nil | Nil | 2786120.33 | 0
EC.14200 | 160 MVA 275_132 kV Emergency Transformer | ExAnte | Security/Compliance | Potential | [11 empty] | 69224.16 | 1330938.91 | Nil | Nil | Nil | Nil | Nil | Nil | 1400163.07 | 0
EC.14201 | Re-deployable Telecommunication Site | ExAnte | Security/Compliance | Potential | [11 empty] | 102041.87 | 1136042.69 | 587.35 | Nil | Nil | Nil | Nil | Nil | 1238671.91 | 0
EC.14202 | Revenue Meter Replacement 2018-23 | ExAnte | Replacement | Potential | [11 empty] | Nil | Nil | Nil | Nil | 77392.25 | 857413.96 | 428860.49 | Nil | 1363666.7 | 0
EC.14203 | Telco DC Power Systems Upgrade | ExAnte | Security/Compliance | Potential | [11 empty] | 19233.89 | 1127962.25 | Nil | Nil | Nil | Nil | Nil | Nil | 1147196.14 | 0
EC.14205 | Secondary Systems Product Evaluation 201 | ExAnte | Replacement | Potential | [11 empty] | Nil | Nil | 461509.82 | 429496.12 | 437658.52 | 449021.82 | 361750.28 | Nil | 2139436.56 | 0
EC.14206 | Renewable Microgrid Demonstration Testbe | ExAnte | Security/Compliance | Potential | [11 empty] | 6872.21 | 666913.4 | Nil | Nil | Nil | Nil | Nil | Nil | 673785.61 | 0
EC.14207 | Special Protection and Wide Area Monitor | ExAnte | Security/Compliance | Potential | [11 empty] | 110830.64 | 1999041.46 | 2628692.35 | 644330.27 | Nil | Nil | Nil | Nil | 5382894.72 | 0
EC.14209 | Substation Improvements for System Black | ExAnte | Security/Compliance | Potential | [11 empty] | Nil | Nil | 4203342.25 | 3593894.39 | Nil | Nil | Nil | Nil | 7797236.64 | 0
EC.14210 | High Risk Substation Environmental Inves | ExAnte | Security/Compliance | Potential | [11 empty] | 134979.29 | 2603925.25 | Nil | Nil | Nil | Nil | Nil | Nil | 2738904.54 | 0
EC.14214 | Transmission Line Access Track Upgrade | ExAnte | Security/Compliance | Potential | [11 empty] | Nil | Nil | 1622577.65 | 2070239.02 | Nil | Nil | Nil | Nil | 3692816.67 | 0
EC.14215 | Para 275 kV 50 MVar Reactor | ExAnte | Security/Compliance | Potential | [11 empty] | Nil | Nil | Nil | Nil | 289213.11 | 3041140.35 | 1500225.48 | Nil | 4830578.94 | 0
EC.14216 | Blyth West 275 kV 50 Mvar Reactor | ExAnte | Security/Compliance | Potential | [11 empty] | Nil | Nil | 41619.7 | 1336962.96 | 3140892 | 141574.46 | Nil | Nil | 4661049.12 | 0
EC.11316F18 | SA Water Pump Stations Transformer Repla | ExAnte | Replacement | Active | [11 empty] | 14184599.66 | 7789370.24 | Nil | Nil | Nil | Nil | Nil | Nil | 21973969.9 | 0 | 50% | 50% | 0% | 0% | 0% | 0% | 0%
EC.11890F18 | Unit Asset Replacements 2013-18 | ExAnte | Replacement | Active | [11 empty] | 4233506.89 | 8323254.29 | Nil | Nil | Nil | Nil | Nil | Nil | 12556761.18 | 0 | 50% | 100% | 0% | 0% | 0% | 0% | 0%
EC.11316F19 | SA Water Pump Stations Transformer Repla | ExAnte | Replacement | Active | [11 empty] | Nil | 7789370.24 | 4208294.04 | 140785.07 | Nil | Nil | Nil | Nil | 12138449.35 | 0 | 0% | 50% | 100% | 100% | 0% | 0% | 0%
EC.11890F19 | Unit Asset Replacements 2013-18 | ExAnte | Replacement | Active | [11 empty] | Nil | Nil | 309120.19 | Nil | Nil | Nil | Nil | Nil | 309120.19 | 0 | 0% | 0% | 100% | 0% | 0% | 0% | 0%
EC.14081F20 | Line Insulator Systems Refurbishment 201 | ExAnte | Refurbishment | Potential | [11 empty] | Nil | Nil | 3667547.588 | 6687726.1542 | Nil | Nil | Nil | Nil | 10355273.7422 | 0 | 0% | 0% | 55.35% | 46.31% | 0% | 0% | 0%
EC.14081F21 | Line Insulator Systems Refurbishment 201 | ExAnte | Refurbishment | Potential | [11 empty] | Nil | Nil | Nil | 7753415.9858 | 5241437.3377 | Nil | Nil | Nil | 12994853.3235 | 0 | 0% | 0% | 0% | 53.69% | 35.95% | 0% | 0%
EC.14081F22 | Line Insulator Systems Refurbishment 201 | ExAnte | Refurbishment | Potential | [11 empty] | Nil | Nil | Nil | Nil | 9338369.0023 | 9544777.2334 | Nil | Nil | 18883146.2357 | 0 | 0% | 0% | 0% | 0% | 64.05% | 63.8% | 0%
EC.14084F22 | Line Conductor and Earthwire Refurbishme | ExAnte | Refurbishment | Potential | [11 empty] | Nil | Nil | Nil | Nil | 445567.5978 | 5769334.24 | Nil | Nil | 6214901.8378 | 0 | 0% | 0% | 0% | 0% | 7.903% | 99.72% | 0%
EC.14081F23 | Line Insulator Systems Refurbishment 201 | ExAnte | Refurbishment | Potential | [11 empty] | Nil | Nil | Nil | Nil | Nil | 5415974.2166 | 12248904.52 | Nil | 17664878.7366 | 0 | 0% | 0% | 0% | 0% | 0% | 36.2% | 100%
EC.14084F23 | Line Conductor and Earthwire Refurbishme | ExAnte | Refurbishment | Potential | [11 empty] | Nil | Nil | Nil | Nil | Nil | 15998.78 | 3592653.9 | Nil | 3608652.68 | 0 | 0% | 0% | 0% | 0% | 0% | 0.2765% | 100%
EC.11816F18 | One IP Substation Network Stage 1 | ExAnte | Replacement | Active | [11 empty] | 2549394.075 | 3565790.43 | 69638.36 | Nil | Nil | Nil | Nil | Nil | 6184822.865 | 0 | 75% | 100% | 100% | 0% | 0% | 0% | 0%
EC.14218 | Spencer Gulf Crossing Bypass | ExAnte | Security/Compliance | Potential | [11 empty] | Nil | 2869616.34 | 636375.14 | Nil | Nil | Nil | Nil | Nil | 3505991.48 | 0 |  |  | .
EC.14055 | Torrens Island North Substation Tie Bus | ExAnte | Security/Compliance | Potential | [11 empty] | Nil | Nil | Nil | Nil | 95215 | 458147.32 | 1022225.4 | Nil | 1575587.72 | 0
[13 empty] | Project Category |  | Actual 2016 | Plan 2017 | Plan 2018 | Plan 2019 | Plan 2020 | Plan 2021 | Plan 2022 | Plan 2023
[13 empty] | Augmentation |  | 36650442.99 | 15953088.03 | 17866071.37 | 14158029.6 | 1650042.91 | 139097.73 | 0.12 | 0.12
[13 empty] | Connection |  | 2709379.7 | 3597181.11 | 0 | 86351.1 | 1306946.32 | 5321911.9 | 6933.98 | 0
[13 empty] | Easements/Land |  | 4484695.74 | 9399702.83 | -79371.08 | 0 | 0 | 0 | 0 | 0
[13 empty] | Replacement |  | 74080413.98 | 72910883.11 | 69182277 | 32749151.99 | 36356070.5 | 40241619.74 | 46873740.46 | 21087167.49
[13 empty] | Refurbishment |  | 24558707.41 | 23592730.76 | 12576526.86 | 10194530.83 | 39917521.86 | 51145691.48 | 44452435.07 | 24082767.08
[13 empty] | Security/Compliance |  | 12037717.62 | 14840801.68 | 39198153.19 | 22953337.62 | 13049909.43 | 5230619.67 | 3784045.89 | 3269652.99
[13 empty] | Other |  | 29718.66 | 937925.61 | 3030863.52 | 0 | 0 | 0 | 0 | 0
[13 empty] | Inventory/Spares |  | 1767733.58 | 4338938.55 | 4523870.23 | 2371160.02 | 2435256.56 | 2478441.96 | 2542605.24 | 2606801.56
[13 empty] | Information Technology |  | 9838167.55 | 13470691.29 | 12497956.69 | 14873590.45 | 8329398.26 | 9559770.65 | 10095479.25 | 7135157.57
[13 empty] | Facilities |  | 873111.79 | 2839936.38 | 4829557.07 | 1515588.62 | 1208723.49 | 1611372.75 | 1234826.78 | 739401.35
[13 empty] | Total |  | 167030089.02 | 161881879.35 | 163625904.85 | 98901740.23 | 104253869.33 | 115728525.88 | 108990066.79 | 58920948.16
[13 empty] | Check |  | 0 | 0 | 0 | 0 | 0 | 0 | 0 | 0
[13 empty] | Augmentation |  | 0 | -58257.0727 | -11119.5145 | 34761.0313 | 23442.3482 | 3263.4042 | 0.0018664 | 0.0025369
[13 empty] | Connection |  | 0 | -13136.0926 | 0 | 223.6668 | 8137.6898 | 56533.4183 | 111.2512 | 0
[13 empty] | Easements/Land |  | 0 | -34325.5908 | 180.8011 | 0 | 0 | 0 | 0 | 0
[13 empty] | Replacement |  | 0 | -266254.0702 | -14577.0582 | 107222.6333 | 267909.378 | 457742.5784 | 737553.4353 | 485959.1097
[13 empty] | Refurbishment |  | 0 | -86155.3217 | -5458.3113 | 27994.0913 | 273040.3756 | 604176.1533 | 786705.2976 | 565526.1981
[13 empty] | Security/Compliance |  | 0 | -54195.2543 | -23666.6735 | 55653.9672 | 78822.4572 | 57547.949 | 61310.5229 | 80918.1764
[13 empty] | Other |  | 0 | -3425.0924 | -2487.8968 | 0 | 0 | 0 | 0 | 0
[13 empty] | Inventory/Spares |  | 0 | -15844.8232 | -15236.574 | -7309.008 | -6698.9162 | -5823.9254 | -4717.4123 | -3474.0722
[13 empty] | Information Technology |  | 0 | -49191.9208 | 12549.7786 | 85203.3706 | 80930.3135 | 157788.9026 | 246216.4186 | 264862.7151
[13 empty] | Facilities |  | 0 | -10370.806 | -8611.1653 | 260.931 | 3499.6353 | 7664.5714 | 8935.4649 | 7778.1367
[13 empty] | Total |  | 0 | -591156.0447 | -68426.6139 | 304010.6835 | 729083.2813 | 1338893.0516 | 1836114.9801 | 1401570.2665
Note on R34: Robertson, Ian (ENet): Manual adjustment - cancelled project

## Commissioned
[11 empty] | Success VLU | 72 | 73 | 74 | 75 | 76 | 77 | 78 | 79 | 80 | 81 | 82 | 83 | 84 | 85 | 86 | 87 | 88 | 89 | 90
|  | 253014197.653 | 208242988.6264 | 134946009.4703 | 73302810.2936 | 92714543.4259 | 109254729.4371 | 174726836.273 | 1046202115.1792 |  | Project splits VLU | 3 | 4 | 5 | 6 | 7 | 8 | 9 | 10 | 11 | 12 | 13 | 14 | 15 | 16 | 17 | 18 | 19 | 20 | 21
|  | -74581.1068 | -521022.3542 | -923550.9643 | -918297.0831 | -1596988.6983 | -2459534.4435 | -4863766.9765 | -11357741.6265
| This colour denotes projects which have capitalisations in more than one year. The projects have been split to facilitate this. | [10 empty] | Commercial Buildings | Communications - Civil | Communications - Other | Computers, software, and office machines | Easement | Land | Network Switching Centres | Office furniture, movable plant, and misc | Refurbishment | Substation Primary Plant | Substation Demountable Buildings | Substation Establishment | Substation Fences | Substation Secondary Systems - Electro-mechanical | Substation Secondary Systems - Electronic | Transmission lines - Overhead | Transmission lines - Underground | Refurbishment 2008-13 | Transmission Line Refit - insulators replacement 2013-18
| 2014 | [7 empty] | 0
| 2015 | [7 empty] | 0
2016
| 2017 | 253088778.7597 | [6 empty] | 253088778.7597 |  | F17 | 879822.9471 | 5812699.0529 | 17713970.4784 | 19308508.7817 | 11304598.9934 | 1622187.6714 | 4804269.668 | 2611685.3058 | 0 | 84857206.0209 | 4259041.516 | 21172551.684 | 1875000.6122 | 0 | 49413182.3674 | 5857836.0445 | 3299943.0912 | 0 | 18296274.5251 | 253088778.7597
| 2018 |  | 208764010.9806 | [5 empty] | 208764010.9806 |  | F18 | 5221095.6753 | 1773120.0594 | 8755098.1966 | 17707264.7502 | 87687.3741 | 9704.7478 | 0 | 6783268.5632 | 0 | 49709625.8467 | 1883998.8056 | 11844663.737 | 434131.444 | 0 | 25599365.5645 | 15032023.5774 | 3754242.508 | 0 | 60168720.1308 | 208764010.9806
| 2019 |  |  | 135869560.4346 |  |  |  |  | 135869560.4346 |  | F19 | 2170426.7648 | 12041468.0213 | 22985035.8948 | 25407778.245 | 14478.0332 | 189952.3025 | 1729438.5201 | 561856.753 | 0 | 22583263.9623 | 1157579.6526 | 19580317.4516 | 204457.7854 | 0 | 21616980.8349 | 1049901.7145 | 586388.5134 | 0 | 3990235.9852 | 135869560.4346
| 2020 |  |  |  | 74221107.3767 |  |  |  | 74221107.3767 |  | F20 | 641575.9554 | 1334197.0126 | 14763434.9577 | 9131530.2586 | 0 | 111459.9819 | 0 | 2186339.5061 | 0 | 8387066.4208 | 158782.3995 | 15925155.8135 | 222919.9638 | 0 | 10628907.0384 | 236646.737 | 0 | 0 | 10493091.3314 | 74221107.3767
| 2021 |  |  |  |  | 94311532.1242 |  |  | 94311532.1242 |  | F21 | 1128812.0098 | 839821.054 | 3859253.7626 | 14356115.1267 | 0 | 45802.4849 | 0 | 544574.3478 | 0 | 22405665.9673 | 220490.5076 | 10383167.3625 | 3337492.7932 | 0 | 13805268.8385 | 708840.9241 | 24620.6704 | 0 | 22651606.2748 | 94311532.1242
| 2022 | [5 empty] | 111714263.8805 |  | 111714263.8805 |  | F22 | 1107774.8148 | 3183718.6871 | 2008030.0977 | 10216093.0038 | 0 | 0 | 0 | 4028482.4482 | 0 | 5707494.1372 | 2261232.466 | 386317.1733 | 178654.7853 | 0 | 6379025.8971 | 10681999.1983 | 14045.3326 | 0 | 65561395.839 | 111714263.8805
| 2023 | [6 empty] | 179590603.2495 | 179590603.2495 |  | F23 | 134198.3285 | 56746.8906 | 10806440.6307 | 14402509.3567 | 0 | 0 | 1854919.8503 | 2967470.5542 | 0 | 31913964.7197 | 0 | 2221980.7482 | 49137.1249 | 0 | 39121521.2277 | 162327.4897 | 128777.4988 | 0 | 75770608.8295 | 179590603.2495
BP Category | (All) | 253088778.7597 | 208764010.9806 | 135869560.4346 | 74221107.3767 | 94311532.1242 | 111714263.8805 | 179590603.2495 | 1057559856.8057 | [21 empty] | 1057559856.8057
| Check | 0 | 0 | 0 | 0 | 0 | 0 | 0
Sum of Commissioned $ |  | AIS Year
Project Definition | Title | 2017 | 2018 | 2019 | 2020 | 2021 | 2022 | 2023 | Grand Total | Capitalisation year | Estimates Asset Class $ | Commercial Buildings | Communications - Civil | Communications - Other | Computers, software, and office machines | Easement | Land | Network Switching Centres | Office furniture, movable plant, and misc | Refurbishment | Substation Primary Plant | Substation Demountable Buildings | Substation Establishment | Substation Fences | Substation Secondary Systems - Electro-mechanical | Substation Secondary Systems - Electronic | Transmission lines - Overhead | Transmission lines - Underground | Refurbishment 2008-13 | Transmission Line Refit - insulators replacement 2013-18 | Total
EC.10344 | Heywood Interconnector Upgrade | AIS Year 2017: 38915011.3422 | 38915011.3422 | 2017 | 26346858.3247 | 0% | 4.591% | 3.134% | 0% | 0% | 0.6073% | 0% | 0% | 0% | 55.82% | 2.716% | 18.53% | 2.265% | 0% | 8.502% | 3.84% | 0% | 0% | 0% | 100%
EC.10505 | Millbrook Pump Station Replacement | AIS Year 2017: 0 | 0 | 2017 | 0 | 0% | 2.606% | 9.132% | 0% | 0% | 6.988% | 0% | 0% | 0% | 35.26% | 5.263% | 21.05% | 1.108% | 0% | 14.01% | 4.588% | 0% | 0% | 0% | 100%
EC.10703 | SVC Secondary Systems Replacement (Para) | AIS Year 2017: 21949132.6538 | 21949132.6538 | 2017 | 10922581 | 0% | 0% | 0% | 0% | 0% | 0% | 0% | 0% | 0% | 0% | 0% | 2.374% | 0% | 0% | 97.63% | 0% | 0% | 0% | 0% | 100%
EC.11134 | Integrated Budgeting & Forecasting | AIS Year 2018: 1228669.8991 | 1228669.8991 | 2018 | 0 | 0% | 0% | 0% | 100% | 0% | 0% | 0% | 0% | 0% | 0% | 0% | 0% | 0% | 0% | 0% | 0% | 0% | 0% | 0% | 100%
EC.11217 | Asset Data Capture | AIS Year 2017: 1895575.7737 | 1895575.7737 | 2017 | 0 | 0% | 0% | 0% | 100% | 0% | 0% | 0% | 0% | 0% | 0% | 0% | 0% | 0% | 0% | 0% | 0% | 0% | 0% | 0% | 100%
EC.11218 | Network Configuration Management System | AIS Year 2017: 4608689.9408 | 4608689.9408 | 2017 | 0 | 0% | 0% | 0% | 0% | 0% | 0% | 0% | 0% | 0% | 0% | 0% | 0% | 0% | 0% | 100% | 0% | 0% | 0% | 0% | 100%
EC.11220 | Integrated Information Environment | AIS Year 2017: 2243191.1073 | 2243191.1073 | 2017 | 0 | 0% | 0% | 0% | 0% | 0% | 0% | 100% | 0% | 0% | 0% | 0% | 0% | 0% | 0% | 0% | 0% | 0% | 0% | 0% | 100%
EC.11236 | IEC 61850 Training & Development Facilit | AIS Year 2017: 0 | 0 | 2017 | 0 | 0% | 0% | 0% | 100% | 0% | 0% | 0% | 0% | 0% | 0% | 0% | 0% | 0% | 0% | 0% | 0% | 0% | 0% | 0% | 100%
EC.11239 | CLSD SAEs for 2013-2018 Capital Projects | AIS Year 2018: 825849.3794 | 825849.3794 | 2018 | 0 | 2.214% | 5.381% | 11.13% | 9.097% | 7.454% | 1.175% | 0% | 0.06846% | 0% | 17.34% | 1.795% | 6.534% | 0.5675% | 0% | 18.79% | 4.49% | 1.192% | 0% | 12.76% | 100%
EC.11242 | Aerial Services Implementation | AIS Year 2018: 954315.1072 | 954315.1072 | 2018 | 0 | 0% | 0% | 0% | 0% | 0% | 0% | 0% | 100% | 0% | 0% | 0% | 0% | 0% | 0% | 0% | 0% | 0% | 0% | 0% | 100%
EC.11316 | SA Water Pump Stations Transformer Repla | AIS Year 2017: 71979968.8543 | 71979968.8543 | 2017 | 55413255.6207 | 0% | 2.074% | 14.01% | 0% | 0.1173% | 0% | 0% | 0% | 0% | 32.34% | 3.909% | 15.87% | 1.153% | 0% | 21.74% | 4.681% | 4.105% | 0% | 0% | 100%
EC.11330 | Alstom EMS Upgrade Stage 2 | AIS Year 2017: 1694534.9199 | 1694534.9199 | 2017 | 0 | 0% | 0% | 0% | 0% | 0% | 0% | 100% | 0% | 0% | 0% | 0% | 0% | 0% | 0% | 0% | 0% | 0% | 0% | 0% | 100%
EC.11379 | Energy Management System Functional Enha | AIS Year 2019: 7941258.6317 | 7941258.6317 | 2019 | 0 | 0% | 0% | 0% | 100% | 0% | 0% | 0% | 0% | 0% | 0% | 0% | 0% | 0% | 0% | 0% | 0% | 0% | 0% | 0% | 100%
EC.11383 | Mt Barker South Triple Circuit Easement | AIS Year 2017: 5325393.2397 | 5325393.2397 | 2017 | 0 | 0% | 0% | 0% | 0% | 100% | 0% | 0% | 0% | 0% | 0% | 0% | 0% | 0% | 0% | 0% | 0% | 0% | 0% | 0% | 100%
EC.11384 | Security and Video System Consolidation | AIS Year 2017: 580766.5505 | 580766.5505 | 2017 | 0 | 0% | 0% | 0% | 100% | 0% | 0% | 0% | 0% | 0% | 0% | 0% | 0% | 0% | 0% | 0% | 0% | 0% | 0% | 0% | 100%
EC.11426 | NCIPAP 4 W'oo East to Rob'town 132kv Upr | AIS Year 2018: 1429107.1511 | 1429107.1511 | 2018 | 613634.6141 | 0% | 0% | 0% | 0% | 0% | 0% | 0% | 0% | 0% | 5.355% | 0% | 0% | 0% | 0% | 3.259% | 73.09% | 0% | 0% | 18.3% | 100%
EC.11434 | Enterprise Capture of IED Data | AIS Year 2017: 2361134.534 | 2361134.534 | 2017 | 0 | 0% | 0% | 0% | 100% | 0% | 0% | 0% | 0% | 0% | 0% | 0% | 0% | 0% | 0% | 0% | 0% | 0% | 0% | 0% | 100%
EC.11435 | Outage Optimisation Improvements | AIS Year 2018: 2253657.8833 | 2253657.8833 | 2018 | 0 | 0% | 0% | 0% | 100% | 0% | 0% | 0% | 0% | 0% | 0% | 0% | 0% | 0% | 0% | 0% | 0% | 0% | 0% | 0% | 100%
EC.11441 | Para-Brinkworth-Davenport Hazard Mitiga | AIS Year 2018: 56544175.3978 | 56544175.3978 | 2018 | 0 | 0% | 0% | 0% | 0% | 0% | 0% | 0% | 0% | 0% | 0% | 0% | 0% | 0% | 0% | 0% | 0% | 0% | 0% | 100% | 100%
EC.11444 | Penola West to South East Line Refurb | AIS Year 2017: 2028094.8254 | 2028094.8254 | 2017 | 1254957.64 | 0% | 0% | 0% | 0% | 0% | 0% | 0% | 0% | 0% | 0% | 0% | 0% | 0% | 0% | 0% | 0% | 0% | 0% | 100% | 100%
EC.11445 | Tailem Bend to Keith #2 Line Refurb | AIS Year 2017: 5353072.2583 | 5353072.2583 | 2017 | 3630888.06 | 0% | 0% | 0% | 0% | 0% | 0% | 0% | 0% | 0% | 0% | 0% | 0% | 0% | 0% | 0% | 0% | 0% | 0% | 100% | 100%
EC.11446 | Brinkworth to Mintaro Line Refurbishment | AIS Year 2017: 6324506.0774 | 6324506.0774 | 2017 | 5895290.9 | 0% | 0% | 0% | 0% | 0% | 0% | 0% | 0% | 0% | 0% | 0% | 0% | 0% | 0% | 0% | 0% | 0% | 0% | 100% | 100%
EC.11452 | Project Delivery Optimisation | AIS Year 2017: 1638578.0769 | 1638578.0769 | 2017 | 0 | 0% | 0% | 0% | 50% | 0% | 0% | 0% | 50% | 0% | 0% | 0% | 0% | 0% | 0% | 0% | 0% | 0% | 0% | 0% | 100%
EC.11454 | Safety in Design Processes | AIS Year 2017: 93504.0202 | 93504.0202 | 2017 | 0 | 0% | 0% | 0% | 0% | 0% | 0% | 0% | 100% | 0% | 0% | 0% | 0% | 0% | 0% | 0% | 0% | 0% | 0% | 0% | 100%
EC.11461 | Cultana to Stony Point Land and Easement | AIS Year 2017: 809682.6059 | 809682.6059 | 2017 | 0 | 0% | 0% | 0% | 0% | 100% | 0% | 0% | 0% | 0% | 0% | 0% | 0% | 0% | 0% | 0% | 0% | 0% | 0% | 0% | 100%
EC.11463 | Emergency Unit Asset Replacement 2013-18 | AIS Year 2018: 1802755.4353 | 1802755.4353 | 2018 | 0 | 0% | 0% | 0% | 0% | 0% | 0% | 0% | 0% | 0% | 93.42% | 0% | 3.993% | 0% | 0% | 0% | 2.59% | 0% | 0% | 0% | 100%
EC.11516 | Asset Managment Optimisation | AIS Year 2019: 4443233.411 | 4443233.411 | 2019 | 600000 | 0% | 0% | 0% | 100% | 0% | 0% | 0% | 0% | 0% | 0% | 0% | 0% | 0% | 0% | 0% | 0% | 0% | 0% | 0% | 100%
EC.11523 | IT Systems Management | AIS Year 2017: 444427.9928 | 444427.9928 | 2017 | 499001 | 0% | 0% | 0% | 100% | 0% | 0% | 0% | 0% | 0% | 0% | 0% | 0% | 0% | 0% | 0% | 0% | 0% | 0% | 0% | 100%
EC.11526 | Teleco Network Management Systems Upgrad | AIS Year 2018: 1384444.1759 | 1384444.1759 | 2018 | 0 | 0% | 0% | 0% | 100% | 0% | 0% | 0% | 0% | 0% | 0% | 0% | 0% | 0% | 0% | 0% | 0% | 0% | 0% | 0% | 100%
EC.11533 | Business Intelligence Upgrade 1 | AIS Year 2017: 610554.8446 | 610554.8446 | 2017 | 1950000 | 0% | 0% | 0% | 100% | 0% | 0% | 0% | 0% | 0% | 0% | 0% | 0% | 0% | 0% | 0% | 0% | 0% | 0% | 0% | 100%
EC.11549 | Switching System Writer Application | AIS Year 2019: 165640.0577 | 165640.0577 | 2019 | 0 | 0% | 0% | 0% | 100% | 0% | 0% | 0% | 0% | 0% | 0% | 0% | 0% | 0% | 0% | 0% | 0% | 0% | 0% | 0% | 100%
EC.11551 | Control Room Asset Replacement | AIS Year 2020: 406192.3017 | 406192.3017 | 2020 | 68400 | 0% | 0% | 0% | 100% | 0% | 0% | 0% | 0% | 0% | 0% | 0% | 0% | 0% | 0% | 0% | 0% | 0% | 0% | 0% | 100%
EC.11553 | South East Substation to Heywood Telecom | AIS Year 2017: 3543139.8186 | 3543139.8186 | 2017 | 5531473.0311 | 0% | 52.86% | 37.73% | 0% | 0% | 0% | 0% | 0% | 0% | 0% | 9.408% | 0% | 0% | 0% | 0% | 0% | 0% | 0% | 0% | 100%
EC.11558 | Electrical 300 Pirie Street 2014-15 | AIS Year 2017: 13472.9047 | 13472.9047 | 2017 | 15000 | 30% | 0% | 0% | 0% | 0% | 0% | 0% | 70% | 0% | 0% | 0% | 0% | 0% | 0% | 0% | 0% | 0% | 0% | 0% | 100%
EC.11560 | Magill - East Terrace Cable Pit Construc | AIS Year 2018: 2671755.4428 | 2671755.4428 | 2018 | 743218 | 0% | 0% | 0% | 0% | 0% | 0% | 0% | 0% | 0% | 0% | 0% | 0% | 0% | 0% | 0% | 0% | 100% | 0% | 0% | 100%
EC.11562 | Transmission Line Inspection Data Analys | AIS Year 2020: 1527730.8271 | 1527730.8271 | 2020 | 343870 | 0% | 0% | 0% | 100% | 0% | 0% | 0% | 0% | 0% | 0% | 0% | 0% | 0% | 0% | 0% | 0% | 0% | 0% | 0% | 100%
EC.11566 | Integrated Project and Resource Model | AIS Year 2017: 497334.5231 | 497334.5231 | 2017 | 0 | 0% | 0% | 0% | 100% | 0% | 0% | 0% | 0% | 0% | 0% | 0% | 0% | 0% | 0% | 0% | 0% | 0% | 0% | 0% | 100%
EC.11575 | Substation Operational Data Network Repl | AIS Year 2019: 4698382.6689 | 4698382.6689 | 2019 | 0 | 0% | 0% | 100% | 0% | 0% | 0% | 0% | 0% | 0% | 0% | 0% | 0% | 0% | 0% | 0% | 0% | 0% | 0% | 0% | 100%
EC.11602 | Tailem Bend Substation Upgrade | AIS Year 2018: 9368435.9495 | 9368435.9495 | 2018 | 0 | 0% | 0% | 0% | 0% | 0% | 0% | 0% | 0% | 0% | 100% | 0% | 0% | 0% | 0% | 0% | 0% | 0% | 0% | 0% | 100%
EC.11606 | IT Storage Computer Hardware Refurb19-20 | AIS Year 2020: 1734095.8954 | 1734095.8954 | 2020 | 310309 | 0% | 0% | 0% | 100% | 0% | 0% | 0% | 0% | 0% | 0% | 0% | 0% | 0% | 0% | 0% | 0% | 0% | 0% | 0% | 100%
EC.11610 | LAN Corporate Refresh 17-18 | AIS Year 2018: 1020912.643 | 1020912.643 | 2018 | 1100000 | 0% | 0% | 0% | 100% | 0% | 0% | 0% | 0% | 0% | 0% | 0% | 0% | 0% | 0% | 0% | 0% | 0% | 0% | 0% | 100%
EC.11615 | Asset Design Manuals (ADM) Major Rewrite | AIS Year 2018: 2630714.784 | 2630714.784 | 2018 | 0 | 0% | 0% | 0% | 0% | 0% | 0% | 0% | 100% | 0% | 0% | 0% | 0% | 0% | 0% | 0% | 0% | 0% | 0% | 0% | 100%
EC.11619 | Fire Protection 300 Pirie 2015-16 | AIS Year 2017: 24751.5848 | 24751.5848 | 2017 | 33480 | 100% | 0% | 0% | 0% | 0% | 0% | 0% | 0% | 0% | 0% | 0% | 0% | 0% | 0% | 0% | 0% | 0% | 0% | 0% | 100%
EC.11623 | Robertstown Telecoms Bearer | AIS Year 2019: 11621208.8582 | 11621208.8582 | 2019 | 0 | 0% | 8.992% | 91.01% | 0% | 0% | 0% | 0% | 0% | 0% | 0% | 0% | 0% | 0% | 0% | 0% | 0% | 0% | 0% | 0% | 100%
EC.11624 | Mid North OPGW Bearer | AIS Year 2020: 14679737.403 | 14679737.403 | 2020 | 0 | 0% | 6.151% | 93.85% | 0% | 0% | 0% | 0% | 0% | 0% | 0% | 0% | 0% | 0% | 0% | 0% | 0% | 0% | 0% | 0% | 100%
EC.11645 | Reactive Plant Control Scheme | AIS Year 2019: 2014008.937 | 2014008.937 | 2019 | 2310800.03 | 0% | 0% | 0% | 36.78% | 0% | 0% | 0% | 0% | 0% | 0% | 0% | 0% | 0% | 0% | 63.22% | 0% | 0% | 0% | 0% | 100%
EC.11646 | Eyre Peninsula & Upper NorthVoltage | AIS Year 2019: 1220049.6571 | 1220049.6571 | 2019 | 2282535.5574 | 0% | 0% | 26.29% | 21.91% | 0% | 1.095% | 0% | 0% | 0% | 16.55% | 0% | 0.3286% | 0% | 0% | 33.83% | 0% | 0% | 0% | 0% | 100%
EC.11648 | UPS & Battery Bank - BUCC 2015-16 | AIS Year 2017: 50529.2568 | 50529.2568 | 2017 | 44000 | 90.91% | 0% | 0% | 0% | 0% | 0% | 0% | 9.091% | 0% | 0% | 0% | 0% | 0% | 0% | 0% | 0% | 0% | 0% | 0% | 100%
EC.11650 | Electrical 300 Pirie Street 2015-16 | AIS Year 2017: 179622.2119 | 179622.2119 | 2017 | 68000 | 25% | 0% | 0% | 0% | 0% | 0% | 0% | 75% | 0% | 0% | 0% | 0% | 0% | 0% | 0% | 0% | 0% | 0% | 0% | 100%
EC.11656 | Vegetation Management Analysis Tools | AIS Year 2018: 518770.545 | 518770.545 | 2018 | 178838 | 0% | 0% | 0% | 100% | 0% | 0% | 0% | 0% | 0% | 0% | 0% | 0% | 0% | 0% | 0% | 0% | 0% | 0% | 0% | 100%
EC.11659 | Substation and Telecommunication Buildin | AIS Year 2018: 2322704.626 | 2322704.626 | 2018 | 0 | 0% | 0% | 0% | 0% | 0% | 0% | 0% | 0% | 0% | 0% | 0% | 100% | 0% | 0% | 0% | 0% | 0% | 0% | 0% | 100%
EC.11660 | Substation Battery Charger Replacement | AIS Year 2018: 788842.1965 | 788842.1965 | 2018 | 840105 | 0% | 0% | 0% | 0% | 0% | 0% | 0% | 0% | 0% | 0% | 0% | 100% | 0% | 0% | 0% | 0% | 0% | 0% | 0% | 100%
EC.11661 | Substation Computer Based Local Control | AIS Year 2020: 3305668.3842 | 3305668.3842 | 2020 | 1602200.02 | 0% | 0% | 0% | 0% | 0% | 0% | 0% | 0% | 0% | 0% | 0% | 0% | 0% | 0% | 100% | 0% | 0% | 0% | 0% | 100%
EC.11662 | Tower Fall Arrestor Replacement and Audi | AIS Year 2019: 304968.5117 | 304968.5117 | 2019 | 0 | 0% | 0% | 0% | 0% | 0% | 0% | 0% | 100% | 0% | 0% | 0% | 0% | 0% | 0% | 0% | 0% | 0% | 0% | 0% | 100%
EC.11670 | IT Hardware 2 | AIS Year 2017: 3930995.5167 | 3930995.5167 | 2017 | 1500000 | 0% | 0% | 0% | 100% | 0% | 0% | 0% | 0% | 0% | 0% | 0% | 0% | 0% | 0% | 0% | 0% | 0% | 0% | 0% | 100%
EC.11672 | IT Security 2 | AIS Year 2017: 2722949.5855 | 2722949.5855 | 2017 | 1100000 | 0% | 0% | 0% | 100% | 0% | 0% | 0% | 0% | 0% | 0% | 0% | 0% | 0% | 0% | 0% | 0% | 0% | 0% | 0% | 100%
EC.11673 | IT OCS Software 2 | AIS Year 2017: 1683077.4055 | 1683077.4055 | 2017 | 1300000 | 0% | 0% | 0% | 100% | 0% | 0% | 0% | 0% | 0% | 0% | 0% | 0% | 0% | 0% | 0% | 0% | 0% | 0% | 0% | 100%
EC.11694 | Inventory Purchases 2015-16 | AIS Year 2017: 1758246.4677 | 1758246.4677 | 2017 | 1962985 | 0% | 0% | 0% | 0% | 0% | 0% | 0% | 0% | 0% | 100% | 0% | 0% | 0% | 0% | 0% | 0% | 0% | 0% | 0% | 100%
EC.11712 | Engineering Systems Functional Upgrade | AIS Year 2019: 1058195.884 | 1058195.884 | 2019 | 2000000 | 0% | 0% | 0% | 100% | 0% | 0% | 0% | 0% | 0% | 0% | 0% | 0% | 0% | 0% | 0% | 0% | 0% | 0% | 0% | 100%
EC.11717 | CLSD-UPS Battery Bank No1 -300 Pirie St | AIS Year 2017: 85446.719 | 85446.719 | 2017 | 98700 | 6.383% | 0% | 0% | 0% | 0% | 0% | 0% | 93.62% | 0% | 0% | 0% | 0% | 0% | 0% | 0% | 0% | 0% | 0% | 0% | 100%
EC.11731 | Vehicle Purchases 2016-17 | AIS Year 2017: 223879.1973 | 223879.1973 | 2017 | 117120 | 0% | 0% | 0% | 0% | 0% | 0% | 0% | 100% | 0% | 0% | 0% | 0% | 0% | 0% | 0% | 0% | 0% | 0% | 0% | 100%
EC.11732 | Outage Management Functional Upgrade 1 | AIS Year 2019: 1738.8625 | 1738.8625 | 2019 | 80000 | 0% | 0% | 0% | 100% | 0% | 0% | 0% | 0% | 0% | 0% | 0% | 0% | 0% | 0% | 0% | 0% | 0% | 0% | 0% | 100%
EC.11733 | Online Asset Condition Monitoring Equipm | AIS Year 2018: 11966142.8672 | 11966142.8672 | 2018 | 5706333.4 | 0% | 0% | 0% | 0% | 0% | 0% | 0% | 0% | 0% | 4.22% | 0% | 2.524% | 0% | 0% | 93.26% | 0% | 0% | 0% | 0% | 100%
EC.11734 | Network Aerial Laser Survey 2013-18 | AIS Year 2018: 2384215.461 | 2384215.461 | 2018 | 4747884.8124 | 0% | 0% | 0% | 0% | 0% | 0% | 0% | 0% | 0% | 0% | 0% | 0% | 0% | 0% | 0% | 100% | 0% | 0% | 0% | 100%
EC.11735 | Transmission Line Design | AIS Year 2023: 333290.9008 | 333290.9008 | 2023 | 0 | 0% | 0% | 0% | 0% | 0% | 0% | 0% | 100% | 0% | 0% | 0% | 0% | 0% | 0% | 0% | 0% | 0% | 0% | 0% | 100%
EC.11739 | Templers to Para Easement Expansion | AIS Year 2017: 6332054.8651 | 6332054.8651 | 2017 | 6029289.25 | 0% | 0% | 0% | 0% | 80.31% | 19.69% | 0% | 0% | 0% | 0% | 0% | 0% | 0% | 0% | 0% | 0% | 0% | 0% | 0% | 100%
EC.11741 | Database Platform Refresh 17-18 | AIS Year 2018: 690026.5137 | 690026.5137 | 2018 | 239970 | 0% | 0% | 0% | 100% | 0% | 0% | 0% | 0% | 0% | 0% | 0% | 0% | 0% | 0% | 0% | 0% | 0% | 0% | 0% | 100%
EC.11742 | Baroota Substation Replacement | AIS Year 2018: 6434493.2463 | 6434493.2463 | 2018 | 3516015.8326 | 0% | 6.196% | 5.449% | 0% | 0% | 0% | 0% | 0% | 0% | 24.22% | 9.704% | 15.32% | 2.684% | 0% | 35% | 1.422% | 0% | 0% | 0% | 100%
EC.11744 | Bund Refurbishments | AIS Year 2018: 8228805.5462 | 8228805.5462 | 2018 | 0 | 0% | 0% | 0% | 0% | 0% | 0% | 0% | 0% | 0% | 100% | 0% | 0% | 0% | 0% | 0% | 0% | 0% | 0% | 0% | 100%
EC.11747 | Substation Lighting and Infrastructure R | AIS Year 2019: 5741539.633 | 5741539.633 | 2019 | 0 | 0% | 0% | 0% | 0% | 0% | 0% | 0% | 0% | 0% | 0% | 0% | 100% | 0% | 0% | 0% | 0% | 0% | 0% | 0% | 100%
EC.11749 | AC Switchboard Replacement 2013-18 | AIS Year 2019: 9837203.6804 | 9837203.6804 | 2019 | 6032738 | 0% | 0% | 0% | 0% | 0% | 0% | 0% | 0% | 0% | 0% | 0% | 100% | 0% | 0% | 0% | 0% | 0% | 0% | 0% | 100%
EC.11751 | Westinghouse RTU Replacement | AIS Year 2018: 2362151.3759 | 2362151.3759 | 2018 | 1232878 | 0% | 0% | 0% | 0% | 0% | 0% | 0% | 0% | 0% | 0% | 0% | 0% | 0% | 0% | 100% | 0% | 0% | 0% | 0% | 100%
EC.11781 | Furniture and Building Upgrades 2016-17 | AIS Year 2017: 388887.4559 | 388887.4559 | 2017 | 251120 | 30.23% | 0% | 0% | 0% | 0% | 0% | 0% | 69.77% | 0% | 0% | 0% | 0% | 0% | 0% | 0% | 0% | 0% | 0% | 0% | 100%
EC.11794 | Inventory Purchases 2016-17 | AIS Year 2017: 446815.3709 | 446815.3709 | 2017 | 1962985 | 0% | 0% | 0% | 0% | 0% | 0% | 0% | 0% | 0% | 100% | 0% | 0% | 0% | 0% | 0% | 0% | 0% | 0% | 0% | 100%
EC.11808 | Windows Backoffice Mgmt Sys Refresh17-18 | AIS Year 2020: 754525.8487 | 754525.8487 | 2020 | 179280 | 0% | 0% | 0% | 100% | 0% | 0% | 0% | 0% | 0% | 0% | 0% | 0% | 0% | 0% | 0% | 0% | 0% | 0% | 0% | 100%
EC.11809 | Common Information-Connectivity Model | AIS Year 2017: 490685.8289 | 490685.8289 | 2017 | 1200000 | 0% | 0% | 0% | 100% | 0% | 0% | 0% | 0% | 0% | 0% | 0% | 0% | 0% | 0% | 0% | 0% | 0% | 0% | 0% | 100%
EC.11811 | Outage Management Functional Upgrade 3 | AIS Year 2023: 1704963.9782 | 1704963.9782 | 2023 | 280000 | 0% | 0% | 0% | 100% | 0% | 0% | 0% | 0% | 0% | 0% | 0% | 0% | 0% | 0% | 0% | 0% | 0% | 0% | 0% | 100%
EC.11816 | One IP Substation Network Stage 1 | AIS Year 2017: 5030505.5873 | 5030505.5873 | 2017 | 8237319.3732 | 0% | 11.75% | 52.64% | 34.13% | 0% | 0% | 0% | 0% | 0% | 0% | 0% | 0% | 0% | 0% | 1.481% | 0% | 0% | 0% | 0% | 100%
EC.11824 | Weather Stations 2013-18 | AIS Year 2017: 3005360.7747 | 3005360.7747 | 2017 | 2245065.0217 | 0% | 0% | 18.26% | 0% | 0% | 0.4454% | 0% | 0% | 0% | 0% | 0% | 16.6% | 0% | 0% | 64.7% | 0% | 0% | 0% | 0% | 100%
EC.11826 | Dalrymple Substation Upgrade | AIS Year 2017: 7781827.165 | 7781827.165 | 2017 | 0 | 0% | 0.3993% | 1.362% | 0% | 0% | 1.592% | 0% | 0% | 0% | 50.71% | 0.6773% | 15.31% | 1.786% | 0% | 22.88% | 0.8555% | 4.431% | 0% | 0% | 100%
EC.11829 | Regional N-1 Secure Control Schemes | AIS Year 2019: 1187564.2444 | 1187564.2444 | 2019 | 0 | 0% | 0% | 0% | 0% | 0% | 0% | 0% | 0% | 0% | 0% | 0% | 4.482% | 0% | 0% | 95.52% | 0% | 0% | 0% | 0% | 100%
EC.11852 | Historian Upgrade 2 | AIS Year 2023: 431071.2561 | 431071.2561 | 2023 | 0 | 0% | 0% | 0% | 100% | 0% | 0% | 0% | 0% | 0% | 0% | 0% | 0% | 0% | 0% | 0% | 0% | 0% | 0% | 0% | 100%
EC.11854 | Telco Asset Replacement 2013-18 | AIS Year 2019: 5564735.942 | 5564735.942 | 2019 | 5624778.63 | 0% | 0% | 100% | 0% | 0% | 0% | 0% | 0% | 0% | 0% | 0% | 0% | 0% | 0% | 0% | 0% | 0% | 0% | 0% | 100%
EC.11861 | Telecommunications Network Optimisation | AIS Year 2017: 1647295.5894 | 1647295.5894 | 2017 | 1436800 | 0% | 0% | 100% | 0% | 0% | 0% | 0% | 0% | 0% | 0% | 0% | 0% | 0% | 0% | 0% | 0% | 0% | 0% | 0% | 100%
EC.11862 | Substation VOIP Network Completion | AIS Year 2018: 1170659.1435 | 1170659.1435 | 2018 | 0 | 0% | 0% | 0% | 100% | 0% | 0% | 0% | 0% | 0% | 0% | 0% | 0% | 0% | 0% | 0% | 0% | 0% | 0% | 0% | 100%
EC.11865 | Network Config Mngmnt System Upgrade 1 | AIS Year 2022: 1007057.1036 | 1007057.1036 | 2022 | 170000 | 0% | 0% | 0% | 100% | 0% | 0% | 0% | 0% | 0% | 0% | 0% | 0% | 0% | 0% | 0% | 0% | 0% | 0% | 0% | 100%
EC.11870 | IT Hardware Refresh Maintain 16-18 | AIS Year 2018: 979454.831 | 979454.831 | 2018 | 211833 | 0% | 0% | 0% | 100% | 0% | 0% | 0% | 0% | 0% | 0% | 0% | 0% | 0% | 0% | 0% | 0% | 0% | 0% | 0% | 100%
EC.11871 | Licenses, Maintenance, Minor Soft 17-18 | AIS Year 2019: 1992819.2648 | 1992819.2648 | 2019 | 449800 | 0% | 0% | 0% | 100% | 0% | 0% | 0% | 0% | 0% | 0% | 0% | 0% | 0% | 0% | 0% | 0% | 0% | 0% | 0% | 100%
EC.11872 | IT Security Technology Refresh 17-18 | AIS Year 2019: 1311394.1017 | 1311394.1017 | 2019 | 242337 | 0% | 0% | 0% | 100% | 0% | 0% | 0% | 0% | 0% | 0% | 0% | 0% | 0% | 0% | 0% | 0% | 0% | 0% | 0% | 100%
EC.11873 | OT Software 3 | AIS Year 2019: 2162066.5096 | 2162066.5096 | 2019 | 210000 | 0% | 0% | 0% | 100% | 0% | 0% | 0% | 0% | 0% | 0% | 0% | 0% | 0% | 0% | 0% | 0% | 0% | 0% | 0% | 100%
EC.11880 | Fire Protection 300 Pirie 2017-18 | AIS Year 2018: 129684.7972 | 129684.7972 | 2018 | 100500 | 100% | 0% | 0% | 0% | 0% | 0% | 0% | 0% | 0% | 0% | 0% | 0% | 0% | 0% | 0% | 0% | 0% | 0% | 0% | 100%
EC.11881 | Furniture and Building Upgrades 2017-18 | AIS Year 2018: 236576.4376 | 236576.4376 | 2018 | 173720 | 30.23% | 0% | 0% | 0% | 0% | 0% | 0% | 69.77% | 0% | 0% | 0% | 0% | 0% | 0% | 0% | 0% | 0% | 0% | 0% | 100%
EC.11882 | General Utility Upgrades 2017-18 | AIS Year 2018: 144740.8741 | 144740.8741 | 2018 | 106640 | 65.12% | 0% | 0% | 0% | 0% | 0% | 0% | 34.88% | 0% | 0% | 0% | 0% | 0% | 0% | 0% | 0% | 0% | 0% | 0% | 100%
EC.11890 | Unit Asset Replacements 2013-18 | AIS Year 2017: 29770365.0267 | 29770365.0267 | 2017 | 49095475 | 0% | 0% | 0% | 0% | 0% | 0% | 0% | 0% | 0% | 100% | 0% | 0% | 0% | 0% | 0% | 0% | 0% | 0% | 0% | 100%
EC.11894 | Inventory Purchases 2017-18 | AIS Year 2018: 2155094.3575 | 2155094.3575 | 2018 | 1962985 | 0% | 0% | 0% | 0% | 0% | 0% | 0% | 0% | 0% | 100% | 0% | 0% | 0% | 0% | 0% | 0% | 0% | 0% | 0% | 100%
EC.11895 | SAEs for 2018-23 Capital Projects | AIS Year 2017: 3046561.5094 | 3046561.5094 | 2017 | 0 | 0% | 1.26% | 4.041% | 1.952% | 0% | 0.05275% | 0% | 0% | 0% | 20.54% | 0.06913% | 10.78% | 0.8185% | 0% | 13.44% | 30% | 0.0166% | 0% | 17.04% | 100%
EC.11899 | Vehicle Purchases 2017-18 | AIS Year 2018: 219606.7189 | 219606.7189 | 2018 | 130560 | 0% | 0% | 0% | 0% | 0% | 0% | 0% | 100% | 0% | 0% | 0% | 0% | 0% | 0% | 0% | 0% | 0% | 0% | 0% | 100%
EC.11900 | Intranet Platform Refresh 16-17 | AIS Year 2018: 167642.3402 | 167642.3402 | 2018 | 37400 | 0% | 0% | 0% | 100% | 0% | 0% | 0% | 0% | 0% | 0% | 0% | 0% | 0% | 0% | 0% | 0% | 0% | 0% | 0% | 100%
EC.11907 | Intranet and Extranet Refresh 18-19 | AIS Year 2020: 279229.5799 | 279229.5799 | 2020 | 12500 | 0% | 0% | 0% | 100% | 0% | 0% | 0% | 0% | 0% | 0% | 0% | 0% | 0% | 0% | 0% | 0% | 0% | 0% | 0% | 100%
EC.11915 | Furniture and Building Upgrades 2018-19 | AIS Year 2019: 355825.0278 | 355825.0278 | 2019 | 235500 | 69.85% | 0% | 0% | 0% | 0% | 0% | 0% | 30.15% | 0% | 0% | 0% | 0% | 0% | 0% | 0% | 0% | 0% | 0% | 0% | 100%
EC.11916 | Vehicle Purchases 2018-19 | AIS Year 2019: 149611.906 | 149611.906 | 2019 | 122000 | 0% | 0% | 0% | 0% | 0% | 0% | 0% | 100% | 0% | 0% | 0% | 0% | 0% | 0% | 0% | 0% | 0% | 0% | 0% | 100%
EC.11917 | Investigation&Integration of New Technol | AIS Year 2023: 2467939.7673 | 2467939.7673 | 2023 | 0 | 0% | 0% | 0% | 0% | 0% | 0% | 0% | 100% | 0% | 0% | 0% | 0% | 0% | 0% | 0% | 0% | 0% | 0% | 0% | 100%
EC.11994 | Inventory Purchases 2018-19 | AIS Year 2019: 2363851.012 | 2363851.012 | 2019 | 2094358 | 0% | 0% | 0% | 0% | 0% | 0% | 0% | 0% | 0% | 100% | 0% | 0% | 0% | 0% | 0% | 0% | 0% | 0% | 0% | 100%
EC.12002 | Local Area Network Equip Refresh 21-22 | AIS Year 2022: 2124463.9549 | 2124463.9549 | 2022 | 1141371 | 0% | 0% | 0% | 100% | 0% | 0% | 0% | 0% | 0% | 0% | 0% | 0% | 0% | 0% | 0% | 0% | 0% | 0% | 0% | 100%
EC.12004 | Geospatial Systems Refresh 18-19 | AIS Year 2019: 1305575.3877 | 1305575.3877 | 2019 | 60250 | 0% | 0% | 0% | 100% | 0% | 0% | 0% | 0% | 0% | 0% | 0% | 0% | 0% | 0% | 0% | 0% | 0% | 0% | 0% | 100%
EC.12005 | IT Storage and Virtualisation Refurb 2 | AIS Year 2021: 2576183.8577 | 2576183.8577 | 2021 | 1769192 | 0% | 0% | 0% | 100% | 0% | 0% | 0% | 0% | 0% | 0% | 0% | 0% | 0% | 0% | 0% | 0% | 0% | 0% | 0% | 100%
EC.12008 | Project Portfoilo Mgmt Sys Refresh 21-22 | AIS Year 2023: 1347649.598 | 1347649.598 | 2023 | 220000 | 0% | 0% | 0% | 100% | 0% | 0% | 0% | 0% | 0% | 0% | 0% | 0% | 0% | 0% | 0% | 0% | 0% | 0% | 0% | 100%
EC.12013 | Design Standards Major Review Reset 4 | AIS Year 2022: 3483030.8313 | 3483030.8313 | 2022 | 0 | 0% | 0% | 0% | 0% | 0% | 0% | 0% | 100% | 0% | 0% | 0% | 0% | 0% | 0% | 0% | 0% | 0% | 0% | 0% | 100%
EC.12014 | Protection System Modelling and Validati | AIS Year 2019: 1636387.9292 | 1636387.9292 | 2019 | 300000 | 0% | 0% | 0% | 100% | 0% | 0% | 0% | 0% | 0% | 0% | 0% | 0% | 0% | 0% | 0% | 0% | 0% | 0% | 0% | 100%
EC.12027 | Mechanical 300 Pirie St 2018-19 | AIS Year 2019: 660848.7728 | 660848.7728 | 2019 | 455000 | 100% | 0% | 0% | 0% | 0% | 0% | 0% | 0% | 0% | 0% | 0% | 0% | 0% | 0% | 0% | 0% | 0% | 0% | 0% | 100%
EC.12028 | Furniture and Gen Bldg Upgrades 2019-20 | AIS Year 2020: 348788.4028 | 348788.4028 | 2020 | 233000 | 69.96% | 0% | 0% | 0% | 0% | 0% | 0% | 30.04% | 0% | 0% | 0% | 0% | 0% | 0% | 0% | 0% | 0% | 0% | 0% | 100%
EC.12030 | Vehicle Purchases 2019-20 | AIS Year 2020: 210805.8533 | 210805.8533 | 2020 | 163000 | 0% | 0% | 0% | 0% | 0% | 0% | 0% | 100% | 0% | 0% | 0% | 0% | 0% | 0% | 0% | 0% | 0% | 0% | 0% | 100%
EC.12070 | IT Hardware Refresh and Maintain 19-20 | AIS Year 2021: 1604026.4612 | 1604026.4612 | 2021 | 336120 | 0% | 0% | 0% | 100% | 0% | 0% | 0% | 0% | 0% | 0% | 0% | 0% | 0% | 0% | 0% | 0% | 0% | 0% | 0% | 100%
EC.12071 | Licenses, Maintenance, Minor Soft 19-20 | AIS Year 2020: 2568434.6238 | 2568434.6238 | 2020 | 460000 | 0% | 0% | 0% | 100% | 0% | 0% | 0% | 0% | 0% | 0% | 0% | 0% | 0% | 0% | 0% | 0% | 0% | 0% | 0% | 100%
EC.12072 | IT Security 4 | AIS Year 2021: 1492729.1077 | 1492729.1077 | 2021 | 260000 | 0% | 0% | 0% | 100% | 0% | 0% | 0% | 0% | 0% | 0% | 0% | 0% | 0% | 0% | 0% | 0% | 0% | 0% | 0% | 100%
EC.12073 | OT Software 4 | AIS Year 2021: 2069197.2027 | 2069197.2027 | 2021 | 180000 | 0% | 0% | 0% | 100% | 0% | 0% | 0% | 0% | 0% | 0% | 0% | 0% | 0% | 0% | 0% | 0% | 0% | 0% | 0% | 100%
EC.12094 | Inventory Purchases 2019-2020 | AIS Year 2020: 2428557.6438 | 2428557.6438 | 2020 | 2094358 | 0% | 0% | 0% | 0% | 0% | 0% | 0% | 0% | 0% | 100% | 0% | 0% | 0% | 0% | 0% | 0% | 0% | 0% | 0% | 100%
EC.12101 | Records Management | AIS Year 2018: 2163488.6474 | 2163488.6474 | 2018 | 107250 | 0% | 0% | 0% | 100% | 0% | 0% | 0% | 0% | 0% | 0% | 0% | 0% | 0% | 0% | 0% | 0% | 0% | 0% | 0% | 100%
EC.12105 | Electrical 300 Pirie St 2020 - 2021 | AIS Year 2021: 259968.1684 | 259968.1684 | 2021 | 171000 | 100% | 0% | 0% | 0% | 0% | 0% | 0% | 0% | 0% | 0% | 0% | 0% | 0% | 0% | 0% | 0% | 0% | 0% | 0% | 100%
EC.12106 | Furniture and Gen Bldg Upgrades 2020-21 | AIS Year 2021: 373008.7777 | 373008.7777 | 2021 | 245000 | 76.33% | 0% | 0% | 0% | 0% | 0% | 0% | 23.67% | 0% | 0% | 0% | 0% | 0% | 0% | 0% | 0% | 0% | 0% | 0% | 100%
EC.12108 | Mechanical Keswick North 2020-21 | AIS Year 2021: 174717.8617 | 174717.8617 | 2021 | 114500 | 100% | 0% | 0% | 0% | 0% | 0% | 0% | 0% | 0% | 0% | 0% | 0% | 0% | 0% | 0% | 0% | 0% | 0% | 0% | 100%
EC.12111 | Vehicle Purchases 2020-21 | AIS Year 2021: 280585.707 | 280585.707 | 2021 | 217000 | 0% | 0% | 0% | 0% | 0% | 0% | 0% | 100% | 0% | 0% | 0% | 0% | 0% | 0% | 0% | 0% | 0% | 0% | 0% | 100%
EC.12115 | Telecommunications Unit AssetReplacement | AIS Year 2023: 7724718.5107 | 7724718.5107 | 2023 | 5155050.0829 | 0% | 0% | 100% | 0% | 0% | 0% | 0% | 0% | 0% | 0% | 0% | 0% | 0% | 0% | 0% | 0% | 0% | 0% | 0% | 100%
EC.12203 | OT Software 5 | AIS Year 2023: 2202739.4371 | 2202739.4371 | 2023 | 180000 | 0% | 0% | 0% | 100% | 0% | 0% | 0% | 0% | 0% | 0% | 0% | 0% | 0% | 0% | 0% | 0% | 0% | 0% | 0% | 100%
EC.12204 | Generator Replacemt 300 Pirie St 2021-22 | AIS Year 2022: 384485.4432 | 384485.4432 | 2022 | 245000 | 100% | 0% | 0% | 0% | 0% | 0% | 0% | 0% | 0% | 0% | 0% | 0% | 0% | 0% | 0% | 0% | 0% | 0% | 0% | 100%
EC.12205 | Furniture and Gen Bldg Upgrades 2021-22 | AIS Year 2022: 401380.6344 | 401380.6344 | 2022 | 256000 | 76.17% | 0% | 0% | 0% | 0% | 0% | 0% | 23.83% | 0% | 0% | 0% | 0% | 0% | 0% | 0% | 0% | 0% | 0% | 0% | 100%
EC.12207 | Vehicle Purchases 2021-22 | AIS Year 2022: 270637.4701 | 270637.4701 | 2022 | 204000 | 0% | 0% | 0% | 0% | 0% | 0% | 0% | 100% | 0% | 0% | 0% | 0% | 0% | 0% | 0% | 0% | 0% | 0% | 0% | 100%
EC.12210 | IT Hardware Refresh Maintain 21-22 | AIS Year 2022: 1421287.8169 | 1421287.8169 | 2022 | 287760 | 0% | 0% | 0% | 100% | 0% | 0% | 0% | 0% | 0% | 0% | 0% | 0% | 0% | 0% | 0% | 0% | 0% | 0% | 0% | 100%
EC.12211 | IT Security Technology Refresh 21-22 | AIS Year 2023: 1589953.5909 | 1589953.5909 | 2023 | 259900 | 0% | 0% | 0% | 100% | 0% | 0% | 0% | 0% | 0% | 0% | 0% | 0% | 0% | 0% | 0% | 0% | 0% | 0% | 0% | 100%
EC.12301 | Automated Asset Condition Assessment | AIS Year 2021: 1041710.6824 | 1041710.6824 | 2021 | 0 | 0% | 0% | 0% | 100% | 0% | 0% | 0% | 0% | 0% | 0% | 0% | 0% | 0% | 0% | 0% | 0% | 0% | 0% | 0% | 100%
EC.12330 | One IP Substation Network - Stage 2 | AIS Year 2021: 5365280.8917 | 5365280.8917 | 2021 | 2432639.925 | 0% | 12.33% | 50.48% | 0% | 0% | 0% | 0% | 0% | 0% | 0% | 0% | 0% | 0% | 0% | 37.19% | 0% | 0% | 0% | 0% | 100%
EC.12335 | Vehicle Purchases 2022-23 | AIS Year 2023: 166239.8861 | 166239.8861 | 2023 | 122000 | 0% | 0% | 0% | 0% | 0% | 0% | 0% | 100% | 0% | 0% | 0% | 0% | 0% | 0% | 0% | 0% | 0% | 0% | 0% | 100%
EC.12403 | Licenses, Maintenance, Minor Soft 21-22 | AIS Year 2022: 2732061.4236 | 2732061.4236 | 2022 | 460000 | 0% | 0% | 0% | 100% | 0% | 0% | 0% | 0% | 0% | 0% | 0% | 0% | 0% | 0% | 0% | 0% | 0% | 0% | 0% | 100%
EC.12404 | Windows Backoffice Mgmt Sys Refresh20-21 | AIS Year 2023: 2635470.9804 | 2635470.9804 | 2023 | 432300 | 0% | 0% | 0% | 100% | 0% | 0% | 0% | 0% | 0% | 0% | 0% | 0% | 0% | 0% | 0% | 0% | 0% | 0% | 0% | 100%
EC.12406 | Intranet Platform Refresh 22-23 | AIS Year 2023: 491524.8652 | 491524.8652 | 2023 | 80000 | 0% | 0% | 0% | 100% | 0% | 0% | 0% | 0% | 0% | 0% | 0% | 0% | 0% | 0% | 0% | 0% | 0% | 0% | 0% | 100%
EC.12500 | VOIP Network Refresh 2018-23 | AIS Year 2023: 1039062.659 | 1039062.659 | 2023 | 160000 | 0% | 0% | 0% | 100% | 0% | 0% | 0% | 0% | 0% | 0% | 0% | 0% | 0% | 0% | 0% | 0% | 0% | 0% | 0% | 100%
EC.14007 | CLSD Supply Chain Management Procedure | AIS Year 2017: 333860.6163 | 333860.6163 | 2017 | 0 | 0% | 0% | 0% | 100% | 0% | 0% | 0% | 0% | 0% | 0% | 0% | 0% | 0% | 0% | 0% | 0% | 0% | 0% | 0% | 100%
EC.14008 | DEFD Eyre Peninsula Islanding Controls | AIS Year 2019: 468409.2205 | 468409.2205 | 2019 | 0 | 0% | 0% | 0% | 0% | 0% | 0% | 100% | 0% | 0% | 0% | 0% | 0% | 0% | 0% | 0% | 0% | 0% | 0% | 0% | 100%
EC.14009 | SICAM PAS Substation Automation System M | AIS Year 2017: 375170.2817 | 375170.2817 | 2017 | 0 | 0% | 0% | 0% | 0% | 0% | 0% | 100% | 0% | 0% | 0% | 0% | 0% | 0% | 0% | 0% | 0% | 0% | 0% | 0% | 100%
EC.14010 | Automated IED configuration management | AIS Year 2021: 687082.0692 | 687082.0692 | 2021 | 0 | 0% | 0% | 0% | 100% | 0% | 0% | 0% | 0% | 0% | 0% | 0% | 0% | 0% | 0% | 0% | 0% | 0% | 0% | 0% | 100%
EC.14011 | Dynamics ratings systems upgrade | AIS Year 2021: 576420.7752 | 576420.7752 | 2021 | 0 | 0% | 0% | 0% | 100% | 0% | 0% | 0% | 0% | 0% | 0% | 0% | 0% | 0% | 0% | 0% | 0% | 0% | 0% | 0% | 100%
EC.14012 | Operational Data Network Architecture an | AIS Year 2017: 395994.3191 | 395994.3191 | 2017 | 0 | 0% | 0% | 0% | 100% | 0% | 0% | 0% | 0% | 0% | 0% | 0% | 0% | 0% | 0% | 0% | 0% | 0% | 0% | 0% | 100%
EC.14013 | System Switching Writer Enhancement 1 | AIS Year 2023: 1117617.703 | 1117617.703 | 2023 | 0 | 0% | 0% | 0% | 100% | 0% | 0% | 0% | 0% | 0% | 0% | 0% | 0% | 0% | 0% | 0% | 0% | 0% | 0% | 0% | 100%
EC.14014 | Energy Mngmnt System Technical Upgrade 2 | AIS Year 2023: 1854919.8503 | 1854919.8503 | 2023 | 0 | 0% | 0% | 0% | 0% | 0% | 0% | 100% | 0% | 0% | 0% | 0% | 0% | 0% | 0% | 0% | 0% | 0% | 0% | 0% | 100%
EC.14015 | IT Architecture Support Systems Implemen | AIS Year 2018: 335466.8714 | 335466.8714 | 2018 | 0 | 0% | 0% | 0% | 100% | 0% | 0% | 0% | 0% | 0% | 0% | 0% | 0% | 0% | 0% | 0% | 0% | 0% | 0% | 0% | 100%
EC.14016 | Asset Cost and Risk Optimisation | AIS Year 2018: 1938711.7657 | 1938711.7657 | 2018 | 0 | 0% | 0% | 0% | 100% | 0% | 0% | 0% | 0% | 0% | 0% | 0% | 0% | 0% | 0% | 0% | 0% | 0% | 0% | 0% | 100%
EC.14017 | Automated IED Data Capture | AIS Year 2020: 1010968.5004 | 1010968.5004 | 2020 | 0 | 0% | 0% | 0% | 100% | 0% | 0% | 0% | 0% | 0% | 0% | 0% | 0% | 0% | 0% | 0% | 0% | 0% | 0% | 0% | 100%
EC.14018 | Treasury and Risk Systems Implementation | AIS Year 2017: 458923.7308 | 458923.7308 | 2017 | 0 | 0% | 0% | 0% | 100% | 0% | 0% | 0% | 0% | 0% | 0% | 0% | 0% | 0% | 0% | 0% | 0% | 0% | 0% | 0% | 100%
EC.14019 | Estimating System Upgrade with Maint Enh | AIS Year 2020: 559568.9198 | 559568.9198 | 2020 | 25000 | 0% | 0% | 0% | 100% | 0% | 0% | 0% | 0% | 0% | 0% | 0% | 0% | 0% | 0% | 0% | 0% | 0% | 0% | 0% | 100%
EC.14024 | SCADA and RTU configuration management | AIS Year 2019: 723581.1285 | 723581.1285 | 2019 | 0 | 0% | 0% | 0% | 100% | 0% | 0% | 0% | 0% | 0% | 0% | 0% | 0% | 0% | 0% | 0% | 0% | 0% | 0% | 0% | 100%
EC.14026 | Inventory Purchases 2020-21 | AIS Year 2021: 2472618.0346 | 2472618.0346 | 2021 | 2094358 | 0% | 0% | 0% | 0% | 0% | 0% | 0% | 0% | 0% | 100% | 0% | 0% | 0% | 0% | 0% | 0% | 0% | 0% | 0% | 100%
EC.14027 | Inventory Purchases 2021-22 | AIS Year 2022: 2537887.8277 | 2537887.8277 | 2022 | 2094358 | 0% | 0% | 0% | 0% | 0% | 0% | 0% | 0% | 0% | 100% | 0% | 0% | 0% | 0% | 0% | 0% | 0% | 0% | 0% | 100%
EC.14028 | Inventory Purchases 2022-23 | AIS Year 2023: 2603327.4878 | 2603327.4878 | 2023 | 2094358 | 0% | 0% | 0% | 0% | 0% | 0% | 0% | 0% | 0% | 100% | 0% | 0% | 0% | 0% | 0% | 0% | 0% | 0% | 0% | 100%
EC.14029 | System Control Centre Fire Suppression S | AIS Year 2017: 86810.9177 | 86810.9177 | 2017 | 0 | 100% | 0% | 0% | 0% | 0% | 0% | 0% | 0% | 0% | 0% | 0% | 0% | 0% | 0% | 0% | 0% | 0% | 0% | 0% | 100%
EC.14030 | Asset Access Manual Rewrite | AIS Year 2018: 1397158.1747 | 1397158.1747 | 2018 | 0 | 0% | 0% | 0% | 0% | 0% | 0% | 0% | 100% | 0% | 0% | 0% | 0% | 0% | 0% | 0% | 0% | 0% | 0% | 0% | 100%
EC.14031 | Protection Systems Unit Asset Replacemen | AIS Year 2023: 34393935.2201 | 34393935.2201 | 2023 | 15249000 | 0% | 0% | 1.999% | 0% | 0% | 0% | 0% | 0% | 0% | 0% | 0% | 0% | 0% | 0% | 98% | 0% | 0% | 0% | 0% | 100%
EC.14032 | Instrument Transformer Unit Asset Replac | AIS Year 2023: 5460414.3617 | 5460414.3617 | 2023 | 2221795.1097 | 0% | 0% | 0% | 0% | 0% | 0% | 0% | 0% | 0% | 89.95% | 0% | 6.356% | 0% | 0% | 3.691% | 0% | 0% | 0% | 0% | 100%
EC.14033 | Circuit Breaker Unit Asset Replacement 2 | AIS Year 2023: 5542552.1627 | 5542552.1627 | 2023 | 3058550.1402 | 0% | 0% | 0% | 0% | 0% | 0% | 0% | 0% | 0% | 89.89% | 0% | 2.261% | 0% | 0% | 7.847% | 0% | 0% | 0% | 0% | 100%
EC.14034 | Isolator Unit Asset Replacement 2018-23 | AIS Year 2023: 12506235.7942 | 12506235.7942 | 2023 | 7361640.7496 | 0% | 0% | 0% | 0% | 0% | 0% | 0% | 0% | 0% | 89.72% | 0% | 3.429% | 0% | 0% | 6.846% | 0% | 0% | 0% | 0% | 100%
EC.14038 | NCIPAP 1 Riverland 132 kV Line Uprating | AIS Year 2018: 3257666.4639 | 3257666.4639 | 2018 | 0 | 0% | 0% | 0% | 0% | 0% | 0% | 0% | 0% | 0% | 0% | 0% | 0% | 0% | 0% | 0% | 0% | 0% | 0% | 100% | 100%
EC.14039 | NCIPAP 2 Upper South East Line Uprating | AIS Year 2017: 2306713.1622 | 2306713.1622 | 2017 | 1366642.3195 | 0% | 0% | 0% | 0% | 0% | 0% | 0% | 0% | 0% | 0% | 0% | 0% | 0% | 0% | 0% | 0% | 0% | 0% | 100% | 100%
EC.14040 | NCIPAP 3 Lower South East 275 kV Line Up | AIS Year 2017: 1764681.8147 | 1764681.8147 | 2017 | 0 | 0% | 0% | 0% | 0% | 0% | 0% | 0% | 0% | 0% | 0% | 0% | 0% | 0% | 0% | 0% | 0% | 0% | 0% | 100% | 100%
EC.14042 | Canowie CB Arrangement Upgrade | AIS Year 2021: 1745599.5576 | 1745599.5576 | 2021 | 868848.2544 | 0% | 0% | 0% | 0% | 0% | 0% | 0% | 0% | 0% | 50.1% | 0% | 8.261% | 0% | 0% | 35.89% | 5.755% | 0% | 0% | 0% | 100%
EC.14045 | Battery Charger Unit Asset Replacement 2 | AIS Year 2022: 1210625.8875 | 1210625.8875 | 2022 | 542545 | 0% | 0% | 0% | 0% | 0% | 0% | 0% | 0% | 0% | 15.92% | 0% | 0% | 0% | 0% | 84.08% | 0% | 0% | 0% | 0% | 100%
EC.14046 | AC Board Unit Asset Replacement 2018-23 | AIS Year 2021: 10377417.3642 | 10377417.3642 | 2021 | 5026557.318 | 0% | 0% | 0% | 0% | 0% | 0% | 0% | 0% | 0% | 25.86% | 2.125% | 68.71% | 0% | 0% | 3.302% | 0% | 0% | 0% | 0% | 100%
EC.14047 | Transformer Bushing Unit Asset Replaceme | AIS Year 2021: 7621541.922 | 7621541.922 | 2021 | 3844158.4 | 0% | 0% | 0% | 0% | 0% | 0% | 0% | 0% | 0% | 96.63% | 0% | 3.373% | 0% | 0% | 0% | 0% | 0% | 0% | 0% | 100%
EC.14049 | Leigh Creek South Transformer Replacemen | AIS Year 2020: 3179765.4359 | 3179765.4359 | 2020 | 1565826.1947 | 0% | 0% | 0% | 0% | 0% | 0% | 0% | 0% | 0% | 69.84% | 0% | 12.11% | 0% | 0% | 18.05% | 0% | 0% | 0% | 0% | 100%
EC.14051 | Operational Data Network Establishment | AIS Year 2019: 1027285.9253 | 1027285.9253 | 2019 | 200000 | 0% | 0% | 0% | 100% | 0% | 0% | 0% | 0% | 0% | 0% | 0% | 0% | 0% | 0% | 0% | 0% | 0% | 0% | 0% | 100%
EC.14053 | ElectraNet Corporate Website Functional | AIS Year 2017: 306605.5015 | 306605.5015 | 2017 | 145691.77 | 0% | 0% | 0% | 100% | 0% | 0% | 0% | 0% | 0% | 0% | 0% | 0% | 0% | 0% | 0% | 0% | 0% | 0% | 0% | 100%
EC.14056 | Para - Davenport Additional 275 kV Syste | AIS Year 2019: 4961585.129 | 4961585.129 | 2019 | 3030390.7716 | 0% | 0% | 0.99% | 0% | 0% | 0% | 0% | 0% | 0% | 79.7% | 0% | 13.31% | 0% | 0% | 5.009% | 0.66% | 0.33% | 0% | 0% | 100%
EC.14057 | Pirie Precinct Led Lighting Upgrade | AIS Year 2017: 194554.1084 | 194554.1084 | 2017 | 200000 | 100% | 0% | 0% | 0% | 0% | 0% | 0% | 0% | 0% | 0% | 0% | 0% | 0% | 0% | 0% | 0% | 0% | 0% | 0% | 100%
EC.14058 | Server Room Critical Air Conditioning 20 | AIS Year 2017: 157369.6553 | 157369.6553 | 2017 | 120000 | 100% | 0% | 0% | 0% | 0% | 0% | 0% | 0% | 0% | 0% | 0% | 0% | 0% | 0% | 0% | 0% | 0% | 0% | 0% | 100%
EC.14059 | CLSD-Keswick Precinct Led Lighting Upgra | AIS Year 2017: 142990.6484 | 142990.6484 | 2017 | 0 | 100% | 0% | 0% | 0% | 0% | 0% | 0% | 0% | 0% | 0% | 0% | 0% | 0% | 0% | 0% | 0% | 0% | 0% | 0% | 100%
EC.14060 | Workspace Layout Refresh Stage 1 | AIS Year 2020: 568174.4521 | 568174.4521 | 2020 | 383000 | 69.97% | 0% | 0% | 0% | 0% | 0% | 0% | 30.03% | 0% | 0% | 0% | 0% | 0% | 0% | 0% | 0% | 0% | 0% | 0% | 100%
EC.14061 | Workspace Layout Refresh Stage 2 | AIS Year 2021: 585105.8428 | 585105.8428 | 2021 | 383000 | 69.97% | 0% | 0% | 0% | 0% | 0% | 0% | 30.03% | 0% | 0% | 0% | 0% | 0% | 0% | 0% | 0% | 0% | 0% | 0% | 100%
EC.14062 | Workspace Layout Refresh Stage 3 | AIS Year 2022: 596722.8841 | 596722.8841 | 2022 | 383000 | 69.97% | 0% | 0% | 0% | 0% | 0% | 0% | 30.03% | 0% | 0% | 0% | 0% | 0% | 0% | 0% | 0% | 0% | 0% | 0% | 100%
EC.14066 | Eastern Hills Telecommunications Tower C | AIS Year 2020: 1437634.1153 | 1437634.1153 | 2020 | 749999.9625 | 0% | 30% | 60% | 0% | 0% | 0% | 0% | 0% | 0% | 0% | 0% | 0% | 0% | 0% | 0% | 10% | 0% | 0% | 0% | 100%
EC.14067 | Lift Upgrade 300 Pirie Street | AIS Year 2023: 134198.3285 | 134198.3285 | 2023 | 84000 | 100% | 0% | 0% | 0% | 0% | 0% | 0% | 0% | 0% | 0% | 0% | 0% | 0% | 0% | 0% | 0% | 0% | 0% | 0% | 100%
EC.14068 | Murraylink Control Scheme Replacement | AIS Year 2018: 885304.2687 | 885304.2687 | 2018 | 379700.015 | 0% | 0% | 7.901% | 0% | 0% | 0% | 0% | 0% | 0% | 0% | 0% | 0% | 0% | 0% | 92.1% | 0% | 0% | 0% | 0% | 100%
EC.14069 | Telecoms Network Optimisation 2018-23 | AIS Year 2023: 2054299.6527 | 2054299.6527 | 2023 | 1086032.6175 | 0% | 2.762% | 97.24% | 0% | 0% | 0% | 0% | 0% | 0% | 0% | 0% | 0% | 0% | 0% | 0% | 0% | 0% | 0% | 0% | 100%
EC.14070 | Substation Operational Data Network Repl | AIS Year 2021: 3719706.5998 | 3719706.5998 | 2021 | 1785000 | 0% | 0% | 0% | 0% | 0% | 0% | 0% | 0% | 0% | 0% | 0% | 0% | 0% | 0% | 100% | 0% | 0% | 0% | 0% | 100%
EC.14071 | Robertstown Circuit Breaker Arrangement | AIS Year 2020: 7224095.8645 | 7224095.8645 | 2020 | 3888801.5635 | 0% | 0% | 0% | 0% | 0% | 1.543% | 0% | 0% | 0% | 40.79% | 0% | 39.91% | 3.086% | 0% | 13.38% | 1.286% | 0% | 0% | 0% | 100%
EC.14074 | Neutral Earthing Resistors and Reactors | AIS Year 2023: 965914.0189 | 965914.0189 | 2023 | 135493.1035 | 0% | 0% | 0% | 0% | 0% | 0% | 0% | 0% | 0% | 66.38% | 0% | 14.39% | 0% | 0% | 5.845% | 13.39% | 0% | 0% | 0% | 100%
EC.14075 | Substation Air Conditioning Systems Unit | AIS Year 2022: 1366750.0151 | 1366750.0151 | 2022 | 629369.34 | 0% | 0% | 0% | 0% | 0% | 0% | 0% | 0% | 0% | 0% | 61.09% | 4.935% | 0% | 0% | 33.97% | 0% | 0% | 0% | 0% | 100%
EC.14076 | Line Support Systems Refurbishment 2018- | AIS Year 2023: 10302401.81 | 10302401.81 | 2023 | 2994494.563 | 0% | 0% | 0% | 0% | 0% | 0% | 0% | 0% | 0% | 0% | 0% | 0% | 0% | 0% | 0% | 0% | 0% | 0% | 100% | 100%
EC.14077 | Mannum Transformer 1 and 2 Replacement | AIS Year 2022: 3013349.3418 | 3013349.3418 | 2022 | 2145445.3498 | 0% | 0% | 0% | 0% | 0% | 0% | 0% | 0% | 0% | 91.75% | 0% | 6.381% | 0% | 0% | 1.398% | 0% | 0.4661% | 0% | 0% | 100%
EC.14079 | Building Security Upgrade Unit Asset Rep | AIS Year 2022: 1499892.4563 | 1499892.4563 | 2022 | 1027459.6 | 0% | 0% | 0% | 0% | 0% | 0% | 0% | 0% | 0% | 0% | 95.09% | 1.071% | 3.84% | 0% | 0% | 0% | 0% | 0% | 0% | 100%
EC.14080 | Substation Security Fencing 2018-23 | AIS Year 2021: 4640056.6521 | 4640056.6521 | 2021 | 2152747.9142 | 0% | 0% | 0% | 0% | 0% | 0.9871% | 0% | 0% | 0% | 0% | 0% | 27.09% | 71.93% | 0% | 0% | 0% | 0% | 0% | 0% | 100%
EC.14081 | Line Insulator Systems Refurbishment 201 | AIS Year 2019: 3990235.9852 | 3990235.9852 | 2019 | 0 | 0% | 0% | 0% | 0% | 0% | 0% | 0% | 0% | 0% | 0% | 0% | 0% | 0% | 0% | 0% | 0% | 0% | 0% | 100% | 100%
EC.14084 | Line Conductor and Earthwire Refurbishme | AIS Year 2021: 9366745.4349 | 9366745.4349 | 2021 | 0 | 0% | 0% | 0% | 0% | 0% | 0% | 0% | 0% | 0% | 0% | 0% | 0% | 0% | 0% | 0% | 0% | 0% | 0% | 100% | 100%
EC.14085 | Gawler East Connection Point | AIS Year 2021: 6824237.439 | 6824237.439 | 2021 | 3795258.1264 | 0% | 2.611% | 16.18% | 0% | 0% | 0% | 0% | 0% | 0% | 44.87% | 0% | 9.352% | 0% | 0% | 19.53% | 7.325% | 0.1317% | 0% | 0% | 100%
EC.14086 | Stakeholder Management Sys Refresh 17-18 | AIS Year 2018: 354473.6261 | 354473.6261 | 2018 | 67400 | 0% | 0% | 0% | 100% | 0% | 0% | 0% | 0% | 0% | 0% | 0% | 0% | 0% | 0% | 0% | 0% | 0% | 0% | 0% | 100%
EC.14088 | High Voltage Switching Training Facility | AIS Year 2019: 4500431.148 | 4500431.148 | 2019 | 0 | 0% | 0% | 0% | 0% | 0% | 0% | 0% | 0% | 0% | 42% | 15% | 20% | 0% | 0% | 23% | 0% | 0% | 0% | 0% | 100%
EC.14089 | Magill High Voltage Workshop Facility | AIS Year 2020: 2260513.762 | 2260513.762 | 2020 | 0 | 0% | 0% | 0% | 0% | 0% | 0% | 0% | 0% | 0% | 35% | 0% | 50% | 0% | 0% | 15% | 0% | 0% | 0% | 0% | 100%
EC.14090 | Mount Gambier Transformer 1 Replacement | AIS Year 2021: 2290644.3143 | 2290644.3143 | 2021 | 1447635.6098 | 0% | 0% | 0% | 0% | 0% | 0% | 0% | 0% | 0% | 71.51% | 0% | 13.87% | 0% | 0% | 11.25% | 3.373% | 0% | 0% | 0% | 100%
EC.14091 | Online Asset Condition Assessment Equipm | AIS Year 2021: 5836762.7155 | 5836762.7155 | 2021 | 2610802.5394 | 0% | 0% | 0% | 0% | 0% | 0% | 0% | 0% | 0% | 9.167% | 0% | 0.1443% | 0% | 0% | 90.69% | 0% | 0% | 0% | 0% | 100%
EC.14100 | Asset Data Capture 2 | AIS Year 2018: 1297207.5211 | 1297207.5211 | 2018 | 0 | 0% | 0% | 0% | 100% | 0% | 0% | 0% | 0% | 0% | 0% | 0% | 0% | 0% | 0% | 0% | 0% | 0% | 0% | 0% | 100%
EC.14102 | Telecoms Management Systems Replacement | AIS Year 2022: 1182597.7602 | 1182597.7602 | 2022 | 200000 | 0% | 0% | 0% | 100% | 0% | 0% | 0% | 0% | 0% | 0% | 0% | 0% | 0% | 0% | 0% | 0% | 0% | 0% | 0% | 100%
EC.14103 | Operational Data Network Environment Rep | AIS Year 2023: 1292740.3309 | 1292740.3309 | 2023 | 200000 | 0% | 0% | 0% | 100% | 0% | 0% | 0% | 0% | 0% | 0% | 0% | 0% | 0% | 0% | 0% | 0% | 0% | 0% | 0% | 100%
EC.14104 | Operational Data Network Security Standa | AIS Year 2021: 460705.5878 | 460705.5878 | 2021 | 80000 | 0% | 0% | 0% | 100% | 0% | 0% | 0% | 0% | 0% | 0% | 0% | 0% | 0% | 0% | 0% | 0% | 0% | 0% | 0% | 100%
EC.14105 | Brinkworth - Waterloo Bearer Replacement | AIS Year 2022: 12297335.7096 | 12297335.7096 | 2022 | 8255447.2771 | 0% | 6.663% | 2.462% | 0% | 0% | 0% | 0% | 0% | 0% | 1.545% | 0% | 0.1423% | 0% | 0% | 0% | 86.86% | 0% | 0% | 2.324% | 100%
EC.14108 | Advanced Analytics for Bus Intelligence | AIS Year 2022: 802536.7272 | 802536.7272 | 2022 | 0 | 0% | 0% | 0% | 100% | 0% | 0% | 0% | 0% | 0% | 0% | 0% | 0% | 0% | 0% | 0% | 0% | 0% | 0% | 0% | 100%
EC.14111 | Treasury and Risk Systems Refresh | AIS Year 2023: 549714.9578 | 549714.9578 | 2023 | 90000 | 0% | 0% | 0% | 100% | 0% | 0% | 0% | 0% | 0% | 0% | 0% | 0% | 0% | 0% | 0% | 0% | 0% | 0% | 0% | 100%
EC.14113 | Project Opex Resource Modelling Sys Refr | AIS Year 2020: 290783.7618 | 290783.7618 | 2020 | 52000 | 0% | 0% | 0% | 100% | 0% | 0% | 0% | 0% | 0% | 0% | 0% | 0% | 0% | 0% | 0% | 0% | 0% | 0% | 0% | 100%
EC.14114 | Kilburn Substation Land Acquisition | AIS Year 2019: 9556.6122 | 9556.6122 | 2019 | 0 | 0% | 0% | 0% | 0% | 0% | 100% | 0% | 0% | 0% | 0% | 0% | 0% | 0% | 0% | 0% | 0% | 0% | 0% | 0% | 100%
EC.14115 | IT Backup and Archiving Systems Replace | AIS Year 2021: 712806.6379 | 712806.6379 | 2021 | 117800 | 0% | 0% | 0% | 100% | 0% | 0% | 0% | 0% | 0% | 0% | 0% | 0% | 0% | 0% | 0% | 0% | 0% | 0% | 0% | 100%
EC.14116 | Virtual Application Capability Refresh | AIS Year 2022: 946088.2174 | 946088.2174 | 2022 | 152000 | 0% | 0% | 0% | 100% | 0% | 0% | 0% | 0% | 0% | 0% | 0% | 0% | 0% | 0% | 0% | 0% | 0% | 0% | 0% | 100%
EC.14118 | Database Platform Refresh 19-20 | AIS Year 2021: 3135252.7449 | 3135252.7449 | 2021 | 545265 | 0% | 0% | 0% | 100% | 0% | 0% | 0% | 0% | 0% | 0% | 0% | 0% | 0% | 0% | 0% | 0% | 0% | 0% | 0% | 100%
EC.14120 | Back Up Control and Data Centre | AIS Year 2019: 3152573.2489 | 3152573.2489 | 2019 | 0 | 40% | 0% | 0% | 20% | 0% | 0% | 40% | 0% | 0% | 0% | 0% | 0% | 0% | 0% | 0% | 0% | 0% | 0% | 0% | 100%
EC.14121 | Project Delivery Optimisation 2 | AIS Year 2020: 1700146.7533 | 1700146.7533 | 2020 | 0 | 0% | 0% | 0% | 0% | 0% | 0% | 0% | 100% | 0% | 0% | 0% | 0% | 0% | 0% | 0% | 0% | 0% | 0% | 0% | 100%
EC.14122 | Davenport Under-voltage Load Shedding | AIS Year 2017: 220607.328 | 220607.328 | 2017 | 161800.005 | 0% | 0% | 0% | 0% | 0% | 0% | 0% | 0% | 0% | 0% | 0% | 0% | 0% | 0% | 93.82% | 6.18% | 0% | 0% | 0% | 100%
EC.14126 | Monash and Berri Relay Replacement | AIS Year 2018: 1803515.6852 | 1803515.6852 | 2018 | 1114310.001 | 0% | 0% | 0% | 0% | 0% | 0% | 0% | 0% | 0% | 0% | 0% | 0% | 0% | 0% | 100% | 0% | 0% | 0% | 0% | 100%
EC.14127 | GE D20 RTU Product Upgrades | AIS Year 2019: 2558771.925 | 2558771.925 | 2019 | 1489691 | 0% | 0% | 0% | 0% | 0% | 0% | 0% | 0% | 0% | 0% | 0% | 0% | 0% | 0% | 100% | 0% | 0% | 0% | 0% | 100%
EC.14128 | SDM Framework for C50 RTU Upgrades | AIS Year 2018: 200001.1993 | 200001.1993 | 2018 | 0 | 0% | 0% | 0% | 0% | 0% | 0% | 0% | 0% | 0% | 0% | 0% | 0% | 0% | 0% | 100% | 0% | 0% | 0% | 0% | 100%
EC.14129 | HV Test Equipment 2015-16 | AIS Year 2017: 491373.3591 | 491373.3591 | 2017 | 0 | 0% | 0% | 0% | 0% | 0% | 0% | 100% | 0% | 0% | 0% | 0% | 0% | 0% | 0% | 0% | 0% | 0% | 0% | 0% | 100%
EC.14130 | Magill Substation TF Fire Extinguishing | AIS Year 2019: 1804756.4716 | 1804756.4716 | 2019 | 1320000 | 0% | 0% | 0% | 0% | 0% | 0% | 0% | 0% | 0% | 100% | 0% | 0% | 0% | 0% | 0% | 0% | 0% | 0% | 0% | 100%
EC.14131 | Motorised Isolator LOPA Improvement | AIS Year 2019: 11816339.5043 | 11816339.5043 | 2019 | 5261396.834 | 0% | 0% | 0% | 0% | 0% | 0% | 0% | 0% | 0% | 53.95% | 0% | 0.4347% | 0% | 0% | 45.62% | 0% | 0% | 0% | 0% | 100%
EC.14132 | Isolator Status Indication | AIS Year 2019: 1854279.894 | 1854279.894 | 2019 | 880087.2 | 0% | 0% | 0% | 0% | 0% | 0% | 0% | 0% | 0% | 80.3% | 0% | 0% | 0% | 0% | 3.79% | 15.91% | 0% | 0% | 0% | 100%
EC.14134 | Spare 160 MVA 275_132 kV Transformer | AIS Year 2017: 3313098.8 | 3313098.8 | 2017 | 0 | 0% | 0% | 0% | 0% | 0% | 0% | 0% | 0% | 0% | 100% | 0% | 0% | 0% | 0% | 0% | 0% | 0% | 0% | 0% | 100%
EC.14133 | Dalrymple ESCRI Energy Storage | AIS Year 2019: 7298094.9247 | 7298094.9247 | 2019 | 16603181.2064 | 0% | 0.03493% | 0.5729% | 0% | 0% | 2.289% | 0% | 0% | 0% | 2.392% | 0% | 5.118% | 0.8522% | 0% | 88.19% | 0.09034% | 0.4556% | 0% | 0% | 100%
EC.14135 | Electric Vehicle Fleet and Charging Infr | AIS Year 2018: 312532.1353 | 312532.1353 | 2018 | 0 | 0% | 0% | 0% | 0% | 0% | 0% | 0% | 100% | 0% | 0% | 0% | 0% | 0% | 0% | 0% | 0% | 0% | 0% | 0% | 100%
EC.14136 | Rymill Building Accommodation Security a | AIS Year 2018: 758575.6448 | 758575.6448 | 2018 | 0 | 50% | 0% | 0% | 0% | 0% | 0% | 0% | 50% | 0% | 0% | 0% | 0% | 0% | 0% | 0% | 0% | 0% | 0% | 0% | 100%
EC.14137 | Cultana - Yadnarie F1810 132 kV Line Con | AIS Year 2022: 39550785.9851 | 39550785.9851 | 2022 | 27344228.4015 | 0% | 0% | 0% | 0% | 0% | 0% | 0% | 0% | 0% | 0% | 0% | 0% | 0% | 0% | 0% | 0% | 0% | 0% | 100% | 100%
EC.14145 | Yadnarie - Pt Lincoln F1811 132 kV Line | AIS Year 2023: 43611872.6667 | 43611872.6667 | 2023 | 29930532.4675 | 0% | 0% | 0% | 0% | 0% | 0% | 0% | 0% | 0% | 0% | 0% | 0% | 0% | 0% | 0% | 0% | 0% | 0% | 100% | 100%
EC.14164 | CLSD-300 Pirie Street L1 West Upgrade | AIS Year 2017: 184794.1601 | 184794.1601 | 2017 | 0 | 30% | 0% | 0% | 0% | 0% | 0% | 0% | 70% | 0% | 0% | 0% | 0% | 0% | 0% | 0% | 0% | 0% | 0% | 0% | 100%
EC.14170 | Kilburn 275 kV Emergency Bypass | AIS Year 2019: 137830.5361 | 137830.5361 | 2019 | 25000 | 0% | 0% | 0% | 0% | 0% | 0% | 0% | 0% | 0% | 0% | 0% | 0% | 0% | 0% | 0% | 100% | 0% | 0% | 0% | 100%
EC.14174 | Templers Plant Limit Increase | AIS Year 2018: 514705.5814 | 514705.5814 | 2018 | 334426.1989 | 0% | 0% | 0% | 0% | 0% | 0% | 0% | 0% | 0% | 93.65% | 0% | 6.35% | 0% | 0% | 0% | 0% | 0% | 0% | 0% | 100%
EC.14176 | Surge Arrester Unit Asset Replacement 20 | AIS Year 2023: 2883524.8593 | 2883524.8593 | 2023 | 1459312.3068 | 0% | 0% | 0% | 0% | 0% | 0% | 0% | 0% | 0% | 100% | 0% | 0% | 0% | 0% | 0% | 0% | 0% | 0% | 0% | 100%
EC.14178 | Elevating Work Platform Procurement for | AIS Year 2018: 3850779.3795 | 3850779.3795 | 2018 | 3398556.74 | 0% | 0% | 0% | 0% | 0% | 0% | 0% | 0% | 0% | 0% | 0% | 0% | 0% | 0% | 0% | 100% | 0% | 0% | 0% | 100%
EC.14179 | Live Line Manual Development | AIS Year 2017: 662880.9018 | 662880.9018 | 2017 | 0 | 0% | 0% | 0% | 0% | 0% | 0% | 0% | 100% | 0% | 0% | 0% | 0% | 0% | 0% | 0% | 0% | 0% | 0% | 0% | 100%
EC.14180 | Pimba PLC Replacement | AIS Year 2022: 4190695.765 | 4190695.765 | 2022 | 1999024.1811 | 0% | 56.42% | 40.69% | 0% | 0% | 0% | 0% | 0% | 0% | 0% | 0% | 0% | 2.889% | 0% | 0% | 0% | 0% | 0% | 0% | 100%
EC.14182 | South East SVC Computer Control System R | AIS Year 2022: 4969723.9211 | 4969723.9211 | 2022 | 3205211 | 0% | 0% | 0% | 0% | 0% | 0% | 0% | 0% | 0% | 0.4418% | 0% | 1.872% | 0% | 0% | 97.69% | 0% | 0% | 0% | 0% | 100%
EC.14184 | Secondary Injection Test Unit | AIS Year 2017: 53200.2028 | 53200.2028 | 2017 | 0 | 0% | 0% | 0% | 0% | 0% | 0% | 0% | 100% | 0% | 0% | 0% | 0% | 0% | 0% | 0% | 0% | 0% | 0% | 0% | 100%
EC.14185 | SF6 Trailer Mounted Service Cart | AIS Year 2017: 129525.2694 | 129525.2694 | 2017 | 0 | 0% | 0% | 0% | 0% | 0% | 0% | 0% | 100% | 0% | 0% | 0% | 0% | 0% | 0% | 0% | 0% | 0% | 0% | 0% | 100%
EC.14187 | SA Over-Frequency Generation Shedding (OFGS) Scheme | AIS Year 2018: 305407.0008 | 305407.0008 | 2018 | 0 | 0% | 0% | 0% | 0% | 0% | 0% | 0% | 0% | 0% | 0% | 0% | 0% | 0% | 0% | 100% | 0% | 0% | 0% | 0% | 100%
EC.14188 | Warehousing project | AIS Year 2018: 4528068.3056 | 4528068.3056 | 2018 | 0 | 100% | 0% | 0% | 0% | 0% | 0% | 0% | 0% | 0% | 0% | 0% | 0% | 0% | 0% | 0% | 0% | 0% | 0% | 0% | 100%
EC.14189 | Temporary Transmission Structures Acquisition | AIS Year 2018: 2979038.6399 | 2979038.6399 | 2018 | 0 | 0% | 0% | 0% | 0% | 0% | 0% | 0% | 0% | 0% | 0% | 0% | 0% | 0% | 0% | 0% | 100% | 0% | 0% | 0% | 100%
EC.14190 | Yorke Peninsula Telecoms Bearer | AIS Year 2019: 4105643.9763 | 4105643.9763 | 2019 | 3954701.0815 | 0% | 99.95% | 0.0531% | 0% | 0% | 0% | 0% | 0% | 0% | 0% | 0% | 0% | 0% | 0% | 0% | 0% | 0% | 0% | 0% | 100%
EC.14191 | Davenport-Cultana Telecoms Bearer | AIS Year 2019: 6637205.7325 | 6637205.7325 | 2019 | 5306398.702 | 0% | 99.96% | 0.03957% | 0% | 0% | 0% | 0% | 0% | 0% | 0% | 0% | 0% | 0% | 0% | 0% | 0% | 0% | 0% | 0% | 100%
EC.14193 | Transformer GIC Monitoring | AIS Year 2019: 432055.25 | 432055.25 | 2019 | 215160 | 0% | 0% | 0% | 0% | 0% | 0% | 0% | 0% | 0% | 6.581% | 0% | 0% | 0% | 0% | 86.45% | 0% | 6.972% | 0% | 0% | 100%
EC.14196 | East Terrace 275 kV GIS Gas Monitoring S | AIS Year 2018: 1009363.8682 | 1009363.8682 | 2018 | 0 | 0% | 0% | 0% | 0% | 0% | 0% | 0% | 0% | 0% | 0% | 0% | 0% | 0% | 0% | 100% | 0% | 0% | 0% | 0% | 100%
EC.14198 | Substation Access Roads and Drainage Upg | AIS Year 2018: 3222911.4523 | 3222911.4523 | 2018 | 1860929.1815 | 0% | 0.5374% | 0% | 0% | 0% | 0% | 0% | 0% | 0% | 0% | 0% | 99.46% | 0% | 0% | 0% | 0% | 0% | 0% | 0% | 100%
EC.14199 | East Terrace, Northfield and Kilburn Eme | AIS Year 2018: 2787526.6701 | 2787526.6701 | 2018 | 2046241.48 | 0% | 0% | 0% | 0% | 0% | 0% | 0% | 0% | 0% | 94.32% | 0% | 0% | 0% | 0% | 0% | 0% | 5.681% | 0% | 0% | 100%
EC.14200 | 160 MVA 275_132 kV Emergency Transformer | AIS Year 2018: 1400861.0054 | 1400861.0054 | 2018 | 874921.8277 | 0% | 0% | 0% | 0% | 0% | 0% | 0% | 0% | 0% | 47.21% | 0% | 12.55% | 0% | 0% | 36.81% | 3.429% | 0% | 0% | 0% | 100%
EC.14201 | Re-deployable Telecommunication Site | AIS Year 2018: 1240167.8376 | 1240167.8376 | 2018 | 663206.2172 | 0% | 6.785% | 63.06% | 0% | 0% | 0% | 0% | 0% | 0% | 0% | 30.16% | 0% | 0% | 0% | 0% | 0% | 0% | 0% | 0% | 100%
EC.14202 | Revenue Meter Replacement 2018-23 | AIS Year 2023: 1416404.9189 | 1416404.9189 | 2023 | 587549.6392 | 0% | 0% | 24.51% | 0% | 0% | 0% | 0% | 0% | 0% | 0% | 0% | 0% | 0% | 0% | 75.49% | 0% | 0% | 0% | 0% | 100%
EC.14203 | Telco DC Power Systems Upgrade | AIS Year 2018: 1146949.4082 | 1146949.4082 | 2018 | 612419.7834 | 0% | 2.939% | 92.16% | 0% | 0% | 0% | 0% | 0% | 0% | 0% | 0% | 0% | 0% | 0% | 0% | 4.899% | 0% | 0% | 0% | 100%
EC.14205 | Secondary Systems Product Evaluation 201 | AIS Year 2023: 2281516.8151 | 2281516.8151 | 2023 | 340000 | 0% | 0% | 0% | 0% | 0% | 0% | 0% | 0% | 0% | 0% | 0% | 0% | 0% | 0% | 100% | 0% | 0% | 0% | 0% | 100%
EC.14206 | Renewable Microgrid Demonstration Testbe | AIS Year 2018: 673544.0739 | 673544.0739 | 2018 | 95000 | 0% | 0% | 0% | 0% | 0% | 0% | 0% | 100% | 0% | 0% | 0% | 0% | 0% | 0% | 0% | 0% | 0% | 0% | 0% | 100%
EC.14207 | Special Protection and Wide Area Monitor | AIS Year 2020: 5567369.3404 | 5567369.3404 | 2020 | 3282320.12 | 0% | 0% | 2.228% | 0% | 0% | 0% | 0% | 0% | 0% | 0% | 0% | 0% | 0% | 0% | 97.77% | 0% | 0% | 0% | 0% | 100%
EC.14209 | Substation Improvements for System Black | AIS Year 2020: 7935048.6322 | 7935048.6322 | 2020 | 1949000 | 0% | 0% | 0% | 0% | 0% | 0% | 0% | 0% | 0% | 0% | 2.001% | 98% | 0% | 0% | 0% | 0% | 0% | 0% | 0% | 100%
EC.14210 | High Risk Substation Environmental Inves | AIS Year 2018: 2740260.3526 | 2740260.3526 | 2018 | 1110000 | 0% | 0% | 0% | 0% | 0% | 0% | 0% | 0% | 0% | 86.49% | 0% | 13.51% | 0% | 0% | 0% | 0% | 0% | 0% | 0% | 100%
EC.14214 | Transmission Line Access Track Upgrade | AIS Year 2020: 3750179.7438 | 3750179.7438 | 2020 | 2166900 | 0% | 0% | 0% | 0% | 0% | 0% | 0% | 0% | 0% | 0% | 0% | 100% | 0% | 0% | 0% | 0% | 0% | 0% | 0% | 100%
EC.14215 | Para 275 kV 50 MVar Reactor | AIS Year 2023: 5005810.3233 | 5005810.3233 | 2023 | 0 | 0% | 0% | 0.99% | 0% | 0% | 0% | 0% | 0% | 0% | 79.7% | 0% | 13.31% | 0% | 0% | 5.009% | 0.66% | 0.33% | 0% | 0% | 100%
EC.14216 | Blyth West 275 kV 50 Mvar Reactor | AIS Year 2021: 4736558.8743 | 4736558.8743 | 2021 | 3030390.7716 | 0% | 0% | 0.99% | 0% | 0% | 0% | 0% | 0% | 0% | 79.7% | 0% | 13.31% | 0% | 0% | 5.009% | 0.66% | 0.33% | 0% | 0% | 100%
EC.11316F18 | SA Water Pump Stations Transformer Repla | AIS Year 2018: 22273820.3235 | 22273820.3235 | 2018 | 0 | 0% | 2.074% | 14.01% | 0% | 0.1173% | 0% | 0% | 0% | 0% | 32.34% | 3.909% | 15.87% | 1.153% | 0% | 21.74% | 4.681% | 4.105% | 0% | 0% | 100%
EC.11890F18 | Unit Asset Replacements 2013-18 | AIS Year 2018: 12644967.3992 | 12644967.3992 | 2018 | 0 | 0% | 0% | 0% | 0% | 0% | 0% | 0% | 0% | 0% | 100% | 0% | 0% | 0% | 0% | 0% | 0% | 0% | 0% | 0% | 100%
EC.11316F19 | SA Water Pump Stations Transformer Repla | AIS Year 2019: 12342691.5962 | 12342691.5962 | 2019 | 0 | 0% | 2.074% | 14.01% | 0% | 0.1173% | 0% | 0% | 0% | 0% | 32.34% | 3.909% | 15.87% | 1.153% | 0% | 21.74% | 4.681% | 4.105% | 0% | 0% | 100%
EC.11890F19 | Unit Asset Replacements 2013-18 | AIS Year 2019: 310123.3352 | 310123.3352 | 2019 | 0 | 0% | 0% | 0% | 0% | 0% | 0% | 0% | 0% | 0% | 100% | 0% | 0% | 0% | 0% | 0% | 0% | 0% | 0% | 0% | 100%
EC.14081F20 | Line Insulator Systems Refurbishment 201 | AIS Year 2020: 10493091.3314 | 10493091.3314 | 2020 | 0 | 0% | 0% | 0% | 0% | 0% | 0% | 0% | 0% | 0% | 0% | 0% | 0% | 0% | 0% | 0% | 0% | 0% | 0% | 100% | 100%
EC.14081F21 | Line Insulator Systems Refurbishment 201 | AIS Year 2021: 13284860.8399 | 13284860.8399 | 2021 | 0 | 0% | 0% | 0% | 0% | 0% | 0% | 0% | 0% | 0% | 0% | 0% | 0% | 0% | 0% | 0% | 0% | 0% | 0% | 100% | 100%
EC.14081F22 | Line Insulator Systems Refurbishment 201 | AIS Year 2022: 19352390.3559 | 19352390.3559 | 2022 | 0 | 0% | 0% | 0% | 0% | 0% | 0% | 0% | 0% | 0% | 0% | 0% | 0% | 0% | 0% | 0% | 0% | 0% | 0% | 100% | 100%
EC.14084F22 | Line Conductor and Earthwire Refurbishme | AIS Year 2022: 6372476.3486 | 6372476.3486 | 2022 | 0 | 0% | 0% | 0% | 0% | 0% | 0% | 0% | 0% | 0% | 0% | 0% | 0% | 0% | 0% | 0% | 0% | 0% | 0% | 100% | 100%
EC.14081F23 | Line Insulator Systems Refurbishment 201 | AIS Year 2023: 18131390.4186 | 18131390.4186 | 2023 | 0 | 0% | 0% | 0% | 0% | 0% | 0% | 0% | 0% | 0% | 0% | 0% | 0% | 0% | 0% | 0% | 0% | 0% | 0% | 100% | 100%
EC.14084F23 | Line Conductor and Earthwire Refurbishme | AIS Year 2023: 3724943.9343 | 3724943.9343 | 2023 | 0 | 0% | 0% | 0% | 0% | 0% | 0% | 0% | 0% | 0% | 0% | 0% | 0% | 0% | 0% | 0% | 0% | 0% | 0% | 100% | 100%
EC.14218 | Spencer Gulf Crossing Bypass | AIS Year 2018: 3490360.193 | 3490360.193 | 2018 | 2682824.9984 | 0% | 0% | 0% | 0% | 0% | 0% | 0% | 0% | 0% | 0% | 0% | 0% | 0% | 0% | 1.118% | 98.88% | 0% | 0% | 0% | 100%
EC.14055 | Torrens Island North Substation Tie Bus | AIS Year 2023: 1622242.2048 | 1622242.2048 | 2023 | 762637.1101 | 0% | 0% | 0% | 0% | 0% | 0% | 0% | 0% | 0% | 41.99% | 0% | 31.76% | 3.029% | 0% | 16.3% | 0% | 6.92% | 0% | 0% | 100%
EC.11816F18 | One IP Substation Network Stage 1 | AIS Year 2018: 6236772.3595 | 6236772.3595 | 2018 | 0 | 0% | 11.75% | 52.64% | 34.13% | 0% | 0% | 0% | 0% | 0% | 0% | 0% | 0% | 0% | 0% | 1.481% | 0% | 0% | 0% | 0% | 100%
Grand Total |  | 253088778.7597 | 208764010.9806 | 135869560.4346 | 74221107.3767 | 94311532.1242 | 111714263.8805 | 179590603.2495 | 1057559856.8057
Note on M18: Robertson, Ian (ENet):If >$0, estimate comes from current Success Estimator projects

## Commissioned Extra
| Projects capitalised pre Jun 2016 but with ongoing spend which will be capitalised annually. Includes any WIP balance at 2016 | [9 empty] | 72 | 73 | 74 | 75 | 76 | 77 | 78 | 79 | 80 | 81 | 82 | 83 | 84 | 85 | 86 | 87 | 88 | 89 | 90
[11 empty] | 3 | 4 | 5 | 6 | 7 | 8 | 9 | 10 | 11 | 12 | 13 | 14 | 15 | 16 | 17 | 18 | 19 | 20 | 21
|  | 17 | 18 | 19 | 20 | 21 | 22 | 23
[9 empty] | Total F16-F23 |  | Commercial Buildings | Communications - Civil | Communications - Other | Computers, software, and office machines | Easement | Land | Network Switching Centres | Office furniture, movable plant, and misc | Refurbishment | Substation Primary Plant | Substation Demountable Buildings | Substation Establishment | Substation Fences | Substation Secondary Systems - Electro-mechanical | Substation Secondary Systems - Electronic | Transmission lines - Overhead | Transmission lines - Underground | Refurbishment 2008-13 | Transmission Line Refit - insulators replacement 2013-18
| 2014 | [7 empty] | 0 | F14
| 2015 | [7 empty] | 0 | F15
| 2016 | [7 empty] | 0 | F16
| 2017 | 17: 16498417.2888 | 16498417.2888 | F17 | 88922.2674 | 12915.2924 | 946268.6938 | 576638.5398 | 1374426.7939 | 11271891.8504 | 103.7026 | 282972.9123 | 0 | 848299.2561 | 745.3647 | 420900.2789 | 0 | 0 | 295636.7764 | 262624.6948 | 108131.7968 | 0 | 7939.0684 |  | 16498417.2888
| 2018 | 18: 926935.9331 | 926935.9331 | F18 | 0 | 0 | 40344.8785 | 0 | 9409.2879 | 18208.6574 | 691.1067 | 0 | 0 | 226591.1228 | 0 | 117142.3868 | 0 | 0 | 40726.3053 | 0 | 473822.1877 | 0 | 0 |  | 926935.9331
| 2019 | 19: 0 | 0 | F19 | 0 | 0 | 0 | 0 | 0 | 0 | 0 | 0 | 0 | 0 | 0 | 0 | 0 | 0 | 0 | 0 | 0 | 0 | 0 |  | 0
| 2020 | 20: 0 | 0 | F20 | 0 | 0 | 0 | 0 | 0 | 0 | 0 | 0 | 0 | 0 | 0 | 0 | 0 | 0 | 0 | 0 | 0 | 0 | 0 |  | 0
| 2021 | 21: 0 | 0 | F21 | 0 | 0 | 0 | 0 | 0 | 0 | 0 | 0 | 0 | 0 | 0 | 0 | 0 | 0 | 0 | 0 | 0 | 0 | 0 |  | 0
| 2022 | 22: 0 | 0 | F22 | 0 | 0 | 0 | 0 | 0 | 0 | 0 | 0 | 0 | 0 | 0 | 0 | 0 | 0 | 0 | 0 | 0 | 0 | 0 |  | 0
| 2023 | 23: 0 | 0 | F23 | 0 | 0 | 0 | 0 | 0 | 0 | 0 | 0 | 0 | 0 | 0 | 0 | 0 | 0 | 0 | 0 | 0 | 0 | 0 |  | 0
|  | 16498417.2888 | 926935.9331 | 0 | 0 | 0 | 0 | 0 | 17425353.2219 | [21 empty] | 17425353.2219
| Check | 0 | 0 | 0 | 0 | 0 | 0 | 0
Sum of Commissioned $
Project Definition | Title | 2017 | 2018 | 2019 | 2020 | 2021 | 2022 | 2023 | Grand Total | Estimates Asset Class $ | Commercial Buildings | Communications - Civil | Communications - Other | Computers, software, and office machines | Easement | Land | Network Switching Centres | Office furniture, movable plant, and misc | Refurbishment | Substation Primary Plant | Substation Demountable Buildings | Substation Establishment | Substation Fences | Substation Secondary Systems - Electro-mechanical | Substation Secondary Systems - Electronic | Transmission lines - Overhead | Transmission lines - Underground | Refurbishment 2008-13 | Transmission Line Refit - insulators replacement 2013-18 | Total | WIP at Jun 2016
EC.10161 | Adelaide Central Reinforcement | 2017: 134907.2536; 2018: 899064.1977 | 1033971.4512 | 0 | 0% | 0% | 4.487% | 0% | 0% | 0% | 0.07687% | 0% | 0% | 25.2% | 0% | 13.03% | 0% | 0% | 4.53% | 0% | 52.67% | 0% | 0% | 100% | 354909.36
EC.10370 | Clare North New 132_33 kV Substation | 2017: 700922.9474 | 700922.9474 | 0 | 0% | 0% | 0.956% | 0% | 0% | 0% | 0% | 0% | 0% | 56.22% | 0% | 26.31% | 0% | 0% | 13.73% | 2.787% | 0% | 0% | 0% | 100% | 181070.22
EC.10503 | Waterloo Substation Replacement | 2017: 51753.6746 | 51753.6746 | 0 | 0% | 0.5998% | 6.881% | 0% | 0% | 0% | 0% | 0% | 0% | 21.41% | 0% | 34.84% | 0% | 0% | 14.4% | 21.87% | 0% | 0% | 0% | 100% | 0
EC.11594 | Inventory Purchases 2014-15 | 2017: 16.18 | 16.18 | 2062000 | 0% | 0% | 0% | 0% | 0% | 0% | 0% | 0% | 0% | 100% | 0% | 0% | 0% | 0% | 0% | 0% | 0% | 0% | 0% | 100% | 16.18
EC.10615 | Ardrossan West 132kV Sub Rebuild 2x25MVA | 2017: 26293.9884 | 26293.9884 | 0 | 0% | 0% | 4.502% | 0% | 0% | 0% | 0% | 0% | 0% | 46.14% | 0% | 22.84% | 0% | 0% | 26.51% | 0% | 0% | 0% | 0% | 100% | 0
EC.11101 | Cultana 275_132 kV Augmentation | 2017: 940915.7747 | 940915.7747 | 0 | 0% | 0.1702% | 7.28% | 0% | 0% | 0% | 0% | 0% | 0% | 40.93% | 0% | 15.46% | 0% | 0% | 11.71% | 24.45% | 0% | 0% | 0% | 100% | 0
EC.11216 | South East Dual Path Telecommunications | 2017: 857760.69 | 857760.69 | 0 | 0% | 0% | 98.53% | 0% | 0% | 0% | 0% | 0% | 0% | 0% | 0% | 1.471% | 0% | 0% | 0% | 0% | 0% | 0% | 0% | 100% | 857760.69
EC.11302 | Para 275Kv Secondary Systems & Minor Pri | 2017: 120228.0651 | 120228.0651 | 0 | 0% | 5.48% | 9.16% | 0% | 0% | 0% | 0% | 0% | 0% | 10.1% | 0% | 30.88% | 0% | 0% | 44.38% | 0% | 0% | 0% | 0% | 100% | 0
EC.11399 | Risk Management System | 2017: 3955.1438 | 3955.1438 | 0 | 0% | 0% | 0% | 100% | 0% | 0% | 0% | 0% | 0% | 0% | 0% | 0% | 0% | 0% | 0% | 0% | 0% | 0% | 0% | 100% | 0
EC.11447 | Magill to Happy Valley Line Reinsulation | 2017: 8475.6853 | 8475.6853 | 4094623.5982 | 0% | 0% | 0% | 0% | 0% | 0% | 0% | 0% | 0% | 0% | 0% | 0% | 0% | 0% | 0% | 6.331% | 0% | 0% | 93.67% | 100% | 0
EC.11504 | Neuroodla Substation Aged Asset Replacem | 2017: -556.56 | -556.56 | 0 | 0% | 11.01% | 8.799% | 0% | 0% | 0% | 0% | 0% | 0% | 27.76% | 0% | 35.65% | 0% | 0% | 15.05% | 1.73% | 0% | 0% | 0% | 100% | -556.56
EC.11505 | [CLSD]-Mt Gunson Substation Replacement | 2017: -429.37 | -429.37 | 0 | 0% | 0% | 10.78% | 0% | 0% | 0% | 0% | 0% | 0% | 39.14% | 0% | 30.94% | 0% | 0% | 19.14% | 0% | 0% | 0% | 0% | 100% | -429.37
EC.11543 | Magill Telecomms Bearer | 2017: 270.2595 | 270.2595 | 0 | 0% | 0.05411% | 24.78% | 0% | 0% | 0% | 0% | 0% | 0% | 0% | 0% | 0.88% | 0% | 0% | 0% | 74.28% | 0% | 0% | 0% | 100% | 0
EC.11649 | CLSD-Mechanical 300 Pirie Street 2015-16 | 2017: 160.0534 | 160.0534 | 70583.7539 | 24.44% | 0% | 0% | 0% | 0% | 0% | 0% | 75.56% | 0% | 0% | 0% | 0% | 0% | 0% | 0% | 0% | 0% | 0% | 0% | 100% | 0
EC.11652 | CLSD-Vehicle Purchases 2015-16 | 2017: 1443.2602 | 1443.2602 | 107506.2359 | 0% | 0% | 0% | 0% | 0% | 0% | 0% | 100% | 0% | 0% | 0% | 0% | 0% | 0% | 0% | 0% | 0% | 0% | 0% | 100% | 0
EC.11559 | Vehicle Purchases 2014-15 | 2017: 10317.1303 | 10317.1303 | 170000 | 0% | 0% | 0% | 0% | 0% | 0% | 0% | 100% | 0% | 0% | 0% | 0% | 0% | 0% | 0% | 0% | 0% | 0% | 0% | 100% | 852.42
EC.11567 | Accounts Payable Optimisation | 2017: 144808.0555 | 144808.0555 | 0 | 0% | 0% | 0% | 100% | 0% | 0% | 0% | 0% | 0% | 0% | 0% | 0% | 0% | 0% | 0% | 0% | 0% | 0% | 0% | 100% | 0
EC.11630 | Eyre Peninsula Reinforcement Land and Ea | 2017: 11271891.8504; 2018: 18208.6574 | 11290100.5078 | 0 | 0% | 0% | 0% | 0% | 0% | 100% | 0% | 0% | 0% | 0% | 0% | 0% | 0% | 0% | 0% | 0% | 0% | 0% | 0% | 100% | 4992954.55
EC.11671 | IT Software 2 | 2017: 427852.8216 | 427852.8216 | 2531002 | 0% | 0% | 0% | 100% | 0% | 0% | 0% | 0% | 0% | 0% | 0% | 0% | 0% | 0% | 0% | 0% | 0% | 0% | 0% | 100% | 0
EC.11681 | CLSD-Furniture and Building Upg 2015-16 | 2017: 276166.64 | 276166.64 | 282925.181 | 30.23% | 0% | 0% | 0% | 0% | 0% | 0% | 69.77% | 0% | 0% | 0% | 0% | 0% | 0% | 0% | 0% | 0% | 0% | 0% | 100% | 276166.64
EC.11717 | CLSD-UPS Battery Bank No1 -300 Pirie St | 2017: 83668.19 | 83668.19 | 117737.9508 | 6.383% | 0% | 0% | 0% | 0% | 0% | 0% | 93.62% | 0% | 0% | 0% | 0% | 0% | 0% | 0% | 0% | 0% | 0% | 0% | 100% | 83668.19
EC.11745 | Riverland 132 kV Line Uprate | 2017: 1112.1936 | 1112.1936 | 0 | 0% | 0% | 0% | 0% | 0% | 0% | 0% | 0% | 0% | 7.65% | 0% | 0% | 0% | 0% | 3.78% | 88.57% | 0% | 0% | 0% | 100% | 0
EC.11822 | [CLSD]-Riverland Bearer | 2017: 9365.4242 | 9365.4242 | 4201684.3776 | 0% | 47.8% | 44.24% | 0% | 0% | 0% | 0% | 0% | 0% | 0% | 7.959% | 0% | 0% | 0% | 0% | 0% | 0% | 0% | 0% | 100% | 0
EC.11847 | NGM CT_VT Replacement Project | 2017: 15457.2667 | 15457.2667 | 0 | 0% | 0% | 0% | 0% | 0% | 0% | 0% | 0% | 0% | 0% | 0% | 0% | 0% | 0% | 100% | 0% | 0% | 0% | 0% | 100% | 0
EC.11738 | Mallala to Para Easement Expansion | 2017: 1411498.2458; 2018: 9663.078 | 1421161.3239 | 9040074 | 0% | 0% | 0% | 0% | 97.37% | 0% | 0% | 0% | 0% | 0% | 0% | 0% | 0% | 0% | 0% | 0% | 2.626% | 0% | 0% | 100% | 841235.26
EC.14101 | CLSD-Workplace Accommod Alterations 2015 | 2017: 162.4247 | 162.4247 | 0 | 31.02% | 0% | 0% | 13.86% | 0% | 0% | 0% | 55.12% | 0% | 0% | 0% | 0% | 0% | 0% | 0% | 0% | 0% | 0% | 0% | 100% | 0
|  | 16498417.2888 | 926935.9331 | 0 | 0 | 0 | 0 | 0 | 17425353.2219

## Success Asset Classes
| Spare 1 | Name |  | Description | Region | Contingent Status | Preferred Option | Network Non Network | Revenue Reset | Category | Reset Period | Estimators Name | Project Manager | Project Status | Project Size | Capex Opex | Business Plan | Dual Contractor | Priority | Estimate Type | Revision Number | Start Date | End Date | Commission Date | Land Easements | Escalation Type | Risk Included | 10000 | 10001 | 10002 | 10003 | 10004 | 10005 | 10013 | 10014 | 10015 | 10020 | 10100 | 10101 | 10103 | 10200 | 10201 | 20000 | 20001 | 20002 | 30004 | 30005 | 30200 | 30201 | 30300 | 30400 | 90001 | 90002 | 90003 | 90004 | 90005 | 90006 | 90007 | 90008 | 90009 | 90010 | 90011 | 90012 | 90013 | 90014 | 90015 | 90016 | Total
All Projects Details - Asset Classes
| Parameter |  | Selection
| Printed |  | 21/02/2017
| Preferred Option |  | Y
| Revenue Reset Period |  | 2018-2023
| Category |  | ,Augmentation,Connection,Easement/Land,Facilities,Information Technology,Inventory/Spares,Other,Refurbishment,Replacement,Security/Compliance
| Network Status |  | ,Network,Non Network | [24 empty] | 10000 | 10001 | 10002 | 10003 | 10004 | 10005 | 10013 | 10014 | 10015 | 10020 | 10100 | 10101 | 10103 | 10200 | 10201 | 20000 | 20001 | 20002 | 30004 | 30005 | 30200 | 30201 | 30300 | 30400 | 90001 | 90002 | 90003 | 90004 | 90005 | 90006 | 90007 | 90008 | 90009 | 90010 | 90011 | 90012 | 90013 | 90014 | 90015 | 90016 | Total
| Contingent Status |  | ,Non Contingent
| CAPEX / OPEX | CAPEX / OPEX | Regulated Capex | [24 empty] | Substation Primary Plant | Substation Primary Plant | Substation Primary Plant | Substation Primary Plant | Substation Primary Plant | Substation Establishment | Substation Demountable Buildings | Substation Fences | Substation Secondary Systems - Electronic | Substation Secondary Systems - Electronic | Transmission lines - Underground | Transmission lines - Overhead | Transmission Line Refit - insulators replacement 2013-18 | Communications - Other | Communications - Civil | Land | Easement | Commercial Buildings | Computers, software, and office machines | Computers, software, and office machines | Office furniture, movable plant, and misc | Office furniture, movable plant, and misc | Office furniture, movable plant, and misc | Office furniture, movable plant, and misc
|  | Estimate(s) | 135 Estimates Selected | [66 empty] | 72 | 73 | 74 | 75 | 76 | 77 | 78 | 79 | 80 | 81 | 82 | 83 | 84 | 85 | 86 | 87 | 88 | 89 | 90
=VLOOKUP(RIGHT(A20,5),'Q:\Planning & Finance\Month End Reporting\Monthly RAB calc\F17\[161201 F17 WIP for RAB calc v2.xlsx]Project splits'!$C$5:$C$783,1,FALSE)
Project ID | in Mthly RAB Calc | Name |  | Description | Region | Contingent Status | Preferred Option | Network Non Network | Revenue Reset | Category | Reset Period | Estimators Name | Project Manager | Project Status | Project Size | Capex Opex | Business Plan | Dual Contractor | Priority | Estimate Type | Revision Number | Start Date | End Date | Commission Date | Land Easements | Escalation Type | Risk Included | 10000 | 10001 | 10002 | 10003 | 10004 | 10005 | 10013 | 10014 | 10015 | 10020 | 10100 | 10101 | 10103 | 10200 | 10201 | 20000 | 20001 | 20002 | 30004 | 30005 | 30200 | 30201 | 30300 | 30400 | 90001 | 90002 | 90003 | 90004 | 90005 | 90006 | 90007 | 90008 | 90009 | 90010 | 90011 | 90012 | 90013 | 90014 | 90015 | 90016 | Total | Total Classes | Commercial Buildings | Communications - Civil | Communications - Other | Computers, software, and office machines | Easement | Land | Network Switching Centres | Office furniture, movable plant, and misc | Refurbishment | Substation Primary Plant | Substation Demountable Buildings | Substation Establishment | Substation Fences | Substation Secondary Systems - Electro-mechanical | Substation Secondary Systems - Electronic | Transmission lines - Overhead | Transmission lines - Underground | Refurbishment 2008-13 | Transmission Line Refit - insulators replacement 2013-18 | Total Classes
EC.11606 | 11606 | EC.11606 Enterprise Integration Platform Refresh |  | Rev Reset 2018-2023 |  | Non Contingent | Y | Non Network | Yes | Information Technology | 2018-2023 | Kristian Masters |  |  | M ($1-$5M) | Regulated Capex | Yes |  |  | ICT | 2 | 2018-09-01 | 2020-02-11 | 2020 | [21 empty] | 310309 | [10 empty] | 1241236 | [10 empty] | 1551545 | 310309 | 0% | 0% | 0% | 100% | 0% | 0% | 0% | 0% | 0% | 0% | 0% | 0% | 0% | 0% | 0% | 0% | 0% | 0% | 0% | 100%
EC.11661 | 11661 | EC.11661 Substation Computer Based Local Control Facilities Replacement rev 3 |  |  |  | Non Contingent | Y | Network | Yes | Replacement | 2018-2023 | Claudia Sakamoto |  | Level A | M ($1-$5M) | Regulated Capex | Yes |  | Medium | Network | 3 | 2017-07-01 | 2020-08-04 | 2021 | Not applicable |  | No | [8 empty] | 1602200.02 | [15 empty] | 240330.003 |  | 248741.5531 | 5750.9968 | 116159.5015 | 670245.7332 | [10 empty] | 2883427.8076 | 1602200.02 | 0% | 0% | 0% | 0% | 0% | 0% | 0% | 0% | 0% | 0% | 0% | 0% | 0% | 0% | 100% | 0% | 0% | 0% | 0% | 100%
EC.11811 | 11811 | EC.11811 Outage Management Functional Upgrade 2 rev 2 |  | Rev Reset 2018-2023 |  | Non Contingent | Y | Non Network | Yes | Information Technology | 2018-2023 | Kristian Masters |  |  | S (<$1M) | Regulated Capex | Yes |  |  | ICT | 2 | 2019-09-01 | 2023-01-19 | 2024 | [21 empty] | 280000 | [10 empty] | 1120000 | [10 empty] | 1400000 | 280000 | 0% | 0% | 0% | 100% | 0% | 0% | 0% | 0% | 0% | 0% | 0% | 0% | 0% | 0% | 0% | 0% | 0% | 0% | 0% | 100%
EC.11852 | 11852 | EC.11852 Operational Historian Upgrade rev 2 |  | Rev Reset 2018-2023 |  | Non Contingent | Y | Non Network | Yes | Replacement | 2018-2023 | Kristian Masters |  |  | S (<$1M) | Regulated Capex | Yes |  |  | ICT | 2 | 2020-07-01 | 2023-06-30 | 2028 | [21 empty] | 0 | [10 empty] | 350000 | [10 empty] | 350000 | 0 | 0% | 0% | 0% | 100% | 0% | 0% | 0% | 0% | 0% | 0% | 0% | 0% | 0% | 0% | 0% | 0% | 0% | 0% | 0% | 100%
EC.11865 | 11865 | EC.11865 network Configuration Management Upgrade 1 rev 2 |  | Rev Reset 2018-2023 |  | Non Contingent | Y | Non Network | Yes | Replacement | 2018-2023 | Kristian Masters |  |  | S (<$1M) | Regulated Capex | Yes |  |  | ICT | 2 | 2019-09-01 | 2022-05-27 | 2022 | [21 empty] | 170000 | [10 empty] | 680000 | [10 empty] | 850000 | 170000 | 0% | 0% | 0% | 100% | 0% | 0% | 0% | 0% | 0% | 0% | 0% | 0% | 0% | 0% | 0% | 0% | 0% | 0% | 0% | 100%
EC.11907 | 11907 | EC.11907 Intranet & Extranet Refresh 18-19 |  | Rev Reset 2018-2023 |  | Non Contingent | Y | Non Network | Yes | Information Technology | 2018-2023 | Kristian Masters |  |  | S (<$1M) | Regulated Capex | Yes |  |  | ICT | 2 | 2018-10-01 | 2019-08-29 | 2020 | [21 empty] | 12500 | [10 empty] | 237500 | [10 empty] | 250000 | 12500 | 0% | 0% | 0% | 100% | 0% | 0% | 0% | 0% | 0% | 0% | 0% | 0% | 0% | 0% | 0% | 0% | 0% | 0% | 0% | 100%
EC.11915 | 11915 | EC.11915 Furniture and Building Upgrades 2018-2019 rev 3 |  | Rev Reset 2018-2023 | Near Metropolitan | Non Contingent | Y | Non Network | Yes | Facilities | 2018-2023 | Claudia Sakamoto |  |  | S (<$1M) | Regulated Capex | Yes |  |  | Facilities | 3 | 2018-07-01 | 2019-06-24 | 2019 | Not applicable | CPI | No | [17 empty] | 164500 |  |  | 71000 |  |  |  | 30615 |  |  |  |  | 47988.6067 | [10 empty] | 314103.6067 | 235500 | 69.85% | 0% | 0% | 0% | 0% | 0% | 0% | 30.15% | 0% | 0% | 0% | 0% | 0% | 0% | 0% | 0% | 0% | 0% | 0% | 100%
EC.11916 | 11916 | EC.11916 Vehicle Purchases 2018-2019 rev 4 |  | Rev Reset 2018-2023 | Near Metropolitan | Non Contingent | Y | Non Network | Yes | Facilities | 2018-2023 | Claudia Sakamoto |  |  | S (<$1M) | Regulated Capex | Yes |  |  | Facilities | 4 | 2018-07-01 | 2019-04-10 | 2019 | Not applicable | CPI | No | [22 empty] | 122000 | [6 empty] | 17529.37 | [10 empty] | 139529.37 | 122000 | 0% | 0% | 0% | 0% | 0% | 0% | 0% | 100% | 0% | 0% | 0% | 0% | 0% | 0% | 0% | 0% | 0% | 0% | 0% | 100%
EC.11917 | 11917 | EC.11917 Investigation and Integration of New Technologies rev 2 |  | Rev Reset 2018-2023 |  | Non Contingent | Y | Non Network | Yes | Replacement | 2018-2023 | Kristian Masters |  |  | M ($1-$5M) | Regulated Capex | Yes |  |  | Engineering | rev 2 | 2018-07-01 | 2023-06-19 | 2023 | [21 empty] | 0 | [10 empty] | 2013795.9466 | [10 empty] | 2013795.9466 | 0 | 0% | 0% | 0% | 0% | 0% | 0% | 0% | 100% | 0% | 0% | 0% | 0% | 0% | 0% | 0% | 0% | 0% | 0% | 0% | 100%
EC.11994 | 11994 | EC.11994 Inventory Purchase 2018-19 rev 4 |  | Rev Reset 2018-2023 | Main Grid | Non Contingent | Y | Network | Yes | Inventory/Spares | 2018-2023 | Claudia Sakamoto |  | Level A | M ($1-$5M) | Regulated Capex | Yes |  |  | Network | 4 | 2018-07-01 | 2019-06-27 | 2019 | Not applicable | [5 empty] | 2094358 | [25 empty] | 105641.8535 | [10 empty] | 2199999.8535 | 2094358 | 0% | 0% | 0% | 0% | 0% | 0% | 0% | 0% | 0% | 100% | 0% | 0% | 0% | 0% | 0% | 0% | 0% | 0% | 0% | 100%
EC.12002 | 12002 | EC.12002 Local Area Network Equipment Refresh 21-22 |  | Rev Reset 2018-2023 |  | Non Contingent | Y | Non Network | Yes | Information Technology | 2018-2023 | Kristian Masters |  |  | M ($1-$5M) | Regulated Capex | Yes |  |  | ICT | 4 | 2021-05-01 | 2022-02-17 | 2022 | [21 empty] | 1141371 | [10 empty] | 670458.7111 | [10 empty] | 1811829.7111 | 1141371 | 0% | 0% | 0% | 100% | 0% | 0% | 0% | 0% | 0% | 0% | 0% | 0% | 0% | 0% | 0% | 0% | 0% | 0% | 0% | 100%
EC.12004 | 12004 | EC.12004 Geospatial Systems Refresh 18-19 |  | Rev Reset 2018-2023 |  | Non Contingent | Y | Non Network | Yes | Information Technology | 2018-2023 | Kristian Masters |  |  | S (<$1M) | Regulated Capex | Yes |  |  | ICT | 2 | 2017-08-01 | 2019-03-18 | 2020 | [21 empty] | 60250 | [10 empty] | 1144750 | [10 empty] | 1205000 | 60250 | 0% | 0% | 0% | 100% | 0% | 0% | 0% | 0% | 0% | 0% | 0% | 0% | 0% | 0% | 0% | 0% | 0% | 0% | 0% | 100%
EC.12005 | 12005 | EC.12005 IT Storage & Computer Hardware Refurb 19-20 rev 5 |  | Rev Reset 2018-2023 |  | Non Contingent | Y | Non Network | Yes | Information Technology | 2018-2023 | Kristian Masters |  |  | M ($1-$5M) | Regulated Capex | Yes |  |  | ICT | 5 | 2018-10-01 | 2021-08-24 | 2022 | [21 empty] | 1769192 | [10 empty] | 499561.2423 | [10 empty] | 2268753.2423 | 1769192 | 0% | 0% | 0% | 100% | 0% | 0% | 0% | 0% | 0% | 0% | 0% | 0% | 0% | 0% | 0% | 0% | 0% | 0% | 0% | 100%
EC.12008 | 12008 | EC.12008 Project and Portfolio Management Systems Refresh 21-22 |  | Rev Reset 2018-2023 |  | Non Contingent | Y | Non Network | Yes | Information Technology | 2018-2023 | Kristian Masters |  |  | S (<$1M) | Regulated Capex | Yes |  |  | ICT | 2 | 2021-05-03 | 2022-11-30 | 2023 | [21 empty] | 220000 | [10 empty] | 880000 | [10 empty] | 1100000 | 220000 | 0% | 0% | 0% | 100% | 0% | 0% | 0% | 0% | 0% | 0% | 0% | 0% | 0% | 0% | 0% | 0% | 0% | 0% | 0% | 100%
EC.12010 | 12010 | EC.12010 ERP Systems Refresh |  | Rev Reset 2018-2023 |  | Non Contingent | Y | Non Network | Yes | Information Technology | 2018-2023 | Kristian Masters |  |  | M ($1-$5M) | Regulated Capex | Yes |  |  | ICT | 2 | 2021-07-01 | 2024-06-28 | 2025 | [21 empty] | 0 | [10 empty] | 2999368.2581 | [10 empty] | 2999368.2581 | 0 | 0% | 0% | 0% | 100% | 0% | 0% | 0% | 0% | 0% | 0% | 0% | 0% | 0% | 0% | 0% | 0% | 0% | 0% | 0% | 100%
EC.12013 | 12013 | EC.12013 Standards Major Review 2018-2023 rev 5 |  | Rev Reset 2018-2023 |  | Non Contingent | Y | Non Network | Yes | Replacement | 2018-2023 | Kristian Masters |  |  | M ($1-$5M) | Regulated Capex | Yes |  |  | Engineering | 5 | 2019-07-01 | 2022-03-24 | 2022 | No | [20 empty] | 0 | [10 empty] | 2924949.777 | [10 empty] | 2924949.777 | 0 | 0% | 0% | 0% | 0% | 0% | 0% | 0% | 100% | 0% | 0% | 0% | 0% | 0% | 0% | 0% | 0% | 0% | 0% | 0% | 100%
EC.12017 | 12017 | EC.12017 Geospatial Systems Refresh 23-24 rev 3 |  | Rev Reset 2018-2023 |  | Non Contingent | Y | Non Network | Yes | Information Technology | 2018-2023 | Kristian Masters |  |  | S (<$1M) | Regulated Capex | Yes |  |  | ICT | 3 | 2022-10-01 | 2024-06-24 | 2024 | [21 empty] | 176000 | [10 empty] | 702748.4347 | [10 empty] | 878748.4347 | 176000 | 0% | 0% | 0% | 100% | 0% | 0% | 0% | 0% | 0% | 0% | 0% | 0% | 0% | 0% | 0% | 0% | 0% | 0% | 0% | 100%
EC.12021 | 12021 | EC.12021 Licenses, Maintenance, Minor Software 22-23 rev 3 |  | Rev Reset 2018-2023 |  | Non Contingent | Y | Non Network | Yes | Information Technology | 2018-2023 | Kristian Masters |  |  | M ($1-$5M) | Regulated Capex | Yes |  |  | ICT | 3 | 2022-05-02 | 2024-09-19 | 2025 | [21 empty] | 450000 | [10 empty] | 1800873.1121 | [10 empty] | 2250873.1121 | 450000 | 0% | 0% | 0% | 100% | 0% | 0% | 0% | 0% | 0% | 0% | 0% | 0% | 0% | 0% | 0% | 0% | 0% | 0% | 0% | 100%
EC.12027 | 12027 | EC.12027 Mechanical 300 Pirie St 2018-2019 rev 3 |  | Rev Reset 2018-2023 | Near Metropolitan | Non Contingent | Y | Non Network | Yes | Facilities | 2018-2023 | Claudia Sakamoto |  |  | S (<$1M) | Regulated Capex | Yes |  |  | Facilities | 3 | 2018-07-01 | 2019-03-12 | 2019 | Not applicable | CPI | No | [17 empty] | 455000 | [6 empty] | 59150 |  |  |  |  | 92716.841 | [10 empty] | 606866.841 | 455000 | 100% | 0% | 0% | 0% | 0% | 0% | 0% | 0% | 0% | 0% | 0% | 0% | 0% | 0% | 0% | 0% | 0% | 0% | 0% | 100%
EC.12028 | 12028 | EC.12028 Furniture and Building Upgrades 2019-2020 rev 3 |  | Rev Reset 2018-2023 | Near Metropolitan | Non Contingent | Y | Non Network | Yes | Facilities | 2018-2023 | Claudia Sakamoto |  |  | S (<$1M) | Regulated Capex | Yes |  |  | Facilities | 3 | 2019-07-01 | 2020-03-27 | 2020 | Not applicable | CPI | No | [17 empty] | 163000 |  |  | 70000 |  |  |  | 30290 |  |  |  |  | 47479.1735 | [10 empty] | 310769.1735 | 233000 | 69.96% | 0% | 0% | 0% | 0% | 0% | 0% | 30.04% | 0% | 0% | 0% | 0% | 0% | 0% | 0% | 0% | 0% | 0% | 0% | 100%
EC.12030 | 12030 | EC.12030 Vehicle Purhases 2019-2020 rev 4 |  | Rev Reset 2018-2023 | Near Metropolitan | Non Contingent | Y | Non Network | Yes | Facilities | 2018-2023 | Claudia Sakamoto |  |  | S (<$1M) | Regulated Capex | Yes |  |  | Facilities | 4 | 2019-07-01 | 2020-03-30 | 2020 | Not applicable | CPI | No | [22 empty] | 163000 | [6 empty] | 23420.3878 | [10 empty] | 186420.3878 | 163000 | 0% | 0% | 0% | 0% | 0% | 0% | 0% | 100% | 0% | 0% | 0% | 0% | 0% | 0% | 0% | 0% | 0% | 0% | 0% | 100%
EC.12070 | 12070 | EC.12070 Refresh and Maintain IT Hardware 19-20 |  | Rev Reset 2018-2023 |  | Non Contingent | Y | Non Network | Yes | Information Technology | 2018-2023 | Kristian Masters |  |  | L (>$5M) | Regulated Capex | Yes |  |  | ICT | 3 | 2018-07-01 | 2020-12-28 | 2021 | [21 empty] | 336120 | [10 empty] | 1064509.0363 | [10 empty] | 1400629.0363 | 336120 | 0% | 0% | 0% | 100% | 0% | 0% | 0% | 0% | 0% | 0% | 0% | 0% | 0% | 0% | 0% | 0% | 0% | 0% | 0% | 100%
EC.12071 | 12071 | EC.12071 Licenses, Maintenance, Minor Software 19-20 -rev 5 |  | Rev Reset 2018-2023 |  | Non Contingent | Y | Non Network | Yes | Information Technology | 2018-2023 | Kristian Masters |  |  | M ($1-$5M) | Regulated Capex | Yes |  |  | ICT | 5 | 2018-06-01 | 2020-09-28 | 2021 | [21 empty] | 460000 | [10 empty] | 1839712.8147 | [10 empty] | 2299712.8147 | 460000 | 0% | 0% | 0% | 100% | 0% | 0% | 0% | 0% | 0% | 0% | 0% | 0% | 0% | 0% | 0% | 0% | 0% | 0% | 0% | 100%
EC.12072 | 12072 | EC.12072 IT Security Technology Refresh 19-20 |  | Rev Reset 2018-2023 |  | Non Contingent | Y | Non Network | Yes | Information Technology | 2018-2023 | Kristian Masters |  |  | M ($1-$5M) | Regulated Capex | Yes |  |  | ICT | 2 | 2019-03-01 | 2021-05-03 | 2021 | [21 empty] | 260000 | [10 empty] | 1040000 | [10 empty] | 1300000 | 260000 | 0% | 0% | 0% | 100% | 0% | 0% | 0% | 0% | 0% | 0% | 0% | 0% | 0% | 0% | 0% | 0% | 0% | 0% | 0% | 100%
EC.12073 | 12073 | EC.12073 IT OCS Software 4 rev 2 |  | Rev Reset 2018-2023 |  | Non Contingent | Y | Non Network | Yes | Replacement | 2018-2023 | Kristian Masters |  |  | M ($1-$5M) | Regulated Capex |  |  |  | ICT | 2 | 2018-08-01 | 2021-01-27 | 2021 | [21 empty] | 180000 | [10 empty] | 1620000 | [10 empty] | 1800000 | 180000 | 0% | 0% | 0% | 100% | 0% | 0% | 0% | 0% | 0% | 0% | 0% | 0% | 0% | 0% | 0% | 0% | 0% | 0% | 0% | 100%
EC.12094 | 12094 | EC.12094 Inventory Purchases 2019-2020 rev 4 |  | Rev Reset 2018-2023 | Main Grid | Non Contingent | Y | Network | Yes | Inventory/Spares | 2018-2023 | Claudia Sakamoto |  | Level A | M ($1-$5M) | Regulated Capex |  |  |  | Network | 4 | 2019-07-01 | 2020-06-26 | 2020 | Not applicable | [5 empty] | 2094358 | [25 empty] | 105641.8535 | [10 empty] | 2199999.8535 | 2094358 | 0% | 0% | 0% | 0% | 0% | 0% | 0% | 0% | 0% | 100% | 0% | 0% | 0% | 0% | 0% | 0% | 0% | 0% | 0% | 100%
EC.12105 | 12105 | EC.12105 Electrical 300 Pirie St 2020-2021 rev 3 |  | Rev Reset 2018-2023 | Near Metropolitan | Non Contingent | Y | Non Network | Yes | Facilities | 2018-2023 | Claudia Sakamoto |  | Level A | S (<$1M) | Regulated Capex | Yes |  |  | Facilities | 3 | 2020-07-01 | 2021-03-29 | 2021 | Not applicable | CPI | No | [17 empty] | 171000 | [6 empty] | 22230 |  |  |  |  | 34845.2304 | [10 empty] | 228075.2304 | 171000 | 100% | 0% | 0% | 0% | 0% | 0% | 0% | 0% | 0% | 0% | 0% | 0% | 0% | 0% | 0% | 0% | 0% | 0% | 0% | 100%
EC.12106 | 12106 | EC.12106 Furniture Building Upgrades 2020-2021 rev 3 |  | Rev Reset 2018-2023 | Near Metropolitan | Non Contingent | Y | Non Network | Yes | Facilities | 2018-2023 | Claudia Sakamoto |  |  | S (<$1M) | Regulated Capex | Yes |  |  | Facilities | 3 | 2020-07-01 | 2021-03-29 | 2021 | Not applicable | CPI | No | [17 empty] | 187000 |  |  | 58000 |  |  |  | 31850 |  |  |  |  | 49924.4528 | [10 empty] | 326774.4528 | 245000 | 76.33% | 0% | 0% | 0% | 0% | 0% | 0% | 23.67% | 0% | 0% | 0% | 0% | 0% | 0% | 0% | 0% | 0% | 0% | 0% | 100%
EC.12108 | 12108 | EC.12108 Mechanical Keswick North 2020-2021 rev 3 |  | Rev Reset 2018-2023 | Near Metropolitan | Non Contingent | Y | Non Network | Yes | Facilities | 2018-2023 | Claudia Sakamoto |  |  | S (<$1M) | Regulated Capex | Yes |  |  | Facilities | 3 | 2020-07-01 | 2021-03-29 | 2021 | Not applicable | CPI | No | [17 empty] | 114500 | [6 empty] | 14885 |  |  |  |  | 23332.0402 | [10 empty] | 152717.0402 | 114500 | 100% | 0% | 0% | 0% | 0% | 0% | 0% | 0% | 0% | 0% | 0% | 0% | 0% | 0% | 0% | 0% | 0% | 0% | 0% | 100%
EC.12110 | 12110 | EC.12110 Mechanical Keswick South 2020-2021 rev 3 |  | Rev Reset 2018-2023 | Near Metropolitan | Non Contingent | Y | Non Network | Yes | Facilities | 2018-2023 | Claudia Sakamoto |  |  | S (<$1M) | Regulated Capex | Yes |  |  | Facilities | 3 | 2020-07-01 | 2021-03-29 | 2021 | Not applicable | CPI | No | [17 empty] | 176000 | [6 empty] | 22880 |  |  |  |  | 35864.0967 | [10 empty] | 234744.0967 | 176000 | 100% | 0% | 0% | 0% | 0% | 0% | 0% | 0% | 0% | 0% | 0% | 0% | 0% | 0% | 0% | 0% | 0% | 0% | 0% | 100%
EC.12111 | 12111 | EC.12111 Vehicle Purchases 2020-2021 rev 4 |  | Rev Reset 2018-2023 | Near Metropolitan | Non Contingent | Y | Non Network | Yes | Facilities | 2018-2023 | Claudia Sakamoto |  |  | S (<$1M) | Regulated Capex | Yes |  |  | Facilities | 4 | 2020-07-01 | 2021-03-29 | 2021 | Not applicable | CPI | No | [22 empty] | 217000 | [6 empty] | 31179.2893 | [10 empty] | 248179.2893 | 217000 | 0% | 0% | 0% | 0% | 0% | 0% | 0% | 100% | 0% | 0% | 0% | 0% | 0% | 0% | 0% | 0% | 0% | 0% | 0% | 100%
EC.12115 | 12115 | EC.12115 Telco Asset Replacement 2018-2023 rev 2 |  | Rev Reset 2018-2023 |  | Non Contingent | Y | Network | Yes | Replacement | 2018-2023 | Kristian Masters |  |  | L (>$5M) | Regulated Capex | Yes |  |  | Telco | 2 | 2018-07-02 | 2023-05-09 | 2023 | [16 empty] | 5155050.0829 | [10 empty] | 0 | 0 | 0 | 0 | 0 | 1317463.0915 | [10 empty] | 6472513.1744 | 5155050.0829 | 0% | 0% | 100% | 0% | 0% | 0% | 0% | 0% | 0% | 0% | 0% | 0% | 0% | 0% | 0% | 0% | 0% | 0% | 0% | 100%
EC.12203 | 12203 | EC.12203 IT OCS Software 5 rev 2 |  | Rev Reset 2018-2023 |  | Non Contingent | Y | Non Network | Yes | Replacement | 2018-2023 | Kristian Masters |  |  | M ($1-$5M) | Regulated Capex | Yes |  |  | ICT | 2 | 2020-05-01 | 2022-10-28 | 2023 | [21 empty] | 180000 | [10 empty] | 1620000 | [10 empty] | 1800000 | 180000 | 0% | 0% | 0% | 100% | 0% | 0% | 0% | 0% | 0% | 0% | 0% | 0% | 0% | 0% | 0% | 0% | 0% | 0% | 0% | 100%
EC.12204 | 12204 | EC.12204 Generator Replacement 300 Pirie St 2021-2022 rev 3 |  | Rev Reset 2018-2023 | Near Metropolitan | Non Contingent | Y | Non Network | Yes | Facilities | 2018-2023 | Claudia Sakamoto |  |  | S (<$1M) | Regulated Capex | Yes |  |  | Facilities | 3 | 2021-07-01 | 2022-03-29 | 2022 | Not applicable | CPI | No | [17 empty] | 245000 | [6 empty] | 31850 |  |  |  |  | 49924.4528 | [10 empty] | 326774.4528 | 245000 | 100% | 0% | 0% | 0% | 0% | 0% | 0% | 0% | 0% | 0% | 0% | 0% | 0% | 0% | 0% | 0% | 0% | 0% | 0% | 100%
EC.12205 | 12205 | EC.12205 Furniture and Building Upgrades 2021-2022 rev 3 |  | Rev Reset 2018-2023 | Near Metropolitan | Non Contingent | Y | Non Network | Yes | Facilities | 2018-2023 | Claudia Sakamoto |  |  | S (<$1M) | Regulated Capex | Yes |  |  | Facilities | 3 | 2021-07-01 | 2022-03-29 | 2022 | Not applicable | CPI | No | [17 empty] | 195000 |  |  | 61000 |  |  |  | 33280 |  |  |  |  | 52165.9589 | [10 empty] | 341445.9589 | 256000 | 76.17% | 0% | 0% | 0% | 0% | 0% | 0% | 23.83% | 0% | 0% | 0% | 0% | 0% | 0% | 0% | 0% | 0% | 0% | 0% | 100%
EC.12207 | 12207 | EC.12207 Vehicle Purchases 2021-2022 rev 4 |  | Rev Reset 2018-2023 | Near Metropolitan | Non Contingent | Y | Non Network | Yes | Facilities | 2018-2023 | Claudia Sakamoto |  |  | S (<$1M) | Regulated Capex | Yes |  |  | Facilities | 4 | 2021-07-01 | 2022-03-29 | 2022 | Not applicable | CPI | No | [22 empty] | 204000 | [6 empty] | 29311.4056 | [10 empty] | 233311.4056 | 204000 | 0% | 0% | 0% | 0% | 0% | 0% | 0% | 100% | 0% | 0% | 0% | 0% | 0% | 0% | 0% | 0% | 0% | 0% | 0% | 100%
EC.12210 | 12210 | EC.12210 Refresh and Maintain IT Hardware 21-22 |  | Rev Reset 2018-2023 |  | Non Contingent | Y | Non Network | Yes | Information Technology | 2018-2023 | Kristian Masters |  |  | M ($1-$5M) | Regulated Capex | Yes |  |  | ICT | 2 | 2020-07-01 | 2022-08-03 | 2023 | [21 empty] | 287760 | [10 empty] | 911240 | [10 empty] | 1199000 | 287760 | 0% | 0% | 0% | 100% | 0% | 0% | 0% | 0% | 0% | 0% | 0% | 0% | 0% | 0% | 0% | 0% | 0% | 0% | 0% | 100%
EC.12211 | 12211 | EC.12211 IT Security Technology Refresh 21-22 |  | Rev Reset 2018-2023 |  | Non Contingent | Y | Non Network | Yes | Information Technology | 2018-2023 | Kristian Masters |  |  | M ($1-$5M) | Regulated Capex | Yes |  |  | ICT | 2 | 2021-03-01 | 2023-05-16 | 2023 | [21 empty] | 259900 | [10 empty] | 1039600 | [10 empty] | 1299500 | 259900 | 0% | 0% | 0% | 100% | 0% | 0% | 0% | 0% | 0% | 0% | 0% | 0% | 0% | 0% | 0% | 0% | 0% | 0% | 0% | 100%
EC.12301 | 12301 | EC.12301 Automated Asset Health Monitoring & Assement rev 3 |  | Rev Reset 2018-2023 |  | Non Contingent | Y | Non Network | Yes | Replacement | 2018-2023 | Kristian Masters |  |  | S (<$1M) | Regulated Capex | Yes |  |  | ICT | 3 | 2019-07-01 | 2021-04-30 | 2021 | [21 empty] | 0 | [10 empty] | 899999.8571 | [10 empty] | 899999.8571 | 0 | 0% | 0% | 0% | 100% | 0% | 0% | 0% | 0% | 0% | 0% | 0% | 0% | 0% | 0% | 0% | 0% | 0% | 0% | 0% | 100%
EC.12330 | 12330 | EC.12330 One IP Substation Network Stage 2 rev 2 |  | Rev Reset 2018-2023 |  | Non Contingent | Y | Network | Yes | Replacement | 2018-2023 | Kristian Masters |  |  | M ($1-$5M) | Regulated Capex | Yes |  |  | Telco | 2 | 2018-03-01 | 2020-10-22 | 2021 | [11 empty] | 904640 |  |  |  |  | 1228000 | 299999.925 | [9 empty] | 358895.9887 |  | 371457.3484 | 8698.2315 | 0 | 1340421.8066 | [10 empty] | 4512113.3002 | 2432639.925 | 0% | 12.33% | 50.48% | 0% | 0% | 0% | 0% | 0% | 0% | 0% | 0% | 0% | 0% | 0% | 37.19% | 0% | 0% | 0% | 0% | 100%
EC.12334 | 12334 | EC.12334 Furniture and Building Upgrade 2022-2023 rev 2 |  | Rev Reset 2018-2023 |  | Non Contingent | Y | Non Network | Yes | Facilities | 2018-2023 | Claudia Sakamoto |  |  | S (<$1M) | Regulated Capex | Yes |  |  | Facilities | 2 | 2022-07-01 | 2023-10-20 | 2024 | Not applicable | CPI | No | [17 empty] | 192500 |  |  | 83000 |  |  |  | 35815 |  |  |  |  | 56139.5378 | [10 empty] | 367454.5378 | 275500 | 69.87% | 0% | 0% | 0% | 0% | 0% | 0% | 30.13% | 0% | 0% | 0% | 0% | 0% | 0% | 0% | 0% | 0% | 0% | 0% | 100%
EC.12335 | 12335 | EC.12335 Vehicle Purchases 2022-2023 rev 3 |  | Rev Reset 2018-2023 |  | Non Contingent | Y | Non Network | Yes | Facilities | 2018-2023 | Claudia Sakamoto |  | Level A | S (<$1M) | Regulated Capex | Yes |  |  | Facilities | 3 | 2022-07-01 | 2023-07-31 | 2024 | Not applicable | CPI | No | [22 empty] | 122000 | [6 empty] | 17529.37 | [10 empty] | 139529.37 | 122000 | 0% | 0% | 0% | 0% | 0% | 0% | 0% | 100% | 0% | 0% | 0% | 0% | 0% | 0% | 0% | 0% | 0% | 0% | 0% | 100%
EC.12336 | 12336 | EC.12336 Carpet Upgrades to Pirie and Rymill 2022-2023 rev 2 |  | Rev Reset 2018-2023 |  | Non Contingent | Y | Non Network | Yes | Facilities | 2018-2023 | Claudia Sakamoto |  |  | S (<$1M) | Regulated Capex | Yes |  |  | Facilities | 2 | 2022-07-01 | 2023-10-20 | 2024 | Not applicable | CPI | No | [20 empty] | 128500 |  |  |  | 16705 |  |  |  |  | 26184.8661 | [10 empty] | 171389.8661 | 128500 | 0% | 0% | 0% | 0% | 0% | 0% | 0% | 100% | 0% | 0% | 0% | 0% | 0% | 0% | 0% | 0% | 0% | 0% | 0% | 100%
EC.12400 | 12400 | EC.12400 IT OCS Software 6 rev 2 |  | Rev Reset 2018-2023 |  | Non Contingent | Y | Non Network | Yes | Replacement | 2018-2023 | Kristian Masters |  |  | M ($1-$5M) | Regulated Capex | Yes |  |  | ICT | 2 | 2022-05-01 | 2024-10-28 | 2025 | [21 empty] | 180000 | [10 empty] | 1620000 | [10 empty] | 1800000 | 180000 | 0% | 0% | 0% | 100% | 0% | 0% | 0% | 0% | 0% | 0% | 0% | 0% | 0% | 0% | 0% | 0% | 0% | 0% | 0% | 100%
EC.12402 | 12402 | EC.12402 Refresh and Maintain IT Hardware 22-23 |  | Rev Reset 2018-2023 |  | Non Contingent | Y | Non Network | Yes | Information Technology | 2018-2023 | Kristian Masters |  |  | M ($1-$5M) | Regulated Capex | Yes |  |  | ICT | 2 | 2022-07-01 | 2024-08-01 | 2025 | [21 empty] | 287760 | [10 empty] | 911240 | [10 empty] | 1199000 | 287760 | 0% | 0% | 0% | 100% | 0% | 0% | 0% | 0% | 0% | 0% | 0% | 0% | 0% | 0% | 0% | 0% | 0% | 0% | 0% | 100%
EC.12403 | 12403 | EC.12403 Licenses, Maintenance, Minor Software 21-22 rev 3 |  | Rev Reset 2018-2023 |  | Non Contingent | Y | Non Network | Yes | Information Technology | 2018-2023 | Kristian Masters |  |  | M ($1-$5M) | Regulated Capex | Yes |  |  | ICT | 3 | 2020-06-01 | 2022-04-18 | 2022 | [21 empty] | 460000 | [10 empty] | 1839712.8147 | [10 empty] | 2299712.8147 | 460000 | 0% | 0% | 0% | 100% | 0% | 0% | 0% | 0% | 0% | 0% | 0% | 0% | 0% | 0% | 0% | 0% | 0% | 0% | 0% | 100%
EC.12404 | 12404 | EC.12404 Windows Backoffice Management Systems Refresh 20-21 |  | Rev Reset 2018-2023 |  | Non Contingent | Y | Non Network | Yes | Information Technology | 2018-2023 | Kristian Masters |  |  | M ($1-$5M) | Regulated Capex | Yes |  |  | ICT | 3 | 2020-05-01 | 2023-07-11 | 2024 | [21 empty] | 432300 | [10 empty] | 1730028.303 | [10 empty] | 2162328.303 | 432300 | 0% | 0% | 0% | 100% | 0% | 0% | 0% | 0% | 0% | 0% | 0% | 0% | 0% | 0% | 0% | 0% | 0% | 0% | 0% | 100%
EC.12406 | 12406 | EC.12406 Intranet Platform Refresh 22-23 rev 3 |  | Rev Reset 2018-2023 |  | Non Contingent | Y | Non Network | Yes | Information Technology | 2018-2023 | Kristian Masters |  |  | S (<$1M) | Regulated Capex | Yes |  |  | ICT | 3 | 2021-07-01 | 2023-06-30 | 2024 | [21 empty] | 80000 | [10 empty] | 320428.8473 | [10 empty] | 400428.8473 | 80000 | 0% | 0% | 0% | 100% | 0% | 0% | 0% | 0% | 0% | 0% | 0% | 0% | 0% | 0% | 0% | 0% | 0% | 0% | 0% | 100%
EC.12500 | 12500 | EC.12500 VOIP Network Refresh rev 1 |  | Rev Reset 2018-2023 |  | Non Contingent | Y | Network | Yes | Replacement | 2018-2023 | Kristian Masters |  |  | S (<$1M) | Regulated Capex | Yes |  |  | Telco |  | 2020-02-01 | 2023-03-28 | 2023 | [21 empty] | 160000 | [10 empty] | 640219.4221 | [10 empty] | 800219.4221 | 160000 | 0% | 0% | 0% | 100% | 0% | 0% | 0% | 0% | 0% | 0% | 0% | 0% | 0% | 0% | 0% | 0% | 0% | 0% | 0% | 100%
EC.14011 | 14011 | EC.14011 Dynamics Ratings System Upgrade rev 2 |  | Rev Reset 2018-2023 |  | Non Contingent | Y | Non Network | Yes | Replacement | 2018-2023 | Kristian Masters |  |  | S (<$1M) | Regulated Capex | Yes |  |  | ICT | 2 | 2018-09-03 | 2021-03-05 | 2021 | [21 empty] | 0 | [10 empty] | 500000 | [10 empty] | 500000 | 0 | 0% | 0% | 0% | 100% | 0% | 0% | 0% | 0% | 0% | 0% | 0% | 0% | 0% | 0% | 0% | 0% | 0% | 0% | 0% | 100%
EC.14013 | 14013 | EC.14013 System Switching Writer Enhancement 1 rev 2 |  | Rev Reset 2018-2023 |  | Non Contingent | Y | Non Network | Yes | Replacement | 2018-2023 | Kristian Masters |  |  | S (<$1M) | Regulated Capex | Yes |  |  | ICT | 2 | 2021-08-02 | 2023-06-12 | 2023 | [21 empty] | 0 | [10 empty] | 900000 | [10 empty] | 900000 | 0 | 0% | 0% | 0% | 100% | 0% | 0% | 0% | 0% | 0% | 0% | 0% | 0% | 0% | 0% | 0% | 0% | 0% | 0% | 0% | 100%
EC.14014 | 14014 | EC.14014 Energy Management System Technical Upgrade 2 rev 2 |  | Rev Reset 2018-2023 |  | Non Contingent | Y | Non Network | Yes | Replacement | 2018-2023 | Kristian Masters |  |  | M ($1-$5M) | Regulated Capex | Yes |  |  | ICT | 2 | 2021-03-01 | 2023-06-22 | 2023 | [21 empty] | 0 | [10 empty] | 1500000 | [10 empty] | 1500000 | 0 | 0% | 0% | 0% | 100% | 0% | 0% | 0% | 0% | 0% | 0% | 0% | 0% | 0% | 0% | 0% | 0% | 0% | 0% | 0% | 100%
EC.14017 | 14017 | EC.14017 Automated IED data capture rev 2 |  | Rev Reset 2018-2023 |  | Non Contingent | Y | Non Network | Yes | Replacement | 2018-2023 | Kristian Masters |  |  | S (<$1M) | Regulated Capex | Yes |  |  | ICT | 2 | 2018-08-13 | 2020-02-13 | 2020 | [21 empty] | 0 | [10 empty] | 900000 | [10 empty] | 900000 | 0 | 0% | 0% | 0% | 100% | 0% | 0% | 0% | 0% | 0% | 0% | 0% | 0% | 0% | 0% | 0% | 0% | 0% | 0% | 0% | 100%
EC.14019 | 14019 | EC.14019 Estimating System Upgrade with Maintenance Enhancements |  | Rev Reset 2018-2023 |  | Non Contingent | Y | Non Network | Yes | Information Technology | 2018-2023 | Kristian Masters |  |  | S (<$1M) | Regulated Capex | Yes |  |  | ICT | 2 | 2018-10-01 | 2019-10-16 | 2020 | [21 empty] | 25000 | [10 empty] | 475000 | [10 empty] | 500000 | 25000 | 0% | 0% | 0% | 100% | 0% | 0% | 0% | 0% | 0% | 0% | 0% | 0% | 0% | 0% | 0% | 0% | 0% | 0% | 0% | 100%
EC.14026 | 14026 | EC.14026 Inventory Purchases 2020-21 rev 4 |  | Rev Reset 2018-2023 | Main Grid | Non Contingent | Y | Network | Yes | Inventory/Spares | 2018-2023 | Claudia Sakamoto |  | Level A | M ($1-$5M) | Regulated Capex | Yes |  |  | Network | 4 | 2020-07-01 | 2021-06-30 | 2021 | Not applicable | [5 empty] | 2094358 | [25 empty] | 105641.8535 | [10 empty] | 2199999.8535 | 2094358 | 0% | 0% | 0% | 0% | 0% | 0% | 0% | 0% | 0% | 100% | 0% | 0% | 0% | 0% | 0% | 0% | 0% | 0% | 0% | 100%
EC.14027 | 14027 | EC.14027 Inventory Purchases 2021-2022 rev 4 |  | Rev Reset 2018-2023 | Main Grid | Non Contingent | Y | Network | Yes | Inventory/Spares | 2018-2023 | Claudia Sakamoto |  | Level A | M ($1-$5M) | Regulated Capex | Yes |  |  | Network | 4 | 2021-07-01 | 2022-06-27 | 2022 | Not applicable | [5 empty] | 2094358 | [25 empty] | 105641.8535 | [10 empty] | 2199999.8535 | 2094358 | 0% | 0% | 0% | 0% | 0% | 0% | 0% | 0% | 0% | 100% | 0% | 0% | 0% | 0% | 0% | 0% | 0% | 0% | 0% | 100%
EC.14028 | 14028 | EC.14028 Inventory Purchases 2022-2023 rev 4 |  | Rev Reset 2018-2023 | Main Grid | Non Contingent | Y | Network | Yes | Inventory/Spares | 2018-2023 | Claudia Sakamoto |  | Level A | M ($1-$5M) | Regulated Capex | Yes |  |  | Network | 4 | 2022-07-01 | 2023-06-30 | 2023 | Not applicable | [5 empty] | 2094358 | [25 empty] | 105641.8535 | [10 empty] | 2199999.8535 | 2094358 | 0% | 0% | 0% | 0% | 0% | 0% | 0% | 0% | 0% | 100% | 0% | 0% | 0% | 0% | 0% | 0% | 0% | 0% | 0% | 100%
EC.14031 | 14031 | EC.14031 Protection Systems Unit Asset Replacement 2018-23 rev 5 |  |  |  | Non Contingent | Y | Network | No | Replacement | 2018-2023 | Claudia Sakamoto |  | Level A | L (>$5M) | Regulated Capex | Yes |  | Medium | Network | 5 | 2017-07-03 | 2023-06-20 | 2023 | No |  | No | [8 empty] | 14944200 |  |  |  |  | 304800 | [10 empty] | 2287350 |  | 2367407.25 | 54735.3324 | 1689866 | 6556044.4117 | [10 empty] | 28204402.9941 | 15249000 | 0% | 0% | 1.999% | 0% | 0% | 0% | 0% | 0% | 0% | 0% | 0% | 0% | 0% | 0% | 98% | 0% | 0% | 0% | 0% | 100%
EC.14032 | 14032 | EC.14032 Instrument Transformer Unit Asset Replacement 2018-23 rev 8 |  | Rev Reset 2018-2023 |  | Non Contingent | Y | Network | Yes | Replacement | 2018-2023 | Claudia Sakamoto |  | Level A | L (>$5M) | Regulated Capex | Yes |  | Medium | Network | 8 | 2018-07-01 | 2023-06-30 | 2023 | No |  | No |  |  |  | 1998570.2833 |  | 141224.8264 |  |  | 82000 |  |  | 0 | [12 empty] | 165841.7717 | 110561.1811 | 186571.9931 | 6811.1177 | 64735.0236 | 771738.61 | [7 empty] | 1000000 |  |  | 4528054.8069 | 2221795.1097 | 0% | 0% | 0% | 0% | 0% | 0% | 0% | 0% | 0% | 89.95% | 0% | 6.356% | 0% | 0% | 3.691% | 0% | 0% | 0% | 0% | 100%
EC.14033 | 14033 | EC.14033 Circuit Breaker Unit Asset Replacement 2018-23 rev 5 |  |  |  | Non Contingent | Y | Network | Yes | Replacement | 2018-2023 | Claudia Sakamoto |  | Level A | M ($1-$5M) | Regulated Capex | Yes |  | Medium | Network | 5 | 2018-07-01 | 2023-06-30 | 2023 | No |  | No |  |  |  | 2749405.537 |  | 69144.6032 |  |  | 240000 | [15 empty] | 156914.2605 | 104609.507 | 176528.5431 | 9615.6567 | 13250.0143 | 1065844.7487 | [10 empty] | 4585312.8706 | 3058550.1402 | 0% | 0% | 0% | 0% | 0% | 0% | 0% | 0% | 0% | 89.89% | 0% | 2.261% | 0% | 0% | 7.847% | 0% | 0% | 0% | 0% | 100%
EC.14034 | 14034 | EC.14034 Isolator Unit Asset Replacement 2018-23 rev 9 |  |  |  | Non Contingent | Y | Network | Yes | Replacement | 2018-2023 | Claudia Sakamoto |  | Level A | L (>$5M) | Regulated Capex | Yes |  | Medium | Network | 9 | 2018-07-01 | 2023-06-30 | 2023 | No |  | No |  |  |  | 6605194.688 |  | 252446.0616 |  |  | 504000 | [15 empty] | 530921.2258 | 352987.9066 | 591975.1191 | 23716.0743 | 8636.195 | 1545482.3063 | [10 empty] | 10415359.5767 | 7361640.7496 | 0% | 0% | 0% | 0% | 0% | 0% | 0% | 0% | 0% | 89.72% | 0% | 3.429% | 0% | 0% | 6.846% | 0% | 0% | 0% | 0% | 100%
EC.14042 | 14042 | EC.14042 Canowie Circuit Breaker Arranagement Upgrade rev 5 |  | 2018-2023 Rev Reset |  | Non Contingent | Y | Network | Yes | Security/Compliance | 2018-2023 | Kristian Masters |  |  | M ($1-$5M) | Regulated Capex | Yes |  |  | Network | 5 | 2019-07-01 | 2021-07-23 | 2021 | [6 empty] | 435273.2494 |  | 71775 |  |  | 311800.005 |  |  | 50000 | [12 empty] | 86742.2797 | 57828.1865 | 97585.0647 | 2904.0104 | 64828.1865 | 348915.8939 | [10 empty] | 1527651.8762 | 868848.2544 | 0% | 0% | 0% | 0% | 0% | 0% | 0% | 0% | 0% | 50.1% | 0% | 8.261% | 0% | 0% | 35.89% | 5.755% | 0% | 0% | 0% | 100%
EC.14045 | 14045 | EC.14045 110v Battery Charger Unit Asset Replacement 2018-2023 - rev 3 |  | Rev Reset 2018-2023 |  | Non Contingent | Y | Network | Yes | Replacement | 2018-2023 | Kristian Masters |  |  | S (<$1M) | Regulated Capex | Yes |  |  | Network | 3 | 2018-07-01 | 2022-06-24 | 2022 | [6 empty] | 86400 |  |  |  |  | 456145 | [15 empty] | 87131.75 | 54754.5 | 92398.2187 | 2136.281 | 0 | 235903.9847 | [10 empty] | 1014869.7344 | 542545 | 0% | 0% | 0% | 0% | 0% | 0% | 0% | 0% | 0% | 15.92% | 0% | 0% | 0% | 0% | 84.08% | 0% | 0% | 0% | 0% | 100%
EC.14046 | 14046 | EC.14046 AC Board Unit Asset Replacement 2018-2023 rev 4 |  |  |  | Non Contingent | Y | Network | Yes | Replacement | 2018-2023 | Kristian Masters |  | Level A | M ($1-$5M) | Regulated Capex | Yes |  | Medium | Network | 4 | 2018-03-01 | 2021-08-19 | 2022 | No |  | No |  |  |  | 1300078.91 |  | 3453678.408 | 106800 |  | 166000 | [15 empty] | 690983.5977 | 460655.7318 |  | 16165.0408 | 676957.6996 | 2026416.3176 | [10 empty] | 8897735.7054 | 5026557.318 | 0% | 0% | 0% | 0% | 0% | 0% | 0% | 0% | 0% | 25.86% | 2.125% | 68.71% | 0% | 0% | 3.302% | 0% | 0% | 0% | 0% | 100%
EC.14047 | 14047 | EC.14047 Transformer Bushing Unit Asset Replacement 2018-2023 rev 6 |  |  |  | Non Contingent | Y | Network | Yes | Replacement | 2018-2023 | Claudia Sakamoto |  | Level A | M ($1-$5M) | Regulated Capex | Yes |  | Medium | Network | 6 | 2017-07-01 | 2021-06-30 | 2022 | Not applicable |  | No |  | 2790000 |  | 924483.4 |  | 129675 | [18 empty] | 742024.76 | 156189.84 | 263570.355 | 13766.3442 | 0 | 1520181.754 | [10 empty] | 6539891.4533 | 3844158.4 | 0% | 0% | 0% | 0% | 0% | 0% | 0% | 0% | 0% | 96.63% | 0% | 3.373% | 0% | 0% | 0% | 0% | 0% | 0% | 0% | 100%
EC.14049 | 14049 | EC.14049 Leigh Creek South Transformer Replacement (5MVA 132/11kV) rev 12 |  |  | Upper North | Non Contingent | Y | Network | Yes | Refurbishment | 2018-2023 | Rachelle Gansan |  |  | M ($1-$5M) | Regulated Capex |  |  |  | Network | 12 | 2017-07-01 | 2020-06-30 | 2020 |  |  |  |  | 787000 |  | 306523.1898 |  | 189602.9999 |  |  | 282700.005 | [15 empty] | 120643.7542 | 80429.1695 | 135724.2235 | 5149.7142 | 263787.5084 | 664946.6872 | [8 empty] | 20000 |  | 2856507.2517 | 1565826.1947 | 0% | 0% | 0% | 0% | 0% | 0% | 0% | 0% | 0% | 69.84% | 0% | 12.11% | 0% | 0% | 18.05% | 0% | 0% | 0% | 0% | 100%
EC.14055 | #N/A | EC.14055 Torrens Island North Substation Tie Bus Installation rev2 |  |  | Near Metropolitan | Non Contingent | Y | Network | Yes | Security/Compliance | 2018-2023 | Rachelle Gansan |  |  | S (<$1M) | Regulated Capex | Yes |  |  | Network | 2 | 2020-07-01 | 2023-06-30 | 2023 | No | [5 empty] | 320213.416 |  | 242249.3692 |  | 23100 | 124300.0049 |  | 52774.3199 | [13 empty] | 92094.1665 | 61396.111 | 103605.9373 | 2804.2666 | 0 | 317494.1654 | [10 empty] | 1340031.7569 | 762637.1101 | 0% | 0% | 0% | 0% | 0% | 0% | 0% | 0% | 0% | 41.99% | 0% | 31.76% | 3.029% | 0% | 16.3% | 0% | 6.92% | 0% | 0% | 100%
EC.14056 | 14056 | EC.14056 Templers West 275kV Reactor Option 1 rev 6 |  | Single Cap Bank | Near Metropolitan | Non Contingent | Y | Network | Yes | Security/Compliance | 2018-2023 | Claudia Sakamoto |  | Level A | L (>$5M) | Regulated Capex | Yes |  | Medium | Network | 6 | 2017-03-01 | 2019-02-25 | 2023 | No |  | No |  | 130005 | 1500000 | 785152.3197 |  | 403433.4469 |  |  | 151800.005 |  | 10000 | 20000 |  | 30000 | [10 empty] | 173564.9103 | 115709.9402 | 195260.5241 | 9446.0469 | 0 | 1078779.8012 | [10 empty] | 4603151.9942 | 3030390.7716 | 0% | 0% | 0.99% | 0% | 0% | 0% | 0% | 0% | 0% | 79.7% | 0% | 13.31% | 0% | 0% | 5.009% | 0.66% | 0.33% | 0% | 0% | 100%
EC.14060 | 14060 | EC.14060 Workspace Layout Refresh Stage 1 rev 2 |  |  |  | Non Contingent | Y | Non Network | Yes | Facilities | 2018-2023 | Claudia Sakamoto |  | Level A | S (<$1M) | Regulated Capex | Yes |  |  | Facilities | 2 | 2018-07-01 | 2019-11-01 | 2020 | Not applicable |  | No | [17 empty] | 268000 |  |  | 115000 |  |  |  | 49790 |  |  |  |  | 78045.1651 | [10 empty] | 510835.1651 | 383000 | 69.97% | 0% | 0% | 0% | 0% | 0% | 0% | 30.03% | 0% | 0% | 0% | 0% | 0% | 0% | 0% | 0% | 0% | 0% | 0% | 100%
EC.14061 | 14061 | EC.14061 Workspace Layout Refresh Stage 2 rev 2 |  | Rev Reset 2018-2023 |  | Non Contingent | Y | Non Network | Yes | Facilities | 2018-2023 | Claudia Sakamoto |  | Level A | S (<$1M) | Regulated Capex | Yes |  |  | Facilities | 2 | 2019-07-01 | 2020-09-21 | 2021 | Not applicable |  | No | [17 empty] | 268000 |  |  | 115000 |  |  |  | 49790 |  |  |  |  | 78045.1651 | [10 empty] | 510835.1651 | 383000 | 69.97% | 0% | 0% | 0% | 0% | 0% | 0% | 30.03% | 0% | 0% | 0% | 0% | 0% | 0% | 0% | 0% | 0% | 0% | 0% | 100%
EC.14062 | 14062 | EC.14062 Workspace Layout Refresh Stage 3 rev 2 |  | Rev Reset 2018-2023 |  | Non Contingent | Y | Non Network | Yes | Facilities | 2018-2023 | Claudia Sakamoto |  | Level A | S (<$1M) | Regulated Capex | Yes |  |  | Facilities | 2 | 2020-07-01 | 2021-10-20 | 2022 | Not applicable |  | No | [17 empty] | 268000 |  |  | 115000 |  |  |  | 49790 |  |  |  |  | 78045.1651 | [10 empty] | 510835.1651 | 383000 | 69.97% | 0% | 0% | 0% | 0% | 0% | 0% | 30.03% | 0% | 0% | 0% | 0% | 0% | 0% | 0% | 0% | 0% | 0% | 0% | 100%
EC.14066 | 14066 | EC.14066 Telco Tower Capacity Increase rev 2 |  | Rev Reset 2018-2023 |  | Non Contingent | Y | Network | Yes | Security/Compliance | 2018-2023 | Kristian Masters |  |  | S (<$1M) | Regulated Capex | Yes |  |  | Telco | 2 | 2018-07-01 | 2020-09-09 | 2021 | [14 empty] | 75000 |  | 450000 | 224999.9625 | [9 empty] | 101249.9944 | 75000 | 104793.7442 | 2422.8702 | 0 | 225785.3137 | [10 empty] | 1259251.8849 | 749999.9625 | 0% | 30% | 60% | 0% | 0% | 0% | 0% | 0% | 0% | 0% | 0% | 0% | 0% | 0% | 0% | 10% | 0% | 0% | 0% | 100%
EC.14067 | 14067 | EC.14067 Lift Upgrade Pirie Street rev 2 |  | Rev Reset 2018-2023 |  | Non Contingent | Y | Non Network | Yes | Facilities | 2018-2023 | Claudia Sakamoto |  | Level A | S (<$1M) | Regulated Capex | Yes |  |  | Facilities | 2 | 2022-07-01 | 2023-07-31 | 2024 | Not applicable |  | No | [17 empty] | 84000 | [6 empty] | 10920 |  |  |  |  | 17116.9553 | [10 empty] | 112036.9553 | 84000 | 100% | 0% | 0% | 0% | 0% | 0% | 0% | 0% | 0% | 0% | 0% | 0% | 0% | 0% | 0% | 0% | 0% | 0% | 0% | 100%
EC.14069 | 14069 | EC.14069 Telecoms Network Optimisation 2018-2023 rev 1 |  | Rev Reset 2018-2023 |  | Non Contingent | Y | Network | Yes | Augmentation | 2018-2023 | Kristian Masters |  |  | M ($1-$5M) | Regulated Capex | Yes |  |  | Telco | 1 | 2018-07-01 | 2023-06-26 | 2023 | [16 empty] | 1056032.625 | 29999.9925 | [10 empty] | 108603.2617 | 161275.8437 | 3728.7572 | 0 | 347479.8734 | [10 empty] | 1707120.3536 | 1086032.6175 | 0% | 2.762% | 97.24% | 0% | 0% | 0% | 0% | 0% | 0% | 0% | 0% | 0% | 0% | 0% | 0% | 0% | 0% | 0% | 0% | 100%
EC.14070 | 14070 | EC.14070 Substation Operational Data Network Replacement rev 4 |  | Rev Reset 2018-2023 |  | Non Contingent | Y | Network | Yes | Replacement | 2018-2023 | Kristian Masters |  |  | M ($1-$5M) | Regulated Capex | Yes |  |  | Telco | 4 | 2018-07-01 | 2021-06-30 | 2024 | [11 empty] | 1785000 | [15 empty] | 267750 | 178500 | 301218.75 | 6964.2891 | 0 | 654907.3086 | [10 empty] | 3194340.3477 | 1785000 | 0% | 0% | 0% | 0% | 0% | 0% | 0% | 0% | 0% | 0% | 0% | 0% | 0% | 0% | 100% | 0% | 0% | 0% | 0% | 100%
EC.14071 | 14071 | EC.14071 Robertstown Circuit Breaker Arrangement Upgrade Option 1 rev 6 |  | Expand Substation | Mid North | Non Contingent | Y | Network | Yes | Security/Compliance | 2018-2023 | Claudia Sakamoto |  | Level A | L (>$5M) | Regulated Capex | Yes |  | Medium | Network | 6 | 2017-07-01 | 2020-05-08 | 2020 | Yes |  | No |  |  |  | 1586227.7617 |  | 1552173.7868 |  | 120000 | 520400.015 |  |  | 50000 |  |  |  | 60000 | [8 empty] | 464273.477 | 309515.6513 | 522307.6617 | 13955.9705 | 314515.6513 | 964700.4169 | [10 empty] | 6478070.3923 | 3888801.5635 | 0% | 0% | 0% | 0% | 0% | 1.543% | 0% | 0% | 0% | 40.79% | 0% | 39.91% | 3.086% | 0% | 13.38% | 1.286% | 0% | 0% | 0% | 100%
EC.14074 | 14074 | EC.14074 Neutral Earthing Resistors and Reactors Fault Ratings Protection rev 4 |  |  |  | Non Contingent | Y | Network | Yes | Security/Compliance | 2018-2023 | Claudia Sakamoto |  | Level A | S (<$1M) | Regulated Capex | No |  | Medium | Network | 4 | 2020-07-01 | 2023-06-30 | 2023 | No |  | No |  |  |  | 89937 |  | 19500 |  |  | 7920 |  |  | 18136.1035 | [12 empty] | 292298.2155 |  | 62206.8281 | 1468.4949 | 28264.0078 | 222735.5418 | 44000 | [9 empty] | 786466.1916 | 135493.1035 | 0% | 0% | 0% | 0% | 0% | 0% | 0% | 0% | 0% | 66.38% | 0% | 14.39% | 0% | 0% | 5.845% | 13.39% | 0% | 0% | 0% | 100%
EC.14075 | 14075 | EC.14075 Substation Air Conditioning System Unit Asset replacement 2018-2013 .rev 7 |  |  |  | Non Contingent | Y | Network | Yes | Replacement | 2018-2023 | Claudia Sakamoto |  | Level A | M ($1-$5M) | Regulated Capex | Yes |  | Medium | Network | 7 | 2018-07-01 | 2022-06-24 | 2022 | Not applicable |  | No | [5 empty] | 31057.5 | 384500 |  | 213811.84 | [15 empty] | 169149.651 | 69436.434 | 117173.9824 | 2709.1059 | 0 | 176365.533 | [10 empty] | 1164204.0462 | 629369.34 | 0% | 0% | 0% | 0% | 0% | 0% | 0% | 0% | 0% | 0% | 61.09% | 4.935% | 0% | 0% | 33.97% | 0% | 0% | 0% | 0% | 100%
EC.14076 | 14076 | EC.14076 Line Support Systems Refurbishment 2018-2023 rev 1 |  | Rev Reset 2018-2023 |  | Non Contingent | Y | Network | Yes | Refurbishment | 2018-2023 | Kristian Masters |  |  | L (>$5M) | Regulated Capex | Yes |  |  | Network | 1 | 2017-07-03 | 2023-06-20 | 2023 | [6 empty] | 0 | [7 empty] | 0 | 2994494.563 | [11 empty] | 2862449.1845 | 509299.4563 | 859442.8325 | 19870.6366 | 0 | 1293598.5459 | [10 empty] | 8539155.2188 | 2994494.563 | 0% | 0% | 0% | 0% | 0% | 0% | 0% | 0% | 0% | 0% | 0% | 0% | 0% | 0% | 0% | 0% | 0% | 0% | 100% | 100%
EC.14077 | 14077 | EC.14077 Mannum Transformer 1 and 2 Replacement rev 10 |  |  | Eastern Hills | Non Contingent | Y | Network | Yes | Replacement | 2018-2023 | Kristian Masters |  | Level A | M ($1-$5M) | Regulated Capex | Yes |  | Medium | Network | 10 | 2018-07-01 | 2022-06-24 | 2022 | No |  | No |  | 1668927 |  | 299618.3498 |  | 136900 |  |  | 30000 |  | 10000 | [13 empty] | 67117.0455 | 44744.697 | 75506.6761 | 5933.9879 | 0 | 250226.0914 | [10 empty] | 2588973.8477 | 2145445.3498 | 0% | 0% | 0% | 0% | 0% | 0% | 0% | 0% | 0% | 91.75% | 0% | 6.381% | 0% | 0% | 1.398% | 0% | 0.4661% | 0% | 0% | 100%
EC.14079 | 14079 | EC.14079 Building Security Upgrade Unit Asset Replacement 2018-2023 rev 2 |  | Rev reset 2018-2023 |  | Non Contingent | Y | Network | Yes | Replacement | 2018-2023 | Kristian Masters |  |  | M ($1-$5M) | Regulated Capex | Yes |  |  | Network | 2 | 2018-07-01 | 2022-06-24 | 2022 | [8 empty] | 11000 | 977009.6 | 39450 | [16 empty] | 69300 |  |  |  | 0 | 195811.9559 | [10 empty] | 1292571.5559 | 1027459.6 | 0% | 0% | 0% | 0% | 0% | 0% | 0% | 0% | 0% | 0% | 95.09% | 1.071% | 3.84% | 0% | 0% | 0% | 0% | 0% | 0% | 100%
EC.14080 | 14080 | EC.14080 Substation Security Fencing 2018-2023 ENET works rev 6 |  | Only ENET works |  | Non Contingent | Y | Network | Yes | Replacement | 2018-2023 | Claudia Sakamoto |  | Level A | L (>$5M) | Regulated Capex | Yes |  | Medium | Network | 6 | 2017-07-01 | 2021-03-09 | 2021 | No |  | No | [5 empty] | 583072.7142 |  | 1548425.1999 | [7 empty] | 21250 | [8 empty] | 304724.6871 | 203149.7914 | 342815.273 | 7926.0161 | 186909.2614 | 852481.617 | [10 empty] | 4050754.5602 | 2152747.9142 | 0% | 0% | 0% | 0% | 0% | 0.9871% | 0% | 0% | 0% | 0% | 0% | 27.09% | 71.93% | 0% | 0% | 0% | 0% | 0% | 0% | 100%
EC.14085 | 14085 | EC.14085 Gawler East Substation Establishment - Option 2 EN TF - rev 5 |  | Template Sub over 25M | Mid North | Non Contingent | Y | Network | Yes | Connection | 2018-2023 | Kristian Masters |  |  | M ($1-$5M) | Regulated Capex | Yes |  |  | Network | 5 | 2018-11-01 | 2021-09-29 | 2022 | No |  |  |  | 985000 |  | 717930.0808 |  | 354933.8745 |  |  | 741350.0149 |  | 5000 | 278000 |  | 613961.7319 | 99082.4243 | [9 empty] | 386019.5695 | 257346.3796 | 434272.0156 | 13290.4643 | 190041.964 | 899152.1541 | [10 empty] | 5975380.6735 | 3795258.1264 | 0% | 2.611% | 16.18% | 0% | 0% | 0% | 0% | 0% | 0% | 44.87% | 0% | 9.352% | 0% | 0% | 19.53% | 7.325% | 0.1317% | 0% | 0% | 100%
EC.14090 | 14090 | EC.14090 Mount Gambier Transformer 1 Replacement rev 9 |  | Rev Reset 2018-2023 | South East | Non Contingent | Y | Network | Yes | Replacement | 2018-2023 | Kristian Masters |  | Level A | M ($1-$5M) | Regulated Capex | Yes |  | Medium | Network | 9 | 2017-07-01 | 2021-06-30 | 2021 | No |  | No |  | 960000 |  | 75219.1049 |  | 200792.9999 |  |  | 162800.005 |  |  | 48823.5 | [12 empty] | 78168.1635 | 52112.109 | 87939.1839 | 2078.6014 | 82668.1635 | 261012.7004 | [10 empty] | 2011614.5314 | 1447635.6098 | 0% | 0% | 0% | 0% | 0% | 0% | 0% | 0% | 0% | 71.51% | 0% | 13.87% | 0% | 0% | 11.25% | 3.373% | 0% | 0% | 0% | 100%
EC.14091 | 14091 | EC.14091 Online Asset Condition Assessment Equipment Replacement 2018-2023 rev 13 |  |  |  | Non Contingent | Y | Network | Yes | Replacement | 2018-2023 | Kristian Masters |  | Level A | M ($1-$5M) | Regulated Capex | Yes |  | Medium | Network | 13 | 2017-04-03 | 2022-03-31 | 2022 | Not applicable |  | No |  |  |  | 239320.54 |  | 3767.9994 |  |  | 2367714 |  |  | 0 | [12 empty] | 820154.2809 |  | 491650.1307 | 11460.9191 | 0 | 740183.9078 | 250000 | [6 empty] | 200000 |  |  | 5124251.7779 | 2610802.5394 | 0% | 0% | 0% | 0% | 0% | 0% | 0% | 0% | 0% | 9.167% | 0% | 0.1443% | 0% | 0% | 90.69% | 0% | 0% | 0% | 0% | 100%
EC.14099 | 14099 | EC.14099 Stakeholder Management Systems Refresh 23-24 |  | Rev Reset 2018-2023 |  | Non Contingent | Y | Non Network | Yes | Information Technology | 2018-2023 | Kristian Masters |  |  | S (<$1M) | Regulated Capex | Yes |  |  | ICT | 2 | 2023-05-01 | 2024-05-07 | 2024 | [21 empty] | 62000 | [10 empty] | 248000 | [10 empty] | 310000 | 62000 | 0% | 0% | 0% | 100% | 0% | 0% | 0% | 0% | 0% | 0% | 0% | 0% | 0% | 0% | 0% | 0% | 0% | 0% | 0% | 100%
EC.14102 | 14102 | EC.14102 Telecoms Management Systems Replacement 2018-2023 rev 1 |  | Rev Reset 2018-2023 |  | Non Contingent | Y | Network | Yes | Replacement | 2018-2023 | Kristian Masters |  |  | S (<$1M) | Regulated Capex | Yes |  |  | Telco |  | 2020-07-01 | 2021-08-12 | 2022 | [21 empty] | 200000 | [10 empty] | 800176.2233 | [10 empty] | 1000176.2233 | 200000 | 0% | 0% | 0% | 100% | 0% | 0% | 0% | 0% | 0% | 0% | 0% | 0% | 0% | 0% | 0% | 0% | 0% | 0% | 0% | 100%
EC.14103 | 14103 | EC.14103 OT Data Centre Replacement 2018-23 rev 2 |  | Rev Reset 2018-2023 |  | Non Contingent | Y | Network | Yes | Replacement | 2018-2023 | Kristian Masters |  |  | S (<$1M) | Regulated Capex | Yes |  |  | Telco | 2 | 2021-07-01 | 2023-06-30 | 2023 | [21 empty] | 200000 | [10 empty] | 849655.2432 | [10 empty] | 1049655.2432 | 200000 | 0% | 0% | 0% | 100% | 0% | 0% | 0% | 0% | 0% | 0% | 0% | 0% | 0% | 0% | 0% | 0% | 0% | 0% | 0% | 100%
EC.14104 | 14104 | EC.14104 OT Network Architecture and Security Standards Refresh 2018-23 rev2 |  | Rev Reset 2018-2023 |  | Non Contingent | Y | Network | Yes | Replacement | 2018-2023 | Kristian Masters |  |  | S (<$1M) | Regulated Capex | Yes |  |  | Telco | 2 | 2020-07-01 | 2021-06-30 | 2021 | [21 empty] | 80000 | [10 empty] | 319747.83 | [10 empty] | 399747.83 | 80000 | 0% | 0% | 0% | 100% | 0% | 0% | 0% | 0% | 0% | 0% | 0% | 0% | 0% | 0% | 0% | 0% | 0% | 0% | 0% | 100%
EC.14105 | 14105 | EC.14105 Brinkworth to Waterloo Bearer Replacement rev 4 |  | Rev Reset 2018-2023 | Mid North | Non Contingent | Y | Network | Yes | Replacement | 2018-2023 | Kristian Masters |  |  | L (>$5M) | Regulated Capex | Yes |  |  | Telco | 4 | 2019-07-01 | 2022-06-30 | 2022 | [6 empty] | 127532.0698 |  | 11750 | [5 empty] | 7171039.5876 | 191825.088 | 203279.8807 | 550020.651 | [9 empty] | 10341.3555 | 6894.237 | 11634.0249 | 308.4171 | 0 | 2114725.0305 | [10 empty] | 10399350.342 | 8255447.2771 | 0% | 6.663% | 2.462% | 0% | 0% | 0% | 0% | 0% | 0% | 1.545% | 0% | 0.1423% | 0% | 0% | 0% | 86.86% | 0% | 0% | 2.324% | 100%
EC.14108 | 14108 | EC.14108 Advanced Analytics for Business Intelligence Implementation |  | Rev Reset 2018-2023 |  | Non Contingent | Y | Non Network | Yes | Information Technology | 2018-2023 | Kristian Masters |  |  | S (<$1M) | Regulated Capex | Yes |  |  | ICT | 2 | 2020-03-01 | 2021-10-01 | 2022 | [21 empty] | 0 | [10 empty] | 675000 | [10 empty] | 675000 | 0 | 0% | 0% | 0% | 100% | 0% | 0% | 0% | 0% | 0% | 0% | 0% | 0% | 0% | 0% | 0% | 0% | 0% | 0% | 0% | 100%
EC.14111 | 14111 | EC.14111 Treasury and Risk Systems Refresh |  | Rev Reset 2018-2023 |  | Non Contingent | Y | Non Network | Yes | Information Technology | 2018-2023 | Kristian Masters |  |  | S (<$1M) | Regulated Capex | Yes |  |  | ICT | 2 | 2022-07-01 | 2023-07-24 | 2024 | [21 empty] | 90000 | [10 empty] | 362250 | [10 empty] | 452250 | 90000 | 0% | 0% | 0% | 100% | 0% | 0% | 0% | 0% | 0% | 0% | 0% | 0% | 0% | 0% | 0% | 0% | 0% | 0% | 0% | 100%
EC.14113 | 14113 | EC.14113 Project and Opex Resource Modelling Systems Refresh |  | Rev Reset 2018-2023 |  | Non Contingent | Y | Non Network | Yes | Information Technology | 2018-2023 | Kristian Masters |  |  | S (<$1M) | Regulated Capex | Yes |  |  | ICT | 3 | 2018-07-01 | 2020-09-01 | 2021 | [21 empty] | 52000 | [10 empty] | 208000 | [10 empty] | 260000 | 52000 | 0% | 0% | 0% | 100% | 0% | 0% | 0% | 0% | 0% | 0% | 0% | 0% | 0% | 0% | 0% | 0% | 0% | 0% | 0% | 100%
EC.14115 | 14115 | EC.14115 IT Backup and Archiving Systems Replacement |  | Rev Reset 2018-2023 |  | Non Contingent | Y | Non Network | Yes | Information Technology | 2018-2023 | Kristian Masters |  |  | S (<$1M) | Regulated Capex | Yes |  |  | ICT | 3 | 2019-08-01 | 2021-01-27 | 2021 | [21 empty] | 117800 | [10 empty] | 501874.6437 | [10 empty] | 619674.6437 | 117800 | 0% | 0% | 0% | 100% | 0% | 0% | 0% | 0% | 0% | 0% | 0% | 0% | 0% | 0% | 0% | 0% | 0% | 0% | 0% | 100%
EC.14116 | 14116 | EC.14116 Virtual Application Capability Refresh |  | Rev Reset 2018-2023 |  | Non Contingent | Y | Non Network | Yes | Information Technology | 2018-2023 | Kristian Masters |  |  | S (<$1M) | Regulated Capex | Yes |  |  | ICT | 3 | 2019-05-08 | 2022-03-02 | 2022 | [21 empty] | 152000 | [10 empty] | 648368.3749 | [10 empty] | 800368.3749 | 152000 | 0% | 0% | 0% | 100% | 0% | 0% | 0% | 0% | 0% | 0% | 0% | 0% | 0% | 0% | 0% | 0% | 0% | 0% | 0% | 100%
EC.14118 | 14118 | EC.14118 Database Platform Refresh 19-20 -REV4 |  | Rev Reset 2018-2023 |  | Non Contingent | Y | Non Network | Yes | Information Technology | 2018-2023 | Kristian Masters |  |  | L (>$5M) | Regulated Capex | Yes |  |  | ICT | 4 | 2018-07-01 | 2021-05-04 | 2021 | [21 empty] | 545265 | [10 empty] | 2181557.5613 | [10 empty] | 2726822.5613 | 545265 | 0% | 0% | 0% | 100% | 0% | 0% | 0% | 0% | 0% | 0% | 0% | 0% | 0% | 0% | 0% | 0% | 0% | 0% | 0% | 100%
EC.14121 | 14121 | EC.14121 Project Delivery Optimisation 2 |  | Rev Reset 2018-2023 |  | Non Contingent | Y | Non Network | Yes |  | 2018-2023 | Kristian Masters |  |  | M ($1-$5M) | Regulated Capex | Yes |  |  | Engineering |  | 2019-05-01 | 2020-10-27 | 2021 | [21 empty] | 0 | [10 empty] | 1510742.8533 | [10 empty] | 1510742.8533 | 0 | 0% | 0% | 0% | 0% | 0% | 0% | 0% | 100% | 0% | 0% | 0% | 0% | 0% | 0% | 0% | 0% | 0% | 0% | 0% | 100%
EC.14137 | 14137 | EC.14137 Cultana - Yadnarie F1810 132 kV Line Conductor and Earthwire Refurbishment Live Line Option 3 rev 2 |  | Rev Reset 2018-2023 |  | Non Contingent | Y | Network | Yes | Refurbishment | 2018-2023 | Kristian Masters |  |  | L (>$5M) | Regulated Capex | Yes |  |  | Network |  | 2018-01-01 | 2022-03-31 | 2022 | [8 empty] | 0 | [5 empty] | 0 | 27344228.4015 |  | 0 | [11 empty] | 2509105.5857 | 58011.4504 | 0 | 3762960.4261 | [10 empty] | 33674305.8638 | 27344228.4015 | 0% | 0% | 0% | 0% | 0% | 0% | 0% | 0% | 0% | 0% | 0% | 0% | 0% | 0% | 0% | 0% | 0% | 0% | 100% | 100%
EC.14138 | #N/A | EC.14138 MWPS1 – NWB F1854 132 kV Line Conductor and Earthwire Refurbishment |  | Re Reset 2018-2023 |  | Non Contingent | Y | Network | Yes | Refurbishment | 2018-2023 | Kristian Masters |  |  | L (>$5M) | Regulated Capex | No |  |  |  |  | 2018-01-01 | 2021-03-30 | 2021 | [14 empty] | 1277963.4979 | 10984.32 | [15 empty] | 0 | 230124.6265 | [10 empty] | 1519072.4443 | 1288947.8179 | 0% | 0% | 0% | 0% | 0% | 0% | 0% | 0% | 0% | 0% | 0% | 0% | 0% | 0% | 0% | 99.15% | 0% | 0% | 0.8522% | 100%
EC.14139 | #N/A | EC.14139 MWPS3 – MWPS2 F1849 132 kV Line Conductor and Earthwire Refurbishment |  | Rev Reset 2018-2023 |  | Non Contingent | Y | Network | Yes | Refurbishment | 2018-2023 | Kristian Masters |  |  | M ($1-$5M) | Regulated Capex | Yes |  |  | Network |  | 2018-01-01 | 2021-03-30 | 2021 | [14 empty] | 3288995.9338 | 18942.6 | [15 empty] | 0 | 590588.7802 | [10 empty] | 3898527.314 | 3307938.5338 | 0% | 0% | 0% | 0% | 0% | 0% | 0% | 0% | 0% | 0% | 0% | 0% | 0% | 0% | 0% | 99.43% | 0% | 0% | 0.5726% | 100%
EC.14140 | #N/A | EC.14140 MWPS4 - Robertstown F1855 132 kV Line Conductor and Earthwire Refurbishment |  | Rev Reset 2018-2023 |  | Non Contingent | Y | Network | Yes | Refurbishment | 2018-2023 | Kristian Masters |  |  | M ($1-$5M) | Regulated Capex | Yes |  |  | Network |  | 2018-01-01 | 2020-03-30 | 2020 | [14 empty] | 1320154.7934 | 12154.32 | [15 empty] | 0 | 237866.2137 | [10 empty] | 1570175.327 | 1332309.1134 | 0% | 0% | 0% | 0% | 0% | 0% | 0% | 0% | 0% | 0% | 0% | 0% | 0% | 0% | 0% | 99.09% | 0% | 0% | 0.9123% | 100%
EC.14141 | #N/A | EC.14141 MWPS2 – MWPS1 F1853 132 kV Line Conductor and Earthwire Refurbishment |  | Rev Reset 2018-2023 |  | Non Contingent | Y | Network | Yes | Refurbishment | 2018-2023 | Kristian Masters |  |  | M ($1-$5M) | Regulated Capex | Yes |  |  | Network |  | 2018-01-01 | 2021-03-30 | 2021 | [14 empty] | 3294297.0137 | 21982.32 | [15 empty] | 0 | 592077.92 | [10 empty] | 3908357.2537 | 3316279.3337 | 0% | 0% | 0% | 0% | 0% | 0% | 0% | 0% | 0% | 0% | 0% | 0% | 0% | 0% | 0% | 99.34% | 0% | 0% | 0.6629% | 100%
EC.14142 | #N/A | EC.14142 Robertstown – MWPS3 F1847 132 kV Line Conductor and Earthwire Refurbishment |  | Rev Reset 2018-2023 |  | Non Contingent | Y | Network | Yes | Refurbishment | 2018-2023 | Kristian Masters |  |  | M ($1-$5M) | Regulated Capex | Yes |  |  | Network |  | 2018-01-01 | 2021-03-30 | 2021 | [14 empty] | 1301220.0934 | 11530.32 | [15 empty] | 0 | 234374.2659 | [10 empty] | 1547124.6792 | 1312750.4134 | 0% | 0% | 0% | 0% | 0% | 0% | 0% | 0% | 0% | 0% | 0% | 0% | 0% | 0% | 0% | 99.12% | 0% | 0% | 0.8783% | 100%
EC.14143 | #N/A | EC.14143 Waterloo – Waterloo East F1806 132 kV Line Conductor and Earthwire Refurbishment |  | Rev Reset 2018-2023 |  | Non Contingent | Y | Network | Yes | Refurbishment | 2018-2023 | Kristian Masters |  |  | M ($1-$5M) | Regulated Capex | Yes |  |  | Network |  | 2021-01-01 | 2023-03-30 | 2023 | [14 empty] | 1329863.2434 | 11452.32 | [15 empty] | 0 | 239474.1965 | [10 empty] | 1580789.7599 | 1341315.5634 | 0% | 0% | 0% | 0% | 0% | 0% | 0% | 0% | 0% | 0% | 0% | 0% | 0% | 0% | 0% | 99.15% | 0% | 0% | 0.8538% | 100%
EC.14144 | #N/A | EC.14144 Waterloo East - MWPS4 F1888 132 kV Line Conductor and Earthwire Refurbishment |  | Rev Reset 2018-2023 |  | Non Contingent | Y | Network | Yes | Refurbishment | 2018-2023 | Kristian Masters |  |  | M ($1-$5M) | Regulated Capex | Yes |  |  | Network |  | 2018-01-01 | 2020-03-30 | 2020 | [14 empty] | 2147001.4299 | 13324.32 | [15 empty] | 0 | 385697.6593 | [10 empty] | 2546023.4092 | 2160325.7499 | 0% | 0% | 0% | 0% | 0% | 0% | 0% | 0% | 0% | 0% | 0% | 0% | 0% | 0% | 0% | 99.38% | 0% | 0% | 0.6168% | 100%
EC.14145 | 14145 | EC.14145 Yadnarie – Port Lincoln F1811 132 kV Line Conductor and Earthwire Refurbishment Option 3 rev 2 |  | Rev Reset 2018-2023 |  | Non Contingent | Y | Network | Yes | Refurbishment | 2018-2023 | Kristian Masters |  |  | L (>$5M) | Regulated Capex | Yes |  |  | Network | 2 | 2018-01-01 | 2023-03-30 | 2023 | [8 empty] | 0 | [5 empty] | 0 | 29930532.4675 |  | 0 | [11 empty] | 2963735.39 | 68522.6599 | 0 | 3181509.8458 | [10 empty] | 36144300.3632 | 29930532.4675 | 0% | 0% | 0% | 0% | 0% | 0% | 0% | 0% | 0% | 0% | 0% | 0% | 0% | 0% | 0% | 0% | 0% | 0% | 100% | 100%
EC.14146 | #N/A | EC.14146 Cherry Gardens - Happy Valley F1906 275kV Line Insulator Systems Refurbishment - Rev 1 |  | Line Refurbishment | Near Metropolitan | Non Contingent | Y | Network | Yes | Refurbishment | 2018-2023 | Jeff Ashworth |  |  | M ($1-$5M) | Regulated Capex | Yes |  |  | Network | Rev 1 | 2017-07-03 | 2019-06-28 | 2019 | No | Weighted Average | No | [12 empty] | 851198.72 | [11 empty] | 68350.308 | 45566.872 | 76894.0965 | 1777.82 | 0 | 186354.5429 | [10 empty] | 1230142.3594 | 851198.72 | 0% | 0% | 0% | 0% | 0% | 0% | 0% | 0% | 0% | 0% | 0% | 0% | 0% | 0% | 0% | 0% | 0% | 0% | 100% | 100%
EC.14147 | #N/A | EC.14147 TIPS - New Osborne No3 F1714 66 kV Line Insulator Systems Refurbishment - Rev 1 |  | Line Refurbishment | Near Metropolitan | Non Contingent | Y | Network | Yes | Refurbishment | 2018-2023 | Jeff Ashworth |  |  | S (<$1M) | Regulated Capex | Yes |  |  | Network | Rev 1 | 2017-07-03 | 2019-10-10 | 2020 | No | Weighted Average | No | [12 empty] | 509023.52 | [11 empty] | 28895.178 | 19263.452 | 32507.0753 | 751.5756 | 0 | 105415.4147 | [10 empty] | 695856.2156 | 509023.52 | 0% | 0% | 0% | 0% | 0% | 0% | 0% | 0% | 0% | 0% | 0% | 0% | 0% | 0% | 0% | 0% | 0% | 0% | 100% | 100%
EC.14148 | #N/A | EC.14148 TIPS - New Osborne No4 F1715 66 kV Line Insulator Systems Refurbishment - Rev 1 |  | Line Refurbishment | Near Metropolitan | Non Contingent | Y | Network | Yes | Refurbishment | 2018-2023 | Jeff Ashworth |  |  | S (<$1M) | Regulated Capex | Yes |  |  | Network | Rev 1 | 2017-07-03 | 2019-10-10 | 2020 | No | Weighted Average | Yes | [12 empty] | 509023.52 | [11 empty] | 28895.178 | 19263.452 | 32507.0753 | 751.5756 | 0 | 105415.4147 | [10 empty] | 695856.2156 | 509023.52 | 0% | 0% | 0% | 0% | 0% | 0% | 0% | 0% | 0% | 0% | 0% | 0% | 0% | 0% | 0% | 0% | 0% | 0% | 100% | 100%
EC.14149 | #N/A | EC.14149 Waterloo – Mintaro F1805 132 kV Line Insulator Systems Refurbishment - Rev 1 |  | Line Refurbishment | Mid North | Non Contingent | Y | Network | Yes | Refurbishment | 2018-2023 | Jeff Ashworth |  |  | M ($1-$5M) | Regulated Capex | Yes |  |  | Network | Rev 1 | 2017-07-03 | 2022-10-10 | 2023 | No | Weighted Average | No | [12 empty] | 1730121.28 | [11 empty] | 117642.192 | 78428.128 | 132347.466 | 3059.9224 | 0 | 368071.2986 | [10 empty] | 2429670.287 | 1730121.28 | 0% | 0% | 0% | 0% | 0% | 0% | 0% | 0% | 0% | 0% | 0% | 0% | 0% | 0% | 0% | 0% | 0% | 0% | 100% | 100%
EC.14150 | #N/A | EC.14150 Davenport - Leigh Creek F1813 132 kV Line Insulator Systems Refurbishment - Rev 1 |  | Line Refurbishment | Far North | Non Contingent | Y | Network | Yes | Refurbishment | 2018-2023 | Jeff Ashworth |  |  | M ($1-$5M) | Regulated Capex | Yes |  |  | Network | Rev 1 | 2017-07-03 | 2022-10-10 | 2023 | No | Weighted Average | No | [12 empty] | 1010042 | [11 empty] | 75463.05 | 50308.7 | 84895.9312 | 1962.8254 | 0 | 218292.0441 | [10 empty] | 1440964.5507 | 1010042 | 0% | 0% | 0% | 0% | 0% | 0% | 0% | 0% | 0% | 0% | 0% | 0% | 0% | 0% | 0% | 0% | 0% | 0% | 100% | 100%
EC.14151 | #N/A | EC.14151 NWB - Monash No1 F1820 132 kV Line Insulator Systems Refurbishment - Rev 1 |  | Line Refurbishment | Riverland | Non Contingent | Y | Network | Yes | Refurbishment | 2018-2023 | Jeff Ashworth |  |  | L (>$5M) | Regulated Capex | Yes |  |  | Network | Rev 1 | 2017-07-03 | 2022-10-10 | 2023 | No | Weighted Average | No | [12 empty] | 7649820.92 | [11 empty] | 500664.888 | 333776.592 | 563247.999 | 13022.5023 | 0 | 1617638.6047 | [10 empty] | 10678171.5061 | 7649820.92 | 0% | 0% | 0% | 0% | 0% | 0% | 0% | 0% | 0% | 0% | 0% | 0% | 0% | 0% | 0% | 0% | 0% | 0% | 100% | 100%
EC.14152 | #N/A | EC.14152 Keith - Kincraig F1828 132 kV Line Insulator Systems Refurbishment - Rev 1 |  | Line Refurbishment | South East | Non Contingent | Y | Network | Yes | Refurbishment | 2018-2023 | Jeff Ashworth |  |  | L (>$5M) | Regulated Capex | Yes |  |  | Network | Rev 1 | 2017-07-03 | 2021-10-08 | 2022 | No | Weighted Average | No | [12 empty] | 6351868.36 | [11 empty] | 423934.254 | 282622.836 | 476926.0358 | 11026.7066 | 0 | 1347306.2592 | [10 empty] | 8893684.4515 | 6351868.36 | 0% | 0% | 0% | 0% | 0% | 0% | 0% | 0% | 0% | 0% | 0% | 0% | 0% | 0% | 0% | 0% | 0% | 0% | 100% | 100%
EC.14153 | #N/A | EC.14153 South East - Mount Gambier F1829 132 kV Line Insulator Systems Refurbishment - Rev 1 |  | Line Refurbishment | South East | Non Contingent | Y | Network | Yes | Refurbishment | 2018-2023 | Jeff Ashworth |  |  | M ($1-$5M) | Regulated Capex | Yes |  |  | Network | Rev 1 | 2017-07-03 | 2021-10-08 | 2022 | No | Weighted Average | No | [12 empty] | 1229836.76 | [11 empty] | 87716.514 | 58477.676 | 98681.0783 | 2281.5431 | 0 | 263697.7147 | [10 empty] | 1740691.286 | 1229836.76 | 0% | 0% | 0% | 0% | 0% | 0% | 0% | 0% | 0% | 0% | 0% | 0% | 0% | 0% | 0% | 0% | 0% | 0% | 100% | 100%
EC.14154 | #N/A | EC.14154 Kincraig - Penola West F1831 132 kV Line Insulator Systems Refurbishment - Rev 1 |  | Line Refurbishment | South East | Non Contingent | Y | Network | Yes | Refurbishment | 2018-2023 | Jeff Ashworth |  |  | L (>$5M) | Regulated Capex | Yes |  |  | Network | Rev 1 | 2017-07-03 | 2021-10-08 | 2022 | No | Weighted Average | No | [12 empty] | 3747418.24 | [11 empty] | 259045.236 | 172696.824 | 291425.8905 | 6737.8745 | 0 | 799367.1379 | [10 empty] | 5276691.2029 | 3747418.24 | 0% | 0% | 0% | 0% | 0% | 0% | 0% | 0% | 0% | 0% | 0% | 0% | 0% | 0% | 0% | 0% | 0% | 0% | 100% | 100%
EC.14155 | 14155 | EC.14155 MBHPS3-Kanmantoo-Back Callington F1850 132 kV Line Insulator Systems Refurbishment - Rev 2 |  | Line Refurbishment | Eastern Hills | Non Contingent | Y | Network | Yes | Refurbishment | 2018-2023 | Jeff Ashworth |  |  | M ($1-$5M) | Regulated Capex | Yes |  |  | Network | Rev 2 | 2017-07-03 | 2019-06-28 | 2019 | No | Weighted Average | No | [12 empty] | 565388.04 | [11 empty] | 43666.206 | 29110.804 | 49124.4818 | 1135.7762 | 0 | 122909.2556 | [10 empty] | 811334.5636 | 565388.04 | 0% | 0% | 0% | 0% | 0% | 0% | 0% | 0% | 0% | 0% | 0% | 0% | 0% | 0% | 0% | 0% | 0% | 0% | 100% | 100%
EC.14156 | #N/A | EC.14156 Pelican Point – PGW F1901 275 kV Line Insulator Systems Refurbishment - Rev 1 |  | Line Refurbishment | Near Metropolitan | Non Contingent | Y | Network | Yes | Refurbishment | 2018-2023 | Jeff Ashworth |  |  | M ($1-$5M) | Regulated Capex | Yes |  |  | Network | Rev 1 | 2017-07-03 | 2020-10-09 | 2021 | No | Weighted Average | No | [12 empty] | 875299.92 | [11 empty] | 70122.738 | 46748.492 | 78888.0803 | 1823.9216 | 0 | 191549.1311 | [10 empty] | 1264432.283 | 875299.92 | 0% | 0% | 0% | 0% | 0% | 0% | 0% | 0% | 0% | 0% | 0% | 0% | 0% | 0% | 0% | 0% | 0% | 0% | 100% | 100%
EC.14157 | #N/A | EC.14157 TIPS - Para No4 F1902 275 kV Line Insulator Systems Refurbishment - Rev 1 |  | Line Refurbishment | Near Metropolitan | Non Contingent | Y | Network | Yes | Refurbishment | 2018-2023 | Jeff Ashworth |  |  | M ($1-$5M) | Regulated Capex | Yes |  |  | Network | Rev 1 | 2017-07-03 | 2019-06-28 | 2019 | No | Weighted Average | No | [12 empty] | 2062521.14 | [11 empty] | 145166.421 | 96777.614 | 163312.2236 | 3775.8391 | 0 | 441263.2209 | [10 empty] | 2912816.4586 | 2062521.14 | 0% | 0% | 0% | 0% | 0% | 0% | 0% | 0% | 0% | 0% | 0% | 0% | 0% | 0% | 0% | 0% | 0% | 0% | 100% | 100%
EC.14158 | #N/A | EC.14158 TIPS - Cherry Gardens F1903 275kV Line Insulator Systems Refurbishment - Rev 2 |  | Line Refurbishment | Near Metropolitan | Non Contingent | Y | Network | Yes | Refurbishment | 2018-2023 | Jeff Ashworth |  |  | L (>$5M) | Regulated Capex | Yes |  |  | Network | Rev 2 | 2017-07-03 | 2020-06-30 | 2020 | No | Weighted Average | No | [12 empty] | 4243851.28 | [11 empty] | 288899.442 | 192599.628 | 325011.8723 | 7514.3949 | 0 | 903017.1363 | [10 empty] | 5960893.7534 | 4243851.28 | 0% | 0% | 0% | 0% | 0% | 0% | 0% | 0% | 0% | 0% | 0% | 0% | 0% | 0% | 0% | 0% | 0% | 0% | 100% | 100%
EC.14159 | #N/A | EC.14159 TIPS - Magill F1912 275 kV Line Insulator Systems Refurbishment - Rev 1 |  | Line Refurbishment | Near Metropolitan | Non Contingent | Y | Network | Yes | Refurbishment | 2018-2023 | Jeff Ashworth |  |  | M ($1-$5M) | Regulated Capex | Yes |  |  | Network | Rev 1 | 2017-07-03 | 2021-06-30 | 2021 | No | Weighted Average | No | [12 empty] | 3453360.64 | [11 empty] | 237279.096 | 158186.064 | 266938.983 | 6171.7282 | 0 | 735917.3792 | [10 empty] | 4857853.8903 | 3453360.64 | 0% | 0% | 0% | 0% | 0% | 0% | 0% | 0% | 0% | 0% | 0% | 0% | 0% | 0% | 0% | 0% | 0% | 0% | 100% | 100%
EC.14160 | #N/A | EC.14160 Para - Tungkillo F1921 275 kV Line Insulator Systems Refurbishment - Rev 1 |  | Line Refurbishment | Near Metropolitan | Non Contingent | Y | Network | Yes | Refurbishment | 2018-2023 | Jeff Ashworth |  |  | M ($1-$5M) | Regulated Capex | Yes |  |  | Network | Rev 1 | 2017-07-03 | 2021-06-30 | 2021 | No | Weighted Average | No | [12 empty] | 2671621.6 | [11 empty] | 185850.99 | 123900.66 | 209082.3638 | 4834.0617 | 0 | 570476.8128 | [10 empty] | 3765766.4883 | 2671621.6 | 0% | 0% | 0% | 0% | 0% | 0% | 0% | 0% | 0% | 0% | 0% | 0% | 0% | 0% | 0% | 0% | 0% | 0% | 100% | 100%
EC.14161 | #N/A | EC.14161 PGW - Para F1940 275 kV Line Insulator Systems Refurbishment - Rev 1 |  | Line Refurbishment | Near Metropolitan | Non Contingent | Y | Network | Yes | Refurbishment | 2018-2023 | Jeff Ashworth |  |  | M ($1-$5M) | Regulated Capex | Yes |  |  | Network | Rev 1 | 2017-07-03 | 2020-06-30 | 2020 | No | Weighted Average | No | [12 empty] | 1552770.92 | [11 empty] | 109912.638 | 73275.092 | 123651.7178 | 2858.8735 | 0 | 332519.3096 | [10 empty] | 2194988.5508 | 1552770.92 | 0% | 0% | 0% | 0% | 0% | 0% | 0% | 0% | 0% | 0% | 0% | 0% | 0% | 0% | 0% | 0% | 0% | 0% | 100% | 100%
EC.14162 | #N/A | EC.14162 Para – Robertstown F1945 275 kV Line Insulator Systems Refurbishment - Rev 2 |  | Line Refurbishment | Near Metropolitan | Non Contingent | Y | Network | Yes | Refurbishment | 2018-2023 | Jeff Ashworth |  |  | S (<$1M) | Regulated Capex | Yes |  |  | Network | Rev 2 | 2017-07-03 | 2020-10-09 | 2021 | No | Weighted Average | No | [12 empty] | 514832.8 | [11 empty] | 53764.17 | 35842.78 | 60484.6913 | 1398.4285 | 0 | 118963.1569 | [10 empty] | 785286.0266 | 514832.8 | 0% | 0% | 0% | 0% | 0% | 0% | 0% | 0% | 0% | 0% | 0% | 0% | 0% | 0% | 0% | 0% | 0% | 0% | 100% | 100%
EC.14163 | #N/A | EC.14163 Para – Munno Para F1956 275 kV Line Insulator Systems Refurbishment - Rev 2 |  | Line Refurbishment | Near Metropolitan | Non Contingent | Y | Network | Yes | Refurbishment | 2018-2023 | Jeff Ashworth |  |  | S (<$1M) | Regulated Capex | Yes |  |  | Network | Rev 2 | 2017-07-03 | 2020-10-09 | 2021 |  | Weighted Average | No | [12 empty] | 397094.9 | [11 empty] | 36326.235 | 24217.49 | 40867.0144 | 944.8605 | 0 | 89170.297 | [10 empty] | 588620.7969 | 397094.9 | 0% | 0% | 0% | 0% | 0% | 0% | 0% | 0% | 0% | 0% | 0% | 0% | 0% | 0% | 0% | 0% | 0% | 0% | 100% | 100%
EC.14170 | 14170 | EC14170 Kilburn Substation Emergency Bypass |  | Rev Reset 2018-2023 | Main Grid | Non Contingent | Y | Network | Yes | Security/Compliance | 2018-2023 | Kristian Masters |  | Level A | S (<$1M) | Regulated Capex | Yes |  |  | Network |  | 2018-07-02 | 2019-06-28 | 2019 | [14 empty] | 25000 | [17 empty] | 101907.5521 | [10 empty] | 126907.5521 | 25000 | 0% | 0% | 0% | 0% | 0% | 0% | 0% | 0% | 0% | 0% | 0% | 0% | 0% | 0% | 0% | 100% | 0% | 0% | 0% | 100%
EC.14176 | 14176 | EC.14176 Surge Arrestor Unit Asset Replacement 2018-23 rev3 (wo stand& exc 11 extra SA) |  | Rev Reset 2018-2023 |  | Non Contingent | Y | Network | Yes | Replacement | 2018-2023 | Rachelle Gansan |  | Level A | M ($1-$5M) | Regulated Capex |  |  |  | Network | 3 | 2018-07-05 | 2023-06-27 | 2023 | [6 empty] | 1459312.3068 | [20 empty] | 129194.638 | 86129.7587 | 145343.9677 | 5004.9468 | 82112.1996 | 475672.3795 | [10 empty] | 2382770.1971 | 1459312.3068 | 0% | 0% | 0% | 0% | 0% | 0% | 0% | 0% | 0% | 100% | 0% | 0% | 0% | 0% | 0% | 0% | 0% | 0% | 0% | 100%
EC.14180 | 14180 | EC.14180 Pimba Telecoms Bearer rev 2 |  |  |  | Non Contingent | Y | Network |  | Augmentation | 2018-2023 | Kristian Masters |  |  | M ($1-$5M) | Regulated Capex |  |  |  | Telco | 2 | 2019-12-02 | 2022-09-08 | 2020 | [10 empty] | 57750 | [5 empty] | 813417.1317 | 1127857.0494 | [9 empty] | 299853.6272 | 199902.4181 | 337335.3306 | 7799.3178 | 0 | 726812.1206 | [10 empty] | 3570726.9954 | 1999024.1811 | 0% | 56.42% | 40.69% | 0% | 0% | 0% | 0% | 0% | 0% | 0% | 0% | 0% | 2.889% | 0% | 0% | 0% | 0% | 0% | 0% | 100%
EC.14182 | 14182 | EC.14182 South East SVC Computer Control System Replacement Rev 3 |  |  |  | Non Contingent | Y | Network | Yes | Refurbishment | 2018-2023 | Rachelle Gansan |  |  | M ($1-$5M) | Regulated Capex |  |  |  | Network | 3 | 2020-07-01 | 2022-06-30 | 2022 | No | [5 empty] | 14160 |  | 60000 |  |  | 3131051 | [15 empty] | 37181.65 |  | 21923.0077 | 8976.8681 | 0 | 991292.3001 | [10 empty] | 4264584.8259 | 3205211 | 0% | 0% | 0% | 0% | 0% | 0% | 0% | 0% | 0% | 0.4418% | 0% | 1.872% | 0% | 0% | 97.69% | 0% | 0% | 0% | 0% | 100%
EC.14193 | #N/A | EC.14193 Transformer GIC Monitoring |  | Rev Reset 2018-2023 |  | Non Contingent | Y | Network | Yes | Security/Compliance | 2018-2023 | Kristian Masters |  |  | S (<$1M) | Regulated Capex | Yes |  |  | Network |  | 2018-02-01 | 2019-06-25 | 2019 | [6 empty] | 14160 |  |  |  |  | 186000 |  | 15000 | [13 empty] | 32274 | 21516 | 36308.25 | 839.4602 | 0 | 92699.4153 | [10 empty] | 398797.1255 | 215160 | 0% | 0% | 0% | 0% | 0% | 0% | 0% | 0% | 0% | 6.581% | 0% | 0% | 0% | 0% | 86.45% | 0% | 6.972% | 0% | 0% | 100%
EC.14202 | #N/A | EC.14202 Revenue Meter Replacement 2018-23 |  | Rev Reset 2018-2023 |  | Non Contingent | Y | Network | Yes | Refurbishment | 2018-2023 | Rachelle Gansan |  | Level A | M ($1-$5M) | Regulated Capex |  |  |  | Network |  | 2020-07-01 | 2023-02-07 | 2023 | No | [10 empty] | 443549.64 |  |  |  |  | 143999.9993 | [10 empty] | 88132.4459 | 58754.9639 | 99149.0016 | 2292.3616 | 60965.0099 | 271602.3612 | [10 empty] | 1168445.7834 | 587549.6392 | 0% | 0% | 24.51% | 0% | 0% | 0% | 0% | 0% | 0% | 0% | 0% | 0% | 0% | 0% | 75.49% | 0% | 0% | 0% | 0% | 100%
EC.14205 | #N/A | EC.14205 Secondary Systems Product Evaluation 2018-2023 |  | Rev Reset 2018-2023 |  | Non Contingent | Y | Non Network | Yes | Replacement | 2018-2023 | Kristian Masters |  | Level A | M ($1-$5M) | Regulated Capex | Yes |  |  | Network |  | 2018-07-02 | 2023-06-08 | 2023 | No | [10 empty] | 340000 | [9 empty] | 0 | [10 empty] | 1551163.0217 | [10 empty] | 1891163.0217 | 340000 | 0% | 0% | 0% | 0% | 0% | 0% | 0% | 0% | 0% | 0% | 0% | 0% | 0% | 0% | 100% | 0% | 0% | 0% | 0% | 100%
EC.14209 | #N/A | EC.14209 Substation Improvements for System Black Conditions rev 3 |  | Rev Reset 2018-2023 |  | Non Contingent | Y | Network | Yes | Security/Compliance | 2018-2023 | Rachelle Gansan |  | Level A | L (>$5M) | Regulated Capex |  |  |  | Network | 3 | 2018-07-02 | 2019-10-31 | 2020 | No | [7 empty] | 1910000 | 39000 | [17 empty] | 198000 | 92000 | 155250 | 3589.4375 | 178600 | 1401151.1221 | [8 empty] | 3140000 |  | 7117590.5596 | 1949000 | 0% | 0% | 0% | 0% | 0% | 0% | 0% | 0% | 0% | 0% | 2.001% | 98% | 0% | 0% | 0% | 0% | 0% | 0% | 0% | 100%
EC.14214 | #N/A | EC.14214 Transmission Line Access Track Upgrade rev3 (based on 10km access track at F1810) |  | Rev Reset 2018-2023 |  | Non Contingent | Y | Network | Yes | Security/Compliance | 2018-2023 | Rachelle Gansan |  | Level A | M ($1-$5M) | Regulated Capex |  |  |  | Network | 3 | 2018-07-02 | 2020-01-01 | 2020 | No | [7 empty] | 2166900 | [18 empty] | 325035 |  | 336411.225 | 7777.9521 | 216690 | 316442.6671 | [10 empty] | 3369256.8442 | 2166900 | 0% | 0% | 0% | 0% | 0% | 0% | 0% | 0% | 0% | 0% | 0% | 100% | 0% | 0% | 0% | 0% | 0% | 0% | 0% | 100%
EC.14215 | #N/A | EC.14215 Para 275kV 50MVar Reactor - Copy |  | Rev Reset |  | Non Contingent | Y | Network | Yes | Security/Compliance | 2018-2023 | Kristian Masters |  |  | M ($1-$5M) | Regulated Capex | Yes |  |  | Network |  | 2020-07-01 | 2023-02-07 | 2023 | [44 empty] | 0 | 0% | 0% | 0.99% | 0% | 0% | 0% | 0% | 0% | 0% | 79.7% | 0% | 13.31% | 0% | 0% | 5.009% | 0.66% | 0.33% | 0% | 0% | 100%
EC.14216 | #N/A | EC.14216 Blythe West 275kV 50MVar Reactor |  | Rev Reset 2018-2023 |  | Non Contingent | Y | Network | Yes | Security/Compliance | 2018-2023 | Kristian Masters |  | Level A | M ($1-$5M) | Regulated Capex | Yes |  |  | Network |  | 2019-02-01 | 2021-09-09 | 2022 |  |  |  |  | 130005 | 1500000 | 785152.3197 |  | 403433.4469 |  |  | 151800.005 |  | 10000 | 20000 |  | 30000 | [10 empty] | 173564.9103 | 115709.9402 | 195260.5241 | 9446.0469 | 0 | 620303.3141 | [10 empty] | 4144675.5071 | 3030390.7716 | 0% | 0% | 0.99% | 0% | 0% | 0% | 0% | 0% | 0% | 79.7% | 0% | 13.31% | 0% | 0% | 5.009% | 0.66% | 0.33% | 0% | 0% | 100%
EC.10344 | 10344 | EC.10344 Black Range Series 132kV Series Compensation - Option B - Rev 11 |  | Compensation Site | South East |  | Y | Non Network | No | Augmentation | 2013-2018 | Jeff Ashworth | Dorin Costan | Approved (Phase 3/4) | L (>$5M) | Regulated Capex |  |  |  | Network | 11 | 2013-08-09 | 2016-07-19 |  |  |  |  | 13280000 | 66666.66 |  | 1359510.6673 |  | 4881353.3687 | 715601.4345 | 596749.9999 | 2239999.9999 |  |  | 1011689.9944 |  | 825722.6255 | 1209563.5745 | 160000 | [8 empty] | 613896.0227 | 409264.0109 | 690633.0244 | 46256.7913 | 1053078.0552 | [9 empty] | 2700000 |  | 31859986.2291 | 26346858.3247 | 0% | 4.591% | 3.134% | 0% | 0% | 0.6073% | 0% | 0% | 0% | 55.82% | 2.716% | 18.53% | 2.265% | 0% | 8.502% | 3.84% | 0% | 0% | 0% | 100%
EC.10517 | 10517 | EC.10517 South East CB Upgrade Compliance and Security - Rev 17 |  | Revenue Reset 2013-2018 | South East | Non Contingent | Y | Network | Yes | Security/Compliance | 2013-2018 |  |  | Created (Phase 0) | L (>$5M) | Regulated Capex | Yes |  |  | Network | 17 | 2015-07-01 | 2017-09-26 | 2017 |  | Weighted Average | Yes |  |  |  | 2414631.9943 |  | 254700 |  |  | 1026400.015 |  |  | 413226 |  | 200000 | [10 empty] | 400289.9126 | 266859.9417 | 450326.1517 | 14358.9435 | 431039.9126 | 141670.8218 | 113336.6574 | 56668.3287 | 170004.9861 | 85002.4931 | 170004.9861 | 113336.6574 |  |  |  |  | 6721857.8022 | 4308958.0093 | 0% | 0% | 4.641% | 0% | 0% | 0% | 0% | 0% | 0% | 56.04% | 0% | 5.911% | 0% | 0% | 23.82% | 9.59% | 0% | 0% | 0% | 100%
EC.10703 | 10703 | EC.10703 Para SVC Secondary System Replacement - rev 8 BP072013 |  | Revenue Reset 2013-2018 | Main Grid | Non Contingent | Y | Network | Yes | Replacement | 2013-2018 |  |  | Level A | L (>$5M) | Regulated Capex | Yes |  |  | Network | 8 | 2014-11-01 | 2018-05-04 | 2018 | No | Weighted Average | Yes | [5 empty] | 259250 |  |  | 10663331 | [17 empty] | 1474548.435 | 34092.1059 |  | 310780.5385 | 248624.4308 | 124312.2154 | 372936.6462 | 186468.3231 | 372936.6462 | 248624.4308 |  |  |  |  | 14295904.7721 | 10922581 | 0% | 0% | 0% | 0% | 0% | 0% | 0% | 0% | 0% | 0% | 0% | 2.374% | 0% | 0% | 97.63% | 0% | 0% | 0% | 0% | 100%
EC.11134 | 11134 | EC.11134 Integrated Budgeting and Forecasting |  | Rev Reset 2013-2018 |  | Non Contingent | Y | Non Network | Yes | Information Technology | 2013-2018 | Kristian Masters |  |  | S (<$1M) | Regulated Capex | Yes |  |  | ICT |  | 2016-07-01 | 2017-06-13 | 2017 | [21 empty] | 0 | [10 empty] | 800000 | [10 empty] | 800000 | 0 | 0% | 0% | 0% | 100% | 0% | 0% | 0% | 0% | 0% | 0% | 0% | 0% | 0% | 0% | 0% | 0% | 0% | 0% | 0% | 100%
EC.11316 | 11316 | EC.11316 SA Water Pump Stations Replacement (8 sites) level 2 Umbrella - rev 1 |  |  | Riverland | Non Contingent | Y | Network | Yes | Replacement | 2013-2018 | Kristian Masters | Michael Forder | Concept Endorsed (Phase 2) | L (>$5M) | Regulated Capex | Yes |  |  | Network | 1 | 2012-01-31 | 2020-01-07 | 2016 | Yes |  |  |  | 9644239.2 | 59040 | 8215206.9562 |  | 8794358.9375 | 2166280 | 638684.9999 | 12049555.1851 |  | 2274600 | 2593899.0988 |  | 7763314.6114 | 1149076.6316 |  | 65000 | [7 empty] | 5794027.6809 | 3971560.7206 | 6518281.141 | 194723.4442 | 1908314.3232 | 10560319 | 5204173 |  | 1511378 | 351636 |  |  | 9280000 | 2244800 |  | 2525134 | 105477602.9307 | 55413255.6207 | 0% | 2.074% | 14.01% | 0% | 0.1173% | 0% | 0% | 0% | 0% | 32.34% | 3.909% | 15.87% | 1.153% | 0% | 21.74% | 4.681% | 4.105% | 0% | 0% | 100%
EC.11379 | 11379 | EC.11379 Energy Management System Upgrade 1 - Level 1 - rev 5 |  |  |  | Non Contingent | Y | Non Network | Yes | Information Technology | 2013-2018 | Claudia Sakamoto |  | Level A | S (<$1M) | Regulated Capex | Yes |  |  | ICT | 4 | 2016-03-01 | 2017-11-21 | 2017 | Not applicable | [31 empty] | 3431793.8882 | [10 empty] | 3431793.8882 | 0 | 0% | 0% | 0% | 100% | 0% | 0% | 0% | 0% | 0% | 0% | 0% | 0% | 0% | 0% | 0% | 0% | 0% | 0% | 0% | 100%
EC.11399 | 11399 | EC.11399 Risk Management System rev 1 |  |  | Main Grid | Non Contingent | Y | Non Network | No | Other | 2013-2018 | Claudia Sakamoto | Maya Lothian | Concept Endorsed (Phase 2) | S (<$1M) | Regulated Capex | Yes | Other | Medium | ICT | 1 |  |  | 2016 | No | CPI | No | [41 empty] | 0 | 0% | 0% | 0% | 100% | 0% | 0% | 0% | 0% | 0% | 0% | 0% | 0% | 0% | 0% | 0% | 0% | 0% | 0% | 0% | 100%
EC.11426 | 11426 | EC.11426 NCIPAP 4 Waterloo East to Robertstown 132kV Line Uprate rev 1 |  |  |  | Non Contingent | Y | Network |  | Other | 2013-2018 | Kristian Masters |  |  | S (<$1M) | Regulated Capex | Yes |  |  | Network | 1 | 2016-07-01 | 2018-06-29 | 2018 | [6 empty] | 32860 |  |  |  |  | 20000 |  |  | 448498.6041 | 112276.01 | [11 empty] | 240845.1921 | 72563.4614 | 90704.3268 | 2798.8059 | 0 | 303661.3624 | [10 empty] | 1324207.7626 | 613634.6141 | 0% | 0% | 0% | 0% | 0% | 0% | 0% | 0% | 0% | 5.355% | 0% | 0% | 0% | 0% | 3.259% | 73.09% | 0% | 0% | 18.3% | 100%
EC.11437 | 11437 | EC.11437 BUCC Refurishment - Rev 2 BP072013 |  | BUCC Refurishment | Near Metropolitan | Non Contingent | Y | Network | Yes | Replacement | 2013-2018 |  |  |  | S (<$1M) | Regulated Capex | Yes |  |  | Operations | 2 | 2013-07-01 | 2014-07-11 | 2014 | No | CPI | No | [18 empty] | 80000 | 120000 | [20 empty] | 200000 | 200000 | 0% | 0% | 0% | 100% | 0% | 0% | 0% | 0% | 0% | 0% | 0% | 0% | 0% | 0% | 0% | 0% | 0% | 0% | 0% | 100%
EC.11439 | 11439 | EC.11439 Emergency Supplies 300 Pirie St rev1 BP072013 |  | Revenue Reset 2013-2018 | Near Metropolitan | Non Contingent | Y | Non Network | Yes | Facilities | 2013-2018 | Jeff Ashworth |  |  | S (<$1M) | Regulated Capex |  | Other |  | Facilities | 1 | 2013-07-01 | 2014-05-12 | 2014 | Not applicable | CPI | No | [17 empty] | 50000 | [22 empty] | 50000 | 50000 | 100% | 0% | 0% | 0% | 0% | 0% | 0% | 0% | 0% | 0% | 0% | 0% | 0% | 0% | 0% | 0% | 0% | 0% | 0% | 100%
EC.11442 | 11442 | EC.11442 Fleet Replacement Vehicles 2013-2014 rev1 BP072013 |  | Revenue Reset 2013-2018 | Near Metropolitan | Non Contingent | Y | Non Network | Yes | Facilities | 2013-2018 | Rachelle Gansan |  |  | S (<$1M) | Regulated Capex |  |  |  | Facilities | 1 | 2013-07-01 | 2014-05-12 | 2014 | Not applicable | CPI | No | [22 empty] | 340000 | [17 empty] | 340000 | 340000 | 0% | 0% | 0% | 0% | 0% | 0% | 0% | 100% | 0% | 0% | 0% | 0% | 0% | 0% | 0% | 0% | 0% | 0% | 0% | 100%
EC.11444 | 11444 | EC.11444 Penola West to South East Line Refurbishment - Level 2 - rev 8A |  | Line Refurbishment | South East | Non Contingent | Y | Network | Yes | Refurbishment | 2013-2018 | Jeff Ashworth |  |  | M ($1-$5M) | Regulated Capex | Yes |  |  | Network | rev 8 | 2013-08-01 | 2015-09-23 | 2015 | No | Weighted Average | Yes | [12 empty] | 1254957.64 | [11 empty] | 151338 | 100892 | 170255.25 | 4612.9679 |  | 42051.3964 | 33641.1172 | 16820.5586 | 50461.6757 | 25230.8379 | 50461.6757 | 33641.1172 |  |  |  | 300000 | 2234364.2366 | 1254957.64 | 0% | 0% | 0% | 0% | 0% | 0% | 0% | 0% | 0% | 0% | 0% | 0% | 0% | 0% | 0% | 0% | 0% | 0% | 100% | 100%
EC.11445 | 11445 | EC.11445 Tailem Bend to Keith No 2 Line Refurbishment - Level 2 - rev 9 for tender comparison |  | Line Refurbishment |  | Non Contingent | Y | Network | Yes | Refurbishment | 2013-2018 | Jeff Ashworth |  |  | L (>$5M) | Regulated Capex | Yes |  |  | Operations | rev 8 | 2013-08-01 | 2015-09-23 | 2015 | No | Weighted Average | Yes | [11 empty] | 0 | 3630888.06 | [11 empty] | 501140.709 | 334093.806 | 563783.2976 | 13832.2411 |  | 126093.4528 | 100874.7623 | 50437.3811 | 151312.1434 | 75656.0717 | 151312.1434 | 100874.7623 | 700000 |  |  | 600000 | 7100298.8308 | 3630888.06 | 0% | 0% | 0% | 0% | 0% | 0% | 0% | 0% | 0% | 0% | 0% | 0% | 0% | 0% | 0% | 0% | 0% | 0% | 100% | 100%
EC.11446 | 11446 | EC.11446 Brinkworth to Mintaro Line Refurbishment - Level 2 - rev 9 |  | Line Refurbishment | Mid North | Non Contingent | Y | Network | Yes | Refurbishment | 2013-2018 | Jeff Ashworth | David Tansell | Concept Endorsed (Phase 2) | M ($1-$5M) | Regulated Capex | Yes | Other | High | Network | rev 9 | 2013-07-01 | 2015-01-20 | 2015 | No | Weighted Average | Yes | [11 empty] | 0 | 5895290.9 | [11 empty] | 735200.022 | 490133.348 | 827100.0247 | 21827.4608 |  | 198977.1484 | 159181.7187 | 79590.8594 | 238772.5781 | 119386.289 | 238772.5781 | 159181.7187 | 1000000 |  |  | 200000 | 10363414.6458 | 5895290.9 | 0% | 0% | 0% | 0% | 0% | 0% | 0% | 0% | 0% | 0% | 0% | 0% | 0% | 0% | 0% | 0% | 0% | 0% | 100% | 100%
EC.11447 | 11447 | EC.11447 Magill to Happy Valley Line Refurbishment - Level 2 - rev 8 I4 VERSION KM |  | Line Refurbishment |  | Non Contingent | Y | Network | Yes | Refurbishment | 2013-2018 | Jeff Ashworth |  |  | M ($1-$5M) | Regulated Capex | Yes |  |  | Network | rev 8 | 2013-07-01 | 2015-01-20 | 2015 | No | Weighted Average | Yes | [11 empty] | 138319.52 | 2046391.5 | [11 empty] | 206933.403 | 137955.602 | 232800.0784 | 7533.4603 |  | 158119.1946 | 163115.0617 | 10241.5276 | 22481.4021 | 10241.5276 |  | 10491.321 | 500000 | 200000 |  | 250000 | 4094623.5982 | 2184711.02 | 0% | 0% | 0% | 0% | 0% | 0% | 0% | 0% | 0% | 0% | 0% | 0% | 0% | 0% | 0% | 6.331% | 0% | 0% | 93.67% | 100%
EC.11448 | 11448 | EC.11448 Cultana to Stony Point Line Refurbishment - rev 5 BP072013 |  | Line Refurbishment |  | Non Contingent | Y | Network | Yes | Refurbishment | 2013-2018 |  |  |  | M ($1-$5M) | Regulated Capex | Yes |  |  | Operations | rev 5 | 2013-08-01 | 2015-09-23 | 2015 |  | Weighted Average | Yes | [12 empty] | 2367463.6 | [14 empty] | 6510.5249 |  | 59349.3531 | 47479.4825 | 23739.7412 | 71219.2237 | 35609.6119 | 71219.2237 | 47479.4825 |  |  |  |  | 2730070.2436 | 2367463.6 | 0% | 0% | 0% | 0% | 0% | 0% | 0% | 0% | 0% | 0% | 0% | 0% | 0% | 0% | 0% | 0% | 0% | 0% | 100% | 100%
EC.11452 | 11452 | EC.11452 Project Delivery Optimisation NOT COMPLETE |  |  |  | Non Contingent | Y | Non Network |  | Other | 2013-2018 | Kristian Masters | Elena Zagorenko | Concept Endorsed (Phase 2) | M ($1-$5M) | Regulated Capex | Yes |  |  |  |  | 2014-01-24 | 2017-04-05 | 2018 | [32 empty] | 1686947.3399 | [6 empty] | 100000 |  |  |  | 1786947.3399 | 0 | 0% | 0% | 0% | 100% | 0% | 0% | 0% | 0% | 0% | 0% | 0% | 0% | 0% | 0% | 0% | 0% | 0% | 0% | 0% | 100%
EC.11481 | 11481 | EC.11481 Furniture and General Building Upgrades 2013 - 2014 - rev2 BP072013 |  | Revenue Reset 2013-2018 | Near Metropolitan | Non Contingent | Y | Non Network | Yes | Facilities | 2013-2018 |  |  |  | M ($1-$5M) | Regulated Capex | Yes |  |  | Facilities | 2 | 2013-07-01 | 2014-05-12 | 2014 | Not applicable | CPI | No | [17 empty] | 76000 |  |  | 114000 | [19 empty] | 190000 | 190000 | 40% | 0% | 0% | 0% | 0% | 0% | 0% | 60% | 0% | 0% | 0% | 0% | 0% | 0% | 0% | 0% | 0% | 0% | 0% | 100%
EC.11482 | 11482 | EC.11482 General Utility Upgrade 2013 - 2014 rev1 BP072013 |  | Revenue Reset 2013-2018 | Near Metropolitan | Non Contingent | Y | Non Network | Yes | Facilities | 2013-2018 |  |  |  | M ($1-$5M) | Regulated Capex | Yes |  |  | Facilities | 1 | 2013-07-01 | 2014-05-12 | 2015 | Not applicable | CPI | No | [17 empty] | 79100 |  |  | 33900 | [19 empty] | 113000 | 113000 | 70% | 0% | 0% | 0% | 0% | 0% | 0% | 30% | 0% | 0% | 0% | 0% | 0% | 0% | 0% | 0% | 0% | 0% | 0% | 100%
EC.11494 | 11494 | EC.11494 Inventory Replenishment 2013-2014 rev1 BP072013 |  | Revenue Reset 2013-2018 | Main Grid | Non Contingent | Y | Network | Yes | Inventory/Spares | 2013-2018 | Kristian Masters |  |  | M ($1-$5M) | Regulated Capex | Yes |  |  | Operations | 1 | 2013-07-01 | 2014-10-14 | 2014 |  | Weighted Average | Yes |  |  |  | 2000000 | [25 empty] | 20000 |  |  | 42000 | [7 empty] | 2062000 | 2000000 | 0% | 0% | 0% | 0% | 0% | 0% | 0% | 0% | 0% | 100% | 0% | 0% | 0% | 0% | 0% | 0% | 0% | 0% | 0% | 100%
EC.11505 | 11505 | EC.11505 Mt Gunson Substation Replacement (based on contractors scope) rev 7 L2 |  |  | Upper North | Non Contingent | Y | Network | Yes | Replacement | 2013-2018 | Claudia Sakamoto | Chris Markopoulos | Concept Endorsed (Phase 2) | L (>$5M) | Regulated Capex | Yes |  |  | Network | 7 |  |  | 2017 | No | [43 empty] | 0 | 0% | 0% | 18.51% | 0% | 0.4564% | 0% | 0% | 0% | 0% | 27.44% | 7.961% | 12.15% | 2.977% | 0% | 22.61% | 7.759% | 0.1426% | 0% | 0% | 100%
EC.11515 | 11515 | EC.11515 Data Quality |  | Data Quality | Near Metropolitan | Non Contingent | Y | Non Network | Yes | Information Technology | 2013-2018 |  |  |  | M ($1-$5M) | Regulated Capex | Yes |  |  | ICT | 1 | 2016-12-01 | 2018-12-27 | 2018 | Not applicable | CPI | No | [18 empty] | 62445 | 594868 | [20 empty] | 657313 | 657313 | 0% | 0% | 0% | 100% | 0% | 0% | 0% | 0% | 0% | 0% | 0% | 0% | 0% | 0% | 0% | 0% | 0% | 0% | 0% | 100%
EC.11516 | 11516 | EC.11516 SAP Functional Upgrade 1 rev 2 |  | Rev Reset 2013-2018 |  | Non Contingent | Y | Non Network | Yes | Information Technology | 2013-2018 | Kristian Masters |  |  | M ($1-$5M) | Regulated Capex | Yes |  |  | ICT | 2 | 2017-05-24 | 2019-06-28 | 2019 | [21 empty] | 600000 | [10 empty] | 2400000 | [10 empty] | 3000000 | 600000 | 0% | 0% | 0% | 100% | 0% | 0% | 0% | 0% | 0% | 0% | 0% | 0% | 0% | 0% | 0% | 0% | 0% | 0% | 0% | 100%
EC.11517 | 11517 | EC.11517 SAP Upgrade Technology |  | SAP Upgrade Technology | Near Metropolitan | Non Contingent | Y | Non Network | Yes | Information Technology | 2013-2018 |  |  |  | M ($1-$5M) | Regulated Capex | Yes |  |  | ICT | 1 | 2015-04-01 | 2016-04-30 | 2015 | Not applicable | CPI | No | [18 empty] | 353875 | 3371127 | [20 empty] | 3725002 | 3725002 | 0% | 0% | 0% | 100% | 0% | 0% | 0% | 0% | 0% | 0% | 0% | 0% | 0% | 0% | 0% | 0% | 0% | 0% | 0% | 100%
EC.11523 | 11523 | EC.11523 ICT Systems Management 2014-2015 - rev 2 BP072013 |  | ICT Systems Management 2014-2015 | Near Metropolitan | Non Contingent | Y | Non Network | Yes | Information Technology | 2013-2018 |  |  |  | M ($1-$5M) | Regulated Capex | Yes |  |  | ICT | 2 | 2019-03-01 | 2020-02-27 | 2020 | Not applicable | CPI | No | [18 empty] | 421157 | 77844 | [20 empty] | 499001 | 499001 | 0% | 0% | 0% | 100% | 0% | 0% | 0% | 0% | 0% | 0% | 0% | 0% | 0% | 0% | 0% | 0% | 0% | 0% | 0% | 100%
EC.11524 | 11524 | EC.11524 IT Storage and Virtualisation Refurbishment - rev 2 BP072013 |  | IT Storage and Virtualisation Refurbishment | Near Metropolitan | Non Contingent | Y | Non Network | Yes | Information Technology | 2013-2018 |  |  |  | S (<$1M) | Regulated Capex | Yes |  |  | ICT | 2 | 2013-01-29 | 2014-09-11 | 2014 | Not applicable | CPI | No | [18 empty] | 2144640 | 89360 | [20 empty] | 2234000 | 2234000 | 0% | 0% | 0% | 100% | 0% | 0% | 0% | 0% | 0% | 0% | 0% | 0% | 0% | 0% | 0% | 0% | 0% | 0% | 0% | 100%
EC.11532 | 11532 | EC.11532 Fire Protection Rymill 2014 - 2015 |  | Revenue Reset 2013-2018 | Near Metropolitan | Non Contingent | Y | Non Network | Yes | Facilities | 2013-2018 |  |  |  | M ($1-$5M) | Regulated Capex | Yes |  |  | Facilities | 1 | 2014-07-01 | 2015-06-29 | 2014 | Not applicable | CPI | No | [17 empty] | 9200 |  |  |  | 13800 | [18 empty] | 23000 | 23000 | 40% | 0% | 0% | 0% | 0% | 0% | 0% | 60% | 0% | 0% | 0% | 0% | 0% | 0% | 0% | 0% | 0% | 0% | 0% | 100%
EC.11533 | 11533 | EC.11533 Business Intelligence Technology Upgrade 2014-2015 rev1 BP072013 |  | Business Intelligence Technology Upgrade 2014-2015 | Near Metropolitan | Non Contingent | Y | Non Network | Yes | Information Technology | 2013-2018 |  |  |  | M ($1-$5M) | Regulated Capex | Yes |  |  | ICT | 1 | 2016-12-01 | 2018-11-28 | 2018 | Not applicable | CPI | No | [18 empty] | 185250 | 1764750 | [20 empty] | 1950000 | 1950000 | 0% | 0% | 0% | 100% | 0% | 0% | 0% | 0% | 0% | 0% | 0% | 0% | 0% | 0% | 0% | 0% | 0% | 0% | 0% | 100%
EC.11538 | 11538 | EC.11538 Project and Portfolio Management System Functional Upgrade 1 rev 3 |  | Rev Reset 2013-2018 |  | Non Contingent | Y | Non Network | Yes | Information Technology | 2013-2018 | Kristian Masters |  |  | M ($1-$5M) | Regulated Capex | Yes |  |  | ICT | 3 | 2017-08-01 | 2019-04-03 | 2019 | [21 empty] | 232581 | [10 empty] | 930519.0881 | [10 empty] | 1163100.0881 | 232581 | 0% | 0% | 0% | 100% | 0% | 0% | 0% | 0% | 0% | 0% | 0% | 0% | 0% | 0% | 0% | 0% | 0% | 0% | 0% | 100%
EC.11549 | 11549 | EC.11549 Switching System Writer rev5 Phase 2/3 - Option 2 |  | Information Technology | Near Metropolitan | Non Contingent | Y | Non Network | Yes | Replacement | 2013-2018 | Claudia Sakamoto | Alex Trento | Concept Endorsed (Phase 2) | M ($1-$5M) | Regulated Capex | Yes | Other | Medium | ICT | 5 |  |  | 2014 | Not applicable | CPI | Yes | [41 empty] | 0 | 0% | 0% | 0% | 100% | 0% | 0% | 0% | 0% | 0% | 0% | 0% | 0% | 0% | 0% | 0% | 0% | 0% | 0% | 0% | 100%
EC.11551 | 11551 | EC.11551 Control Room Asset Replacement version rev 2 |  | Control Room Refurbishment version 1 | Near Metropolitan | Non Contingent | Y | Network | Yes | Refurbishment | 2013-2018 | Claudia Sakamoto |  | Level A | S (<$1M) | Regulated Capex | Yes |  |  | Operations | 2 | 2017-07-01 | 2018-06-28 | 2018 | Not applicable | CPI | No | [18 empty] | 68400 | [10 empty] | 112068.935 | [10 empty] | 180468.935 | 68400 | 0% | 0% | 0% | 100% | 0% | 0% | 0% | 0% | 0% | 0% | 0% | 0% | 0% | 0% | 0% | 0% | 0% | 0% | 0% | 100%
EC.11553 | 11553 | EC.11553 South East Substation to Heywood Telecommunications Bearer rev 4 BP072013 |  | Telecommunications | Main Grid | Non Contingent | Y | Network | Yes | Replacement | 2013-2018 |  |  |  | L (>$5M) | Regulated Capex | Yes |  |  | Telco | 4 | 2012-03-22 | 2020-04-14 | 2020 | No | CPI | No | [6 empty] | 520405.6994 | [6 empty] | 2087099.1974 | 2923968.1343 | [14 empty] | 691434.1289 | 663776.7637 | 55314.7303 | 165944.1909 | 82972.0955 | 165944.1909 | 110629.4606 |  |  |  |  | 7467488.592 | 5531473.0311 | 0% | 52.86% | 37.73% | 0% | 0% | 0% | 0% | 0% | 0% | 0% | 9.408% | 0% | 0% | 0% | 0% | 0% | 0% | 0% | 0% | 100%
EC.11554 | 11554 | EC.11554 UPS Battery Bank No.2 - rev2 BP072013 |  | Revenue Reset 2013-2018 | Near Metropolitan | Non Contingent | Y | Non Network | Yes | Facilities | 2013-2018 | Jeff Ashworth |  |  | S (<$1M) | Regulated Capex |  |  |  | Facilities | 2 | 2013-07-01 | 2014-05-12 | 2014 | Not applicable | CPI | No | [23 empty] | 105000 | [16 empty] | 105000 | 105000 | 0% | 0% | 0% | 0% | 0% | 0% | 0% | 100% | 0% | 0% | 0% | 0% | 0% | 0% | 0% | 0% | 0% | 0% | 0% | 100%
EC.11558 | 11558 | EC.11558 Electrical 300 Pirie St. 2014-2015 rev1 BP072013 |  | Revenue Reset 2013-2018 | Near Metropolitan | Non Contingent | Y | Non Network | Yes | Facilities | 2013-2018 | Rachelle Gansan |  |  | S (<$1M) | Regulated Capex |  |  |  | Facilities | 1 | 2014-07-01 | 2015-05-07 | 2015 | Not applicable | CPI | No | [17 empty] | 4500 |  |  | 10500 | [19 empty] | 15000 | 15000 | 30% | 0% | 0% | 0% | 0% | 0% | 0% | 70% | 0% | 0% | 0% | 0% | 0% | 0% | 0% | 0% | 0% | 0% | 0% | 100%
EC.11559 | 11559 | EC.11559 Fleet Replacement Vehicles 2014-2015 rev1 BP072013 |  | Revenue Reset 2013-2018 | Near Metropolitan | Non Contingent | Y | Non Network | Yes | Facilities | 2013-2018 | Rachelle Gansan |  |  | S (<$1M) | Regulated Capex |  |  |  | Facilities | 1 | 2014-07-01 | 2015-05-07 | 2015 | Not applicable | CPI | No | [22 empty] | 170000 | [17 empty] | 170000 | 170000 | 0% | 0% | 0% | 0% | 0% | 0% | 0% | 100% | 0% | 0% | 0% | 0% | 0% | 0% | 0% | 0% | 0% | 0% | 0% | 100%
EC.11560 | 11560 | EC.11560 Magill/East Terrace Cable Pit Construction - C45 - Rev3 BP072013 |  | Revenue Reset 2013-2018 | Near Metropolitan | Non Contingent | Y | Network | Yes | Replacement | 2013-2018 | Jeff Ashworth |  |  | M ($1-$5M) | Regulated Capex | Yes |  |  | Network | 3 | 2014-07-01 | 2018-02-05 | 2018 | No | Weighted Average | Yes | [10 empty] | 743218 | [13 empty] | 111482.7 | 74321.8 | 125418.0375 | 2899.7115 |  | 26433.5062 | 105734.0249 | 12688.083 | 21146.805 | 15860.1037 | 95160.6224 | 21146.805 |  |  |  |  | 1355510.1992 | 743218 | 0% | 0% | 0% | 0% | 0% | 0% | 0% | 0% | 0% | 0% | 0% | 0% | 0% | 0% | 0% | 0% | 100% | 0% | 0% | 100%
EC.11561 | 11561 | EC.11561 Magill/East Terrace Cable Instrument Replacement - C45 - Rev3 BP072013 |  | Revenue Reset 2013-2018 | Near Metropolitan | Non Contingent | Y | Network | Yes | Replacement | 2013-2018 | Jeff Ashworth |  |  | S (<$1M) | Regulated Capex | Yes |  |  | Network | 3 | 2014-07-01 | 2018-02-05 | 2018 | No | CPI | No | [8 empty] | 126030 |  |  | 15000 | [12 empty] | 17248.5 | 40798.8 | 19715.0355 | 486.1789 |  | 4431.9629 | 14182.2812 | 1772.7851 | 5318.3554 | 2659.1777 | 8863.9257 | 3545.5703 |  |  |  |  | 260052.5727 | 141030 | 0% | 0% | 0% | 0% | 0% | 0% | 0% | 0% | 0% | 0% | 0% | 0% | 0% | 0% | 89.36% | 10.64% | 0% | 0% | 0% | 100%
EC.11562 | 11562 | EC.11562 Transmission Line Inspection Data Analysis Tool rev 2 |  | Information Technology |  | Non Contingent | Y | Network | Yes | Augmentation | 2013-2018 | Claudia Sakamoto |  | Level A | M ($1-$5M) | Regulated Capex | Yes |  |  | ICT | 2 | 2016-10-01 | 2019-06-24 | 2019 | Not applicable | CPI | No | [18 empty] | 343870 | [10 empty] | 1026197.4551 | [10 empty] | 1370067.4551 | 343870 | 0% | 0% | 0% | 100% | 0% | 0% | 0% | 0% | 0% | 0% | 0% | 0% | 0% | 0% | 0% | 0% | 0% | 0% | 0% | 100%
EC.11564 | 11564 | EC.11564 Magill/East Terrace Cable Joint Monitoring C45 - Rev 3 BP072013 |  | Revenue Reset 2013-2018 | Near Metropolitan | Non Contingent | Y | Network | Yes | Security/Compliance | 2013-2018 | Jeff Ashworth |  |  | M ($1-$5M) | Regulated Capex | Yes |  |  | Network | 3 | 2014-07-01 | 2018-02-05 | 2018 | No | CPI | No | [10 empty] | 2593097.8478 | [13 empty] | 353700 | 235800 | 397912.5 | 9340.6844 |  | 85148.8296 | 119208.3615 | 34059.5318 | 68119.0637 | 51089.2978 | 238416.7229 | 68119.0637 |  |  |  |  | 4254011.9031 | 2593097.8478 | 0% | 0% | 0% | 0% | 0% | 0% | 0% | 0% | 0% | 0% | 0% | 0% | 0% | 0% | 0% | 0% | 100% | 0% | 0% | 100%
EC.11566 | 11566 | EC.11566 Workforce and Business Planning rev 1 |  |  | Main Grid | Non Contingent | Y | Non Network | No | Information Technology | 2013-2018 | Claudia Sakamoto | Maya Lothian | Level A | S (<$1M) | Regulated Capex | Yes | Other | High | ICT | 1 |  |  | 2016 | Not applicable |  | No | [41 empty] | 0 | 0% | 0% | 0% | 100% | 0% | 0% | 0% | 0% | 0% | 0% | 0% | 0% | 0% | 0% | 0% | 0% | 0% | 0% | 0% | 100%
EC.11567 | 11567 | EC.11567 Accounts Payable Optimisation rev 5 level 3 |  |  | Main Grid | Non Contingent | Y | Non Network | No | Other | 2013-2018 | Claudia Sakamoto | Raghav Bhartinder | Approved (Phase 3/4) | S (<$1M) | Regulated Capex | Yes | Other | Medium | ICT | 5 |  |  | 2015 | No | CPI | No | [41 empty] | 0 | 0% | 0% | 0% | 100% | 0% | 0% | 0% | 0% | 0% | 0% | 0% | 0% | 0% | 0% | 0% | 0% | 0% | 0% | 0% | 100%
EC.11581 | 11581 | EC.11581 Furniture and General Building Upgrades 2014 - 2015 - rev2 BP072013 |  | Revenue Reset 2013-2018 | Near Metropolitan | Non Contingent | Y | Non Network | Yes | Facilities | 2013-2018 |  |  |  | M ($1-$5M) | Regulated Capex | Yes |  |  | Facilities | 2 | 2014-07-01 | 2015-05-07 | 2015 | Not applicable | CPI | No | [17 empty] | 78400 |  |  | 117600 | [19 empty] | 196000 | 196000 | 40% | 0% | 0% | 0% | 0% | 0% | 0% | 60% | 0% | 0% | 0% | 0% | 0% | 0% | 0% | 0% | 0% | 0% | 0% | 100%
EC.11594 | 11594 | EC.11594 Inventory Replenishment 2014-2015 rev1 BP072013 |  | Revenue Reset 2013-2018 | Main Grid | Non Contingent | Y | Network | Yes | Inventory/Spares | 2013-2018 | Kristian Masters |  |  | M ($1-$5M) | Regulated Capex | Yes |  |  |  | 1 | 2014-07-01 | 2015-09-08 | 2015 | No | Weighted Average | Yes |  |  |  | 2000000 | [25 empty] | 20000 |  |  | 42000 | [7 empty] | 2062000 | 2000000 | 0% | 0% | 0% | 0% | 0% | 0% | 0% | 0% | 0% | 100% | 0% | 0% | 0% | 0% | 0% | 0% | 0% | 0% | 0% | 100%
EC.11602 | 11602 | EC.11602 Tailem Bend CB Upgrade rev 1 |  |  |  | Non Contingent | Y | Network | Yes | Augmentation | 2013-2018 | Kristian Masters | Jim Eliades | Concept Endorsed (Phase 2) | L (>$5M) | Regulated Capex | Yes |  |  | Network | 1 | [47 empty] | 0 | 0% | 0% | 0% | 0% | 0% | 0% | 0% | 0% | 0% | 100% | 0% | 0% | 0% | 0% | 0% | 0% | 0% | 0% | 0% | 100%
EC.11602 | 11602 | EC.11602 Tailem Bend CB Upgrade Level 3 |  |  | Mid North | Non Contingent | Y | Network | Yes | Refurbishment | 2013-2018 | Kristian Masters | Jim Eliades | Approved (Phase 3/4) | L (>$5M) | Regulated Capex | Yes | Other |  | Network |  | 2014-01-06 | 2018-08-31 | 2018 | Yes | [5 empty] | 9339202.46 | [24 empty] | 0 | [11 empty] | 9339202.46 | 9339202.46 | 0% | 0% | 0% | 0% | 0% | 0% | 0% | 0% | 0% | 100% | 0% | 0% | 0% | 0% | 0% | 0% | 0% | 0% | 0% | 100%
EC.11610 | 11610 | EC.11610 One Network Refresh 2013-2016 rev1 BP072013 |  | One Network Refresh 2013-2016 | Near Metropolitan | Non Contingent | Y | Non Network | Yes | Information Technology | 2013-2018 |  |  |  | M ($1-$5M) | Regulated Capex | Yes |  |  | ICT | 1 | 2013-07-01 | 2015-08-21 | 2015 | Not applicable | CPI | No | [18 empty] | 1056000 | 44000 | [20 empty] | 1100000 | 1100000 | 0% | 0% | 0% | 100% | 0% | 0% | 0% | 0% | 0% | 0% | 0% | 0% | 0% | 0% | 0% | 0% | 0% | 0% | 0% | 100%
EC.11615 | 11615 | EC.11615 Asset Design Manuals (ADM) Major Rewrite |  |  |  | Non Contingent | Y | Non Network | Yes | Other | 2013-2018 | Kristian Masters |  | Approved (Phase 3/4) | M ($1-$5M) | Regulated Capex | Yes |  |  | Engineering | 2 | 2015-04-07 | 2018-08-06 | 2018 | [21 empty] | 0 | [10 empty] | 3139910.8611 | [10 empty] | 3139910.8611 | 0 | 0% | 0% | 0% | 0% | 0% | 0% | 0% | 100% | 0% | 0% | 0% | 0% | 0% | 0% | 0% | 0% | 0% | 0% | 0% | 100%
EC.11618 | 11618 | EC.11618 Carpet Keswick 2015 -2016 - rev2 BP072013 |  | Revenue Reset 2013-2018 | Near Metropolitan | Non Contingent | Y | Non Network | Yes | Facilities | 2013-2018 |  |  |  | S (<$1M) | Regulated Capex |  |  |  | Facilities | 2 | 2014-07-01 | 2015-05-07 | 2015 | Not applicable | CPI | No | [17 empty] | 46200 |  |  | 163800 | [19 empty] | 210000 | 210000 | 22% | 0% | 0% | 0% | 0% | 0% | 0% | 78% | 0% | 0% | 0% | 0% | 0% | 0% | 0% | 0% | 0% | 0% | 0% | 100%
EC.11619 | 11619 | EC.11619 Fire Protection 300 Pirie 2015 - 2016 rev 2 |  | Revenue Reset 2013-2018 | Near Metropolitan | Non Contingent | Y | Non Network | Yes | Facilities | 2013-2018 | Claudia Sakamoto |  | Level A | S (<$1M) | Regulated Capex | Yes |  |  | Facilities | 2 | 2015-07-01 | 2016-05-30 | 2016 | Not applicable | CPI | No | [17 empty] | 33480 | [6 empty] | 720 | 0 |  |  |  | 6167.2974 | [10 empty] | 40367.2974 | 33480 | 100% | 0% | 0% | 0% | 0% | 0% | 0% | 0% | 0% | 0% | 0% | 0% | 0% | 0% | 0% | 0% | 0% | 0% | 0% | 100%
EC.11632 | 11632 | EC.11632 OPSWAN Implementation 2014-2016 - rev 2 |  | Information Technology | Near Metropolitan | Non Contingent | Y | Network | Yes | Augmentation | 2013-2018 |  |  |  | M ($1-$5M) | Regulated Capex | Yes |  |  | ICT | 2 | 2014-05-04 | 2016-05-04 | 2015 | Not applicable | CPI | No | [13 empty] | 1776000 | [26 empty] | 1776000 | 1776000 | 0% | 0% | 100% | 0% | 0% | 0% | 0% | 0% | 0% | 0% | 0% | 0% | 0% | 0% | 0% | 0% | 0% | 0% | 0% | 100%
EC.11638 | 11638 | EC.11638 Operational Logging and Fault Investigation Systems rev 3 |  | Information Technology | Near Metropolitan | Non Contingent | Y | Network | Yes | Replacement | 2013-2018 |  |  | Level A | M ($1-$5M) | Regulated Capex | Yes |  |  | ICT | 3 | 2015-01-01 | 2017-06-28 | 2017 | Not applicable | [20 empty] | 37000 | [10 empty] | 702941.2092 | [10 empty] | 739941.2092 | 37000 | 0% | 0% | 0% | 100% | 0% | 0% | 0% | 0% | 0% | 0% | 0% | 0% | 0% | 0% | 0% | 0% | 0% | 0% | 0% | 100%
EC.11645 | 11645 | EC.11645 Reactive Plant Control Systems - Rev 6 BP072013 |  | Revenue Reset 2013-2018 | South East | Non Contingent | Y | Network | Yes | Augmentation | 2013-2018 | Jeff Ashworth |  |  | L (>$5M) | Regulated Capex |  |  |  | Network | 6 | 2014-07-01 | 2017-05-04 | 2017 | Yes | Weighted Average | Yes | [8 empty] | 1460800.03 | [10 empty] | 850000 |  |  |  |  | 219120.0045 | 146080.003 | 246510.0051 | 5699.4026 | 118220.002 | 54910.7362 | 43928.5889 | 21964.2945 | 65892.8834 | 32946.4417 | 65892.8834 | 98839.3251 |  |  |  |  | 3430804.6005 | 2310800.03 | 0% | 0% | 0% | 36.78% | 0% | 0% | 0% | 0% | 0% | 0% | 0% | 0% | 0% | 0% | 63.22% | 0% | 0% | 0% | 0% | 100%
EC.11646 | 11646 | EC.11646 Upper North and Eyre Peninsula Voltage Control Scheme - Rev6 |  | Revenue Reset 2013-2018 | Upper North | Non Contingent | Y | Network | Yes | Security/Compliance | 2013-2018 | Claudia Sakamoto | Faraz Sabetzadeh | Level A | M ($1-$5M) | Regulated Capex |  |  |  | Network | 6 | 2013-09-01 | 2017-10-20 | 2017 | No | CPI | Yes |  |  |  | 377835.5377 |  | 7500 |  |  | 772200.0198 |  |  |  |  | 599999.9999 |  | 25000 |  |  |  | 500000 |  |  |  |  | 135581.3357 | 90387.5571 | 152529.0027 | 5647.217 | 0 | 226509.8737 | 172979.413 | 158556.9116 | 51479.5167 | 20591.8067 |  | 169867.2268 | 365000 |  |  | 178000 | 4009665.4184 | 2282535.5574 | 0% | 0% | 26.29% | 21.91% | 0% | 1.095% | 0% | 0% | 0% | 16.55% | 0% | 0.3286% | 0% | 0% | 33.83% | 0% | 0% | 0% | 0% | 100%
EC.11647 | 11647 | EC.11647 Eyre Peninsula Voltage Control Scheme Rev4 BP072013 |  | Revenue Rest 2013-2018 | Eyre Peninsula | Non Contingent | Y | Network | Yes | Security/Compliance | 2013-2018 | Rachelle Gansan |  |  | S (<$1M) | Regulated Capex |  |  |  | Network | 4 | 2013-09-01 | 2016-06-22 | 2016 |  | CPI | No | [8 empty] | 125000 | [10 empty] | 250000 |  |  |  |  | 8250 | 5500 | 9281.25 | 214.5859 |  | 1956.1459 | 1564.9167 | 782.4584 | 2347.3751 | 1173.6875 | 2347.3751 | 51564.9167 |  |  |  |  | 459982.7113 | 375000 | 0% | 0% | 0% | 66.67% | 0% | 0% | 0% | 0% | 0% | 0% | 0% | 0% | 0% | 0% | 33.33% | 0% | 0% | 0% | 0% | 100%
EC.11648 | 11648 | EC.11648 UPS & Battery Bank BUCC 2015-2016 rev 2 |  | Revenue Reset 2013-2018 | Near Metropolitan | Non Contingent | Y | Non Network | Yes | Facilities | 2013-2018 | Claudia Sakamoto |  | Level A | S (<$1M) | Regulated Capex | Yes |  |  | Facilities | 2 | 2015-07-01 | 2016-05-30 | 2016 | Not applicable | CPI | No | [17 empty] | 40000 |  |  | 4000 |  |  |  | 1000 | 0 |  |  |  | 8114.865 | [10 empty] | 53114.865 | 44000 | 90.91% | 0% | 0% | 0% | 0% | 0% | 0% | 9.091% | 0% | 0% | 0% | 0% | 0% | 0% | 0% | 0% | 0% | 0% | 0% | 100%
EC.11649 | 11649 | EC.11649 Mechanical 300 Pirie St. 2015-2016 rev 2 |  |  | Near Metropolitan | Non Contingent | Y | Non Network | Yes | Facilities | 2013-2018 | Claudia Sakamoto |  | Level A | S (<$1M) | Regulated Capex | Yes |  |  | Facilities | 2 | 2015-07-01 | 2016-05-30 | 2016 | Not applicable | CPI | No | [17 empty] | 14300 |  |  | 44200 |  |  |  | 1300 | 0 |  |  |  | 10783.7539 | [10 empty] | 70583.7539 | 58500 | 24.44% | 0% | 0% | 0% | 0% | 0% | 0% | 75.56% | 0% | 0% | 0% | 0% | 0% | 0% | 0% | 0% | 0% | 0% | 0% | 100%
EC.11650 | 11650 | EC.11650 Electrical 300 Pirie St. & Keswick 2015-2016 rev 2 |  |  | Near Metropolitan | Non Contingent | Y | Non Network | Yes | Facilities | 2013-2018 | Claudia Sakamoto |  | Level A | S (<$1M) | Regulated Capex | Yes |  |  | Facilities | 2 | 2015-07-01 | 2016-05-30 | 2016 | Not applicable | CPI | No | [17 empty] | 17000 |  |  | 51000 |  |  |  | 8500 | 0 |  |  |  | 13795.2705 | [10 empty] | 90295.2705 | 68000 | 25% | 0% | 0% | 0% | 0% | 0% | 0% | 75% | 0% | 0% | 0% | 0% | 0% | 0% | 0% | 0% | 0% | 0% | 0% | 100%
EC.11651 | 11651 | EC.11651 Carpet 300 & 276 Pirie St. 2015-2016 rev1 BP072013 |  | Revenue Reset 2013-2018 | Near Metropolitan | Non Contingent | Y | Non Network | Yes | Facilities | 2013-2018 | Rachelle Gansan |  |  | S (<$1M) | Regulated Capex |  |  |  | Facilities | 1 | 2015-07-01 | 2016-05-30 | 2016 | Not applicable | CPI | No | [17 empty] | 7650 |  |  | 37350 | [19 empty] | 45000 | 45000 | 17% | 0% | 0% | 0% | 0% | 0% | 0% | 83% | 0% | 0% | 0% | 0% | 0% | 0% | 0% | 0% | 0% | 0% | 0% | 100%
EC.11652 | 11652 | EC.11652 Fleet Replacement Vehicles 2015-2016 rev 3 |  | Revenue Reset 2013-2018 | Near Metropolitan | Non Contingent | Y | Non Network | Yes | Facilities | 2013-2018 | Claudia Sakamoto |  | Level A | S (<$1M) | Regulated Capex | Yes |  |  | Facilities | 3 | 2015-07-01 | 2016-05-30 | 2016 | Not applicable | CPI | No | [22 empty] | 94000 | [6 empty] | 13506.2359 | [10 empty] | 107506.2359 | 94000 | 0% | 0% | 0% | 0% | 0% | 0% | 0% | 100% | 0% | 0% | 0% | 0% | 0% | 0% | 0% | 0% | 0% | 0% | 0% | 100%
EC.11656 | 11656 | EC.11656 Transmission Line Vegetation Management System rev 2 |  | Information Technology |  | Non Contingent | Y | Network |  | Augmentation | 2013-2018 | Claudia Sakamoto |  | Level A | M ($1-$5M) | Regulated Capex |  |  |  | ICT | 2 | 2013-10-01 | 2017-02-21 | 2017 | Not applicable | CPI | No | [18 empty] | 178838 | [10 empty] | 533772.4508 | [10 empty] | 712610.4508 | 178838 | 0% | 0% | 0% | 100% | 0% | 0% | 0% | 0% | 0% | 0% | 0% | 0% | 0% | 0% | 0% | 0% | 0% | 0% | 0% | 100%
EC.11657 | 11657 | EC.11657 Meduim Term Accomodation |  | Revenue Reset 2013-2018 | Near Metropolitan | Non Contingent | Y | Non Network | Yes | Facilities | 2013-2018 |  |  |  | M ($1-$5M) | Regulated Capex | No |  |  | Facilities |  | 2015-01-31 | 2016-01-31 | 2015 | Not applicable | CPI | No | [17 empty] | 2150000 | [22 empty] | 2150000 | 2150000 | 100% | 0% | 0% | 0% | 0% | 0% | 0% | 0% | 0% | 0% | 0% | 0% | 0% | 0% | 0% | 0% | 0% | 0% | 0% | 100%
EC.11659 | 11659 | EC.11659 Substation Building Refurbishment rev 2 |  | Level 3 Estimate | Main Grid | Non Contingent | Y | Network | Yes | Replacement | 2013-2018 | Kristian Masters | Minh Nguyen | Approved (Phase 3/4) | M ($1-$5M) | Regulated Capex | Yes |  |  | Network | rev 2 | 2014-11-26 | 2018-05-31 | 2018 | [44 empty] | 0 | 0% | 0% | 0% | 0% | 0% | 0% | 0% | 0% | 0% | 0% | 0% | 100% | 0% | 0% | 0% | 0% | 0% | 0% | 0% | 100%
EC.11660 | 11660 | EC.11660 Substation 110V Battery Charger Replacements Level 3 |  |  |  | Non Contingent | Y | Network | Yes | Replacement | 2013-2018 | Kristian Masters | Peter Van Schaijik | Approved (Phase 3/4) | L (>$5M) | Regulated Capex | Yes |  |  | Network |  | 2015-03-17 | 2018-02-22 | 2018 | No | [7 empty] | 840105 | [30 empty] | 50000 |  |  |  | 890105 | 840105 | 0% | 0% | 0% | 0% | 0% | 0% | 0% | 0% | 0% | 0% | 0% | 100% | 0% | 0% | 0% | 0% | 0% | 0% | 0% | 100%
EC.11670 | 11670 | EC.11670 ICT Hardware 2014-2016 rev 1 BP072013 |  | ICT Hardware 2014-2016 | Near Metropolitan | Non Contingent | Y | Non Network | Yes | Information Technology | 2013-2018 |  |  |  | M ($1-$5M) | Regulated Capex | Yes |  |  | ICT | 1 | 2014-05-01 | 2016-10-10 | 2016 | Not applicable | CPI | No | [18 empty] | 1440000 | 60000 | [20 empty] | 1500000 | 1500000 | 0% | 0% | 0% | 100% | 0% | 0% | 0% | 0% | 0% | 0% | 0% | 0% | 0% | 0% | 0% | 0% | 0% | 0% | 0% | 100%
EC.11671 | 11671 | EC.11671 ICT Software 2014-2016 - rev 2 BP072013 |  | ICT Software 2014-2016 | Near Metropolitan | Non Contingent | Y | Non Network | Yes | Information Technology | 2013-2018 |  |  |  | M ($1-$5M) | Regulated Capex | Yes |  |  | ICT | 2 | 2014-08-01 | 2017-02-08 | 2017 | Not applicable | CPI | No | [18 empty] | 240445 | 2290557 | [20 empty] | 2531002 | 2531002 | 0% | 0% | 0% | 100% | 0% | 0% | 0% | 0% | 0% | 0% | 0% | 0% | 0% | 0% | 0% | 0% | 0% | 0% | 0% | 100%
EC.11672 | 11672 | EC.11672 ICT Security 2014-2016 rev 1 BP072013 |  | Information Technology | Near Metropolitan | Non Contingent | Y | Network | Yes | Security/Compliance | 2013-2018 |  |  |  | M ($1-$5M) | Regulated Capex | Yes |  |  | ICT | 1 | 2014-07-01 | 2016-06-08 | 2015 | Not applicable | CPI | No | [18 empty] | 1056000 | 44000 | [20 empty] | 1100000 | 1100000 | 0% | 0% | 0% | 100% | 0% | 0% | 0% | 0% | 0% | 0% | 0% | 0% | 0% | 0% | 0% | 0% | 0% | 0% | 0% | 100%
EC.11673 | 11673 | EC.11673 IT OCS Software 2014-2016 |  | Information Technology | Near Metropolitan | Non Contingent | Y | Network | Yes | Augmentation | 2013-2018 |  |  | Level A | M ($1-$5M) | Regulated Capex | Yes |  |  | ICT | 1 | 2014-05-01 | 2016-09-26 | 2016 | Not applicable | CPI | No | [18 empty] | 123500 | 1176500 | [20 empty] | 1300000 | 1300000 | 0% | 0% | 0% | 100% | 0% | 0% | 0% | 0% | 0% | 0% | 0% | 0% | 0% | 0% | 0% | 0% | 0% | 0% | 0% | 100%
EC.11681 | 11681 | EC.11681 Furniture and General Building Upgrades 2015 -2016 - rev 3 |  | Revenue Reset 2013-2018 | Near Metropolitan | Non Contingent | Y | Non Network | Yes | Facilities | 2013-2018 | Claudia Sakamoto |  | Level A | S (<$1M) | Regulated Capex | Yes |  |  | Facilities | 3 | 2015-06-01 | 2016-03-29 | 2016 | Not applicable | CPI | No | [17 empty] | 66300 |  |  | 153000 |  |  |  | 20400 | 0 |  |  |  | 43225.181 | [10 empty] | 282925.181 | 219300 | 30.23% | 0% | 0% | 0% | 0% | 0% | 0% | 69.77% | 0% | 0% | 0% | 0% | 0% | 0% | 0% | 0% | 0% | 0% | 0% | 100%
EC.11694 | 11694 | EC.11694 Inventory Replenishment 2015-2016 rev 3 |  |  | Main Grid | Non Contingent | Y | Network | Yes | Inventory/Spares | 2013-2018 | Claudia Sakamoto |  | Level A | M ($1-$5M) | Regulated Capex | Yes |  |  | Network | 3 | 2015-07-01 | 2016-08-29 | 2016 | Not applicable | Weighted Average | Yes |  |  |  | 1962985 | [25 empty] | 99015.4977 | [10 empty] | 2062000.4977 | 1962985 | 0% | 0% | 0% | 0% | 0% | 0% | 0% | 0% | 0% | 100% | 0% | 0% | 0% | 0% | 0% | 0% | 0% | 0% | 0% | 100%
EC.11705 | 11705 | EC.11705 Drawing Management Systems Augmentation 2015-2017 |  | Drawing Management Systems Augmentation 2015-2017 | Near Metropolitan | Non Contingent | Y | Non Network | Yes | Information Technology | 2013-2018 |  |  |  | M ($1-$5M) | Regulated Capex | Yes |  |  | ICT | 1 | 2014-07-01 | 2015-06-30 | 2014 | Not applicable | CPI | No | [18 empty] | 18050 | 171950 | [20 empty] | 190000 | 190000 | 0% | 0% | 0% | 100% | 0% | 0% | 0% | 0% | 0% | 0% | 0% | 0% | 0% | 0% | 0% | 0% | 0% | 0% | 0% | 100%
EC.11706 | 11706 | EC.11706 Archiving Solutions 2013-2015 - rev 2 BP072013 |  | Archiving Solutions 2016-2018 | Near Metropolitan | Non Contingent | Y | Non Network | Yes | Information Technology | 2013-2018 |  |  |  | M ($1-$5M) | Regulated Capex | Yes |  |  | ICT | 2 | 2013-06-28 | 2014-01-15 | 2014 | Not applicable | CPI | No | [18 empty] | 846719 | 35280 | [20 empty] | 881999 | 881999 | 0% | 0% | 0% | 100% | 0% | 0% | 0% | 0% | 0% | 0% | 0% | 0% | 0% | 0% | 0% | 0% | 0% | 0% | 0% | 100%
EC.11712 | 11712 | EC.11712 Engineering Systems Enhancements 2015-2017 rev 1BP072013 |  | Information Technology | Near Metropolitan | Non Contingent | Y | Network | Yes | Augmentation | 2013-2018 |  |  |  | M ($1-$5M) | Regulated Capex | Yes |  |  | ICT | 1 | 2014-01-01 | 2015-12-16 | 2015 | Not applicable | CPI | No | [18 empty] | 190000 | 1810000 | [20 empty] | 2000000 | 2000000 | 0% | 0% | 0% | 100% | 0% | 0% | 0% | 0% | 0% | 0% | 0% | 0% | 0% | 0% | 0% | 0% | 0% | 0% | 0% | 100%
EC.11715 | 11715 | EC.11715 Project & Portfolio Management Systems Functional Enhancements 2015-2017 |  | Project & Portfolio Management Systems Functional Enhancements 2015-2017 | Near Metropolitan | Non Contingent | Y | Non Network | Yes | Information Technology | 2013-2018 |  |  |  | M ($1-$5M) | Regulated Capex | Yes |  |  | ICT | 1 | 2013-09-01 | 2015-07-31 | 2015 | Not applicable | CPI | No | [18 empty] | 95000 | 905000 | [20 empty] | 1000000 | 1000000 | 0% | 0% | 0% | 100% | 0% | 0% | 0% | 0% | 0% | 0% | 0% | 0% | 0% | 0% | 0% | 0% | 0% | 0% | 0% | 100%
EC.11717 | 11717 | EC.11717 UPS Battery Bank - rev 3 |  | Revenue Reset 2013-2018 | Near Metropolitan | Non Contingent | Y | Non Network | Yes | Facilities | 2013-2018 | Claudia Sakamoto |  |  | S (<$1M) | Regulated Capex | Yes |  |  | Facilities | 3 | 2015-07-01 | 2016-05-30 | 2016 | Not applicable | CPI | No | [17 empty] | 6300 |  |  | 92400 |  |  |  | 1050 | 0 |  |  |  | 17987.9508 | [10 empty] | 117737.9508 | 98700 | 6.383% | 0% | 0% | 0% | 0% | 0% | 0% | 93.62% | 0% | 0% | 0% | 0% | 0% | 0% | 0% | 0% | 0% | 0% | 0% | 100%
EC.11731 | 11731 | EC.11731 Fleet Vehicles Purchase 2016-2017 rev 3 |  | Revenue Reset 2013-2018 | Near Metropolitan | Non Contingent | Y | Non Network | Yes | Facilities | 2013-2018 | Claudia Sakamoto |  | Level A | S (<$1M) | Regulated Capex | Yes |  |  | Facilities | 3 | 2016-07-01 | 2017-05-30 | 2016 | Not applicable | CPI | No | [22 empty] | 117120 | [6 empty] | 16828.1952 | [10 empty] | 133948.1952 | 117120 | 0% | 0% | 0% | 0% | 0% | 0% | 0% | 100% | 0% | 0% | 0% | 0% | 0% | 0% | 0% | 0% | 0% | 0% | 0% | 100%
EC.11732 | 11732 | EC.11732 Outage Management Functional Upgrade 1 rev 2 |  | Rev Reset 2013-2018 |  | Non Contingent | Y | Non Network | Yes | Information Technology | 2013-2018 | Kristian Masters |  |  | M ($1-$5M) | Regulated Capex | Yes |  |  | ICT | 2 | 2016-08-01 | 2018-08-22 | 2018 | [21 empty] | 80000 | [10 empty] | 1520000 | [10 empty] | 1600000 | 80000 | 0% | 0% | 0% | 100% | 0% | 0% | 0% | 0% | 0% | 0% | 0% | 0% | 0% | 0% | 0% | 0% | 0% | 0% | 0% | 100%
EC.11733 | 11733 | EC.11733 Online Condition Monitoring Equipment Replacement rev 4 |  |  |  | Non Contingent | Y | Network | Yes | Replacement | 2013-2018 | Kristian Masters |  |  | L (>$5M) | Regulated Capex | Yes |  |  | Network | 4 | 2016-09-01 | 2019-06-24 | 2019 | [6 empty] | 240825 |  | 144018 |  |  | 5321490.4 |  |  | 0 | [12 empty] | 1761462.2 | 633904.8 | 1069714.35 | 24850.1406 | 0 | 2744136.6893 | [10 empty] | 11940401.5798 | 5706333.4 | 0% | 0% | 0% | 0% | 0% | 0% | 0% | 0% | 0% | 4.22% | 0% | 2.524% | 0% | 0% | 93.26% | 0% | 0% | 0% | 0% | 100%
EC.11734 | 11734 | EC.11734 Network Arial Laser Survey - rev 2 BP072013 |  | Revenue Reset 2013-2018 |  | Non Contingent | Y | Network | Yes | Security/Compliance | 2013-2018 | Jeff Ashworth |  |  | M ($1-$5M) | Regulated Capex |  |  |  | Network | 2 | 2014-09-01 | 2018-03-05 | 2018 | No | CPI | No | [11 empty] | 4747884.8124 | [28 empty] | 4747884.8124 | 4747884.8124 | 0% | 0% | 0% | 0% | 0% | 0% | 0% | 0% | 0% | 0% | 0% | 0% | 0% | 0% | 0% | 100% | 0% | 0% | 0% | 100%
EC.11738 | 11738 | EC.11738 Mallala to Para 275kV Double Circuit Land & Easements - Rev4 |  | SLAP2013/18 | Main Grid | Non Contingent | Y | Non Network | Yes | Easement/Land | 2013-2018 | Claudia Sakamoto | Ken Kow | Level A | L (>$5M) | Regulated Capex | Yes |  |  | Land | 4 | 2013-08-01 | 2017-04-24 | 2017 | Yes | Land | No | [10 empty] | 184500 | [5 empty] | 6840351 | [12 empty] | 264311 | 16246 |  |  | 550866 |  |  | 838800 |  |  | 345000 | 9040074 | 7024851 | 0% | 0% | 0% | 0% | 97.37% | 0% | 0% | 0% | 0% | 0% | 0% | 0% | 0% | 0% | 0% | 0% | 2.626% | 0% | 0% | 100%
EC.11739 | 11739 | EC.11739 Templers to Para 275kV Double Circuit Land & Easements - Rev4 BP072013 |  | SLAP2013/18 | Main Grid | Non Contingent | Y | Non Network | Yes | Easement/Land | 2013-2018 | Rachelle Gansan |  |  | L (>$5M) | Regulated Capex | Yes |  |  | Land | 4 | 2013-08-01 | 2017-04-24 | 2017 |  | Land | No | [15 empty] | 1187341.25 | 4841948 | [23 empty] | 6029289.25 | 6029289.25 | 0% | 0% | 0% | 0% | 80.31% | 19.69% | 0% | 0% | 0% | 0% | 0% | 0% | 0% | 0% | 0% | 0% | 0% | 0% | 0% | 100%
EC.11741 | 11741 | EC.11741 Database Management Systems Consolidation 2 |  | Rev Reset 2013-2018 |  | Non Contingent | Y | Non Network | Yes | Information Technology | 2013-2018 | Kristian Masters |  |  | M ($1-$5M) | Regulated Capex | Yes |  |  | ICT |  | 2016-02-01 | 2018-05-14 | 2018 | [21 empty] | 239970 | [10 empty] | 1023030 | [10 empty] | 1263000 | 239970 | 0% | 0% | 0% | 100% | 0% | 0% | 0% | 0% | 0% | 0% | 0% | 0% | 0% | 0% | 0% | 0% | 0% | 0% | 0% | 100%
EC.11742 | 11742 | EC.11742 Baroota Substation Upgrade Option 1 Refurbishment Revised Scope Rev 4 |  |  | Mid North | Non Contingent | Y | Network | Yes | Refurbishment | 2013-2018 | Claudia Sakamoto | Ken Kow | Level A | M ($1-$5M) | Regulated Capex | Yes |  |  | Network | 4 | 2013-06-01 | 2018-07-30 | 2018 | Yes | Weighted Average | Yes |  | 160000 |  | 691640.0199 |  | 538690.4713 | 341208.0097 | 94380 | 1230625.02 |  |  | 50000 |  | 191602.7561 | 217869.5557 | [9 empty] | 454829.9125 | 303219.9416 | 511683.6515 | 12737.3107 | 279662.7095 | 1448651.0068 | [10 empty] | 6526800.3652 | 3516015.8326 | 0% | 6.196% | 5.449% | 0% | 0% | 0% | 0% | 0% | 0% | 24.22% | 9.704% | 15.32% | 2.684% | 0% | 35% | 1.422% | 0% | 0% | 0% | 100%
EC.11749 | 11749 | EC.11749 AC Switchboard Replacement level 1 rev3 |  |  |  |  | Y | Network | Yes | Replacement | 2013-2018 | Rachelle Gansan | Michael Forder | Activated (Phase 1) | L (>$5M) | Regulated Capex |  |  |  | Network | 2 | 2016-07-01 | 2018-06-30 |  |  |  | Yes | [5 empty] | 6032738 | [18 empty] | 123638.4 | 82425.6 | 139093.2 | 3215.8863 | 82425.6 | [7 empty] | 1010000 |  |  |  | 7473536.6863 | 6032738 | 0% | 0% | 0% | 0% | 0% | 0% | 0% | 0% | 0% | 0% | 0% | 100% | 0% | 0% | 0% | 0% | 0% | 0% | 0% | 100%
EC.11751 | 11751 | EC.11751 Westinghouse RTU Replacement rev 6 |  |  |  | Non Contingent | Y | Network | No | Replacement | 2013-2018 | Claudia Sakamoto | Minh Nguyen | Activated (Phase 1) | M ($1-$5M) | Regulated Capex | Yes |  | Medium | Network | 6 | 2015-07-01 | 2018-06-30 | 2018 | Not applicable |  | No | [8 empty] | 1232878 | [15 empty] | 243288.45 | 128362.3 | 216611.3812 | 5008.1354 | 0 | 504710.099 | [7 empty] | 166064 | 50000 |  | 2546922.3656 | 1232878 | 0% | 0% | 0% | 0% | 0% | 0% | 0% | 0% | 0% | 0% | 0% | 0% | 0% | 0% | 100% | 0% | 0% | 0% | 0% | 100%
EC.11775 | 11775 | EC.11775 OPSWAN Replacement 2015-2017 rev 2 BP072013 |  | Information Technology | Near Metropolitan | Non Contingent | Y | Network | Yes | Replacement | 2013-2018 |  |  |  | M ($1-$5M) | Regulated Capex | Yes |  |  | ICT | 2 | 2016-05-01 | 2018-05-29 | 2018 | Not applicable | CPI | No | [13 empty] | 1200000 | [26 empty] | 1200000 | 1200000 | 0% | 0% | 100% | 0% | 0% | 0% | 0% | 0% | 0% | 0% | 0% | 0% | 0% | 0% | 0% | 0% | 0% | 0% | 0% | 100%
EC.11781 | 11781 | EC.11781 Furniture and General Building Upgrades 2016 - 2017 - rev 3 |  | Revenue Reset 2013-2018 | Near Metropolitan | Non Contingent | Y | Non Network | Yes | Facilities | 2013-2018 | Claudia Sakamoto |  | Level A | S (<$1M) | Regulated Capex | Yes |  |  | Facilities | 3 | 2016-07-01 | 2017-03-29 | 2017 | Not applicable | CPI | No | [17 empty] | 75920 |  |  | 175200 |  |  |  | 23360 | 0 |  |  |  | 49497.07 | [10 empty] | 323977.07 | 251120 | 30.23% | 0% | 0% | 0% | 0% | 0% | 0% | 69.77% | 0% | 0% | 0% | 0% | 0% | 0% | 0% | 0% | 0% | 0% | 0% | 100%
EC.11782 | 11782 | EC.11782 Building Generator 300 Pirie St |  | Revenue Reset 2013-2018 | Near Metropolitan | Non Contingent | Y | Non Network | Yes | Facilities | 2013-2018 | Jeff Ashworth |  |  | S (<$1M) | Regulated Capex |  |  |  | Facilities | 1 | 2016-07-01 | 2017-05-30 | 2016 | Not applicable | CPI | No | [23 empty] | 45600 | [16 empty] | 45600 | 45600 | 0% | 0% | 0% | 0% | 0% | 0% | 0% | 100% | 0% | 0% | 0% | 0% | 0% | 0% | 0% | 0% | 0% | 0% | 0% | 100%
EC.11794 | 11794 | EC.11794 Inventory Replenishment 2016-2017 rev 3 |  | Revenue Reset 2013-2018 | Main Grid | Non Contingent | Y | Network | Yes | Inventory/Spares | 2013-2018 | Claudia Sakamoto |  | Level A | M ($1-$5M) | Regulated Capex | Yes |  |  | Network | 3 | 2016-07-01 | 2017-08-30 | 2017 | Not applicable | CPI | No |  |  |  | 1962985 | [25 empty] | 99015.4977 | [10 empty] | 2062000.4977 | 1962985 | 0% | 0% | 0% | 0% | 0% | 0% | 0% | 0% | 0% | 100% | 0% | 0% | 0% | 0% | 0% | 0% | 0% | 0% | 0% | 100%
EC.11802 | 11802 | EC.11802 Business Intelligence Upgrade 3 rev 2 |  | Rev Reset 2013-2018 |  | Non Contingent | Y | Non Network | Yes | Information Technology | 2013-2018 | Kristian Masters |  |  | S (<$1M) | Regulated Capex | Yes |  |  | ICT | 2 | 2017-01-01 | 2018-03-28 | 2018 | [21 empty] | 53200 | [10 empty] | 212800 | [10 empty] | 266000 | 53200 | 0% | 0% | 0% | 100% | 0% | 0% | 0% | 0% | 0% | 0% | 0% | 0% | 0% | 0% | 0% | 0% | 0% | 0% | 0% | 100%
EC.11803 | 11803 | EC.11803 SAP Functional Enhancements 2017-2018 rev 2 BP072013 |  | SAP Functional Enhancements 2017-2018 | Near Metropolitan | Non Contingent | Y | Non Network | Yes | Information Technology | 2013-2018 |  |  | Level A | M ($1-$5M) | Regulated Capex | Yes |  |  | ICT | 2 | 2016-08-01 | 2018-09-25 | 2018 | Not applicable | CPI | No | [18 empty] | 188100 | 1791900 | [20 empty] | 1980000 | 1980000 | 0% | 0% | 0% | 100% | 0% | 0% | 0% | 0% | 0% | 0% | 0% | 0% | 0% | 0% | 0% | 0% | 0% | 0% | 0% | 100%
EC.11807 | 11807 | EC.11807 ICT Systems Management 2017-2019 rev 1 |  | ICT Systems Management 2017-2019 | Near Metropolitan | Non Contingent | Y | Non Network | Yes | Information Technology | 2013-2018 |  |  |  | S (<$1M) | Regulated Capex | Yes |  |  | ICT | 1 | 2018-06-01 | 2020-06-26 | 2019 | Not applicable | CPI | No | [18 empty] | 346040 | 63960 | [20 empty] | 410000 | 410000 | 0% | 0% | 0% | 100% | 0% | 0% | 0% | 0% | 0% | 0% | 0% | 0% | 0% | 0% | 0% | 0% | 0% | 0% | 0% | 100%
EC.11808 | 11808 | EC.11808 Office Systems Refresh 1 rev 3 |  | Rev Reset 2013-2018 |  | Non Contingent | Y | Non Network | Yes | Information Technology | 2013-2018 | Kristian Masters |  |  | M ($1-$5M) | Regulated Capex | Yes |  |  | ICT | 3 | 2016-03-15 | 2018-08-31 | 2018 | [21 empty] | 179280 | [10 empty] | 717259.4621 | [10 empty] | 896539.4621 | 179280 | 0% | 0% | 0% | 100% | 0% | 0% | 0% | 0% | 0% | 0% | 0% | 0% | 0% | 0% | 0% | 0% | 0% | 0% | 0% | 100%
EC.11809 | 11809 | EC.11809 Common Information-Connectivity Model rev 2 BP072013 |  | Information Technology | Near Metropolitan | Non Contingent | Y | Network | Yes | Augmentation | 2013-2018 |  |  | Level A | M ($1-$5M) | Regulated Capex | Yes |  |  | ICT | 2 | 2014-04-01 | 2017-05-12 | 2017 | Not applicable | CPI | No | [18 empty] | 114000 | 1086000 | [20 empty] | 1200000 | 1200000 | 0% | 0% | 0% | 100% | 0% | 0% | 0% | 0% | 0% | 0% | 0% | 0% | 0% | 0% | 0% | 0% | 0% | 0% | 0% | 100%
EC.11810 | 11810 | EC.11810 Historian Upgrade 1 rev 3 |  | Rev Reset 2013-2018 |  | Non Contingent | Y | Non Network | Yes | Information Technology | 2013-2018 | Kristian Masters |  |  | M ($1-$5M) | Regulated Capex | Yes |  |  | ICT | 3 | 2016-07-01 | 2018-11-22 | 2018 | [21 empty] | 32500 | [10 empty] | 617002.1301 | [10 empty] | 649502.1301 | 32500 | 0% | 0% | 0% | 100% | 0% | 0% | 0% | 0% | 0% | 0% | 0% | 0% | 0% | 0% | 0% | 0% | 0% | 0% | 0% | 100%
EC.11812 | 11812 | EC.11812 Substation Automation and Alarm rev 2 BP072013 |  | Information Technology | Near Metropolitan | Non Contingent | Y | Network | Yes | Augmentation | 2013-2018 |  |  | Level A | S (<$1M) | Regulated Capex | Yes |  |  | ICT | 2 | 2016-07-01 | 2019-06-26 | 2019 | Not applicable | CPI | No | [18 empty] | 171000 | 1629000 | [20 empty] | 1800000 | 1800000 | 0% | 0% | 0% | 100% | 0% | 0% | 0% | 0% | 0% | 0% | 0% | 0% | 0% | 0% | 0% | 0% | 0% | 0% | 0% | 100%
EC.11816 | 11816 | EC.11816 One IP Substation Network Stage 1 Level 3 rev 2 |  |  |  | Non Contingent | Y | Network | Yes | Information Technology | 2013-2018 | Kristian Masters | Raghav Bhartinder | Concept Endorsed (Phase 2) | L (>$5M) | Regulated Capex | Yes |  |  | Telco | 2 | 2013-05-07 | 2018-08-10 | 2017 | No | [10 empty] | 122000 |  |  |  |  | 4336000 | 967999.7532 |  |  |  | 2714667.62 | 96652 |  |  |  |  | 813900 | 542600 | 915637.5 | 1863 |  | 2421787.1 | [6 empty] | 820000 |  |  |  | 13753106.9732 | 8237319.3732 | 0% | 11.75% | 52.64% | 34.13% | 0% | 0% | 0% | 0% | 0% | 0% | 0% | 0% | 0% | 0% | 1.481% | 0% | 0% | 0% | 0% | 100%
EC.11822 | 11822 | EC.11822 Riverland Telecommunications Bearer rev 3 BP072013 |  | Telecommunications | Riverland | Non Contingent | Y | Network | Yes | Replacement | 2013-2018 |  |  | Level A | L (>$5M) | Regulated Capex | Yes |  |  | Telco | 3 | 2012-03-22 | 2015-08-05 | 2015 |  | CPI | No | [6 empty] | 247702.8594 | [6 empty] | 1377059.7368 | 1487596.2021 | [14 empty] | 389044.8498 | 373483.0558 | 31123.588 | 93370.7639 | 46685.382 | 93370.7639 | 62247.176 |  |  |  |  | 4201684.3776 | 3112358.7982 | 0% | 47.8% | 44.24% | 0% | 0% | 0% | 0% | 0% | 0% | 0% | 7.959% | 0% | 0% | 0% | 0% | 0% | 0% | 0% | 0% | 100%
EC.11824 | 11824 | EC.11824 Weather Stations For Dynamic Line Rating |  | Market Benefit |  | Non Contingent | Y | Network | Yes | Augmentation | 2013-2018 | Rachelle Gansan |  | Level A | M ($1-$5M) | Regulated Capex |  |  |  | Network |  | 2013-07-01 | 2016-04-19 | 2016 |  | CPI | No | [5 empty] | 372600.0217 |  |  | 1452465 |  |  |  |  | 410000 |  | 10000 | [8 empty] | 245822.2533 |  |  | 6822.44 |  | 62192.7429 | 49754.1943 | 24877.0972 | 74631.2915 | 37315.6457 | 74631.2915 | 49754.1943 | 280000 |  |  | 200000 | 3350866.1723 | 2245065.0217 | 0% | 0% | 18.26% | 0% | 0% | 0.4454% | 0% | 0% | 0% | 0% | 0% | 16.6% | 0% | 0% | 64.7% | 0% | 0% | 0% | 0% | 100%
EC.11825 | 11825 | EC.11825-Radial Supply Reliability Improvement Rev 7 BP072013 |  | Revenue Reset 2013-2018 | Main Grid | Non Contingent | Y | Network | Yes | Security/Compliance | 2013-2018 | Veerendra Kata |  | Level A | M ($1-$5M) | Regulated Capex | Yes |  |  | Network | 7 | 2015-03-01 | 2017-11-27 | 2017 | No | CPI | No |  |  |  | 3550100 | [23 empty] | 137.5 |  | 1253.4375 | 1002.75 | 501.375 | 1504.125 | 752.0625 | 1504.125 | 1002.75 |  |  |  |  | 3557758.125 | 3550100 | 0% | 0% | 0% | 0% | 0% | 0% | 0% | 0% | 0% | 100% | 0% | 0% | 0% | 0% | 0% | 0% | 0% | 0% | 0% | 100%
EC.11826 | 11826 | EC.11826 Dalrymple Substation- Brownfield Phase 2 Option 4 Rev 18 |  |  | Mid North | Non Contingent | Y | Network | Yes | Augmentation | 2013-2018 | Claudia Sakamoto | Nic Moffa | Concept Endorsed (Phase 2) | L (>$5M) | Regulated Capex | Yes |  | Medium | Network | 18 |  |  | 2016 | No |  | No | [41 empty] | 0 | 0% | 0.3993% | 1.362% | 0% | 0% | 1.592% | 0% | 0% | 0% | 50.71% | 0.6773% | 15.31% | 1.786% | 0% | 22.88% | 0.8555% | 4.431% | 0% | 0% | 100%
EC.11829 | 11829 | EC.11829 Regional N-1 Secure Control Schemes - Copy |  | Revenue Reset 2013-2018 | Mid North | Non Contingent | Y | Network | Yes | Security/Compliance | 2013-2018 | Jeff Ashworth |  | Level A |  | Regulated Capex | Yes |  |  | Network | 9 | 2016-11-01 | 2018-03-01 | 2018 | No | CPI | No | [41 empty] | 0 | 0% | 0% | 0% | 0% | 0% | 0% | 0% | 0% | 0% | 0% | 0% | 4.482% | 0% | 0% | 95.52% | 0% | 0% | 0% | 0% | 100%
EC.11851 | 11851 | EC.11851 Transmission Billing rev 2 BP072013 |  | Information Technology | Near Metropolitan | Non Contingent | Y | Network | Yes | Information Technology | 2013-2018 |  |  | Level A | S (<$1M) | Regulated Capex | Yes |  |  | ICT | 2 | 2018-06-01 | 2019-11-28 | 2019 | Not applicable | CPI | No | [18 empty] | 33250 | 316750 | [20 empty] | 350000 | 350000 | 0% | 0% | 0% | 100% | 0% | 0% | 0% | 0% | 0% | 0% | 0% | 0% | 0% | 0% | 0% | 0% | 0% | 0% | 0% | 100%
EC.11853 | 11853 | EC.11853 Telecommunications SDM Major Review - Rev2 BP072013 |  | Telecommunications | Main Grid | Non Contingent | Y | Non Network | Yes | Security/Compliance | 2013-2018 |  |  | Level A | L (>$5M) | Regulated Capex | Yes |  |  | Telco | 2 | 2015-02-01 | 2018-05-29 | 2018 |  | CPI | No | [19 empty] | 650000 | [20 empty] | 650000 | 650000 | 0% | 0% | 0% | 100% | 0% | 0% | 0% | 0% | 0% | 0% | 0% | 0% | 0% | 0% | 0% | 0% | 0% | 0% | 0% | 100%
EC.11854 | 11854 | EC11854 Telco Asset Replacement 2013-2018 Level 3 |  |  |  | Non Contingent | Y | Network | Yes | Replacement | 2013-2018 | Kristian Masters | Jim Eliades | Approved (Phase 3/4) | M ($1-$5M) | Regulated Capex | Yes |  |  | Telco |  | 2014-07-01 | 2018-03-06 | 2018 | No | [15 empty] | 5624778.63 |  |  |  |  | 0 | [10 empty] | 698999.36 | [6 empty] | 220000 |  |  |  | 6543777.99 | 5624778.63 | 0% | 0% | 100% | 0% | 0% | 0% | 0% | 0% | 0% | 0% | 0% | 0% | 0% | 0% | 0% | 0% | 0% | 0% | 0% | 100%
EC.11855 | 11855 | EC.11855 Tel Asset Replacement - Eastern Hills Region - rev4 BP072013 |  | Telecommunications | Eastern Hills | Non Contingent | Y | Network | Yes | Replacement | 2013-2018 |  |  | Level A | M ($1-$5M) | Regulated Capex | Yes |  |  | Telco | 4 | 2015-04-01 | 2017-10-26 | 2016 |  | CPI | No | [13 empty] | 1121000 | [26 empty] | 1121000 | 1121000 | 0% | 0% | 100% | 0% | 0% | 0% | 0% | 0% | 0% | 0% | 0% | 0% | 0% | 0% | 0% | 0% | 0% | 0% | 0% | 100%
EC.11856 | 11856 | EC.11856 Tel Asset Replacement - Mid North Region - rev4 BP072013 |  | Telecommunications | Mid North | Non Contingent | Y | Network | Yes | Replacement | 2013-2018 |  |  | Level A | M ($1-$5M) | Regulated Capex | Yes |  |  | Telco | 4 | 2015-04-01 | 2017-10-26 | 2017 |  | CPI | No | [13 empty] | 3124160 | [26 empty] | 3124160 | 3124160 | 0% | 0% | 100% | 0% | 0% | 0% | 0% | 0% | 0% | 0% | 0% | 0% | 0% | 0% | 0% | 0% | 0% | 0% | 0% | 100%
EC.11857 | 11857 | EC.11857 Tel Asset Replacement - Upper North Region - rev 5 |  | Telecommunications | Upper North | Non Contingent | Y | Network | Yes | Replacement | 2013-2018 |  |  | Level A | M ($1-$5M) | Regulated Capex | Yes |  |  | Telco | 5 | 2019-04-01 | 2021-10-26 | 2021 |  | CPI | No | [13 empty] | 1564852 | [25 empty] | 79200 | 1644052 | 1564852 | 0% | 0% | 100% | 0% | 0% | 0% | 0% | 0% | 0% | 0% | 0% | 0% | 0% | 0% | 0% | 0% | 0% | 0% | 0% | 100%
EC.11858 | 11858 | EC.11858 Tel Asset Replacement - Eyre Region - rev4 BP072013 |  | Telecommunications | Eyre Peninsula | Non Contingent | Y | Network | Yes | Replacement | 2013-2018 |  |  | Level A | M ($1-$5M) | Regulated Capex | Yes |  |  | Telco | 4 | 2017-10-01 | 2020-04-24 | 2020 |  | CPI | No | [13 empty] | 1877070 | [26 empty] | 1877070 | 1877070 | 0% | 0% | 100% | 0% | 0% | 0% | 0% | 0% | 0% | 0% | 0% | 0% | 0% | 0% | 0% | 0% | 0% | 0% | 0% | 100%
EC.11859 | 11859 | EC.11859 Tel Asset Replacement - Riverland Region - rev4 BP072013 |  | Telecommunications | Riverland | Non Contingent | Y | Network | Yes | Replacement | 2013-2018 |  |  |  | M ($1-$5M) | Regulated Capex | Yes |  |  | Telco | 4 | 2014-01-01 | 2016-08-16 | 2016 |  | CPI | No | [13 empty] | 588360 | [26 empty] | 588360 | 588360 | 0% | 0% | 100% | 0% | 0% | 0% | 0% | 0% | 0% | 0% | 0% | 0% | 0% | 0% | 0% | 0% | 0% | 0% | 0% | 100%
EC.11860 | 11860 | EC.11860 Tel Asset Replacement - South East Region - rev4 BP072013 |  | Telecommunications | South East | Non Contingent | Y | Network | Yes | Replacement | 2013-2018 |  |  | Level A | M ($1-$5M) | Regulated Capex | Yes |  |  | Telco | 4 | 2015-04-01 | 2017-10-26 | 2017 |  | CPI | No | [13 empty] | 2365442 | [26 empty] | 2365442 | 2365442 | 0% | 0% | 100% | 0% | 0% | 0% | 0% | 0% | 0% | 0% | 0% | 0% | 0% | 0% | 0% | 0% | 0% | 0% | 0% | 100%
EC.11861 | 11861 | EC.11861 Telecommunications Network Optimisation Stage 2 - rev4 BP072013 |  | Telecommunications | Main Grid | Non Contingent | Y | Network | Yes | Augmentation | 2013-2018 |  |  | Level A | M ($1-$5M) | Regulated Capex | Yes |  |  | Telco | 4 | 2013-03-28 | 2017-09-21 | 2017 |  | CPI | No | [13 empty] | 1436800 | [26 empty] | 1436800 | 1436800 | 0% | 0% | 100% | 0% | 0% | 0% | 0% | 0% | 0% | 0% | 0% | 0% | 0% | 0% | 0% | 0% | 0% | 0% | 0% | 100%
EC.11862 | 11862 | EC.11862 VOIP Network Refresh Level 3b |  | Telecommunications |  | Non Contingent | Y | Network | Yes | Replacement | 2013-2018 | Kristian Masters | Raghav Bhartinder | Created (Phase 0) | S (<$1M) | Regulated Capex | Yes |  |  | Telco | B | 2016-03-23 | 2018-08-24 | 2018 | [32 empty] | 1340008 | [10 empty] | 1340008 | 0 | 0% | 0% | 0% | 100% | 0% | 0% | 0% | 0% | 0% | 0% | 0% | 0% | 0% | 0% | 0% | 0% | 0% | 0% | 0% | 100%
EC.11870 | 11870 | EC.11870 IT Hardware 3 rev 3 |  | Rev Reset 2013-2018 |  | Non Contingent | Y | Non Network | Yes | Information Technology | 2013-2018 | Kristian Masters |  |  | M ($1-$5M) | Regulated Capex | Yes |  |  | ICT | 3 | 2016-07-01 | 2018-11-26 | 2018 | [21 empty] | 211833 | [10 empty] | 671503.768 | [10 empty] | 883336.768 | 211833 | 0% | 0% | 0% | 100% | 0% | 0% | 0% | 0% | 0% | 0% | 0% | 0% | 0% | 0% | 0% | 0% | 0% | 0% | 0% | 100%
EC.11871 | 11871 | EC.11871 IT Software 3 rev 3 |  | Rev Reset 2013-2018 |  | Non Contingent | Y | Non Network | Yes | Information Technology | 2013-2018 | Kristian Masters |  |  | M ($1-$5M) | Regulated Capex | Yes |  |  | ICT | 3 | 2016-06-15 | 2018-10-15 | 2018 | [21 empty] | 449800 | [10 empty] | 1799200 | [10 empty] | 2249000 | 449800 | 0% | 0% | 0% | 100% | 0% | 0% | 0% | 0% | 0% | 0% | 0% | 0% | 0% | 0% | 0% | 0% | 0% | 0% | 0% | 100%
EC.11872 | 11872 | EC.11872 IT Security 3 rev 4 |  | Rev Reset 2013-2018 |  | Non Contingent | Y | Non Network | Yes | Information Technology | 2013-2018 | Kristian Masters |  |  | M ($1-$5M) | Regulated Capex | Yes |  |  | ICT | 4 | 2017-03-01 | 2019-03-13 | 2019 | [21 empty] | 242337 | [10 empty] | 969699.2755 | [10 empty] | 1212036.2755 | 242337 | 0% | 0% | 0% | 100% | 0% | 0% | 0% | 0% | 0% | 0% | 0% | 0% | 0% | 0% | 0% | 0% | 0% | 0% | 0% | 100%
EC.11873 | 11873 | EC.11873 OT Software 3 rev 4 |  | Rev Reset 2013-2018 |  | Non Contingent | Y | Non Network | Yes | Information Technology | 2013-2018 | Kristian Masters |  |  | M ($1-$5M) | Regulated Capex | Yes |  |  | ICT | 4 | 2017-01-03 | 2018-10-01 | 2018 | [21 empty] | 210000 | [10 empty] | 1889594.0908 | [10 empty] | 2099594.0908 | 210000 | 0% | 0% | 0% | 100% | 0% | 0% | 0% | 0% | 0% | 0% | 0% | 0% | 0% | 0% | 0% | 0% | 0% | 0% | 0% | 100%
EC.11880 | 11880 | EC.11880 Fire Protection 300 Pirie St - Sprinkler System rev 3 |  | Revenue Reset 2013-2018 | Near Metropolitan | Non Contingent | Y | Non Network | Yes | Facilities | 2013-2018 | Claudia Sakamoto |  | Level A | S (<$1M) | Regulated Capex | Yes |  |  | Facilities | 3 | 2017-07-01 | 2018-05-30 | 2018 | Not applicable | CPI | No | [17 empty] | 100500 | [6 empty] | 2200 | 0 |  |  |  | 18519.9253 | [10 empty] | 121219.9253 | 100500 | 100% | 0% | 0% | 0% | 0% | 0% | 0% | 0% | 0% | 0% | 0% | 0% | 0% | 0% | 0% | 0% | 0% | 0% | 0% | 100%
EC.11881 | 11881 | EC.11881 Furniture and General Building Upgrades 2017 - 2018 - rev 3 |  | Revenue Reset 2013-2018 | Near Metropolitan | Non Contingent | Y | Non Network | Yes | Facilities | 2013-2018 | Claudia Sakamoto |  | Level A | S (<$1M) | Regulated Capex | Yes |  |  | Facilities | 3 | 2017-07-01 | 2018-05-30 | 2018 | Not applicable | CPI | No | [17 empty] | 52520 |  |  | 121200 |  |  |  | 16160 | 0 |  |  |  | 34241.1237 | [10 empty] | 224121.1237 | 173720 | 30.23% | 0% | 0% | 0% | 0% | 0% | 0% | 69.77% | 0% | 0% | 0% | 0% | 0% | 0% | 0% | 0% | 0% | 0% | 0% | 100%
EC.11882 | 11882 | EC.11882 General Utility Upgrade 2017 - 2018 rev 3 |  | Revenue Reest 2013-2018 | Near Metropolitan | Non Contingent | Y | Non Network | Yes | Facilities | 2013-2018 | Claudia Sakamoto |  | Level A | S (<$1M) | Regulated Capex | Yes |  |  | Facilities | 3 | 2017-07-01 | 2018-05-30 | 2018 | Not applicable | CPI | No | [17 empty] | 69440 |  |  | 37200 |  |  |  | 9920 | 0 |  |  |  | 21019.3037 | [10 empty] | 137579.3037 | 106640 | 65.12% | 0% | 0% | 0% | 0% | 0% | 0% | 34.88% | 0% | 0% | 0% | 0% | 0% | 0% | 0% | 0% | 0% | 0% | 0% | 100%
EC.11884 | 11884 | EC.11884 Fire Protection Rymill - Sprinkler System |  | Revenue Reset 2013-2018 | Near Metropolitan | Non Contingent | Y | Non Network | Yes | Facilities | 2013-2018 | Jeff Ashworth |  |  | S (<$1M) | Regulated Capex |  |  |  | Facilities | 1 | 2016-07-01 | 2017-09-29 | 2017 | Not applicable | CPI | No | [17 empty] | 65000 | [22 empty] | 65000 | 65000 | 100% | 0% | 0% | 0% | 0% | 0% | 0% | 0% | 0% | 0% | 0% | 0% | 0% | 0% | 0% | 0% | 0% | 0% | 0% | 100%
EC.11890 | 11890 | EC.11890 Unit Asset Replacement Level 3 rev 17 |  |  |  | Non Contingent | Y | Network | Yes | Replacement | 2013-2018 | Claudia Sakamoto | Ken Kow | Approved (Phase 3/4) | L (>$5M) | Regulated Capex | Yes | ETSA | Medium | Network | 17 | 2016-04-01 | 2018-06-30 | 2018 | Not applicable | Weighted Average | No |  |  |  | 49095475 | [36 empty] | 49095475 | 49095475 | 0% | 0% | 0% | 0% | 0% | 0% | 0% | 0% | 0% | 100% | 0% | 0% | 0% | 0% | 0% | 0% | 0% | 0% | 0% | 100%
EC.11894 | 11894 | EC.11894 Inventory Replenishment 2017-2018 rev 3 |  |  | Main Grid | Non Contingent | Y | Network | Yes | Inventory/Spares | 2013-2018 | Claudia Sakamoto |  | Level A | M ($1-$5M) | Regulated Capex | Yes |  |  | Network | 3 | 2017-07-01 | 2018-08-30 | 2018 | Not applicable | CPI | No |  |  |  | 1962985 | [25 empty] | 99015.4977 | [10 empty] | 2062000.4977 | 1962985 | 0% | 0% | 0% | 0% | 0% | 0% | 0% | 0% | 0% | 100% | 0% | 0% | 0% | 0% | 0% | 0% | 0% | 0% | 0% | 100%
EC.11896 | 11896 | EC.11896 Mechanical 300 & 276 Pirie St. 2017-2018 rev 1 BP072013 |  | Revenue Reset 2013-2018 | Near Metropolitan | Non Contingent | Y | Non Network | Yes | Facilities | 2013-2018 | Rachelle Gansan |  |  | S (<$1M) | Regulated Capex | Yes |  |  | Facilities | 1 | 2017-07-01 | 2018-05-30 | 2018 | Not applicable | CPI | No | [17 empty] | 17100 |  |  | 39900 | [19 empty] | 57000 | 57000 | 30% | 0% | 0% | 0% | 0% | 0% | 0% | 70% | 0% | 0% | 0% | 0% | 0% | 0% | 0% | 0% | 0% | 0% | 0% | 100%
EC.11899 | 11899 | EC.11899 Fleet Vehicles Purchase 2017-2018 rev 3 |  | Revenue Reset 2013-2018 | Near Metropolitan | Non Contingent | Y | Non Network | Yes | Facilities | 2013-2018 | Claudia Sakamoto |  | Level A | S (<$1M) | Regulated Capex | Yes |  |  | Facilities | 3 | 2017-07-01 | 2018-05-30 | 2018 | Not applicable | CPI | No | [22 empty] | 130560 | [6 empty] | 18759.2996 | [10 empty] | 149319.2996 | 130560 | 0% | 0% | 0% | 0% | 0% | 0% | 0% | 100% | 0% | 0% | 0% | 0% | 0% | 0% | 0% | 0% | 0% | 0% | 0% | 100%
EC.11900 | 11900 | EC.11900 Intranet refresh 1 |  | Rev Reset 2013-2018 |  | Non Contingent | Y | Non Network | Yes | Information Technology | 2013-2018 | Kristian Masters |  |  | S (<$1M) | Regulated Capex | Yes |  |  | ICT |  | 2016-03-01 | 2017-02-14 | 2017 | [21 empty] | 37400 | [10 empty] | 149600 | [10 empty] | 187000 | 37400 | 0% | 0% | 0% | 100% | 0% | 0% | 0% | 0% | 0% | 0% | 0% | 0% | 0% | 0% | 0% | 0% | 0% | 0% | 0% | 100%
EC.11975 | 11975 | EC.11975 OPSWAN Replacement 2017-2019 - Rev 3 BP072013 |  | Information Technology | Near Metropolitan | Non Contingent | Y | Network | Yes | Replacement | 2013-2018 |  |  | Level A | M ($1-$5M) | Regulated Capex | Yes |  |  | ICT | 3 | 2017-05-01 | 2019-06-26 | 2019 | Not applicable | CPI | No | [13 empty] | 1100000 | [26 empty] | 1100000 | 1100000 | 0% | 0% | 100% | 0% | 0% | 0% | 0% | 0% | 0% | 0% | 0% | 0% | 0% | 0% | 0% | 0% | 0% | 0% | 0% | 100%
EC.12003 | 12003 | EC.12003 Geospacial Systems Functional Enhancements |  | Geospacial Systems Functional Enhancements | Near Metropolitan | Non Contingent | Y | Non Network | Yes | Information Technology | 2013-2018 |  |  |  | M ($1-$5M) | Regulated Capex | Yes |  |  | ICT | 1 | 2014-02-01 | 2016-02-29 | 2015 | Not applicable | CPI | No | [18 empty] | 209232 | 1993216 | [20 empty] | 2202448 | 2202448 | 0% | 0% | 0% | 100% | 0% | 0% | 0% | 0% | 0% | 0% | 0% | 0% | 0% | 0% | 0% | 0% | 0% | 0% | 0% | 100%
EC.12011 | 12011 | EC.12011 Drawing Mgmt Functional Enhancements 1 rev 3 |  | Rev Reset 2013-2018 |  | Non Contingent | Y | Non Network | Yes | Information Technology | 2013-2018 | Kristian Masters |  |  | S (<$1M) | Regulated Capex | Yes |  |  | ICT | 3 | 2016-07-01 | 2018-05-22 | 2018 | [21 empty] | 43600 | [10 empty] | 174400 | [10 empty] | 218000 | 43600 | 0% | 0% | 0% | 100% | 0% | 0% | 0% | 0% | 0% | 0% | 0% | 0% | 0% | 0% | 0% | 0% | 0% | 0% | 0% | 100%
EC.12014 | 12014 | EC.12014 Protection System Modelling and Validation Tool rev 2 |  | Rev Reset 2018-2023 |  | Non Contingent | Y | Non Network | Yes | Information Technology | 2013-2018 | Kristian Masters |  |  | M ($1-$5M) | Regulated Capex | Yes |  |  | ICT | 2 | 2016-11-01 | 2020-01-09 | 2020 | [21 empty] | 300000 | [10 empty] | 1200000 | [10 empty] | 1500000 | 300000 | 0% | 0% | 0% | 100% | 0% | 0% | 0% | 0% | 0% | 0% | 0% | 0% | 0% | 0% | 0% | 0% | 0% | 0% | 0% | 100%
EC.12101 | 12101 | EC.12101 Records Management |  | Rev Reset 2013-2018 |  | Non Contingent | Y | Non Network | Yes | Information Technology | 2013-2018 | Kristian Masters |  |  | M ($1-$5M) | Regulated Capex | Yes |  |  | ICT |  | 2016-03-01 | 2018-08-27 | 2018 | [21 empty] | 107250 | [10 empty] | 2037750 | [10 empty] | 2145000 | 107250 | 0% | 0% | 0% | 100% | 0% | 0% | 0% | 0% | 0% | 0% | 0% | 0% | 0% | 0% | 0% | 0% | 0% | 0% | 0% | 100%
EC.12112 | 12112 | EC.12112 Outage Management Functional Upgrade rev 1 BP072013 |  | Increase functionality of the outage management system & processes to help deal with increased work | Near Metropolitan | Non Contingent | Y | Non Network | Yes | Augmentation | 2013-2018 |  |  |  | S (<$1M) | Regulated Capex | Yes |  |  |  | 1 | 2021-03-01 | 2022-09-26 | 2022 |  | CPI | No | [18 empty] | 76000 | 724000 | [20 empty] | 800000 | 800000 | 0% | 0% | 0% | 100% | 0% | 0% | 0% | 0% | 0% | 0% | 0% | 0% | 0% | 0% | 0% | 0% | 0% | 0% | 0% | 100%
EC.14010 | 14010 | EC.14010 Automated IED configuration management |  | Rev Reset 2013-2018 |  | Non Contingent | Y | Non Network | Yes | Information Technology | 2013-2018 | Kristian Masters |  |  | S (<$1M) | Regulated Capex | Yes |  |  | ICT |  | 2016-07-01 | 2018-02-14 | 2018 | [21 empty] | 0 | [10 empty] | 600000 | [10 empty] | 600000 | 0 | 0% | 0% | 0% | 100% | 0% | 0% | 0% | 0% | 0% | 0% | 0% | 0% | 0% | 0% | 0% | 0% | 0% | 0% | 0% | 100%
EC.14015 | 14015 | EC.14015 IT Architecture Support Systems |  | Rev Reset 2013-2018 |  | Non Contingent | Y | Non Network | Yes | Information Technology | 2013-2018 | Kristian Masters |  |  | S (<$1M) | Regulated Capex | Yes |  |  | ICT |  | 2016-10-01 | 2017-09-15 | 2017 | [21 empty] | 0 | [10 empty] | 323000 | [10 empty] | 323000 | 0 | 0% | 0% | 0% | 100% | 0% | 0% | 0% | 0% | 0% | 0% | 0% | 0% | 0% | 0% | 0% | 0% | 0% | 0% | 0% | 100%
EC.14018 | 14018 | EC.14018 Treasury Systems |  | Rev Reset 2013-2018 |  | Non Contingent | Y | Non Network | Yes | Information Technology | 2013-2018 | Kristian Masters |  |  | S (<$1M) | Regulated Capex | Yes |  |  | ICT |  | 2016-05-01 | 2017-10-17 | 2017 | [21 empty] | 0 | [10 empty] | 538000 | [10 empty] | 538000 | 0 | 0% | 0% | 0% | 100% | 0% | 0% | 0% | 0% | 0% | 0% | 0% | 0% | 0% | 0% | 0% | 0% | 0% | 0% | 0% | 100%
EC.14020 | 14020 | EC.14020 IT Service Operation System |  | Rev Reset 2013-2018 |  | Non Contingent | Y | Non Network | Yes | Information Technology | 2013-2018 | Kristian Masters |  |  | S (<$1M) | Regulated Capex | Yes |  |  | ICT |  | 2015-11-17 | 2016-12-05 | 2016 | [21 empty] | 19950 | [10 empty] | 379050 | [10 empty] | 399000 | 19950 | 0% | 0% | 0% | 100% | 0% | 0% | 0% | 0% | 0% | 0% | 0% | 0% | 0% | 0% | 0% | 0% | 0% | 0% | 0% | 100%
EC.14021 | 14021 | EC.14021 Supplier Relationship Management System |  | Rev Reset 2013-2018 |  | Non Contingent | Y | Non Network | Yes | Information Technology | 2013-2018 | Kristian Masters |  |  | S (<$1M) | Regulated Capex | Yes |  |  | ICT |  | 2016-11-01 | 2018-06-20 | 2018 | [21 empty] | 0 | [10 empty] | 274000 | [10 empty] | 274000 | 0 | 0% | 0% | 0% | 100% | 0% | 0% | 0% | 0% | 0% | 0% | 0% | 0% | 0% | 0% | 0% | 0% | 0% | 0% | 0% | 100%
EC.14024 | 14024 | EC.14024 SCADA and RTU configuration management |  | Rev Reset 2013-2018 |  | Non Contingent | Y | Non Network | Yes | Information Technology | 2013-2018 | Kristian Masters |  |  | S (<$1M) | Regulated Capex | Yes |  |  | ICT |  | 2016-04-01 | 2018-07-25 | 2018 | [21 empty] | 0 | [10 empty] | 700000 | [10 empty] | 700000 | 0 | 0% | 0% | 0% | 100% | 0% | 0% | 0% | 0% | 0% | 0% | 0% | 0% | 0% | 0% | 0% | 0% | 0% | 0% | 0% | 100%
EC.14039 | 14039 | EC.14039 NCIPAP 2 Upper South Line Uprate F1942 and F1835 level 2 estimate rev1 |  |  |  |  | Y | Network |  | Other | 2013-2018 | Rachelle Gansan |  |  | M ($1-$5M) | Regulated Capex |  |  |  | Network | 1 | 2016-07-01 | 2018-06-30 | 2018 | [8 empty] | 0 |  | 0 |  |  |  | 0 | 1366642.3195 | [11 empty] | 250387.159 |  | 212696.3532 | 4918.2166 | 0 | 584842 | [6 empty] | 110000 |  |  |  | 2529486.0484 | 1366642.3195 | 0% | 0% | 0% | 0% | 0% | 0% | 0% | 0% | 0% | 0% | 0% | 0% | 0% | 0% | 0% | 0% | 0% | 0% | 100% | 100%
EC.14051 | 14051 | EC.14051 Operational Data Network Establishment - rev 1 |  |  |  | Non Contingent | Y | Network | Yes | Information Technology | 2013-2018 | Kristian Masters |  |  | M ($1-$5M) | Regulated Capex |  |  |  | Telco | 1 | 2016-07-01 | 2019-04-24 | 2019 | [21 empty] | 200000 | [10 empty] | 849655.2432 | [10 empty] | 1049655.2432 | 200000 | 0% | 0% | 0% | 100% | 0% | 0% | 0% | 0% | 0% | 0% | 0% | 0% | 0% | 0% | 0% | 0% | 0% | 0% | 0% | 100%
EC.14053 | 14053 | EC.14053 Corporate Website Functional Upgrade rev 4 |  |  | Main Grid | Non Contingent | Y | Network | No | Information Technology | 2013-2018 | Claudia Sakamoto | Raghav Bhartinder | Approved (Phase 3/4) | S (<$1M) | Regulated Capex | No | Other | Medium | ICT | 4 | 2014-07-01 | 2018-06-30 | 2018 | No |  | No | [18 empty] | 145691.77 | [10 empty] | 169255.73 | [10 empty] | 314947.5 | 145691.77 | 0% | 0% | 0% | 100% | 0% | 0% | 0% | 0% | 0% | 0% | 0% | 0% | 0% | 0% | 0% | 0% | 0% | 0% | 0% | 100%
EC.14057 | 14057 | EC.14057 Pirie Street LED Lighting Upgrade |  |  | Near Metropolitan | Non Contingent | Y | Non Network |  | Facilities | 2013-2018 | Kristian Masters |  |  | S (<$1M) | Regulated Capex | Yes |  |  | Facilities |  | 2016-07-01 | 2017-08-16 | 2017 | No | [19 empty] | 200000 |  |  | 0 |  |  |  | 0 | 0 |  |  |  | 36066.0667 | [10 empty] | 236066.0667 | 200000 | 100% | 0% | 0% | 0% | 0% | 0% | 0% | 0% | 0% | 0% | 0% | 0% | 0% | 0% | 0% | 0% | 0% | 0% | 0% | 100%
EC.14058 | 14058 | EC.14058 Server Room Critical Air Conditioning |  |  |  | Non Contingent | Y | Non Network |  | Facilities | 2013-2018 | Kristian Masters |  |  | S (<$1M) | Regulated Capex | Yes |  |  | Facilities |  | 2015-07-01 | 2016-08-16 | 2016 | No | [19 empty] | 120000 |  |  | 0 |  |  |  | 0 | 0 |  |  |  | 21639.64 | [10 empty] | 141639.64 | 120000 | 100% | 0% | 0% | 0% | 0% | 0% | 0% | 0% | 0% | 0% | 0% | 0% | 0% | 0% | 0% | 0% | 0% | 0% | 0% | 100%
EC.14068 | 14068 | EC.14068 Murraylink Control Scheme Replacement -rev 2 |  | Rev Reset 2018-2023 |  | Non Contingent | Y | Network | Yes | Security/Compliance | 2013-2018 | Kristian Masters |  |  | S (<$1M) | Regulated Capex | Yes |  |  | Network | 2 | 2016-07-01 | 2018-07-07 | 2018 | [11 empty] | 349700.015 |  |  |  |  | 30000 | [10 empty] | 48705.0023 |  | 50409.6773 | 1165.4904 | 0 | 137787.3656 | [10 empty] | 617767.5506 | 379700.015 | 0% | 0% | 7.901% | 0% | 0% | 0% | 0% | 0% | 0% | 0% | 0% | 0% | 0% | 0% | 92.1% | 0% | 0% | 0% | 0% | 100%
EC.14086 | 14086 | EC.14086 Stakeholder Management Systems Upgrade 1 |  | Rev Reset 2013-2018 |  | Non Contingent | Y | Non Network | Yes | Information Technology | 2013-2018 | Kristian Masters |  |  | S (<$1M) | Regulated Capex | Yes |  |  | ICT |  | 2017-08-01 | 2018-06-29 | 2018 | [21 empty] | 67400 | [10 empty] | 269600 | [10 empty] | 337000 | 67400 | 0% | 0% | 0% | 100% | 0% | 0% | 0% | 0% | 0% | 0% | 0% | 0% | 0% | 0% | 0% | 0% | 0% | 0% | 0% | 100%
EC.14122 | 14122 | EC.14122 Davenport Under-Voltage Scheme Stage 1 rev 2 |  |  | Upper North | Non Contingent | Y | Network | No | Security/Compliance | 2013-2018 | Claudia Sakamoto | Mijail Alarcon | Level A | S (<$1M) | Regulated Capex | No |  | High | Network | 2 | 2016-02-01 | 2016-12-30 | 2016 | Not applicable | CPI | Yes | [8 empty] | 151800.005 |  |  | 10000 | [12 empty] | 22770.0008 | 15180.0005 | 25616.2508 | 592.2572 | 48540.0015 | 104505.9733 | [10 empty] | 379004.4891 | 161800.005 | 0% | 0% | 0% | 0% | 0% | 0% | 0% | 0% | 0% | 0% | 0% | 0% | 0% | 0% | 93.82% | 6.18% | 0% | 0% | 0% | 100%
EC.14126 | 14126 | EC.14126 Monash and Berri Relay Replacements -REV 1 |  |  |  | Non Contingent | Y | Network | Yes | Replacement | 2013-2018 | Kristian Masters |  |  | M ($1-$5M) | Regulated Capex | Yes |  |  | Network | 1 | 2016-05-05 | 2018-07-01 | 2018 | [11 empty] | 1114310.001 | [15 empty] | 167146.5002 |  | 172996.6277 | 3999.7461 | 0 | 444197.4381 | [10 empty] | 1902650.313 | 1114310.001 | 0% | 0% | 0% | 0% | 0% | 0% | 0% | 0% | 0% | 0% | 0% | 0% | 0% | 0% | 100% | 0% | 0% | 0% | 0% | 100%
EC.14127 | 14127 | EC.14127 GE D20 RTU Product Upgrades |  |  |  | Non Contingent | Y | Network |  | Replacement | 2013-2018 | Kristian Masters |  |  | M ($1-$5M) | Regulated Capex | Yes |  |  | Network |  | 2016-07-01 | 2019-01-23 | 2019 | No | [10 empty] | 1489691 | [15 empty] | 223453.65 |  | 231274.5278 | 5347.1527 | 0 | 593050.5513 | [10 empty] | 2542816.8818 | 1489691 | 0% | 0% | 0% | 0% | 0% | 0% | 0% | 0% | 0% | 0% | 0% | 0% | 0% | 0% | 100% | 0% | 0% | 0% | 0% | 100%
EC.14128 | 14128 | EC.14128 SDM Framework for C50 RTU Upgrades rev 1 |  |  |  | Non Contingent | Y | Non Network |  | Other | 2013-2018 | Kristian Masters |  | Level A | S (<$1M) | Regulated Capex | Yes |  |  | Engineering | 1 | 2015-07-01 | 2018-06-21 | 2018 | No | [31 empty] | 395102.124 | [10 empty] | 395102.124 | 0 | 0% | 0% | 0% | 0% | 0% | 0% | 0% | 0% | 0% | 0% | 0% | 0% | 0% | 0% | 100% | 0% | 0% | 0% | 0% | 100%
EC.14130 | 14130 | EC.14130 Magill Substation TF Fire Extinguishing Systems Replacement |  |  | Near Metropolitan | Non Contingent | Y | Network | Yes | Refurbishment | 2013-2018 | Rachelle Gansan |  |  | S (<$1M) | Regulated Capex | Yes |  |  |  | 1 | 2016-04-01 | 2017-11-30 | 2017 | No | [5 empty] | 1320000 | [25 empty] | 137951.377 | [10 empty] | 1457951.377 | 1320000 | 0% | 0% | 0% | 0% | 0% | 0% | 0% | 0% | 0% | 100% | 0% | 0% | 0% | 0% | 0% | 0% | 0% | 0% | 0% | 100%
EC.14131 | 14131 | EC.14131 Motorised Isolator LOPA Improvement rev1 |  |  |  | Non Contingent | Y | Network |  | Refurbishment | 2013-2018 | Kristian Masters |  |  | L (>$5M) | Regulated Capex | Yes |  |  | Network | 1 | 2016-07-01 | 2019-10-10 | 2019 | No | [5 empty] | 2838527.838 |  | 22868.996 |  |  | 2400000 | [15 empty] | 342415.7751 | 228277.1834 | 385217.747 | 10497.5957 | 0 | 1064428.1011 | [7 empty] | 6540000 |  |  | 13832233.2364 | 5261396.834 | 0% | 0% | 0% | 0% | 0% | 0% | 0% | 0% | 0% | 53.95% | 0% | 0.4347% | 0% | 0% | 45.62% | 0% | 0% | 0% | 0% | 100%
EC.14132 | 14132 | EC.14132 Isolator Status Indication rev 1 |  |  |  | Non Contingent | Y | Network |  | Security/Compliance | 2013-2018 | Kristian Masters |  | Level A | S (<$1M) | Regulated Capex | Yes |  |  | Network | 1 | 2016-07-01 | 2017-04-11 | 2017 | [6 empty] | 706728 |  |  |  |  | 33359.2 |  |  | 140000 | [12 empty] | 315896.7 | 101097.8 | 170602.5375 | 4036.1317 | 0 | 262756.254 | [10 empty] | 1734476.6232 | 880087.2 | 0% | 0% | 0% | 0% | 0% | 0% | 0% | 0% | 0% | 80.3% | 0% | 0% | 0% | 0% | 3.79% | 15.91% | 0% | 0% | 0% | 100%
EC.14174 | 14174 | EC.14174 Templers Plant Limit Increase - (scope for EC14174 only) |  |  | Mid North | Non Contingent | Y | Network |  | Refurbishment | 2013-2018 | Rachelle Gansan |  |  | S (<$1M) | Regulated Capex |  |  |  | Network |  | 2017-04-03 | 2018-06-30 | 2018 | No | [5 empty] | 313189.2 |  | 21236.9989 | [18 empty] | 25196.0298 | 15264.0199 | 25758.0336 | 1101.7718 | 0 | 88935.0323 | [10 empty] | 490681.0863 | 334426.1989 | 0% | 0% | 0% | 0% | 0% | 0% | 0% | 0% | 0% | 93.65% | 0% | 6.35% | 0% | 0% | 0% | 0% | 0% | 0% | 0% | 100%
EC.14178 | 14178 | EC.14178 Elevating Work Platform Procurement for Live Work rev1 |  |  |  | Non Contingent | Y | Non Network | No | Inventory/Spares | 2013-2018 | Rachelle Gansan |  |  | M ($1-$5M) | Regulated Capex | Yes |  |  | Network | 1 | 2016-07-01 | 2018-06-30 | 2018 | No | [13 empty] | 3398556.74 | [17 empty] | 285829.4729 | [6 empty] | 510000 |  |  |  | 4194386.2129 | 3398556.74 | 0% | 0% | 0% | 0% | 0% | 0% | 0% | 0% | 0% | 0% | 0% | 0% | 0% | 0% | 0% | 100% | 0% | 0% | 0% | 100%
EC.14179 | 14179 | EC.14179 Live Line Manual Development |  |  |  | Non Contingent | Y | Non Network | No | Other | 2013-2018 | Kristian Masters |  |  | S (<$1M) | Regulated Capex | No |  |  | Engineering |  | 2016-12-01 | 2018-06-29 | 2018 | [32 empty] | 639027.1974 | [10 empty] | 639027.1974 | 0 | 0% | 0% | 0% | 0% | 0% | 0% | 0% | 100% | 0% | 0% | 0% | 0% | 0% | 0% | 0% | 0% | 0% | 0% | 0% | 100%
EC.14188 | 14188 | EC.14188 Electranet Warehousing and Storage rev1 |  |  |  | Non Contingent | Y | Network |  | Inventory/Spares | 2013-2018 | Rachelle Gansan |  |  | L (>$5M) | Regulated Capex | [5 empty] | 2017-01-03 | 2018-06-29 | [33 empty] | 567696.5516 | [8 empty] | 6750000 |  | 7317696.5516 | 0 | 100% | 0% | 0% | 0% | 0% | 0% | 0% | 0% | 0% | 0% | 0% | 0% | 0% | 0% | 0% | 0% | 0% | 0% | 0% | 100%
EC.14190 | #N/A | EC.14190 Yorke Peninsula Telecoms Bearer -rev 1 |  |  |  | Non Contingent | Y | Network |  | Augmentation | 2013-2018 | Kristian Masters |  |  | M ($1-$5M) | Regulated Capex |  |  |  | Telco | 1 | 2017-01-02 | 2018-09-28 | 2019 | [16 empty] | 2100 | 3952601.0815 | [13 empty] | 0 | 634644.9773 | [10 empty] | 4589346.0588 | 3954701.0815 | 0% | 99.95% | 0.0531% | 0% | 0% | 0% | 0% | 0% | 0% | 0% | 0% | 0% | 0% | 0% | 0% | 0% | 0% | 0% | 0% | 100%
EC.14191 | #N/A | EC.14191 Davenport - Cultana Telecoms Bearer |  |  | Mid North | Non Contingent | Y | Network |  | Augmentation | 2013-2018 | Kristian Masters |  |  | L (>$5M) | Regulated Capex |  |  |  | Telco |  | 2017-01-02 | 2018-09-28 | 2019 | [16 empty] | 2100 | 5304298.702 | [13 empty] | 0 | 875972.7531 | [10 empty] | 6182371.4551 | 5306398.702 | 0% | 99.96% | 0.03957% | 0% | 0% | 0% | 0% | 0% | 0% | 0% | 0% | 0% | 0% | 0% | 0% | 0% | 0% | 0% | 0% | 100%
EC.14198 | #N/A | EC.14198 Substation Access Roads and Drainage Upgrade rev 6 (full option) |  |  |  | Non Contingent | Y | Network | Yes | Refurbishment | 2013-2018 | Rachelle Gansan |  |  | M ($1-$5M) | Regulated Capex | Yes |  |  | Network | 6 | 2017-02-01 | 2018-06-29 |  | No | [7 empty] | 1850929.1815 | [8 empty] | 10000 | [9 empty] | 220639.3772 | 147092.9181 | 248219.2994 | 5738.9221 | 145482.9232 | 434955.9162 | [10 empty] | 3063058.5377 | 1860929.1815 | 0% | 0.5374% | 0% | 0% | 0% | 0% | 0% | 0% | 0% | 0% | 0% | 99.46% | 0% | 0% | 0% | 0% | 0% | 0% | 0% | 100%
EC.14199 | #N/A | EC.14199 East Terrace, Northfield and Kilburn Emergency Transformer Deployment Preparation rev 3 |  |  |  | Non Contingent | Y | Network |  | Security/Compliance | 2013-2018 | Rachelle Gansan |  |  | M ($1-$5M) | Regulated Capex |  |  |  | Network | 3 | 2017-02-01 | 2018-06-29 | 2018 | No | [5 empty] | 1930000 | [6 empty] | 116241.48 | [17 empty] | 0 | 406604.2944 | [8 empty] | 210000 |  | 2662845.7744 | 2046241.48 | 0% | 0% | 0% | 0% | 0% | 0% | 0% | 0% | 0% | 94.32% | 0% | 0% | 0% | 0% | 0% | 0% | 5.681% | 0% | 0% | 100%
EC.14200 | #N/A | EC.14200 160MVA 275/132kV Emergency Transformer Deployment Preparation rev3 |  |  | Eastern Hills | Non Contingent | Y | Network | Yes | Security/Compliance | 2013-2018 | Rachelle Gansan |  | Level A | M ($1-$5M) | Regulated Capex |  |  |  | Network | 3 | 2017-02-01 | 2018-06-29 | 2018 | No | [5 empty] | 413028.8259 |  | 109792.9999 |  |  | 322100.002 |  |  | 30000 | [12 empty] | 93602.3487 | 62401.5658 | 105302.6423 | 3042.1281 |  | 198045.6143 | [10 empty] | 1337316.1269 | 874921.8277 | 0% | 0% | 0% | 0% | 0% | 0% | 0% | 0% | 0% | 47.21% | 0% | 12.55% | 0% | 0% | 36.81% | 3.429% | 0% | 0% | 0% | 100%
EC.14201 | #N/A | EC.14201 Re-Deployable Telecommunication Site rev 1 KM |  |  |  | Non Contingent | Y | Network | Yes | Security/Compliance | 2013-2018 | Rachelle Gansan |  | Level A | M ($1-$5M) | Regulated Capex |  |  |  | Telco | 1 | 2017-03-01 | 2018-06-21 | 2019 | No | [8 empty] | 200000 | [6 empty] | 418206.68 | 44999.5372 | [9 empty] | 99480.9326 | 66320.6217 | 111916.0492 | 2587.5405 | 0 | 241130.8086 | [10 empty] | 1184642.1698 | 663206.2172 | 0% | 6.785% | 63.06% | 0% | 0% | 0% | 0% | 0% | 0% | 0% | 30.16% | 0% | 0% | 0% | 0% | 0% | 0% | 0% | 0% | 100%
EC.14203 | #N/A | EC.14203 Telco DC Power Systems Upgrade |  |  |  | Non Contingent | Y | Network | No | Security/Compliance | 2013-2018 | Kristian Masters |  | Level A | M ($1-$5M) | Regulated Capex | Yes |  |  | Telco |  | 2017-03-01 | 2018-06-15 | 2020 | No | [13 empty] | 30000 |  | 564419.8194 | 17999.964 | [9 empty] | 91862.9675 | 61241.9783 | 103345.8384 | 2389.3941 | 0 | 222665.7014 | [10 empty] | 1093925.6632 | 612419.7834 | 0% | 2.939% | 92.16% | 0% | 0% | 0% | 0% | 0% | 0% | 0% | 0% | 0% | 0% | 0% | 0% | 4.899% | 0% | 0% | 0% | 100%
EC.14206 | #N/A | EC.14206 Renewable Microgrid Demonstration Testbed |  |  |  | Non Contingent | Y | Non Network | Yes | Security/Compliance | 2013-2018 | Kristian Masters |  |  | S (<$1M) | Regulated Capex | Yes |  |  | Engineering |  | 2017-07-05 | 2018-06-30 | 2018 | [25 empty] | 95000 | [6 empty] | 97302.5593 | [8 empty] | 450000 |  | 642302.5593 | 95000 | 0% | 0% | 0% | 0% | 0% | 0% | 0% | 100% | 0% | 0% | 0% | 0% | 0% | 0% | 0% | 0% | 0% | 0% | 0% | 100%
EC.14207 | #N/A | EC.14207 Special Protection and Wide Area Monitoring Scheme (SPS-WAMS) |  |  |  | Non Contingent | Y | Network | Yes | Security/Compliance | 2013-2018 | Kristian Masters |  | Level A | M ($1-$5M) | Regulated Capex |  |  |  | Network |  | 2017-03-01 | 2020-06-11 | 2018 | [11 empty] | 3209200.12 |  |  |  |  | 73120 | [10 empty] | 483348.018 |  | 500265.1986 | 11731.3167 |  | 753008.3759 | [10 empty] | 5030673.0292 | 3282320.12 | 0% | 0% | 2.228% | 0% | 0% | 0% | 0% | 0% | 0% | 0% | 0% | 0% | 0% | 0% | 97.77% | 0% | 0% | 0% | 0% | 100%
EC.14210 | #N/A | EC.14210 High Risk Substation Environmental Investigation Project rev1 |  |  |  | Non Contingent | Y | Network | Yes | Security/Compliance | 2013-2018 | Rachelle Gansan |  | Level A | M ($1-$5M) | Regulated Capex |  |  |  | Network | 1 | 2017-03-01 | 2018-05-17 | 2018 | No | [5 empty] | 960000 |  | 150000 | [18 empty] | 177260 |  | 160280.1 | 5534.4853 | 116720 | 381139.4067 | [8 empty] | 665000 |  | 2615933.992 | 1110000 | 0% | 0% | 0% | 0% | 0% | 0% | 0% | 0% | 0% | 86.49% | 0% | 13.51% | 0% | 0% | 0% | 0% | 0% | 0% | 0% | 100%
EC.14218 | #N/A | EC.14218 Spencer Gulf Emergency Restoration Response - Overhead Line - Southern Route - Preparatory Works |  |  |  | Non Contingent | Y | Network | No | Security/Compliance | 2013-2018 | Jeff Ashworth |  |  | L (>$5M) | Regulated Capex | No |  |  | Network |  | 2017-04-01 | 2018-09-30 | 2019 | [11 empty] | 30000 |  |  | 2652824.9984 | [14 empty] | 277496.6248 | 8140.8845 | 0 | 353969.9453 | [10 empty] | 3322432.4531 | 2682824.9984 | 0% | 0% | 0% | 0% | 0% | 0% | 0% | 0% | 0% | 0% | 0% | 0% | 0% | 0% | 1.118% | 98.88% | 0% | 0% | 0% | 100%
EC.14133 | 14133 | EC.14133 ESCRI SA - Rev 4 |  | ESCRI SA Phase 2 | Mid North | On Hold | Y | Network | Yes | Other | 2013-2018 | Jeff Ashworth | Doran Costan | Created (Phase 0) | L (>$5M) | Regulated Capex | Yes |  |  | Network | Rev 4 | 2016-12-13 | 2019-02-12 | 2019 | [6 empty] | 397183.9587 |  | 849747.3403 |  | 141500 | 1266899.9898 | 13376275 | 75650 | 15000 |  | 95124.9185 | 5799.9992 | 380000 | [8 empty] | 287526.7123 | 164300.9785 | 277257.9012 | 69313.3791 | 77810.6889 | 2840778.7989 | [9 empty] | 590000 | 20910169.6653 | 16603181.2064 | 0% | 0.03493% | 0.5729% | 0% | 0% | 2.289% | 0% | 0% | 0% | 2.392% | 0% | 5.118% | 0.8522% | 0% | 88.19% | 0.09034% | 0.4556% | 0% | 0% | 100%
EC.11002 | 11002 | EC.11002 NCIPAP Tungkillo Stage 2 ( Tailem Bend to Cherry Gardens ) rev 13 |  | Rev Reset 2018-2023 |  | NCIPAP | Y | Network | Yes | Augmentation | 2018-2023 | Kristian Masters |  |  | M ($1-$5M) | Regulated Capex | Yes |  |  | Network | 13 | 2018-07-01 | 2021-09-08 | 2022 | [6 empty] | 2410111.6819 |  | 161789.9942 |  |  | 573400.015 |  |  |  |  | 144001.0041 | 35999.9805 | 30000 | [8 empty] | 278157.9253 | 185438.6169 | 312927.666 | 10785.0212 | 0 | 734252.5938 | [10 empty] | 4876864.4988 | 3355302.6757 | 0% | 1.073% | 4.292% | 0% | 0% | 0.8941% | 0% | 0% | 0% | 71.83% | 0% | 4.822% | 0% | 0% | 17.09% | 0% | 0% | 0% | 0% | 100%
EC.11104 | 11104 | EC.11104 Davenport 100MVAr Capacitor Bank Rev 11 |  | Revenue Reset 2013-2018 | Main Grid | Cancelled | Y | Network | Yes | Augmentation | 2013-2018 |  |  | Level A | L (>$5M) | Regulated Capex | Yes |  |  | Network | 11 | 2014-05-01 | 2018-06-26 | 2017 | No | Weighted Average | Yes |  |  |  | 1251590.7439 | 949911.0625 | 379050 |  | 55340 | 237800.005 | [15 empty] | 234255.1534 | 156170.1022 | 263537.0475 | 9411.0641 | 500145.0065 | 98294.0296 | 78635.2237 | 39317.6119 | 117952.8356 | 58976.4178 | 117952.8356 | 78635.2237 |  |  |  |  | 4626974.3631 | 2873691.8114 | 0% | 0% | 0% | 0% | 0% | 0% | 0% | 0% | 0% | 76.61% | 0% | 13.19% | 1.926% | 0% | 8.275% | 0% | 0% | 0% | 0% | 100%
Note on AV152: Robertson, Ian (ENet): Manual adjustment

## Project splits
|  |  |  | 72 | 73 | 74 | 75 | 76 | 77 | 78 | 79 | 80 | 81 | 82 | 83 | 84 | 85 | 86 | 87 | 88 | 89 | 90 | Success |  |  |  | 26
|  |  |  | 34 | 35 | 36 | 37 | 38 | 39 | 40 | 41 | 42 | 43 | 44 | 45 | 46 | 47 | 48 | 49 | 50 | 51 | 52 | Capitalised/Actual
|  |  |  | 20002 | 10201 | 10200 | 30000 | 20001 | 20000 | 10300 | 30200 | 10102 | 10003 | 10013 | 10005 | 10014 | 10007 | 10015 | 10101 | 10100 | 10011 | 10104
|  |  |  | 3 | 4 | 5 | 6 | 7 | 8 | 9 | 10 | 11 | 12 | 13 | 14 | 15 | 16 | 17 | 18 | 19 | 20 | 21 | [5 empty] | No spend
Actual/ Success | Date Capitalised | Project ID | Name | Commercial Buildings | Communications - Civil | Communications - Other | Computers, software, and office machines | Easement | Land | Network Switching Centres | Office furniture, movable plant, and misc | Refurbishment | Substation Primary Plant | Substation Demountable Buildings | Substation Establishment | Substation Fences | Substation Secondary Systems - Electro-mechanical | Substation Secondary Systems - Electronic | Transmission lines - Overhead | Transmission lines - Underground | Refurbishment 2008-13 | Transmission Line Refit - insulators replacement 2013-18 | Total | Review | Capitalised F11-F16 | Success in R4 | Actual/ Success | Incurred spend F17-F23
Actual |  | 10161 | Adelaide Central Reinforcement | 0% | 0% | 4.487% | 0% | 0% | 0% | 0.07687% | 0% | 0% | 25.2% | 0% | 13.03% | 0% | 0% | 4.53% | 0% | 52.67% | 0% | 0% | 100% |  | Yes | No | Actual | No spend
Actual |  | 10338 | Tungkillo 275kV 100Mvar Capacitor Bank | 0% | 26.06% | 7.74% | 0% | 0% | 0% | 0% | 0% | 0% | 40.66% | 0% | 2.64% | 0% | 0% | 22.9% | 0% | 0% | 0% | 0% | 100% |  | Yes | No | Actual | No spend
Actual |  | 10370 | Clare North New 132_33kV Substation | 0% | 0% | 0.956% | 0% | 0% | 0% | 0% | 0% | 0% | 56.22% | 0% | 26.31% | 0% | 0% | 13.73% | 2.787% | 0% | 0% | 0% | 100% |  | Yes | No | Actual | No spend
Actual |  | 10386 | Hummocks 132/33 kV Transformer Upgrade | 0% | 0% | 0% | 0% | 0% | 0% | 0% | 0% | 0% | 69.83% | 0% | 11.24% | 0% | 0% | 16.89% | 2.04% | 0% | 0% | 0% | 100% |  | Yes | No | Actual | No spend
Actual |  | 10394 | Davenport 50MVar Reactor Installation | 0% | 0% | 0% | 0% | 0% | 0% | 0% | 0% | 0% | 0% | 0% | 0% | 0% | 0% | 100% | 0% | 0% | 0% | 0% | 100% |  | Yes | No | Actual | No spend
Actual |  | 10503 | Waterloo Substation Rebuild and 2x60MV.A Transformer Capacity Increase | 0% | 0.5998% | 6.881% | 0% | 0% | 0% | 0% | 0% | 0% | 21.41% | 0% | 34.84% | 0% | 0% | 14.4% | 21.87% | 0% | 0% | 0% | 100% |  | Yes | No | Actual | No spend
Actual |  | 10509 | Whyalla Terminal Rebuild (Reduced Brownfield at Whyalla + Cultana diameter) and 2x120MV.A Transformer Capacity Increase | 0% | 0% | 3.001% | 0% | 0% | 0% | 0% | 0% | 0% | 57.6% | 0% | 12.19% | 0.2799% | 0% | 26.93% | 0% | 0% | 0% | 0% | 100% |  | Yes | No | Actual | No spend
Actual |  | 10517 | South East CB Upgrade Compliance and Security - Rev 17 | 0% | 0% | 0% | 0% | 0% | 0% | 0% | 0% | 0% | 61.19% | 0% | 13.74% | 0% | 0% | 25.07% | 0% | 0% | 0% | 0% | 100% |  | Yes | Yes | Actual | No spend
Actual |  | 10519 | RTU Replacement Programme | 0% | 0% | 0% | 0% | 0% | 0% | 0% | 0% | 0% | 0% | 0% | 4.207% | 0% | 0% | 95.79% | 0% | 0% | 0% | 0% | 100% |  | Yes | No | Actual | No spend
Actual |  | 10528 | SCC-Crafers SDH Radio Link | 0% | 0% | 100% | 0% | 0% | 0% | 0% | 0% | 0% | 0% | 0% | 0% | 0% | 0% | 0% | 0% | 0% | 0% | 0% | 100% |  | Yes | No | Actual | No spend
Actual |  | 10549 | Whyalla - Yadnarie Telecoms Upgrade | 8.366% | 35% | 56.26% | 0% | 0% | 0% | 0% | 0% | 0% | 0% | 0% | 2.298e-07% | 0% | 0% | 0.3828% | 0% | 0% | 0% | 0% | 100% |  | Yes | No | Actual | No spend
Actual |  | 10615 | Ardrossan West 132kV Substation Rebuild and 2x25MV.A Transformer Capacity Increase (Existing Site) | 0% | 0% | 4.502% | 0% | 0% | 0% | 0% | 0% | 0% | 46.14% | 0% | 22.84% | 0% | 0% | 26.51% | 0% | 0% | 0% | 0% | 100% |  | Yes | No | Actual | No spend
Actual |  | 10628 | Increase Regulated Inventory Stoc | 0% | 0% | 0% | 0% | 0% | 0% | 0% | 0% | 0% | 0% | 0% | 0% | 0% | 0% | 100% | 0% | 0% | 0% | 0% | 100% |  | Yes | No | Actual | No spend
Actual |  | 10640 | T Bend - Snuggery Real Time Rating | 0% | 0% | 0% | 0% | 0% | 0% | 0% | 0% | 0% | 0% | 0% | 0% | 0% | 0% | 100% | 0% | 0% | 0% | 0% | 100% |  | Yes | No | Actual | No spend
Actual |  | 10673 | Eyre Peninsula Voltage Control/Port Lincoln 4 x 33kV cap banks | 0% | 0% | 0% | 0% | 0% | 0% | 0% | 0% | 0% | 88.76% | 0% | 8.682% | 0% | 0% | 2.557% | 0% | 0% | 0% | 0% | 100% |  | Yes | No | Actual | No spend
Actual |  | 10713 | Short term accommodation project | 0% | 0% | 0% | 0% | 0% | 0% | 0% | 100% | 0% | 0% | 0% | 0% | 0% | 0% | 0% | 0% | 0% | 0% | 0% | 100% |  | Yes | No | Actual | No spend
Actual |  | 10714 | Para Fire Pump System | 0% | 0% | 0% | 0% | 0% | 0% | 0% | 0% | 0% | 0% | 0% | 100% | 0% | 0% | 0% | 0% | 0% | 0% | 0% | 100% |  | Yes | No | Actual | No spend
Actual |  | 10716 | Strategic Land Acquisition | 0% | 0% | 0% | 0% | 0% | 100% | 0% | 0% | 0% | 0% | 0% | 0% | 0% | 0% | 0% | 0% | 0% | 0% | 0% | 100% |  | Yes | No | Actual | No spend
Actual |  | 10801 | Geospatial Systems | 0% | 0% | 0% | 100% | 0% | 0% | 0% | 0% | 0% | 0% | 0% | 0% | 0% | 0% | 0% | 0% | 0% | 0% | 0% | 100% |  | Yes | No | Actual | No spend
Actual |  | 10847 | IEC61850 Technology Development | 0% | 0% | 0% | 10.29% | 0% | 0% | 0% | 89.71% | 0% | 0% | 0% | 0% | 0% | 0% | 0% | 0% | 0% | 0% | 0% | 100% |  | Yes | No | Actual | No spend
Actual |  | 10913 | Munno Para Substation - Land & Easement Acquisition | 0% | 0% | 0% | 0% | 0% | 100% | 0% | 0% | 0% | 0% | 0% | 0% | 0% | 0% | 0% | 0% | 0% | 0% | 0% | 100% |  | Yes | No | Actual | No spend
Actual |  | 10917 | Structured Substation Training Program and Facility | 41.9% | 0% | 0% | 0% | 0% | 0% | 0% | 0% | 0% | 24.48% | 0% | 2.72% | 0% | 0% | 30.9% | 0% | 0% | 0% | 0% | 100% |  | Yes | No | Actual | No spend
Actual |  | 10921 | Spare 132_66_33kV 120MVA Transformer | 0% | 0% | 0% | 0% | 0% | 0% | 0% | 0% | 0% | 100% | 0% | 0% | 0% | 0% | 0% | 0% | 0% | 0% | 0% | 100% |  | Yes | No | Actual | No spend
Actual |  | 10928 | Project Management Support System Upgrad | 0% | 0% | 0% | 100% | 0% | 0% | 0% | 0% | 0% | 0% | 0% | 0% | 0% | 0% | 0% | 0% | 0% | 0% | 0% | 100% |  | Yes | No | Actual | No spend
Actual |  | 10941 | Waterloo Emergency Replacement Transform | 0% | 0% | 0% | 0% | 0% | 0% | 0% | 0% | 0% | 100% | 0% | 0% | 0% | 0% | 0% | 0% | 0% | 0% | 0% | 100% |  | Yes | No | Actual | No spend
Actual |  | 11006 | Diesel Generator Upgrades | 0% | 0% | 0% | 0% | 0% | 0% | 0% | 0% | 0% | 100% | 0% | 0% | 0% | 0% | 0% | 0% | 0% | 0% | 0% | 100% |  | Yes | No | Actual | No spend
Actual |  | 11012 | Integrated Telecoms Management System | 0% | 0% | 0% | 100% | 0% | 0% | 0% | 0% | 0% | 0% | 0% | 0% | 0% | 0% | 0% | 0% | 0% | 0% | 0% | 100% |  | Yes | No | Actual | No spend
Actual |  | 11013 | PABX IP Convergence & Phone Systems Upgr | 0% | 0% | 0% | 100% | 0% | 0% | 0% | 0% | 0% | 0% | 0% | 0% | 0% | 0% | 0% | 0% | 0% | 0% | 0% | 100% |  | Yes | No | Actual | No spend
Actual |  | 11021 | Improved Alarm Management System | 0% | 0% | 0% | 100% | 0% | 0% | 0% | 0% | 0% | 0% | 0% | 0% | 0% | 0% | 0% | 0% | 0% | 0% | 0% | 100% |  | Yes | No | Actual | No spend
Actual |  | 11025 | Computer Room Upgrade | 100% | 0% | 0% | 0% | 0% | 0% | 0% | 0% | 0% | 0% | 0% | 0% | 0% | 0% | 0% | 0% | 0% | 0% | 0% | 100% |  | Yes | No | Actual | No spend
Actual |  | 11031 | IT OCS Software 2008/10 | 0% | 0% | 0% | 100% | 0% | 0% | 0% | 0% | 0% | 0% | 0% | 0% | 0% | 0% | 0% | 0% | 0% | 0% | 0% | 100% |  | Yes | No | Actual | No spend
Actual |  | 11032 | OPSWAN Implementation 2008/10 | 0% | 0% | 0% | 0% | 0% | 0% | 0% | 0% | 0% | 0% | 0% | 0% | 0% | 0% | 100% | 0% | 0% | 0% | 0% | 100% |  | Yes | No | Actual | No spend
Actual |  | 11039 | Network Engineering QA Framework | 0% | 0% | 0% | 0% | 0% | 0% | 0% | 100% | 0% | 0% | 0% | 0% | 0% | 0% | 0% | 0% | 0% | 0% | 0% | 100% |  | Yes | No | Actual | No spend
Actual |  | 11041 | SDM and LDM Template & Design Clause Upd | 0% | 0% | 0% | 100% | 0% | 0% | 0% | 0% | 0% | 0% | 0% | 0% | 0% | 0% | 0% | 0% | 0% | 0% | 0% | 100% |  | Yes | No | Actual | No spend
Actual |  | 11048 | Northfield & Mannum Fault Level Reductio | 0% | 0% | 0% | 0% | 0% | 0% | 0% | 0% | 0% | 100% | 0% | 0% | 0% | 0% | 0% | 0% | 0% | 0% | 0% | 100% |  | Yes | No | Actual | No spend
Actual |  | 11049 | Vegetation Mapping using ALS | 0% | 0% | 0% | 0% | 0% | 0% | 0% | 0% | 0% | 0% | 0% | 0% | 0% | 0% | 0% | 100% | 0% | 0% | 0% | 100% |  | Yes | No | Actual | No spend
Actual |  | 11070 | ICT Hardware 2008/10 | 0% | 0% | 0% | 100% | 0% | 0% | 0% | 0% | 0% | 0% | 0% | 0% | 0% | 0% | 0% | 0% | 0% | 0% | 0% | 100% |  | Yes | No | Actual | No spend
Actual |  | 11071 | ICT Software 2008/10 | 0% | 0% | 0% | 100% | 0% | 0% | 0% | 0% | 0% | 0% | 0% | 0% | 0% | 0% | 0% | 0% | 0% | 0% | 0% | 100% |  | Yes | No | Actual | No spend
Actual |  | 11101 | Cultana 275_132kV Augmentation | 0% | 0.1702% | 7.28% | 0% | 0% | 0% | 0% | 0% | 0% | 40.93% | 0% | 15.46% | 0% | 0% | 11.71% | 24.45% | 0% | 0% | 0% | 100% |  | Yes | No | Actual | No spend
Actual |  | 11102 | Wudinna 2x25 MVA 132/66kV TF Reinforce | 0% | 0% | 3.502% | 0% | 0% | 0% | 0% | 0% | 0% | 37.93% | 0% | 30.59% | 0% | 0% | 27.98% | 0% | 0% | 0% | 0% | 100% |  | Yes | No | Actual | No spend
Actual |  | 11108 | Mount Barker South 275/66kV Injection | 0% | 0% | 16.81% | 0% | 0% | 0% | 0.01638% | 0% | 0% | 38.43% | 0% | 33.04% | 0% | 0% | 11.7% | 0% | 0% | 0% | 0% | 100% |  | Yes | No | Actual | No spend
Actual |  | 11109 | TIPS 66kV Section Secondary Systems Upg. | 0% | 0% | 11.16% | 0% | 0% | 0% | 0% | 0% | 0% | 12.66% | 0% | 22.08% | 0% | 0% | 54.09% | 0% | 0% | 0% | 0% | 100% |  | Yes | No | Actual | No spend
Actual |  | 11112 | Para-PGW-TIPS Telecoms Bearer Replace | 0% | 0% | 83.93% | 0% | 0% | 0% | 0% | 0% | 0% | 0% | 0% | 0% | 0% | 0% | 16.07% | 0% | 0% | 0% | 0% | 100% |  | Yes | No | Actual | No spend
Actual |  | 11114 | Operational Data Management Store | 0% | 0% | 0% | 100% | 0% | 0% | 0% | 0% | 0% | 0% | 0% | 0% | 0% | 0% | 0% | 0% | 0% | 0% | 0% | 100% |  | Yes | No | Actual | No spend
Actual |  | 11117 | ICT Corporate Software Upgrade | 0% | 0% | 0% | 100% | 0% | 0% | 0% | 0% | 0% | 0% | 0% | 0% | 0% | 0% | 0% | 0% | 0% | 0% | 0% | 100% |  | Yes | No | Actual | No spend
Actual |  | 11118 | IT Systems Management | 0% | 0% | 0% | 100% | 0% | 0% | 0% | 0% | 0% | 0% | 0% | 0% | 0% | 0% | 0% | 0% | 0% | 0% | 0% | 100% |  | Yes | No | Actual | No spend
Actual |  | 11119 | Project Server - Portfolio Management | 0% | 0% | 0% | 100% | 0% | 0% | 0% | 0% | 0% | 0% | 0% | 0% | 0% | 0% | 0% | 0% | 0% | 0% | 0% | 100% |  | Yes | No | Actual | No spend
Actual |  | 11121 | Rymill Pk Replace ACU2 (open area) | 100% | 0% | 0% | 0% | 0% | 0% | 0% | 0% | 0% | 0% | 0% | 0% | 0% | 0% | 0% | 0% | 0% | 0% | 0% | 100% |  | Yes | No | Actual | No spend
Actual |  | 11123 | [DEF] Knowledge Management | 0% | 0% | 0% | 100% | 0% | 0% | 0% | 0% | 0% | 0% | 0% | 0% | 0% | 0% | 0% | 0% | 0% | 0% | 0% | 100% |  | Yes | No | Actual | No spend
Actual |  | 11124 | Outage Management 2009-2011 | 0% | 0% | 0% | 100% | 0% | 0% | 0% | 0% | 0% | 0% | 0% | 0% | 0% | 0% | 0% | 0% | 0% | 0% | 0% | 100% |  | Yes | No | Actual | No spend
Actual |  | 11126 | Equipment Evaluation Facility - rev 1 | 0% | 0% | 0% | 0.5359% | 0% | 0% | 4.761% | 0.3118% | 0% | 0% | 5.151% | 0% | 0% | 0% | 89.24% | 0% | 0% | 0% | 0% | 100% |  | Yes | No | Actual | No spend
Actual |  | 11129 | Competency Based Assessments for Design | 0% | 0% | 0% | 100% | 0% | 0% | 0% | 0% | 0% | 0% | 0% | 0% | 0% | 0% | 0% | 0% | 0% | 0% | 0% | 100% |  | Yes | No | Actual | No spend
Actual |  | 11130 | Design Standards R&D and Further Optimis | 0% | 0% | 0% | 0% | 0% | 0% | 0% | 100% | 0% | 0% | 0% | 0% | 0% | 0% | 0% | 0% | 0% | 0% | 0% | 100% |  | Yes | No | Actual | No spend
Actual |  | 11136 | Business Plan Model | 0% | 0% | 0% | 100% | 0% | 0% | 0% | 0% | 0% | 0% | 0% | 0% | 0% | 0% | 0% | 0% | 0% | 0% | 0% | 100% |  | Yes | No | Actual | No spend
Actual |  | 11137 | Business Model Develpmnt Proj | 0% | 0% | 0% | 100% | 0% | 0% | 0% | 0% | 0% | 0% | 0% | 0% | 0% | 0% | 0% | 0% | 0% | 0% | 0% | 100% |  | Yes | No | Actual | No spend
Actual |  | 11138 | Opex Model for 2013-2018 | 0% | 0% | 0% | 100% | 0% | 0% | 0% | 0% | 0% | 0% | 0% | 0% | 0% | 0% | 0% | 0% | 0% | 0% | 0% | 100% |  | Yes | No | Actual | No spend
Actual |  | 11181 | Office Refurb. &Furn. Upgrades 10/11 | 0% | 0% | 0% | 0% | 0% | 0% | 0% | 100% | 0% | 0% | 0% | 0% | 0% | 0% | 0% | 0% | 0% | 0% | 0% | 100% |  | Yes | No | Actual | No spend
Actual |  | 11187 | Test Equipment 2010-2011 | 0% | 0% | 0% | 0% | 0% | 0% | 0% | 100% | 0% | 0% | 0% | 0% | 0% | 0% | 0% | 0% | 0% | 0% | 0% | 100% |  | Yes | No | Actual | No spend
Actual |  | 11194 | Inventory Purchases 2010/11 | 0% | 0% | 0% | 0% | 0% | 0% | 0% | 0% | 0% | 100% | 0% | 0% | 0% | 0% | 0% | 0% | 0% | 0% | 0% | 100% |  | Yes | No | Actual | No spend
Actual |  | 11203 | Dorrien 3rd Transformer - Rev 10 BP072013 | 0% | 0% | 0% | 0% | 0% | 0% | 0% | 0% | 0% | 100% | 0% | 0% | 0% | 0% | 0% | 0% | 0% | 0% | 0% | 100% |  | Yes | No | Actual | No spend
Actual |  | 11204 | Templers 275kV Substation Stage 1 | 0% | 0% | 5.594% | 0% | 0% | 2.881% | 0% | 0% | 0% | 16.88% | 0% | 47.2% | 0.9754% | 0% | 10.77% | 15.7% | 0% | 0% | 0% | 100% |  | Yes | No | Actual | No spend
Actual |  | 11208 | Parafield Gardens West CB Complete Mesh | 0% | 0% | 0% | 0% | 0% | 0% | 0% | 0% | 0% | 25.41% | 0% | 0% | 0% | 0% | 74.59% | 0% | 0% | 0% | 0% | 100% |  | Yes | No | Actual | No spend
Actual |  | 11209 | Munno Para New 275_66kV Substation | 0% | 1.212% | 7.499% | 0% | 0% | 0% | 0% | 0% | 0% | 27.2% | 0% | 8.958% | 0% | 0% | 17.73% | 37.39% | 0% | 0% | 0% | 100% |  | Yes | No | Actual | No spend
Actual |  | 11211 | Kilburn 185MV.A Transformer Capacity Increase - add radiator bank and fans 185 to 225MV.A | 0% | 0% | 0% | 0% | 0% | 0% | 0% | 0% | 0% | 0% | 0% | 0% | 0% | 0% | 100% | 0% | 0% | 0% | 0% | 100% |  | Yes | No | Actual | No spend
Actual |  | 11214 | Clare North New SDH Radio Link | 0% | 0% | 100% | 0% | 0% | 0% | 0% | 0% | 0% | 0% | 0% | 0% | 0% | 0% | 0% | 0% | 0% | 0% | 0% | 100% |  | Yes | No | Actual | No spend
Actual |  | 11216 | South East Dual Path Telecommunications | 0% | 0% | 98.53% | 0% | 0% | 0% | 0% | 0% | 0% | 0% | 0% | 1.471% | 0% | 0% | 0% | 0% | 0% | 0% | 0% | 100% |  | Yes | No | Actual | No spend
Actual |  | 11217 | Asset Data Capture | 0% | 0% | 0% | 100% | 0% | 0% | 0% | 0% | 0% | 0% | 0% | 0% | 0% | 0% | 0% | 0% | 0% | 0% | 0% | 100% |  | Yes | No | Actual | No spend
Actual |  | 11219 | ICT Software 2010-2012 RDBMS (Oracle/ SQL) | 0% | 0% | 0% | 12.39% | 0% | 0% | 0% | 0% | 0% | 30.41% | 0% | 53.37% | 0% | 0% | 0% | 3.823% | 0% | 0% | 0% | 100% |  | Yes | No | Actual | No spend
Actual |  | 11221 | Business Info & Performance Data Warehou | 0% | 0% | 0% | 100% | 0% | 0% | 0% | 0% | 0% | 0% | 0% | 0% | 0% | 0% | 0% | 0% | 0% | 0% | 0% | 100% |  | Yes | No | Actual | No spend
Actual |  | 11223 | Enter/Sys (SAP) System Improvem | 0% | 0% | 0% | 100% | 0% | 0% | 0% | 0% | 0% | 0% | 0% | 0% | 0% | 0% | 0% | 0% | 0% | 0% | 0% | 100% |  | Yes | No | Actual | No spend
Actual |  | 11225 | IT Network Equipment | 0% | 0% | 0% | 100% | 0% | 0% | 0% | 0% | 0% | 0% | 0% | 0% | 0% | 0% | 0% | 0% | 0% | 0% | 0% | 100% |  | Yes | No | Actual | No spend
Actual |  | 11226 | Office Systems SOE | 0% | 0% | 0% | 100% | 0% | 0% | 0% | 0% | 0% | 0% | 0% | 0% | 0% | 0% | 0% | 0% | 0% | 0% | 0% | 100% |  | Yes | No | Actual | No spend
Actual |  | 11230 | Airconditioning 300 Pirie St West | 100% | 0% | 0% | 0% | 0% | 0% | 0% | 0% | 0% | 0% | 0% | 0% | 0% | 0% | 0% | 0% | 0% | 0% | 0% | 100% |  | Yes | No | Actual | No spend
Actual |  | 11232 | OPSWAN Implementation 2010-2012 | 0% | 0% | 0% | 0% | 0% | 0% | 0% | 0% | 0% | 0% | 0% | 0% | 0% | 0% | 100% | 0% | 0% | 0% | 0% | 100% |  | Yes | No | Actual | No spend
Actual |  | 11233 | IT OCS Software 2010-2012 | 0% | 0% | 0% | 100% | 0% | 0% | 0% | 0% | 0% | 0% | 0% | 0% | 0% | 0% | 0% | 0% | 0% | 0% | 0% | 100% |  | Yes | No | Actual | No spend
Actual |  | 11234 | SPF Technology Major Upgrade | 0% | 0% | 0% | 100% | 0% | 0% | 0% | 0% | 0% | 0% | 0% | 0% | 0% | 0% | 0% | 0% | 0% | 0% | 0% | 100% |  | Yes | No | Actual | No spend
Actual |  | 11243 | SAP System Improvements Stream 2 | 0% | 0% | 0% | 100% | 0% | 0% | 0% | 0% | 0% | 0% | 0% | 0% | 0% | 0% | 0% | 0% | 0% | 0% | 0% | 100% |  | Yes | No | Actual | No spend
Actual |  | 11246 | Network Aerial Laser Survey | 0% | 0% | 0% | 0% | 0% | 0% | 0% | 100% | 0% | 0% | 0% | 0% | 0% | 0% | 0% | 0% | 0% | 0% | 0% | 100% |  | Yes | No | Actual | No spend
Actual |  | 11247 | Fire and Security Systems Upgrade to SDM | 0% | 0% | 0% | 0% | 0% | 0% | 0% | 0% | 0% | 0% | 0% | 100% | 0% | 0% | 0% | 0% | 0% | 0% | 0% | 100% |  | Yes | No | Actual | No spend
Actual |  | 11250 | Short Term Accomodation 2011/12 -Fit Out | 0% | 0% | 0% | 18.52% | 0% | 0% | 0% | 81.48% | 0% | 0% | 0% | 0% | 0% | 0% | 0% | 0% | 0% | 0% | 0% | 100% |  | Yes | No | Actual | No spend
Actual |  | 11252 | Generator and Load Test Equipment | 0% | 0% | 0% | 0% | 0% | 0% | 100% | 0% | 0% | 0% | 0% | 0% | 0% | 0% | 0% | 0% | 0% | 0% | 0% | 100% |  | Yes | No | Actual | No spend
Actual |  | 11254 | Bentley Substation (Information Modelling) Substation design | 0% | 0% | 0% | 100% | 0% | 0% | 0% | 0% | 0% | 0% | 0% | 0% | 0% | 0% | 0% | 0% | 0% | 0% | 0% | 100% |  | Yes | No | Actual | No spend
Actual |  | 11270 | ICT Hardware 2010-2012 | 0% | 0% | 0% | 100% | 0% | 0% | 0% | 0% | 0% | 0% | 0% | 0% | 0% | 0% | 0% | 0% | 0% | 0% | 0% | 100% |  | Yes | No | Actual | No spend
Actual |  | 11281 | Furniture & General Building Upgrades | 0% | 0% | 0% | 34.98% | 0% | 0% | 0% | 65.02% | 0% | 0% | 0% | 0% | 0% | 0% | 0% | 0% | 0% | 0% | 0% | 100% |  | Yes | No | Actual | No spend
Actual |  | 11294 | Inventory Purchases 2011_2012 | 0% | 0% | 0% | 0% | 0% | 0% | 0% | 5.228% | 0% | 94.77% | 0% | 0% | 0% | 0% | 0% | 0% | 0% | 0% | 0% | 100% |  | Yes | No | Actual | No spend
Actual |  | 11302 | Para 275Kv Secondary Systems & Minor Pri | 0% | 5.48% | 9.16% | 0% | 0% | 0% | 0% | 0% | 0% | 10.1% | 0% | 30.88% | 0% | 0% | 44.38% | 0% | 0% | 0% | 0% | 100% |  | Yes | No | Actual | No spend
Actual |  | 11303 | TIPS A 275kV Secondary Systems Replacemt | 0% | 0% | 4.18% | 0% | 0% | 0% | 0% | 0% | 0% | 7.258% | 0% | 34.18% | 0% | 0% | 54.38% | 0% | 0% | 0% | 0% | 100% |  | Yes | No | Actual | No spend
Actual |  | 11304 | TIPS B 275kV Secondary Systems & Minor R | 0% | 0% | 11.05% | 0% | 0% | 0% | 0% | 0% | 0% | 41.96% | 0% | 27.21% | 0% | 0% | 19.78% | 0% | 0% | 0% | 0% | 100% |  | Yes | No | Actual | No spend
Actual |  | 11307 | Kincraig 132kV Capacitor Bank | 0% | 0% | 0% | 0% | 0% | 0% | 0% | 0% | 0% | 100% | 0% | 0% | 0% | 0% | 0% | 0% | 0% | 0% | 0% | 100% |  | Yes | No | Actual | No spend
Actual |  | 11320 | Weather Stations 2008-2013 | 0% | 18.05% | 72.71% | 0% | 0% | 0% | 0% | 0% | 0% | 0% | 0% | 9.029% | 0% | 0% | 0.2104% | 0% | 0% | 0% | 0% | 100% |  | Yes | No | Actual | No spend
Actual |  | 11322 | Barn Hill Radio Links Replace with SDH | 0% | 0% | 100% | 0% | 0% | 0% | 0% | 0% | 0% | 0% | 0% | 0% | 0% | 0% | 0% | 0% | 0% | 0% | 0% | 100% |  | Yes | No | Actual | No spend
Actual |  | 11338 | Estimating System Functional Upgrade | 0% | 0% | 0% | 100% | 0% | 0% | 0% | 0% | 0% | 0% | 0% | 0% | 0% | 0% | 0% | 0% | 0% | 0% | 0% | 100% |  | Yes | No | Actual | No spend
Actual |  | 11345 | Furniture & General Upgrades 2012-2013 | 89.23% | 0% | 0% | 0% | 0% | 0% | 0% | 10.77% | 0% | 0% | 0% | 0% | 0% | 0% | 0% | 0% | 0% | 0% | 0% | 100% |  | Yes | No | Actual | No spend
Actual |  | 11346 | West Wing (Plus other Pirie Street Requirements) | 96.05% | 0% | 0% | 1.855% | 0% | 0% | 0% | 2.096% | 0% | 0% | 0% | 0% | 0% | 0% | 0% | 0% | 0% | 0% | 0% | 100% |  | Yes | No | Actual | No spend
Actual |  | 11347 | IT Security - Assess/Remediate Vulnerabilities | 0% | 0% | 0% | 100% | 0% | 0% | 0% | 0% | 0% | 0% | 0% | 0% | 0% | 0% | 0% | 0% | 0% | 0% | 0% | 100% |  | Yes | No | Actual | No spend
Actual |  | 11348 | ICT Security 2010-2012 | 0% | 0% | 0% | 100% | 0% | 0% | 0% | 0% | 0% | 0% | 0% | 0% | 0% | 0% | 0% | 0% | 0% | 0% | 0% | 100% |  | Yes | No | Actual | No spend
Actual |  | 11351 | Substation Security Fencing 2008-2013 | 0% | 0% | 0% | 0% | 0% | 0% | 0% | 0% | 0% | 0% | 0% | 0% | 100% | 0% | 0% | 0% | 0% | 0% | 0% | 100% |  | Yes | No | Actual | No spend
Actual |  | 11355 | Davenport 275kV 50Mvar Reactor Stage 2 | 0% | 0% | 0% | 0% | 0% | 0% | 0% | 0% | 0% | 13% | 0% | 84.88% | 0% | 0% | 2.113% | 0% | 0% | 0% | 0% | 100% |  | Yes | No | Actual | No spend
Actual |  | 11359 | Transformer Refurbishment 08-13 | 0% | 0% | 0% | 0% | 0% | 0% | 0% | 0% | 0% | 0% | 0% | 0% | 0% | 0% | 0% | 0% | 0% | 100% | 0% | 100% |  | Yes | No | Actual | No spend
Actual |  | 11360 | Auxiliary Supply Upgrades 2008-2013 | 0% | 0% | 0% | 0% | 0% | 0% | 0% | 0% | 0% | 0% | 0% | 0% | 0% | 0% | 0% | 0% | 0% | 100% | 0% | 100% |  | Yes | No | Actual | No spend
Actual |  | 11361 | Protection System Unit Replacement 08-13 | 0% | 0% | 0% | 0% | 0% | 0% | 0% | 0% | 0% | 0% | 0% | 0% | 0% | 0% | 100% | 0% | 0% | 0% | 0% | 100% |  | Yes | No | Actual | No spend
Actual |  | 11362 | Site Asset Replacements (ETSA Utilities) | 0% | 0% | 0% | 0% | 0% | 0% | 0% | 0% | 0% | 100% | 0% | 0% | 0% | 0% | 0% | 0% | 0% | 0% | 0% | 100% |  | Yes | No | Actual | No spend
Actual |  | 11363 | Site Asset Replacements (Tenix Alliance) | 0% | 0% | 0% | 0% | 0% | 0% | 0% | 0% | 0% | 94.47% | 0% | 0% | 0% | 0% | 5.529% | 0% | 0% | 0% | 0% | 100% |  | Yes | No | Actual | No spend
Actual |  | 11364 | Facilities Security 2012-2013 | 58.22% | 0% | 0% | 0% | 0% | 0% | 0% | 41.78% | 0% | 0% | 0% | 0% | 0% | 0% | 0% | 0% | 0% | 0% | 0% | 100% |  | Yes | No | Actual | No spend
Actual |  | 11366 | Carpet - 300 Pirie Street 2012-2013 | 0% | 0% | 0% | 0% | 0% | 0% | 0% | 100% | 0% | 0% | 0% | 0% | 0% | 0% | 0% | 0% | 0% | 0% | 0% | 100% |  | Yes | No | Actual | No spend
Actual |  | 11378 | Energy Management System Functional Enhancements Rev1 BP072013 | 0% | 0% | 0% | 100% | 0% | 0% | 0% | 0% | 0% | 0% | 0% | 0% | 0% | 0% | 0% | 0% | 0% | 0% | 0% | 100% |  | Yes | No | Actual | No spend
Actual | 2015-08-31 | 11380 | Yadnarie Reactor Replacement | 0% | 0% | 0.55% | 0% | 0% | 0% | 0% | 0% | 0% | 48.86% | 0% | 42.8% | 0% | 0% | 6.76% | 1.03% | 0% | 0% | 0% | 100% |  | Yes | No | Actual | No spend
Actual |  | 11385 | SAP Functional Upgrade - Stream 3 | 0% | 0% | 0% | 100% | 0% | 0% | 0% | 0% | 0% | 0% | 0% | 0% | 0% | 0% | 0% | 0% | 0% | 0% | 0% | 100% |  | Yes | No | Actual | No spend
Actual |  | 11386 | Business Process Improvement - Stage 2 | 0% | 0% | 0% | 0% | 0% | 0% | 0% | 100% | 0% | 0% | 0% | 0% | 0% | 0% | 0% | 0% | 0% | 0% | 0% | 100% |  | Yes | No | Actual | No spend
Actual |  | 11387 | ICT Service Improvement | 0% | 0% | 0% | 100% | 0% | 0% | 0% | 0% | 0% | 0% | 0% | 0% | 0% | 0% | 0% | 0% | 0% | 0% | 0% | 100% |  | Yes | No | Actual | No spend
Actual |  | 11388 | 275kV Rapid Line Constr. Methodology Dev | 0% | 0% | 0% | 100% | 0% | 0% | 0% | 0% | 0% | 0% | 0% | 0% | 0% | 0% | 0% | 0% | 0% | 0% | 0% | 100% |  | Yes | No | Actual | No spend
Actual |  | 11391 | Safe Roof Access 2012-2013 rev1 BP072013 | 100% | 0% | 0% | 0% | 0% | 0% | 0% | 0% | 0% | 0% | 0% | 0% | 0% | 0% | 0% | 0% | 0% | 0% | 0% | 100% |  | Yes | No | Actual | No spend
Actual |  | 11392 | Mechanical 300 Pirie St. 2012-2013 rev1 BP072013 | 0% | 0% | 0% | 0% | 0% | 0% | 0% | 100% | 0% | 0% | 0% | 0% | 0% | 0% | 0% | 0% | 0% | 0% | 0% | 100% |  | Yes | No | Actual | No spend
Actual |  | 11393 | Mechanical Rymill Pk 2012-2013 rev1 BP072013 | 0% | 0% | 0% | 0% | 0% | 0% | 0% | 100% | 0% | 0% | 0% | 0% | 0% | 0% | 0% | 0% | 0% | 0% | 0% | 100% |  | Yes | No | Actual | No spend
Actual |  | 11395 | Fleet replacement Vehicles 2012-2013 rev1 BP072013 | 0% | 0% | 0% | 0% | 0% | 0% | 0% | 100% | 0% | 0% | 0% | 0% | 0% | 0% | 0% | 0% | 0% | 0% | 0% | 100% |  | Yes | No | Actual | No spend
Actual |  | 11396 | Happy Valley Transformer Noise Mitigation | 0% | 0% | 0% | 0% | 0% | 0% | 0% | 0% | 0% | 0% | 0% | 100% | 0% | 0% | 0% | 0% | 0% | 0% | 0% | 100% |  | Yes | No | Actual | No spend
Actual |  | 11398 | People Management System | 0% | 0% | 0% | 100% | 0% | 0% | 0% | 0% | 0% | 0% | 0% | 0% | 0% | 0% | 0% | 0% | 0% | 0% | 0% | 100% |  | Yes | No | Actual | No spend
Actual | 2015-08-31 | 11399 | Environment Health and Safety Management System | 0% | 0% | 0% | 100% | 0% | 0% | 0% | 0% | 0% | 0% | 0% | 0% | 0% | 0% | 0% | 0% | 0% | 0% | 0% | 100% |  | Yes | Yes | Actual | No spend
Actual |  | 11400 | Davenport 275 kV Reactor Replacement Sta | 0% | 0% | 0% | 0% | 0% | 0% | 0% | 0% | 0% | 80.21% | 0% | 0% | 0% | 0% | 19.79% | 0% | 0% | 0% | 0% | 100% |  | Yes | No | Actual | No spend
Actual |  | 11401 | Kadina East 2x60MV.A Transformer Capacity Increase | 0% | 0.009942% | 1.46% | 0% | 0% | 0% | 0% | 0% | 0% | 71.23% | 0% | 25.89% | 0% | 0% | 1.411% | 0% | 0% | 0% | 0% | 100% |  | Yes | No | Actual | No spend
Actual | 2015-08-31 | 11413 | Control System Virtualisation rev1 BP072013 | 0% | 0% | 0% | 100% | 0% | 0% | 0% | 0% | 0% | 0% | 0% | 0% | 0% | 0% | 0% | 0% | 0% | 0% | 0% | 100% |  | Yes | No | Actual | No spend
Actual |  | 11423 | Telecommunications Network Optimisation | 0% | 0% | 100% | 0% | 0% | 0% | 0% | 0% | 0% | 0% | 0% | 0% | 0% | 0% | 0% | 0% | 0% | 0% | 0% | 100% |  | Yes | No | Actual | No spend
Actual |  | 11432 | OPSWAN Implementation 2012-2014 rev 2 BP072013 | 0% | 0% | 1.37% | 0% | 0% | 0% | 0% | 0% | 0% | 0% | 0% | 0% | 0% | 0% | 98.63% | 0% | 0% | 0% | 0% | 100% |  | Yes | No | Actual | No spend
Actual |  | 11437 | BUCC Refurishment - Rev 2 BP072013 | 12.37% | 0% | 0% | 45.46% | 0% | 0% | 0% | 42.17% | 0% | 0% | 0% | 0% | 0% | 0% | 0% | 0% | 0% | 0% | 0% | 100% |  | Yes | Yes | Actual | No spend
Actual |  | 11439 | Emergency Supplies 300 Pirie St rev1 BP072013 | 39.45% | 0% | 0% | 0% | 0% | 0% | 0% | 60.55% | 0% | 0% | 0% | 0% | 0% | 0% | 0% | 0% | 0% | 0% | 0% | 100% |  | Yes | Yes | Actual | No spend
Actual |  | 11441 | Para To Davenport Line Hazard Mitigation rev 3 BP072013 | 0% | 0% | 0% | 0% | 0% | 0% | 0% | 0% | 0% | 0% | 0% | 0% | 0% | 0% | 0% | 0% | 0% | 0% | 100% | 100% |  | Yes | No | Actual | No spend
Actual |  | 11442 | Fleet Replacement Vehicles 2013-2014 rev1 BP072013 | 0% | 0% | 0% | 0% | 0% | 0% | 0% | 100% | 0% | 0% | 0% | 0% | 0% | 0% | 0% | 0% | 0% | 0% | 0% | 100% |  | Yes | Yes | Actual | No spend
Actual |  | 11447 | Magill to Happy Valley Line Refurbishment -rev 5 BP072013 | 0% | 0% | 0% | 0% | 0% | 0% | 0% | 0% | 0% | 0% | 0% | 0% | 0% | 0% | 0% | 0% | 0% | 0% | 100% | 100% |  | Yes | Yes | Actual | No spend
Actual |  | 11449 | Switching Manual Rewrite | 0% | 0% | 0% | 0% | 0% | 0% | 0% | 100% | 0% | 0% | 0% | 0% | 0% | 0% | 0% | 0% | 0% | 0% | 0% | 100% |  | Yes | No | Actual | No spend
Actual |  | 11451 | BUCC Project Back Up Control Centre Upgr | 92.68% | 0% | 0% | 3.903% | 0% | 0% | 0% | 3.419% | 0% | 0% | 0% | 0% | 0% | 0% | 0% | 0% | 0% | 0% | 0% | 100% |  | Yes | No | Actual | No spend
Actual |  | 11453 | TIPS 66 kV NGM CT/VT Replacement | 0% | 0% | 0% | 0% | 0% | 0% | 0% | 0% | 0% | 88.92% | 0% | 0% | 0% | 0% | 11.08% | 0% | 0% | 0% | 0% | 100% |  | Yes | No | Actual | No spend
Actual |  | 11455 | Labour Planning Tool | 0% | 0% | 0% | 100% | 0% | 0% | 0% | 0% | 0% | 0% | 0% | 0% | 0% | 0% | 0% | 0% | 0% | 0% | 0% | 100% |  | Yes | No | Actual | No spend
Actual |  | 11456 | Safety Management System Project | 0% | 0% | 0% | 100% | 0% | 0% | 0% | 0% | 0% | 0% | 0% | 0% | 0% | 0% | 0% | 0% | 0% | 0% | 0% | 100% |  | Yes | No | Actual | No spend
Actual |  | 11457 | Davenport CT Replacement | 0% | 0% | 0% | 0% | 0% | 0% | 0% | 0% | 0% | 100% | 0% | 0% | 0% | 0% | 0% | 0% | 0% | 0% | 0% | 100% |  | Yes | No | Actual | No spend
Actual |  | 11458 | New Osborne 66 kV VT Replacement | 0% | 0% | 0% | 0% | 0% | 0% | 0% | 0% | 0% | 100% | 0% | 0% | 0% | 0% | 0% | 0% | 0% | 0% | 0% | 100% |  | Yes | No | Actual | No spend
Actual |  | 11459 | Vacuum Tap Changer Diverter Pilot | 0% | 0% | 0% | 0% | 0% | 0% | 0% | 0% | 0% | 100% | 0% | 0% | 0% | 0% | 0% | 0% | 0% | 0% | 0% | 100% |  | Yes | No | Actual | No spend
Actual |  | 11460 | 2 X Oracle Exadata appliances & licenses | 0% | 0% | 0% | 100% | 0% | 0% | 0% | 0% | 0% | 0% | 0% | 0% | 0% | 0% | 0% | 0% | 0% | 0% | 0% | 100% |  | Yes | No | Actual | No spend
Actual |  | 11462 | Development of Inspection Test Plans for | 0% | 0% | 0% | 0% | 0% | 0% | 0% | 100% | 0% | 0% | 0% | 0% | 0% | 0% | 0% | 0% | 0% | 0% | 0% | 100% |  | Yes | No | Actual | No spend
Actual |  | 11463 | Emergency Unit Asset Replacement 2013-20 | 0% | 0% | 0% | 0% | 0% | 0% | 0% | 0% | 0% | 93.42% | 0% | 3.993% | 0% | 0% | 0% | 2.59% | 0% | 0% | 0% | 100% |  | Yes | No | Actual | No spend
Actual |  | 11470 | ICT Hardware 2012-2014 rev1 BP072013 | 0% | 0% | 0% | 100% | 0% | 0% | 0% | 0% | 0% | 0% | 0% | 0% | 0% | 0% | 0% | 0% | 0% | 0% | 0% | 100% |  | Yes | No | Actual | No spend
Actual |  | 11471 | ICT Software 2012-2014 - rev 2 BP072013 | 0% | 0% | 0% | 100% | 0% | 0% | 0% | 0% | 0% | 0% | 0% | 0% | 0% | 0% | 0% | 0% | 0% | 0% | 0% | 100% |  | Yes | No | Actual | No spend
Actual |  | 11472 | ICT Security 2012-2014 rev1 BP072013 | 0% | 0% | 0% | 100% | 0% | 0% | 0% | 0% | 0% | 0% | 0% | 0% | 0% | 0% | 0% | 0% | 0% | 0% | 0% | 100% |  | Yes | No | Actual | No spend
Actual |  | 11473 | IT OCS Software 2012-2014 rev1 BP072013 | 0% | 0% | 0% | 100% | 0% | 0% | 0% | 0% | 0% | 0% | 0% | 0% | 0% | 0% | 0% | 0% | 0% | 0% | 0% | 100% |  | Yes | No | Actual | No spend
Actual |  | 11481 | Furniture and General Building Upgrades 2013 - 2014 - rev2 BP072013 | 36.38% | 0% | 0% | 0% | 0% | 0% | 0% | 63.62% | 0% | 0% | 0% | 0% | 0% | 0% | 0% | 0% | 0% | 0% | 0% | 100% |  | Yes | Yes | Actual | No spend
Actual |  | 11482 | General Utility Upgrade 2013 - 2014 rev1 BP072013 | 85.66% | 0% | 0% | 3.168% | 0% | 0% | 0% | 11.18% | 0% | 0% | 0% | 0% | 0% | 0% | 0% | 0% | 0% | 0% | 0% | 100% |  | Yes | Yes | Actual | No spend
Actual |  | 11494 | Inventory Replenishment 2013-2014 rev1 BP072013 | 0% | 0% | 0% | 0% | 0% | 0% | 0% | 0% | 0% | 100% | 0% | 0% | 0% | 0% | 0% | 0% | 0% | 0% | 0% | 100% |  | Yes | Yes | Actual | No spend
Actual |  | 11504 | Neuroodla Asset Replacement - Rev 11 BP072013 | 0% | 11.01% | 8.799% | 0% | 0% | 0% | 0% | 0% | 0% | 27.76% | 0% | 35.65% | 0% | 0% | 15.05% | 1.73% | 0% | 0% | 0% | 100% |  | Yes | No | Actual | No spend
Actual |  | 11505 | Mt. Gunson Substation Replacement -Rev 11 BP072013 | 0% | 0% | 10.78% | 0% | 0% | 0% | 0% | 0% | 0% | 39.14% | 0% | 30.94% | 0% | 0% | 19.14% | 0% | 0% | 0% | 0% | 100% |  | Yes | Yes | Actual | No spend
Actual | 2015-08-31 | 11510 | Kadina East 132kV Capacitor Bank | 0% | 0% | 0% | 0% | 0% | 0% | 0% | 0% | 0% | 100% | 0% | 0% | 0% | 0% | 0% | 0% | 0% | 0% | 0% | 100% |  | Yes | No | Actual | No spend
Actual | 2015-08-31 | 11513 | Business Intelligence Functional Enhancements 2013-2015 rev1 BP 072013 | 0% | 0% | 0% | 100% | 0% | 0% | 0% | 0% | 0% | 0% | 0% | 0% | 0% | 0% | 0% | 0% | 0% | 0% | 0% | 100% |  | Yes | No | Actual | No spend
Actual |  | 11521 | Database Management Systems Consolidation 2013-2015 rev1 BP072013 | 0% | 0% | 0% | 100% | 0% | 0% | 0% | 0% | 0% | 0% | 0% | 0% | 0% | 0% | 0% | 0% | 0% | 0% | 0% | 100% |  | Yes | No | Actual | No spend
Actual |  | 11524 | IT Storage and Virtualisation Refurbishment - rev 2 BP072013 | 0% | 0% | 0% | 98.12% | 0% | 0% | 0% | 1.881% | 0% | 0% | 0% | 0% | 0% | 0% | 0% | 0% | 0% | 0% | 0% | 100% |  | Yes | Yes | Actual | No spend
Actual |  | 11528 | South East Backbone Telecoms Stage 2 | 0% | 0% | 28.83% | 0% | 0% | 0% | 0% | 0% | 0% | 0% | 0% | 4.154% | 0% | 0% | 0% | 67.01% | 0% | 0% | 0% | 100% |  | Yes | No | Actual | No spend
Actual |  | 11539 | Records Management 2013-2015 rev1 BP072013 | 0% | 0% | 0% | 100% | 0% | 0% | 0% | 0% | 0% | 0% | 0% | 0% | 0% | 0% | 0% | 0% | 0% | 0% | 0% | 100% |  | Yes | No | Actual | No spend
Actual |  | 11541 | ICT Bus. Continuity Planning & Disaster | 0% | 0% | 0% | 100% | 0% | 0% | 0% | 0% | 0% | 0% | 0% | 0% | 0% | 0% | 0% | 0% | 0% | 0% | 0% | 100% |  | Yes | No | Actual | No spend
Actual |  | 11543 | Magill Telecoms Bearer | 0% | 0.05411% | 24.78% | 0% | 0% | 0% | 0% | 0% | 0% | 0% | 0% | 0.88% | 0% | 0% | 0% | 74.28% | 0% | 0% | 0% | 100% |  | Yes | No | Actual | No spend
Actual |  | 11554 | UPS Battery Bank No.2 - rev2 BP072013 | 8.052% | 0% | 0% | 0.948% | 0% | 0% | 0% | 91% | 0% | 0% | 0% | 0% | 0% | 0% | 0% | 0% | 0% | 0% | 0% | 100% |  | Yes | Yes | Actual | No spend
Actual |  | 11558 | Electrical 300 Pirie St. 2014-2015 rev1 BP072013 | 0% | 0% | 0% | 0% | 0% | 0% | 0% | 100% | 0% | 0% | 0% | 0% | 0% | 0% | 0% | 0% | 0% | 0% | 0% | 100% |  | Yes | Yes | Actual | No spend
Actual |  | 11559 | Fleet Replacement Vehicles 2014-2015 rev1 BP072013 | 0% | 0% | 0% | 0% | 0% | 0% | 0% | 100% | 0% | 0% | 0% | 0% | 0% | 0% | 0% | 0% | 0% | 0% | 0% | 100% |  | Yes | Yes | Actual | No spend
Actual |  | 11565 | Ametek PSPM Replacement | 0% | 0% | 0% | 0% | 0% | 0% | 0% | 0% | 0% | 0% | 0% | 0% | 0% | 0% | 100% | 0% | 0% | 0% | 0% | 100% |  | Yes | No | Actual | No spend
Actual |  | 11567 | Accounts Payable Optimisation | 0% | 0% | 0% | 100% | 0% | 0% | 0% | 0% | 0% | 0% | 0% | 0% | 0% | 0% | 0% | 0% | 0% | 0% | 0% | 100% |  | Yes | Yes | Actual | No spend
Actual |  | 11576 | PSS_E Computing Power Increase | 0% | 0% | 0% | 100% | 0% | 0% | 0% | 0% | 0% | 0% | 0% | 0% | 0% | 0% | 0% | 0% | 0% | 0% | 0% | 100% |  | Yes | No | Actual | No spend
Actual |  | 11581 | Furniture and General Building Upgrades 2014 - 2015 - rev2 BP072013 | 96.24% | 0% | 0% | 3.763% | 0% | 0% | 0% | 0% | 0% | 0% | 0% | 0% | 0% | 0% | 0% | 0% | 0% | 0% | 0% | 100% |  | Yes | Yes | Actual | No spend
Actual |  | 11594 | Inventory Replenishment 2014-2015 rev1 BP072013 | 5.676% | 0% | 0% | 0% | 0% | 0% | 0% | 2.983% | 0% | 67.33% | 0% | 0% | 0% | 0% | 17.2% | 6.82% | 0% | 0% | 0% | 100% |  | Yes | Yes | Actual | No spend
Actual | 2015-08-31 | 11618 | Carpet Keswick 2015 -2016 - rev2 BP072013 | 46.72% | 0% | 0% | 20.94% | 0% | 0% | 0% | 32.34% | 0% | 0% | 0% | 0% | 0% | 0% | 0% | 0% | 0% | 0% | 0% | 100% |  | Yes | Yes | Actual | No spend
Actual |  | 11648 | UPS & Battery Bank BUCC 2015-2016 rev1 BP072013 | 0% | 0% | 0% | 0% | 0% | 0% | 0% | 100% | 0% | 0% | 0% | 0% | 0% | 0% | 0% | 0% | 0% | 0% | 0% | 100% |  | Yes | Yes | Actual | No spend
Actual |  | 11649 | Mechanical 300 Pirie St. 2015-2016 rev1 BP072013 | 100% | 0% | 0% | 0% | 0% | 0% | 0% | 0% | 0% | 0% | 0% | 0% | 0% | 0% | 0% | 0% | 0% | 0% | 0% | 100% |  | Yes | Yes | Actual | No spend
Actual |  | 11652 | Fleet Replacement Vehicles 2015-2016 rev1 BP072013 | 0% | 0% | 0% | 0% | 0% | 0% | 0% | 100% | 0% | 0% | 0% | 0% | 0% | 0% | 0% | 0% | 0% | 0% | 0% | 100% |  | Yes | Yes | Actual | No spend
Actual |  | 11658 | Fire Fighting System Replacements | 0% | 0% | 0% | 0% | 0% | 0% | 0% | 0% | 0% | 0% | 0% | 100% | 0% | 0% | 0% | 0% | 0% | 0% | 0% | 100% |  | Yes | No | Actual | No spend
Actual |  | 11670 | ICT Hardware 2014-2016 rev 1 BP072013 | 0.03904% | 0% | 0% | 99.96% | 0% | 0% | 0% | 0% | 0% | 0% | 0% | 0% | 0% | 0% | 0% | 0% | 0% | 0% | 0% | 100% |  | Yes | Yes | Actual | No spend
Actual |  | 11671 | ICT Software 2014-2016 - rev 2 BP072013 | 0% | 0% | 0% | 100% | 0% | 0% | 0% | 0% | 0% | 0% | 0% | 0% | 0% | 0% | 0% | 0% | 0% | 0% | 0% | 100% |  | Yes | Yes | Actual | No spend
Actual |  | 11706 | Archiving Solutions 2013-2015 - rev 2 BP072013 | 0% | 0% | 0% | 100% | 0% | 0% | 0% | 0% | 0% | 0% | 0% | 0% | 0% | 0% | 0% | 0% | 0% | 0% | 0% | 100% |  | Yes | Yes | Actual | No spend
Actual |  | 11709 | Yadnarie - Port Lincoln Backbone Telecommunications Links rev 4 BP072013 | 0% | 37.49% | 22.52% | 0% | 0% | 0% | 0% | 0% | 0% | 0% | 0% | 39.99% | 0% | 0% | 0% | 0% | 0% | 0% | 0% | 100% |  | Yes | No | Actual | No spend
Actual |  | 11739 | Templers to Para 275kV Double Circuit Land & Easements - Rev4 BP072013 | 0% | 0% | 0% | 0% | 100% | 0% | 0% | 0% | 0% | 0% | 0% | 0% | 0% | 0% | 0% | 0% | 0% | 0% | 0% | 100% |  | Yes | Yes | Actual | No spend
Actual |  | 11744 | Bund Refurbishments | 0% | 0% | 0% | 0% | 0% | 0% | 0% | 0% | 0% | 100% | 0% | 0% | 0% | 0% | 0% | 0% | 0% | 0% | 0% | 100% |  | Yes | No | Actual | No spend
Actual |  | 11745 | Riverland 132 kV Line Uprate | 0% | 0% | 0% | 0% | 0% | 0% | 0% | 0% | 0% | 7.65% | 0% | 0% | 0% | 0% | 3.78% | 88.57% | 0% | 0% | 0% | 100% |  | Yes | No | Actual | No spend
Actual |  | 11815 | Carpet Rymill 2012 - 2013 - rev2 BP072013 | 0% | 0% | 0% | 0% | 0% | 0% | 0% | 100% | 0% | 0% | 0% | 0% | 0% | 0% | 0% | 0% | 0% | 0% | 0% | 100% |  | Yes | No | Actual | No spend
Actual |  | 11822 | Riverland Telecommunications Bearer rev 3 BP072013 | 0% | 23.74% | 36.07% | 0% | 0% | 0% | 0% | 0% | 0% | 0% | 0% | 32.25% | 0% | 0% | 7.941% | 0% | 0% | 0% | 0% | 100% |  | Yes | Yes | Actual | No spend
Actual |  | 11847 | NGM CT,VT and Meter Replacements - Rev 9 BP072013 | 0% | 0% | 0% | 0% | 0% | 0% | 0% | 0% | 0% | 0% | 0% | 0% | 0% | 0% | 100% | 0% | 0% | 0% | 0% | 100% |  | Yes | No | Actual | No spend
Actual |  | 11912 | TIPS to Kilburn to Northfield 275kV Loop | 0% | 17.82% | 46.98% | 0% | 0% | 0% | 0% | 0% | 0% | 15.58% | 0% | 0% | 0% | 0% | 19.62% | 0% | 0% | 0% | 0% | 100% |  | Yes | No | Actual | No spend
Actual |  | 14006 | Robertstown-North West Bend LineCorridor Dynamic line rating (DLR) system | 0% | 0% | 0% | 0% | 0% | 0% | 0% | 0% | 0% | 0% | 0% | 0% | 0% | 0% | 100% | 0% | 0% | 0% | 0% | 100% |  | Yes | No | Actual | No spend
Actual |  | 14020 | IT Service Operation System | 0% | 0% | 0% | 100% | 0% | 0% | 0% | 0% | 0% | 0% | 0% | 0% | 0% | 0% | 0% | 0% | 0% | 0% | 0% | 100% |  | Yes | Yes | Actual | No spend
Actual |  | 14101 | Workplace Accommodation Alterations 2015 | 31.02% | 0% | 0% | 13.86% | 0% | 0% | 0% | 55.12% | 0% | 0% | 0% | 0% | 0% | 0% | 0% | 0% | 0% | 0% | 0% | 100% |  | Yes | No | Actual | 163.02
Actual |  | 14119 | NCIPAP Load Model Enhancements Capex Com | 0% | 0% | 0% | 0% | 0% | 0% | 0% | 100% | 0% | 0% | 0% | 0% | 0% | 0% | 0% | 0% | 0% | 0% | 0% | 100% |  | Yes | No | Actual | 0
Actual |  | 85007 | Playford 132kV Relocation | 0% | 0.3804% | 8.386% | 0% | 0% | 0% | 0% | 0% | 0% | 37.51% | 0% | 9.101% | 1.143% | 0% | 18.11% | 25.37% | 0% | 0% | 0% | 100% |  | Yes | No | Actual | No spend
Actual |  | 85013 | Magill Aged Asset Replacement Stag | 0% | 0% | 0% | 0% | 0% | 0% | 0% | 0% | 0% | 0% | 0% | 0% | 0% | 0% | 100% | 0% | 0% | 0% | 0% | 100% |  | Yes | No | Actual | No spend
Actual |  | 89998 | Clearing Account Project - Mount Millar CB | 0% | 0% | 0% | 0% | 0% | 0% | 0% | 1.554% | 0% | 98.45% | 0% | 0% | 0% | 0% | 0% | 0% | 0% | 0% | 0% | 100% |  | Yes | No | Actual | No spend
|  | 10237 | 300 Pirie - Eastern Façade - renovate as per ACC Development approval conditions prior to building western side 300 Pirie | 100% | 0% | 0% | 0% | 0% | 0% | 0% | 0% |  | 0% | 0% | 0% | 0% | 0% | 0% | 0% | 0% |  |  | 100% |  | No | No | Actual | No spend
|  | 10259 | Riverland Reinforcement 275Kv - Rev 13 BP072013 | 0% | 0.2397% | 1.046% | 0% | 0% | 0% | 0% | 0% | 0% | 11.64% | 0.7281% | 5.145% | 0.2138% | 0% | 3.428% | 77.56% | 0% | 0% | 0% | 100% |  | No | No | Actual | No spend
|  | 10283 | Playford 2x60MV.A 132/33kV Transformer Capacity Increase | 0% | 0% | 0% | 0% | 0% | 0% | 0% | 0% |  | 92.22% | 0% | 0% | 0% | 0% | 7.782% | 0% | 0% |  |  | 100% |  | No | No |  | No spend
|  | 10284 | Barossa Network Reinforcement | 0% | 0% | 0% | 0% | 0% | 0% | 0% | 0% |  | 22% | 0% | 1% | 0% | 0% | 7% | 70% | 0% |  |  | 100% |  | No | No | Actual | No spend
|  | 10300 | Stoney Point Protection upgrade | 0% | 0% | 0% | 0% | 0% | 0% | 0% | 0% |  | 0% | 0% | 0% | 0% | 0% | 100% | 0% | 0% |  |  | 100% |  | No | No | Actual | No spend
|  | 10306 | South East 3rd 275/132kV Transformer | 0% | 0% | 0% | 0% | 0% | 0% | 0% | 0% | 0% | 77.96% | 0% | 7.144% | 0% | 0% | 12.68% | 2.22% | 0% | 0% | 0% | 100% |  | No | No | Actual | No spend
|  | 10307 | Morphett Vale East 3rd Transformer - Rev 12 BP0713 | 0% | 0.2705% | 1.492% | 0% | 0% | 1.076% | 0% | 0% | 0% | 48.69% | 2.446% | 24.84% | 2.39% | 0% | 18.8% | 0% | 0% | 0% | 0% | 100% |  | No | No |  | No spend
|  | 10308 | Kanmantoo North 275/132kV Augmentation | 0% | 0% | 3.704% | 0% | 0% | 0% | 0% | 0% |  | 63.33% | 0% | 0% | 0% | 0% | 18.52% | 14.44% | 0% |  |  | 100% |  | No | No |  | No spend
|  | 10311 | West Circuit Entry to Brinkworth Sub - Rev 10 BP072013 | 0% | 0.2467% | 2.633% | 0% | 0% | 1.384% | 0% | 0% | 0% | 19.25% | 0% | 2.251% | 0% | 0% | 5.767% | 68.47% | 0% | 0% | 0% | 100% |  | No | No | Actual | No spend
|  | 10313 | Fleurieu Peninsula Reinforcement rev 19 BP072013 Kanmantoo to Currency Creek | 0% | 0.3213% | 1.12% | 0% | 0% | 1.443% | 0% | 0% | 0% | 14.05% | 0.8719% | 16.15% | 0.4811% | 0% | 3.119% | 62.18% | 0.2648% | 0% | 0% | 100% |  | No | No | Actual | No spend
|  | 10336 | SIM Stage 2 City West - 1x 300/360MV.A 275/66kV Transformer (Cost Included in 10161 above, note WIP for this project also included in 10161) | 0% | 0% | 2.283% | 0% | 0% | 3.425% | 0% | 0% |  | 66.32% | 1.332% | 11.8% | 0.7611% | 0% | 14.08% | 0% | 0% |  |  | 100% |  | No | No | Actual | No spend
|  | 10337 | Tungkillo Substation - Stage 1 | 0% | 0% | 100% | 0% | 0% | 0% | 0% | 0% | 0% | 0% | 0% | 0% | 0% | 0% | 0% | 0% | 0% | 0% | 0% | 100% |  | No | No | Actual | No spend
|  | 10339 | Munno Para Reactive Power Support | 0% | 0% | 0% | 0% | 0% | 0% | 0% | 0% | 0% | 47.13% | 0.5056% | 1.067% | 0.1685% | 0% | 51.12% | 0% | 0% |  |  | 100% |  | No | No |  | No spend
|  | 10341 | Tailem Bend New 275kV Diameter | 0% | 0% | 5.814% | 0% | 0% | 0% | 0% | 0% |  | 62.98% | 0% | 2.14% | 0% | 0% | 26.74% | 2.326% | 0% |  |  | 100% |  | No | No | Actual | No spend
|  | 10343 | Barossa (Roseworthy) Reactive Support - rev 10 POE | 0% | 0% | 6.315% | 0% | 0% | 14.47% | 0% | 0% | 0% | 36.04% | 8.395% | 24.25% | 1.99% | 0% | 8.543% | 0% | 0% | 0% | 0% | 100% |  | No | No |  | No spend
Success |  | 10344 | Heywood 760 (300MW VIC-SA ac Interconnector Upgrade) | 0% | 4.591% | 3.134% | 0% | 0% | 0.6073% | 0% | 0% | 0% | 55.82% | 2.716% | 18.53% | 2.265% | 0% | 8.502% | 3.84% | 0% | 0% | 0% | 100% |  | No | Yes | Success | No spend
|  | 10371 | Coonalpyn West Substation - Rev 14 BP072013 | 0% | 1.234% | 3.032% | 0% | 0.4112% | 3.614% | 0% | 0% | 0% | 37.42% | 3.868% | 19.56% | 1.189% | 0% | 12.87% | 16.81% | 0% | 0% | 0% | 100% |  | No | No |  | No spend
|  | 10389 | Cherry Gdns Aged Asset Replacement | 0% | 0% | 6.25% | 0% | 0% | 1.25% | 0% | 0% |  | 52.34% | 2.475% | 8.562% | 0.375% | 0% | 19.38% | 9.375% | 0% |  |  | 100% |  | No | No | Actual | No spend
|  | 10408 | Penola West New 132_33kV Substation | 0% | 0% | 4.562% | 0% | 0% | 0% | 0% | 0% | 0% | 63% | 1.998% | 5.843% | 0% | 0% | 23.08% | 0% | 1.521% |  |  | 100% |  | No | No | Actual | No spend
|  | 10424 | Riverland 275kV Reinforcement Land and Easements Acquisition - Rev2 BP072013 | 0% | 0% | 0% | 0% | 0% | 100% | 0% | 0% | 0% | 0% | 0% | 0% | 0% | 0% | 0% | 0% | 0% | 0% | 0% | 100% |  | No | No |  | No spend
|  | 10452 | Canowie Radio Network Connection | 0% | 0% | 100% | 0% | 0% | 0% | 0% | 0% |  | 0% | 0% | 0% | 0% | 0% | 0% | 0% | 0% |  |  | 100% |  | No | No | Actual | No spend
|  | 10453 | Davenport to Para 275kV Line Uprat | 0% | 0% | 0% | 0% | 0% | 0% | 0% | 0% | 100% | 0% | 0% | 0% | 0% | 0% | 0% | 0% | 0% |  |  | 100% |  | No | No |  | No spend
|  | 10467 | Whyalla to Pt Lincoln 132kV Line Upratin | 0% | 0% | 0% | 0% | 0% | 0% | 0% | 0% | 100% | 0% | 0% | 0% | 0% | 0% | 0% | 0% | 0% |  |  | 100% |  | No | No | Actual | No spend
|  | 10468 | Tailem Bend - Potters Point Radio | 0% | 0% | 100% | 0% | 0% | 0% | 0% | 0% |  | 0% | 0% | 0% | 0% | 0% | 0% | 0% | 0% |  |  | 100% |  | No | No |  | No spend
|  | 10469 | SCC to PARA & BUCC Radio Network | 0% | 0% | 100% | 0% | 0% | 0% | 0% | 0% |  | 0% | 0% | 0% | 0% | 0% | 0% | 0% | 0% |  |  | 100% |  | No | No | Actual | No spend
|  | 10475 | Snuggery Substation Upgrade Stage | 0% | 0% | 3% | 0% | 0% | 0% | 0% | 0% |  | 64% | 0% | 1% | 0% | 0% | 32% | 0% | 0% |  |  | 100% |  | No | No | Actual | No spend
|  | 10501 | CB & CT Replacement Program | 0% | 0% | 0% | 0% | 0% | 0% | 0% | 0% |  | 100% | 0% | 0% | 0% | 0% | 0% | 0% | 0% |  |  | 100% |  | No | No | Actual | No spend
|  | 10504 | Mannum-Adelaide Pump Nos. 1,2,3 Substati | 0% | 0% | 0% | 0% | 0% | 0% | 0% | 0% | 0% | 100% | 0% | 0% | 0% | 0% | 0% | 0% | 0% | 0% | 0% | 100% |  | No | No |  | No spend
|  | 10505 | Millbrook Pump Station - rev 6 LU46 | 0% | 2.606% | 9.132% | 0% | 0% | 6.988% | 0% | 0% | 0% | 35.26% | 5.263% | 21.05% | 1.108% | 0% | 14.01% | 4.588% | 0% | 0% | 0% | 100% |  | No | No | Actual | No spend
|  | 10508 | Hummocks Substation Aged Asset Replacement and 2x25MV.A Transformer Capacity Increase | 0% | 0% | 3.968% | 0% | 0% | 0% | 0% | 0% |  | 47.01% | 1.405% | 0.7937% | 0% | 0% | 46.83% | 0% | 0% |  |  | 100% |  | No | No | Actual | No spend
|  | 10510 | Bungama Substation Redev Stg2 | 0% | 0% | 6.25% | 0% | 0% | 1.25% | 0% | 0% |  | 52.34% | 2.475% | 8.562% | 0.375% | 0% | 19.38% | 9.375% | 0% |  |  | 100% |  | No | No | Actual | No spend
|  | 10527 | Tailem Bend - Gifford Hill SDH Radio Link | 0% | 0% | 100% | 0% | 0% | 0% | 0% | 0% |  | 0% | 0% | 0% | 0% | 0% | 0% | 0% | 0% |  |  | 100% |  | No | No | Actual | No spend
|  | 10550 | Playford 2175kV Substation Replacement | 0% | 0% | 0% | 0% | 0% | 0% | 0% | 0% | 0% | 100% | 0% | 0% | 0% | 0% | 0% | 0% | 0% |  | 0% | 100% |  | No | No |  | No spend
|  | 10556 | SE SVC Systems Replacement | 0% | 0% | 0% | 0% | 0% | 0% | 0% | 0% |  | 40.66% | 0% | 0% | 0% | 0% | 59.34% | 0% | 0% |  |  | 100% |  | No | No |  | No spend
|  | 10562 | Happy Valley - Magill 275kV Line Uprate | 0% | 0% | 0% | 0% | 0% | 0% | 0% | 0% |  | 44.44% | 0% | 0% | 0% | 0% | 55.56% | 0% | 0% |  |  | 100% |  | No | No |  | No spend
|  | 10600 | Happy Valley-MVE Radio Bearer replace | 0% | 0% | 100% | 0% | 0% | 0% | 0% | 0% |  | 0% | 0% | 0% | 0% | 0% | 0% | 0% | 0% |  |  | 100% |  | No | No |  | No spend
|  | 10601 | Canowie-Davenport Radio Network | 0% | 0% | 100% | 0% | 0% | 0% | 0% | 0% |  | 0% | 0% | 0% | 0% | 0% | 0% | 0% | 0% |  |  | 100% |  | No | No | Actual | No spend
|  | 10608 | Magill Aged Asset Refurbishment | 0% | 0% | 0% | 0% | 0% | 0% | 0% | 0% |  | 100% | 0% | 0% | 0% | 0% | 0% | 0% | 0% |  |  | 100% |  | No | No | Actual | No spend
|  | 10614 | Kilburn & Mobilong Neutrl Earth Resistrs | 0% | 0% | 0% | 0% | 0% | 0% | 0% | 0% |  | 100% | 0% | 0% | 0% | 0% | 0% | 0% | 0% |  |  | 100% |  | No | No | Actual | No spend
|  | 10616 | Happy Valley Secondary Systems Replacement - Rev 11 | 0% | 1.555% | 12.71% | 0% | 0% | 0% | 0% | 0% | 0% | 18.29% | 9.174% | 12.76% | 0% | 0% | 37.64% | 7.871% | 0% | 0% | 0% | 100% |  | No | No | Actual | No spend
|  | 10617 | Berri Substation Reloaction to Monash | 0% | 0% | 0% | 0% | 0% | 0% | 0% | 0% | 0% | 100% | 0% | 0% | 0% | 0% | 0% | 0% | 0% |  |  | 100% |  | No | No |  | No spend
|  | 10618 | Baroota Substation Replacement | 0% | 0% | 4.117% | 0% | 0% | 0.2961% | 0% | 0% | 0% | 57.42% | 1.355% | 6.269% | 0.1814% | 0% | 22.91% | 7.214% | 0.2447% |  |  | 100% |  | No | No | Actual | No spend
|  | 10619 | Kincraig Substation Replacement and Transformer Upgrade - Rev 10 BP072013 | 0% | 0.7373% | 3.04% | 0% | 0% | 3.311% | 0% | 0% | 0% | 34.32% | 3.065% | 28.99% | 1.097% | 0% | 11.8% | 11.01% | 2.636% | 0% | 0% | 100% |  | No | No | Actual | No spend
|  | 10621 | OPSWAN Acceleration | 0% | 0% | 0% | 0% | 0% | 0% | 0% | 0% |  | 0% | 0% | 0% | 0% | 0% | 100% | 0% | 0% |  |  | 100% |  | No | No | Actual | No spend
|  | 10626 | TIPS 66kV Cable Replacement | 0% | 0% | 0% | 0% | 0% | 0% | 0% | 0% |  | 0% | 0% | 0% | 0% | 0% | 0% | 0% | 100% |  |  | 100% |  | No | No | Actual | No spend
|  | 10631 | Dorrien Templers Line Easement | 0% | 0% | 0% | 0% | 100% | 0% | 0% | 0% |  | 0% | 0% | 0% | 0% | 0% | 0% | 0% | 0% |  |  | 100% |  | No | No | Actual | No spend
|  | 10638 | Cherry Gardens - Morphett Vale East 275kV Line Uprate | 0% | 0% | 0% | 0% | 0% | 0% | 0% | 0% |  | 11.93% | 0% | 0% | 0% | 0% | 0% | 88.07% | 0% |  |  | 100% |  | No | No |  | No spend
|  | 10643 | Dynamic Line Ratings System | 0% | 0% | 0% | 100% | 0% | 0% | 0% | 0% |  | 0% | 0% | 0% | 0% | 0% | 0% | 0% | 0% |  |  | 100% |  | No | No | Actual | No spend
|  | 10654 | Brinkworth to Para Radio Network Upgrade | 0% | 0% | 100% | 0% | 0% | 0% | 0% | 0% |  | 0% | 0% | 0% | 0% | 0% | 0% | 0% | 0% |  |  | 100% |  | No | No | Actual | No spend
|  | 10661 | Barossa Telecoms Network Reinforc | 0% | 0% | 100% | 0% | 0% | 0% | 0% | 0% |  | 0% | 0% | 0% | 0% | 0% | 0% | 0% | 0% |  |  | 100% |  | No | No | Actual | No spend
|  | 10662 | 2GHz Radio Frequency Changes | 0% | 0% | 100% | 0% | 0% | 0% | 0% | 0% |  | 0% | 0% | 0% | 0% | 0% | 0% | 0% | 0% |  |  | 100% |  | No | No |  | No spend
|  | 10664 | Magill 3rd T/F (SIM Stage 1) | 0% | 0% | 0% | 0% | 0% | 0% | 0% | 0% |  | 89% | 0% | 0% | 0% | 0% | 11% | 0% | 0% |  |  | 100% |  | No | No | Actual | No spend
|  | 10694 | Substations and Telecommunications Spare | 0% | 0% | 0% | 0% | 0% | 0% | 0% | 0% |  | 100% | 0% | 0% | 0% | 0% | 0% | 0% | 0% |  |  | 100% |  | No | No |  | No spend
Success |  | 10703 | Para SVC Secondary System Replacement - rev 8 BP072013 | 0% | 0% | 0% | 0% | 0% | 0% | 0% | 0% | 0% | 0% | 0% | 2.374% | 0% | 0% | 97.63% | 0% | 0% | 0% | 0% | 100% |  | No | Yes | Success | No spend
|  | 10705 | SAP BW Pilot to Production | 0% | 0% | 0% | 100% | 0% | 0% | 0% | 0% |  | 0% | 0% | 0% | 0% | 0% | 0% | 0% | 0% |  |  | 100% |  | No | No |  | No spend
|  | 10706 | Estimating Systems & Processes | 0% | 0% | 0% | 100% | 0% | 0% | 0% | 0% |  | 0% | 0% | 0% | 0% | 0% | 0% | 0% | 0% |  |  | 100% |  | No | No |  | No spend
|  | 10708 | UninterruptedPowerSupply300 Pirie | 0% | 0% | 0% | 0% | 0% | 0% | 0% | 100% |  | 0% | 0% | 0% | 0% | 0% | 0% | 0% | 0% |  |  | 100% |  | No | No |  | No spend
|  | 10710 | BuildUpgrade Equipment Rm Lvl 2 | 100% | 0% | 0% | 0% | 0% | 0% | 0% | 0% |  | 0% | 0% | 0% | 0% | 0% | 0% | 0% | 0% |  |  | 100% |  | No | No |  | No spend
|  | 10711 | Electranet Occupied site grounds & resurfacing carparks | 100% | 0% | 0% | 0% | 0% | 0% | 0% | 0% |  | 0% | 0% | 0% | 0% | 0% | 0% | 0% | 0% |  |  | 100% |  | No | No |  | No spend
|  | 10718 | Project Server Enhancements | 0% | 0% | 0% | 100% | 0% | 0% | 0% | 0% |  | 0% | 0% | 0% | 0% | 0% | 0% | 0% | 0% |  |  | 100% |  | No | No | Success | No spend
|  | 10720 | Spare 132/66/33/11kV 25MVA TF | 0% | 0% | 0% | 0% | 0% | 0% | 0% | 0% |  | 100% | 0% | 0% | 0% | 0% | 0% | 0% | 0% |  |  | 100% |  | No | No |  | No spend
|  | 10770 | IT Hardware 06/08 | 0% | 0% | 0% | 100% | 0% | 0% | 0% | 0% |  | 0% | 0% | 0% | 0% | 0% | 0% | 0% | 0% |  |  | 100% |  | No | No |  | No spend
|  | 10802 | Real Time Information | 0% | 0% | 0% | 100% | 0% | 0% | 0% | 0% |  | 0% | 0% | 0% | 0% | 0% | 0% | 0% | 0% |  |  | 100% |  | No | No |  | No spend
|  | 10803 | Davenport Sub-Cultana Line Exit | 0% | 0% | 0% | 0% | 0% | 0% | 0% | 0% |  | 20% | 0% | 0% | 0% | 0% | 0% | 80% | 0% |  |  | 100% |  | No | No | Actual | No spend
|  | 10806 | Transformer Storage Facility | 0% | 0% | 0% | 0% | 0% | 0% | 0% | 0% |  | 0% | 0% | 100% | 0% | 0% | 0% | 0% | 0% |  |  | 100% |  | No | No | Actual | No spend
|  | 10807 | Security Alarm Systems Upgrade | 0% | 0% | 0% | 0% | 0% | 0% | 0% | 0% |  | 0% | 0% | 100% | 0% | 0% | 0% | 0% | 0% |  |  | 100% |  | No | No |  | No spend
|  | 10809 | Transformer ballistics proofing includes 11352 | 0% | 0% | 0% | 0% | 0% | 0% | 0% | 0% |  | 100% | 0% | 0% | 0% | 0% | 0% | 0% | 0% |  |  | 100% |  | No | No |  | No spend
|  | 10814 | Operator Training Simulator | 0% | 0% | 0% | 100% | 0% | 0% | 0% | 0% | 0% | 0% | 0% | 0% | 0% | 0% | 0% | 0% | 0% |  |  | 100% |  | No | No |  | No spend
|  | 10817 | HR PMP Full Solution | 0% | 0% | 0% | 100% | 0% | 0% | 0% | 0% |  | 0% | 0% | 0% | 0% | 0% | 0% | 0% | 0% |  |  | 100% |  | No | No |  | No spend
|  | 10818 | SAP ETI Establishment | 0% | 0% | 0% | 100% | 0% | 0% | 0% | 0% |  | 0% | 0% | 0% | 0% | 0% | 0% | 0% | 0% |  |  | 100% |  | No | No |  | No spend
|  | 10819 | IT SSA Transition | 0% | 0% | 0% | 100% | 0% | 0% | 0% | 0% |  | 0% | 0% | 0% | 0% | 0% | 0% | 0% | 0% |  |  | 100% |  | No | No |  | No spend
|  | 10829 | Office Accom.Fitout - Richmond Rd | 100% | 0% | 0% | 0% | 0% | 0% | 0% | 0% |  | 0% | 0% | 0% | 0% | 0% | 0% | 0% | 0% |  |  | 100% |  | No | No |  | No spend
|  | 10871 | IT Software 07/08 | 0% | 0% | 0% | 100% | 0% | 0% | 0% | 0% |  | 0% | 0% | 0% | 0% | 0% | 0% | 0% | 0% |  |  | 100% |  | No | No |  | No spend
|  | 10886 | OCS Misc 07/08 | 0% | 0% | 0% | 16% | 0% | 0% | 0% | 0% |  | 0% | 0% | 0% | 0% | 0% | 84% | 0% | 0% |  |  | 100% |  | No | No |  | No spend
|  | 10894 | Subs and Telco Spares - 07/08 | 0% | 0% | 0% | 0% | 0% | 0% | 0% | 0% |  | 100% | 0% | 0% | 0% | 0% | 0% | 0% | 0% |  |  | 100% |  | No | No |  | No spend
|  | 10903 | Eastern Hills Network Limitations | 0% | 0% | 3.609% | 0% | 0% | 0% | 0% | 0% |  | 58.17% | 1.435% | 6.696% | 0.7391% | 0% | 14.87% | 14.48% | 0% |  |  | 100% |  | No | No |  | No spend
|  | 10907 | Hummocks Substation 132kV Capacitor Bank Cost included in project 10386 above) | 0% | 0% | 0% | 0% | 0% | 0% | 0% | 0% |  | 68.75% | 0% | 0% | 0% | 0% | 31.25% | 0% | 0% |  |  | 100% |  | No | No |  | No spend
|  | 10914 | Whyalla - Mt Karia Radio Bearer | 0% | 0% | 100% | 0% | 0% | 0% | 0% | 0% |  | 0% | 0% | 0% | 0% | 0% | 0% | 0% | 0% |  |  | 100% |  | No | No | Actual | No spend
|  | 10918 | Kanmantoo North Land and Easement Acquisition | 0% | 0% | 0% | 0% | 0% | 100% | 0% | 0% |  | 0% | 0% | 0% | 0% | 0% | 0% | 0% | 0% |  |  | 100% |  | No | No |  | No spend
|  | 10919 | Mount Barker Strategic Land and Easement Acquisition | 0% | 0% | 0% | 0% | 0% | 100% | 0% | 0% |  | 0% | 0% | 0% | 0% | 0% | 0% | 0% | 0% |  |  | 100% |  | No | No |  | No spend
|  | 10920 | Templers Land and Easement Acquisition | 0% | 0% | 0% | 0% | 58.82% | 41.18% | 0% | 0% |  | 0% | 0% | 0% | 0% | 0% | 0% | 0% | 0% |  |  | 100% |  | No | No |  | No spend
|  | 10922 | Northern Region Network Stability Limita | 0% | 0% | 0% | 0% | 0% | 0% | 0% | 100% | 0% | 0% | 0% | 0% | 0% | 0% | 0% | 0% | 0% | 0% | 0% | 100% |  | No | No |  | No spend
|  | 10924 | Mt Barker - Crafers SDH Radio Link | 0% | 0% | 100% | 0% | 0% | 0% | 0% | 0% |  | 0% | 0% | 0% | 0% | 0% | 0% | 0% | 0% |  |  | 100% |  | No | No |  | No spend
|  | 10926 | Telecom Network Management Process Improvements | 0% | 0% | 100% | 0% | 0% | 0% | 0% | 0% |  | 0% | 0% | 0% | 0% | 0% | 0% | 0% | 0% |  |  | 100% |  | No | No |  | No spend
|  | 10927 | IT Services & Asset Management | 0% | 0% | 0% | 0% | 0% | 0% | 100% | 0% |  | 0% | 0% | 0% | 0% | 0% | 0% | 0% | 0% |  |  | 100% |  | No | No | Actual | No spend
|  | 10929 | Rymill Pk Replace ACU3 (boardroom) & ACU4 (NW gnd fl office) | 100% | 0% | 0% | 0% | 0% | 0% | 0% | 0% |  | 0% | 0% | 0% | 0% | 0% | 0% | 0% | 0% |  |  | 100% |  | No | No | Actual | No spend
|  | 10932 | IT Storage Implementation | 0% | 0% | 0% | 100% | 0% | 0% | 0% | 0% |  | 0% | 0% | 0% | 0% | 0% | 0% | 0% | 0% |  |  | 100% |  | No | No | Actual | No spend
|  | 10933 | New Roofing | 100% | 0% | 0% | 0% | 0% | 0% | 0% | 0% |  | 0% | 0% | 0% | 0% | 0% | 0% | 0% | 0% |  |  | 100% |  | No | No | Actual | No spend
|  | 10938 | Invry Replish 10MVA 132/33/11kV TF | 0% | 0% | 0% | 0% | 0% | 0% | 0% | 0% |  | 100% | 0% | 0% | 0% | 0% | 0% | 0% | 0% |  |  | 100% |  | No | No |  | No spend
|  | 10942 | Clare North Substation Land Acquisition | 0% | 0% | 0% | 0% | 0% | 100% | 0% | 0% |  | 0% | 0% | 0% | 0% | 0% | 0% | 0% | 0% |  |  | 100% |  | No | No | Actual | No spend
|  | 10943 | Procurement of Two 40MVA 132_33kV TFs Ex PLQ | 0% | 0% | 0% | 0% | 0% | 0% | 0% | 0% | 0% | 100% | 0% | 0% | 0% | 0% | 0% | 0% | 0% |  |  | 100% |  | No | No |  | No spend
|  | 10944 | Network Engineering Standard Drawings | 0% | 0% | 0% | 0% | 0% | 0% | 0% | 100% |  | 0% | 0% | 0% | 0% | 0% | 0% | 0% | 0% |  |  | 100% |  | No | No | Actual | No spend
|  | 10945 | Network Engineering QA Framework Stage 1 | 0% | 0% | 0% | 100% | 0% | 0% | 0% | 0% |  | 0% | 0% | 0% | 0% | 0% | 0% | 0% | 0% |  |  | 100% |  | No | No |  | No spend
|  | 10946 | Estimating System SLD Enhancement | 0% | 0% | 0% | 100% | 0% | 0% | 0% | 0% |  | 0% | 0% | 0% | 0% | 0% | 0% | 0% | 0% |  |  | 100% |  | No | No | Actual | No spend
|  | 10947 | Kanmantoo Bulk Oil CB Replacement | 0% | 0% | 0% | 0% | 0% | 0% | 0% | 0% |  | 100% | 0% | 0% | 0% | 0% | 0% | 0% | 0% |  |  | 100% |  | No | No | Actual | No spend
|  | 10948 | Limit Equations Development | 0% | 0% | 0% | 100% | 0% | 0% | 0% | 0% |  | 0% | 0% | 0% | 0% | 0% | 0% | 0% | 0% |  |  | 100% |  | No | No | Actual | No spend
|  | 10949 | Critical Clearing Time Tool Development | 0% | 0% | 0% | 100% | 0% | 0% | 0% | 0% |  | 0% | 0% | 0% | 0% | 0% | 0% | 0% | 0% |  |  | 100% |  | No | No | Actual | No spend
|  | 10981 | Furn & General Building Upgrades - 08/09 | 27% | 0% | 0% | 49% | 0% | 0% | 0% | 24% |  | 0% | 0% | 0% | 0% | 0% | 0% | 0% | 0% |  |  | 100% |  | No | No | Actual | No spend
|  | 10994 | Inventory Purchases FY Reset 2 | 0% | 0% | 5% | 0% | 0% | 0% | 0% | 0% |  | 80% | 0% | 0% | 0% | 0% | 15% | 0% | 0% |  |  | 100% |  | No | No | Actual | No spend
Success |  | 11002 | Tungkillo Stage 2 - Rev 11 BP072013 | 0% | 1.073% | 4.292% | 0% | 0% | 0.8941% | 0% | 0% | 0% | 71.83% | 0% | 4.822% | 0% | 0% | 17.09% | 0% | 0% | 0% | 0% | 100% |  | No | Yes | Success | No spend
|  | 11003 | Tungkillo Stage 3 - Rev 11 BP072013 | 0% | 1.119% | 4.478% | 0% | 0% | 0.9328% | 0% | 0% | 0% | 74.35% | 0% | 5.808% | 0% | 0% | 13.31% | 0% | 0% | 0% | 0% | 100% |  | No | No | Actual | No spend
|  | 11005 | Kanmantoo Substation Upgrade - Rev 9 BP072013 | 0% | 1.928% | 6.117% | 0% | 0% | 0% | 0% | 0% | 0% | 39.06% | 4.955% | 22.55% | 1.949% | 0% | 18.96% | 4.488% | 0% | 0% | 0% | 100% |  | No | No |  | No spend
|  | 11007 | Bulk Oil CB Replacement | 0% | 0% | 0% | 0% | 0% | 0% | 0% | 0% |  | 100% | 0% | 0% | 0% | 0% | 0% | 0% | 0% |  |  | 100% |  | No | No | Actual | No spend
|  | 11008 | Building Electronic Security | 0% | 0% | 0% | 0% | 0% | 0% | 0% | 0% | 0% | 0% | 0% | 0% | 0% | 0% | 100% | 0% | 0% |  |  | 100% |  | No | No | Success | No spend
|  | 11009 | Substation Perimeter Electronic Security includes 11354 | 0% | 0% | 0% | 0% | 0% | 0% | 0% | 0% |  | 0% | 0% | 0% | 0% | 0% | 100% | 0% | 0% |  |  | 100% |  | No | No | Actual | No spend
|  | 11010 | Drawing Standards Implementation | 0% | 0% | 0% | 0% | 0% | 0% | 0% | 100% |  | 0% | 0% | 0% | 0% | 0% | 0% | 0% | 0% |  |  | 100% |  | No | No |  | No spend
|  | 11011 | Tailem Bend to Tungkillo Second CCT Stringing rev 12 BP072013 | 0% | 0.3276% | 1.165% | 0% | 0% | 1.82% | 0% | 0% | 4.488% | 20.99% | 0% | 3.686% | 0% | 0% | 4.354% | 63.17% | 0% | 0% | 0% | 100% |  | No | No |  | No spend
|  | 11014 | Belair-Magill SDH Radio Links Replacement | 0% | 0% | 100% | 0% | 0% | 0% | 0% | 0% |  | 0% | 0% | 0% | 0% | 0% | 0% | 0% | 0% |  |  | 100% |  | No | No | Actual | No spend
|  | 11015 | Crafers - Mt Beevor SDH Radio Link | 0% | 0% | 100% | 0% | 0% | 0% | 0% | 0% |  | 0% | 0% | 0% | 0% | 0% | 0% | 0% | 0% |  |  | 100% |  | No | No | Actual | No spend
|  | 11016 | The Bluff to Stony Point Telecomms Bearer rev 3 | 0% | 43.14% | 49.5% | 0% | 0% | 0% | 0% | 0% | 0% | 0% | 7.363% | 0% | 0% | 0% | 0% | 0% | 0% | 0% | 0% | 100% |  | No | No | Actual | No spend
|  | 11017 | Waterloo New Radio Link | 0% | 0% | 100% | 0% | 0% | 0% | 0% | 0% |  | 0% | 0% | 0% | 0% | 0% | 0% | 0% | 0% |  |  | 100% |  | No | No | Actual | No spend
|  | 11018 | Davenport-Bluff SDH Radio Link | 0% | 0% | 100% | 0% | 0% | 0% | 0% | 0% |  | 0% | 0% | 0% | 0% | 0% | 0% | 0% | 0% |  |  | 100% |  | No | No |  | No spend
SE | 2015-08-31 | 11019 | Human Resources System Upgrade | 0% | 0% | 0% | 100% | 0% | 0% | 0% | 0% |  | 0% | 0% | 0% | 0% | 0% | 0% | 0% | 0% |  |  | 100% |  | No | No | SE | No spend
|  | 11020 | Risk Management System | 0% | 0% | 0% | 0% | 0% | 0% | 100% | 0% |  | 0% | 0% | 0% | 0% | 0% | 0% | 0% | 0% |  |  | 100% |  | No | No | Actual | No spend
|  | 11022 | Enterprise Systems (SAP) - Upgrades and Support Packs | 0% | 0% | 0% | 0% | 0% | 0% | 100% | 0% |  | 0% | 0% | 0% | 0% | 0% | 0% | 0% | 0% |  |  | 100% |  | No | No | Actual | No spend
|  | 11023 | AREVA EMP Upg. & Support Packs Stage 1 | 0% | 0% | 0% | 0% | 0% | 0% | 0% | 0% | 0% | 0% | 0% | 0% | 0% | 0% | 100% | 0% | 0% |  |  | 100% |  | No | No | Actual | No spend
|  | 11024 | 276 Pirie St Replace Roof AC Unit | 100% | 0% | 0% | 0% | 0% | 0% | 0% | 0% |  | 0% | 0% | 0% | 0% | 0% | 0% | 0% | 0% |  |  | 100% |  | No | No |  | No spend
|  | 11030 | Telecommunications Configuration System | 0% | 0% | 0% | 100% | 0% | 0% | 0% | 0% |  | 0% | 0% | 0% | 0% | 0% | 0% | 0% | 0% |  |  | 100% |  | No | No | Actual | No spend
|  | 11040 | Plant Forward Orders | 0% | 0% | 0% | 0% | 0% | 0% | 0% | 0% | 0% | 100% | 0% | 0% | 0% | 0% | 0% | 0% | 0% |  |  | 100% |  | No | No | Actual | No spend
|  | 11043 | Morgan Whyalla no.4 - Fault Limiting Rea | 0% | 0% | 0% | 0% | 0% | 0% | 0% | 0% |  | 100% | 0% | 0% | 0% | 0% | 0% | 0% | 0% |  |  | 100% |  | No | No | Actual | No spend
|  | 11046 | Morph. Vale East Low Rated Plant | 0% | 0% | 0% | 0% | 0% | 0% | 0% | 0% | 0% | 80% | 0% | 0% | 0% | 0% | 20% | 0% | 0% |  |  | 100% |  | No | No | Actual | No spend
|  | 11081 | Furn. & Gen. Bldg Upgrades - 09/10 | 0% | 0% | 0% | 0% | 0% | 0% | 0% | 100% |  | 0% | 0% | 0% | 0% | 0% | 0% | 0% | 0% |  |  | 100% |  | No | No | Actual | No spend
|  | 11094 | Inventory Purchases 2009/10 | 0% | 0% | 5% | 0% | 0% | 0% | 0% | 0% |  | 80% | 0% | 0% | 0% | 0% | 15% | 0% | 0% |  |  | 100% |  | No | No | Actual | No spend
|  | 11103 | Blanche 15MVar Capacitor Bank and CB to Complete Mesh - Rev 6 POE | 0% | 0% | 0% | 0% | 0% | 0% | 0% | 0% | 0% | 66.77% | 0% | 16.41% | 0.7925% | 0% | 14.12% | 0% | 1.905% | 0% | 0% | 100% |  | No | No | SE | No spend
Success |  | 11104 | Davenport 100MVAr Capacitor Bank Rev 11 | 0% | 0% | 0% | 0% | 0% | 0% | 0% | 0% | 0% | 76.61% | 0% | 13.19% | 1.926% | 0% | 8.275% | 0% | 0% | 0% | 0% | 100% |  | No | Yes | Success | No spend
|  | 11107 | Mannum TF Capacity Increase 20 to 28MVA | 0% | 0% | 2.174% | 0% | 0% | 0% | 0% | 0% | 0% | 60.87% | 0% | 0% | 0% | 0% | 10.87% | 0% | 26.09% |  |  | 100% |  | No | No | SE | No spend
|  | 11110 | Eyre Peninsula Land & Easement Acquistio | 0% | 0% | 0% | 0% | 100% | 0% | 0% | 0% | 0% | 0% | 0% | 0% | 0% | 0% | 0% | 0% | 0% |  |  | 100% |  | No | No | SE | No spend
|  | 11111 | Mannum-Adelaide No2 Radio Link Replacement | 0% | 0% | 100% | 0% | 0% | 0% | 0% | 0% |  | 0% | 0% | 0% | 0% | 0% | 0% | 0% | 0% |  |  | 100% |  | No | No | SE | No spend
|  | 11113 | Telephone Systems Replacement | 0% | 0% | 100% | 0% | 0% | 0% | 0% | 0% |  | 0% | 0% | 0% | 0% | 0% | 0% | 0% | 0% |  |  | 100% |  | No | No | SE | No spend
|  | 11116 | Accessibility/Mobility - Rugged Equipment Access | 0% | 0% | 0% | 100% | 0% | 0% | 0% | 0% |  | 0% | 0% | 0% | 0% | 0% | 0% | 0% | 0% |  |  | 100% |  | No | No | Actual | No spend
|  | 11120 | Drawing Management System Upgrade | 0% | 0% | 0% | 100% | 0% | 0% | 0% | 0% |  | 0% | 0% | 0% | 0% | 0% | 0% | 0% | 0% |  |  | 100% |  | No | No | SE | No spend
|  | 11132 | Fleurieu Peninsula Strategic Land and Ea | 0% | 0% | 0% | 0% | 95% | 5% | 0% | 0% | 0% | 0% | 0% | 0% | 0% | 0% | 0% | 0% | 0% |  |  | 100% |  | No | No | SE | No spend
Success |  | 11134 | [DEFD]Integrated Budgeting & Forecasting | 0% | 0% | 0% | 100% | 0% | 0% | 0% | 0% | 0% | 0% | 0% | 0% | 0% | 0% | 0% | 0% | 0% | 0% | 0% | 100% |  | No | Yes | Success | No spend
|  | 11139 | Business Process Improvement - Stage 1 | 0% | 0% | 0% | 100% | 0% | 0% | 0% | 0% | 0% | 0% | 0% | 0% | 0% | 0% | 0% | 0% | 0% | 0% | 0% | 100% |  | No | No | SE | No spend
SE |  | 11201 | Lower Eyre Peninsula Reinforcement - rev 5 BP072013 | 0% | 0.0849% | 0.3425% | 0% | 0% | 0.09893% | 0% | 0% | 0% | 11.15% | 0.3221% | 3.33% | 0.1691% | 0% | 1.976% | 82.53% | 0% | 0% | 0% | 100% |  | No | No | SE | No spend
|  | 11202 | Geranium 132/33kV Substation and 132kV line | 0% | 0% | 2.865% | 0% | 5.731% | 0% | 0% | 0% |  | 15.87% | 0.1719% | 0% | 0% | 0% | 8.596% | 66.76% | 0% |  |  | 100% |  | No | No | Success | No spend
|  | 11210 | East Terrace Second Transformer - Rev 10 BP072013 | 0% | 0% | 0.6677% | 0% | 0% | 0% | 0% | 0% | 0% | 79.41% | 0% | 5.597% | 0% | 0% | 10.55% | 3.004% | 0.7729% | 0% | 0% | 100% |  | No | No | Actual | No spend
|  | 11213 | Ardrossan West New SDH Radio Link | 0% | 0% | 100% | 0% | 0% | 0% | 0% | 0% |  | 0% | 0% | 0% | 0% | 0% | 0% | 0% | 0% |  |  | 100% |  | No | No | SE | No spend
|  | 11215 | Kadina East New SDH Radio Link | 0% | 0% | 100% | 0% | 0% | 0% | 0% | 0% |  | 0% | 0% | 0% | 0% | 0% | 0% | 0% | 0% |  |  | 100% |  | No | No | SE | No spend
Manual |  | 11218 | Network Configuration Management | 17: 100% | 100% |  | No | No | Manual | No spend
|  | 11220 | Integrated Information Environment | 0% | 0% | 0% | 0% | 0% | 0% | 100% | 0% | 0% | 0% | 0% | 0% | 0% | 0% | 0% | 0% | 0% |  |  | 100% |  | No | No | Actual | No spend
|  | 11222 | Common Information Model | 0% | 0% | 0% | 100% | 0% | 0% | 0% | 0% |  | 0% | 0% | 0% | 0% | 0% | 0% | 0% | 0% |  |  | 100% |  | No | No | Actual | No spend
|  | 11228 | IT Storage Upgrade | 0% | 0% | 0% | 100% | 0% | 0% | 0% | 0% |  | 0% | 0% | 0% | 0% | 0% | 0% | 0% | 0% |  |  | 100% |  | No | No | Actual | No spend
|  | 11235 | SDM SecondarySystemsUpdate-IntegratEC618 | 0% | 0% | 0% | 100% | 0% | 0% | 0% | 0% | 0% | 0% | 0% | 0% | 0% | 0% | 0% | 0% | 0% |  |  | 100% |  | No | No | Success | No spend
|  | 11236 | IEC 61850 Training & Development Facilit | 0% | 0% | 0% | 100% | 0% | 0% | 0% | 0% | 0% | 0% | 0% | 0% | 0% | 0% | 0% | 0% | 0% |  |  | 100% |  | No | No | Success | No spend
|  | 11239 | SAEs for 2013-2018 Capital Projects | 2.214% | 5.381% | 11.13% | 9.097% | 7.454% | 1.175% | 0% | 0.06846% | 0% | 17.34% | 1.795% | 6.534% | 0.5675% | 0% | 18.79% | 4.49% | 1.192% | 0% | 12.76% | 100% |  | No | No | Success | No spend
Manual |  | 11242 | Aerial Services Implementation - Stage 1 | 10: 100% | 100% |  | No | No | Manual | No spend
|  | 11251 | Pool Car Replacement | 0% | 0% | 0% | 0% | 0% | 0% | 0% | 100% | 0% | 0% | 0% | 0% | 0% | 0% | 0% | 0% | 0% | 0% | 0% | 100% |  | No | No | Success | No spend
|  | 11300 | Kanmantoo Emergency Transformer Replacem | 0% | 0% | 0% | 0% | 0% | 0% | 0% | 0% | 0% | 100% | 0% | 0% | 0% | 0% | 0% | 0% | 0% |  | 0% | 100% |  | No | No | Actual | No spend
|  | 11305 | Keith Substation Rebuild - Option A - Rev 14 BP072013 | 0% | 0.9968% | 4.994% | 0% | 0% | 2.415% | 0% | 0% | 0% | 30.12% | 3.464% | 21.32% | 2.621% | 0% | 18.97% | 12.59% | 2.513% | 0% | 0% | 100% |  | No | No | Actual | No spend
|  | 11308 | Davenport 275kV Capacitor Bank 2 | 0% | 0% | 0% | 0% | 0% | 0% | 0% | 0% |  | 73.77% | 0% | 0% | 0% | 0% | 26.23% | 0% | 0% |  |  | 100% |  | No | No | Success | No spend
|  | 11309 | TIPS-Cherry Gardens line into Para Rev 7 BP072013 | 0% | 0% | 5.451% | 0% | 0% | 0% | 0% | 0% | 0% | 61.13% | 0% | 12.2% | 0% | 0% | 21.22% | 0% | 0% | 0% | 0% | 100% |  | No | No | Actual | No spend
|  | 11310 | TIPS- Magill 275kV line into Para Rev 7 BP072013 | 0% | 0% | 5.433% | 0% | 0% | 0% | 0% | 0% | 0% | 61.26% | 0% | 12.16% | 0% | 0% | 21.15% | 0% | 0% | 0% | 0% | 100% |  | No | No | SE | No spend
|  | 11312 | Torrens Island Transformer Upgrade - Rev 11 BP072013 | 0% | 0% | 0% | 0% | 0% | 1.336% | 0% | 0% | 0% | 73.47% | 0% | 12.13% | 1.069% | 0% | 1.265% | 0% | 10.73% | 0% | 0% | 100% |  | No | No | Actual | No spend
|  | 11313 | Mannum Pump Station No 1 Option A - 2 No TF - rev 9 LU46 | 0% | 6.92% | 19.48% | 0% | 0% | 4.584% | 0% | 0% | 0% | 26.77% | 3.946% | 13.51% | 0.8305% | 0% | 20.52% | 3.439% | 0% | 0% | 0% | 100% |  | No | No | Actual | No spend
|  | 11314 | Mannum Pump Station No 2 Option A - 2 No TF - rev 10 LU46 | 0% | 0% | 0% | 0% | 0% | 5.64% | 0% | 0% | 0% | 46.42% | 3.328% | 22.99% | 1.395% | 0% | 13.95% | 6.267% | 0% | 0% | 0% | 100% |  | No | No | Actual | No spend
|  | 11315 | Mannum Pump Station No 3 Option A - 2 No TF - rev 9 LU46 | 0% | 0% | 0% | 0% | 0% | 8.053% | 0% | 0% | 0% | 40.63% | 4.355% | 24.26% | 1.277% | 0% | 16.14% | 5.287% | 0% | 0% | 0% | 100% |  | No | No | Actual | No spend
Success |  | 11316 | SA Water Pump Stations Replacement rev 7 (8 sites) level 1 Umbrella | 0% | 2.074% | 14.01% | 0% | 0.1173% | 0% | 0% | 0% | 0% | 32.34% | 3.909% | 15.87% | 1.153% | 0% | 21.74% | 4.681% | 4.105% | 0% | 0% | 100% |  | No | Yes | Success | No spend
|  | 11317 | Morgan Pump Station No 2 Option A - 2 No TF - Rev 7 LU46 | 0% | 0% | 0% | 0% | 0% | 5.699% | 0% | 0% | 0% | 43.04% | 3.188% | 21.78% | 1.337% | 0% | 13.37% | 11.59% | 0% | 0% | 0% | 100% |  | No | No | Actual | No spend
|  | 11318 | Morgan Whyalla Pump Station No 3 Option A - 2 No TF - Rev 8 LU46 | 0% | 0% | 0% | 0% | 0% | 7.504% | 0% | 0% | 0% | 40.46% | 4.058% | 19.66% | 1.236% | 0% | 15.04% | 12.04% | 0% | 0% | 0% | 100% |  | No | No | SE | No spend
|  | 11319 | Morgan Whyalla Pump Station No 4 Option A - 2 No TF - Rev 8 LU46 | 0% | 0% | 0% | 0% | 0% | 7.271% | 0% | 0% | 0% | 39.68% | 3.932% | 19.05% | 1.198% | 0% | 14.58% | 14.3% | 0% | 0% | 0% | 100% |  | No | No | Actual | No spend
|  | 11323 | Belair-Crafers SDH Radio Link Replacement | 0% | 0% | 100% | 0% | 0% | 0% | 0% | 0% |  | 0% | 0% | 0% | 0% | 0% | 0% | 0% | 0% |  |  | 100% |  | No | No | Actual | No spend
|  | 11324 | Happy Valley - Crafers SDH Radio Link Replacement | 0% | 0% | 100% | 0% | 0% | 0% | 0% | 0% |  | 0% | 0% | 0% | 0% | 0% | 0% | 0% | 0% |  |  | 100% |  | No | No | Actual | No spend
|  | 11326 | Morgan-Whyalla No1&2 New OPGW Links | 0% | 0% | 100% | 0% | 0% | 0% | 0% | 0% |  | 0% | 0% | 0% | 0% | 0% | 0% | 0% | 0% |  |  | 100% |  | No | No | Actual | No spend
|  | 11327 | Murray Bridge - Hahndorf No1,2&3 Radio Link Replacement | 0% | 0% | 100% | 0% | 0% | 0% | 0% | 0% |  | 0% | 0% | 0% | 0% | 0% | 0% | 0% | 0% |  |  | 100% |  | No | No | Actual | No spend
|  | 11328 | Yadnarie - Port Lincoln SDH Radio Link (Investigation) | 0% | 0% | 100% | 0% | 0% | 0% | 0% | 0% |  | 0% | 0% | 0% | 0% | 0% | 0% | 0% | 0% |  |  | 100% |  | No | No | Actual | No spend
|  | 11329 | Playford - Leigh Creek Radio Bearer (Investigation) | 0% | 0% | 100% | 0% | 0% | 0% | 0% | 0% |  | 0% | 0% | 0% | 0% | 0% | 0% | 0% | 0% |  |  | 100% |  | No | No | Actual | No spend
Manual |  | 11330 | Energy Management System Upgrade 2013-2018 Rev 1 BP072013 | 6: 0%; 9: 100% | 100% |  | No | No | Manual | No spend
|  | 11331 | Asset Operations Software 2008-2013 | 0% | 0% | 0% | 0% | 0% | 0% | 0% | 0% |  | 0% | 0% | 0% | 0% | 0% | 100% | 0% | 0% |  |  | 100% |  | No | No | Actual | No spend
|  | 11332 | OPSWAN 2008-2013 | 0% | 0% | 0% | 0% | 0% | 0% | 0% | 0% |  | 0% | 0% | 0% | 0% | 0% | 100% | 0% | 0% |  |  | 100% |  | No | No | Actual | No spend
|  | 11333 | Accessibility/Mobility - Mobile Phones | 0% | 0% | 0% | 100% | 0% | 0% | 0% | 0% |  | 0% | 0% | 0% | 0% | 0% | 0% | 0% | 0% |  |  | 100% |  | No | No | Actual | No spend
|  | 11335 | Corporate Software 2008-2013 | 0% | 0% | 0% | 0% | 0% | 0% | 100% | 0% |  | 0% | 0% | 0% | 0% | 0% | 0% | 0% | 0% |  |  | 100% |  | No | No | SE | No spend
|  | 11336 | Document Management System Upgrade | 0% | 0% | 0% | 0% | 0% | 0% | 100% | 0% |  | 0% | 0% | 0% | 0% | 0% | 0% | 0% | 0% |  |  | 100% |  | No | No | SE | No spend
|  | 11339 | IT Hardware (Corporate) 2008-2013 | 0% | 0% | 0% | 100% | 0% | 0% | 0% | 0% |  | 0% | 0% | 0% | 0% | 0% | 0% | 0% | 0% |  |  | 100% |  | No | No | Actual | No spend
|  | 11340 | PCs and laptops 2008-2013 | 0% | 0% | 0% | 100% | 0% | 0% | 0% | 0% |  | 0% | 0% | 0% | 0% | 0% | 0% | 0% | 0% |  |  | 100% |  | No | No | Actual | No spend
|  | 11341 | Printers 2008-2013 | 0% | 0% | 0% | 100% | 0% | 0% | 0% | 0% |  | 0% | 0% | 0% | 0% | 0% | 0% | 0% | 0% |  |  | 100% |  | No | No | SE | No spend
|  | 11342 | Project Server - Upgrades and Support Packs 2013 | 0% | 0% | 0% | 0% | 0% | 0% | 100% | 0% |  | 0% | 0% | 0% | 0% | 0% | 0% | 0% | 0% |  |  | 100% |  | No | No | Success | No spend
|  | 11343 | Server Software 2008-2013 | 0% | 0% | 0% | 100% | 0% | 0% | 0% | 0% |  | 0% | 0% | 0% | 0% | 0% | 0% | 0% | 0% |  |  | 100% |  | No | No | Success | No spend
|  | 11344 | Servers Hardware 2008-2013 | 0% | 0% | 0% | 100% | 0% | 0% | 0% | 0% |  | 0% | 0% | 0% | 0% | 0% | 0% | 0% | 0% |  |  | 100% |  | No | No | Success | No spend
|  | 11350 | Unit Asset Replacements 2008-2013 | 0% | 0% | 0% | 0% | 0% | 0% | 0% | 0% | 0% | 100% | 0% | 0% | 0% | 0% | 0% | 0% | 0% |  |  | 100% |  | No | No | SE | No spend
|  | 11354 | Substation Perimeter Electronic Security | 0% | 0% | 0% | 0% | 0% | 0% | 0% | 0% | 0% | 0% | 0% | 0% | 0% | 0% | 100% | 0% | 0% |  |  | 100% |  | No | No | Actual | No spend
|  | 11357 | Bushing Replacements | 0% | 0% | 0% | 0% | 0% | 0% | 0% | 0% |  | 100% | 0% | 0% | 0% | 0% | 0% | 0% | 0% |  |  | 100% |  | No | No | Success | No spend
|  | 11365 | Roof - Keswick (Both buildings) 2012-201 | 100% | 0% | 0% | 0% | 0% | 0% | 0% | 0% | 0% | 0% | 0% | 0% | 0% | 0% | 0% | 0% | 0% |  |  | 100% |  | No | No | Actual | No spend
|  | 11367 | Roof - 300 Pirie 2012-2013 | 100% | 0% | 0% | 0% | 0% | 0% | 0% | 0% | 0% | 0% | 0% | 0% | 0% | 0% | 0% | 0% | 0% |  |  | 100% |  | No | No | SE | No spend
Success |  | 11379 | Energy Management System Functional Enha | 0% | 0% | 0% | 100% | 0% | 0% | 0% | 0% | 0% | 0% | 0% | 0% | 0% | 0% | 0% | 0% | 0% | 0% | 0% | 100% |  | No | Yes | Success | No spend
Manual |  | 11383 | Mt Barker Triple Circuit Easement Expansion | 7: 100% | 100% |  | No | No | Manual | No spend
Manual |  | 11384 | Security & Video System Consolidation & Development rev 3 BP072013 | 6: 100% | 100% |  | No | No | Manual | No spend
|  | 11389 | Spare 300MVA 275/66kV Transformer rev 4 BP072013 | 0% | 0% | 0% | 0% | 0% | 0% | 0% | 0% | 0% | 99.25% | 0% | 0.7502% | 0% | 0% | 0% | 0% | 0% | 0% | 0% | 100% |  | No | No | Success | No spend
|  | 11390 | Tailem Bend 15 Mvar Capacitor Bank and C | 0% | 0% | 0% | 0% | 0% | 0% | 0% | 0% | 0% | 59.12% | 0% | 2.538% | 0% | 0% | 38.34% | 0% | 0% |  |  | 100% |  | No | No | Actual | No spend
|  | 11394 | Inventory Purchases 2012-2013 | 0% | 0% | 4.117% | 0% | 0% | 0.2961% | 0% | 0% | 0% | 57.42% | 1.355% | 6.269% | 0.1814% | 0% | 22.91% | 7.214% | 0.2447% |  |  | 100% |  | No | No | SE | No spend
SE |  | 11403 | Templers West 2nd Transformer Rev 7 BP072013 | 0% | 0% | 0% | 0% | 0% | 0% | 0% | 0% | 0% | 37.28% | 0% | 7.711% | 0.2502% | 0% | 9.308% | 45.45% | 0% | 0% | 0% | 100% |  | No | No | SE | No spend
SE |  | 11406 | Monash to Berri 66kV Line Augmentation - Note this cost has been included in either of the projects above therefore $0 is included on this line | 0% | 0% | 3.436% | 0% | 0% | 0% | 0% | 0% |  | 60.82% | 0% | 0% | 0% | 0% | 11% | 24.74% | 0% |  |  | 100% |  | No | No | SE | No spend
SE |  | 11409 | Lucindale West (Avenue) 132/33kV Substation | 0% | 0% | 6.035% | 0% | 0% | 0% | 0% | 0% |  | 55.01% | 2.004% | 12% | 0.3621% | 0% | 24.59% | 0% | 0% |  |  | 100% |  | No | No | SE | No spend
SE |  | 11410 | Penola 275/132kV Substation | 0% | 0% | 3.472% | 0% | 0% | 0% | 0% | 0% |  | 57.07% | 0% | 0% | 0.5729% | 0% | 21.18% | 17.71% | 0% |  |  | 100% |  | No | No | SE | No spend
SE |  | 11411 | Davenport SVC Stage 1 and 2 | 0% | 0% | 1.874% | 0% | 0% | 0.5622% | 0% | 0% |  | 95.39% | 0% | 0% | 0% | 0% | 2.174% | 0% | 0% |  |  | 100% |  | No | No | SE | No spend
SE |  | 11412 | Hummocks to Kadina East 2nd 132kV Line REV 12 LU46 | 0% | 0% | 0.2073% | 0% | 0% | 0% | 0% | 0% | 0% | 4.834% | 0% | 1.991% | 0.2681% | 0% | 2.029% | 90.67% | 0% | 0% | 0% | 100% |  | No | No | SE | No spend
SE |  | 11414 | Western Suburbs Stage 1 City West - 1x 300/360MV.A 275/66kV Transformer | 0% | 0% | 0% | 0% | 0% | 0% | 0% | 0% |  | 81% | 0% | 5.667% | 0% | 0% | 13.33% | 0% | 0% |  |  | 100% |  | No | No | SE | No spend
SE |  | 11420 | Whyalla Terminal Replacement and Cultana Augmentation | 0% | 0% | 0% | 0% | 0% | 0% | 0% | 0% | 0% | 100% | 0% | 0% | 0% | 0% | 0% | 0% | 0% |  |  | 100% |  | No | No | SE | No spend
SE |  | 11424 | Yadnarie Middleback 132kV Line Upgrade - Rev 7 LU46 | 0% | 0% | 0% | 0% | 0% | 9.044% | 0% | 0% | 0% | 0% | 0% | 0% | 0% | 0% | 0% | 90.96% | 0% | 0% | 0% | 100% |  | No | No | SE | No spend
SE |  | 11425 | Monash Capacitor Bank - Rev 10 BP072013 | 0% | 0% | 0% | 0% | 0% | 0% | 0% | 0% | 0% | 68.76% | 0% | 17.21% | 1.076% | 0% | 12.95% | 0% | 0% | 0% | 0% | 100% |  | No | No | SE | No spend
Success |  | 11426 | NCIPAP 4 W'oo East to Rob'town 132kv Upr | 0% | 0% | 0% | 0% | 0% | 0% | 0% | 0% | 0% | 5.355% | 0% | 0% | 0% | 0% | 3.259% | 73.09% | 0% | 0% | 18.3% | 100% |  | No | Yes | Success | No spend
Manual |  | 11434 | Asset Condition Monitoring Systems rev1 BP072013 | 0% | 0% | 0% | 100% | 0% | 0% | 0% | 0% | 0% | 0% | 0% | 0% | 0% | 0% | 0% | 0% | 0% | 0% | 0% | 100% |  | No | No | Manual | No spend
Manual |  | 11435 | Outage Optimisation Improvements | 0% | 0% | 0% | 100% | 0% | 0% | 0% | 0% | 0% | 0% | 0% | 0% | 0% | 0% | 0% | 0% | 0% |  |  | 100% |  | No | No | Manual | No spend
Success |  | 11444 | Penola West to South East Line Refurbishment rev 5 BP072013 | 0% | 0% | 0% | 0% | 0% | 0% | 0% | 0% | 0% | 0% | 0% | 0% | 0% | 0% | 0% | 0% | 0% | 0% | 100% | 100% |  | No | Yes | Success | No spend
Success |  | 11445 | Tailem Bend to Keith No 2 Line Refurbishment rev 5 BP072013 | 0% | 0% | 0% | 0% | 0% | 0% | 0% | 0% | 0% | 0% | 0% | 0% | 0% | 0% | 0% | 4.864% | 0% | 0% | 95.14% | 100% |  | No | Yes | Success | No spend
Success |  | 11446 | Brinkworth to Mintaro Line Refurbishment rev 6 BP072013 | 0% | 0% | 0% | 0% | 0% | 0% | 0% | 0% | 0% | 0% | 0% | 0% | 0% | 0% | 0% | 57.04% | 0% | 0% | 42.96% | 100% |  | No | Yes | Success | No spend
Success |  | 11448 | Cultana to Stony Point Line Refurbishment - rev 5 BP072013 | 0% | 0% | 0% | 0% | 0% | 0% | 0% | 0% | 0% | 0% | 0% | 0% | 0% | 0% | 0% | 0% | 0% | 0% | 100% | 100% |  | No | Yes | Success | No spend
Success |  | 11452 | Project Management Standards | 0% | 0% | 0% | 50% | 0% | 0% | 0% | 50% | 0% | 0% | 0% | 0% | 0% | 0% | 0% | 0% | 0% | 0% | 0% | 100% |  | No | Yes | Success | No spend
Manual |  | 11454 | Safety in Design Processes | 0% | 0% | 0% | 0% | 0% | 0% | 0% | 100% | 0% | 0% | 0% | 0% | 0% | 0% | 0% | 0% | 0% |  | 0% | 100% |  | No | No | Manual | No spend
Manual |  | 11461 | Cultana-Stony Point Easement Acquisition | 7: 100% | 100% |  | No | No | Manual | No spend
SE | 2015-08-31 | 11508 | Mount Gambier East Rev 18 BP 072013 | 0% | 1.313% | 4.034% | 0% | 0% | 2.887% | 0% | 0% | 0% | 44.14% | 2.641% | 22.91% | 2.492% | 0% | 10.23% | 7.361% | 1.993% | 0% | 0% | 100% |  | No | No | SE | No spend
SE |  | 11509 | Bungama 2nd Transformer Option 1B reV 11 BP072013 | 0% | 0% | 0% | 0% | 0% | 0% | 0% | 0% | 0% | 81.19% | 0% | 7.821% | 0% | 0% | 10.55% | 0.4462% | 0% | 0% | 0% | 100% |  | No | No | SE | No spend
SE | 2015-08-31 | 11514 | CustomerStakeholder Relationship Mgt Sys | 0% | 0% | 0% | 100% | 0% | 0% | 0% | 0% | 0% | 0% | 0% | 0% | 0% | 0% | 0% | 0% | 0% |  |  | 100% |  | No | No | SE | No spend
Success |  | 11515 | Data Quality | 0% | 0% | 0% | 100% | 0% | 0% | 0% | 0% | 0% | 0% | 0% | 0% | 0% | 0% | 0% | 0% | 0% | 0% | 0% | 100% |  | No | Yes | Success | No spend
Success |  | 11516 | SAP Functional Enhancements 2013-2015 rev1 BP072013 | 0% | 0% | 0% | 100% | 0% | 0% | 0% | 0% | 0% | 0% | 0% | 0% | 0% | 0% | 0% | 0% | 0% | 0% | 0% | 100% |  | No | Yes | Success | No spend
Success |  | 11517 | SAP Upgrade Technology | 0% | 0% | 0% | 100% | 0% | 0% | 0% | 0% | 0% | 0% | 0% | 0% | 0% | 0% | 0% | 0% | 0% | 0% | 0% | 100% |  | No | Yes | Success | No spend
SE |  | 11519 | SPF Functional Enhancements 2013-2015 | 0% | 0% | 0% | 100% | 0% | 0% | 0% | 0% | 0% | 0% | 0% | 0% | 0% | 0% | 0% | 0% | 0% |  |  | 100% |  | No | No | SE | No spend
Success |  | 11523 | ICT Systems Management 2014-2015 - rev 2 BP072013 | 0% | 0% | 0% | 100% | 0% | 0% | 0% | 0% | 0% | 0% | 0% | 0% | 0% | 0% | 0% | 0% | 0% | 0% | 0% | 100% |  | No | Yes | Success | No spend
Manual |  | 11526 | Telecommunications Network Management Systems Upgrade - Rev2 BP072013 | 0% | 0% | 0% | 100% | 0% | 0% | 0% | 0% | 0% | 0% | 0% | 0% | 0% | 0% | 0% | 0% | 0% | 0% | 0% | 100% |  | No | No | Manual | No spend
Success |  | 11532 | Fire Protection Rymill 2014 - 2015 | 40% | 0% | 0% | 0% | 0% | 0% | 0% | 60% | 0% | 0% | 0% | 0% | 0% | 0% | 0% | 0% | 0% | 0% | 0% | 100% |  | No | Yes | Success | No spend
Success |  | 11533 | Business Intelligence Technology Upgrade 2014-2015 rev1 BP072013 | 0% | 0% | 0% | 100% | 0% | 0% | 0% | 0% | 0% | 0% | 0% | 0% | 0% | 0% | 0% | 0% | 0% | 0% | 0% | 100% |  | No | Yes | Success | No spend
Success |  | 11538 | Project & Portfolio Management Systems 2014 rev1 BP072013 | 0% | 0% | 0% | 100% | 0% | 0% | 0% | 0% | 0% | 0% | 0% | 0% | 0% | 0% | 0% | 0% | 0% | 0% | 0% | 100% |  | No | Yes | Success | No spend
SE |  | 11540 | Mt Barker-Tungkillo Telecoms Bearer - Rev 3 | 0% | 12.68% | 87.32% | 0% | 0% | 0% | 0% | 0% | 0% | 0% | 0% | 0% | 0% | 0% | 0% | 0% | 0% | 0% | 0% | 100% |  | No | No | SE | No spend
SE |  | 11544 | TIPS C Switch Yard - Rev 9 BP072013 | 0% | 0.5903% | 3.065% | 0% | 0% | 0% | 0% | 0% | 0% | 30.45% | 1.893% | 15.71% | 0.8569% | 0% | 8.499% | 19.59% | 19.35% | 0% | 0% | 100% |  | No | No | SE | No spend
Success |  | 11549 | Switching System Writer rev3 | 0% | 0% | 0% | 100% | 0% | 0% | 0% | 0% | 0% | 0% | 0% | 0% | 0% | 0% | 0% | 0% | 0% | 0% | 0% | 100% |  | No | Yes | Success | No spend
Success |  | 11551 | Control Room Asset Replacement version rev1 BP072013 | 0% | 0% | 0% | 50% | 0% | 0% | 0% | 50% | 0% | 0% | 0% | 0% | 0% | 0% | 0% | 0% | 0% | 0% | 0% | 100% |  | No | Yes | Success | No spend
SE |  | 11552 | Mt. Benson 132/33 kV Substation Land Acquisition - Rev2 | 0% | 0% | 0% | 0% | 75% | 25% | 0% | 0% | 0% | 0% | 0% | 0% | 0% | 0% | 0% | 0% | 0% | 0% | 0% | 100% |  | No | No | SE | No spend
Success |  | 11553 | South East Substation to Heywood Telecommunications Bearer rev 4 BP072013 | 0% | 52.86% | 37.73% | 0% | 0% | 0% | 0% | 0% | 0% | 0% | 9.408% | 0% | 0% | 0% | 0% | 0% | 0% | 0% | 0% | 100% |  | No | Yes | Success | No spend
Success |  | 11560 | Magill/East Terrace Cable Pit Construction - C45 - Rev3 BP072013 | 0% | 0% | 0% | 0% | 0% | 0% | 0% | 0% | 0% | 0% | 0% | 0% | 0% | 0% | 0% | 0% | 100% | 0% | 0% | 100% |  | No | Yes | Success | No spend
Success |  | 11561 | Magill/East Terrace Cable Instrument Replacement - C45 - Rev3 BP072013 | 0% | 0% | 0% | 0% | 0% | 0% | 0% | 0% | 0% | 0% | 0% | 0% | 0% | 0% | 89.36% | 10.64% | 0% | 0% | 0% | 100% |  | No | Yes | Success | No spend
Success |  | 11562 | Transmission Line Inspection Data Analysis Tool rev1 BP072013 | 0% | 0% | 0% | 100% | 0% | 0% | 0% | 0% | 0% | 0% | 0% | 0% | 0% | 0% | 0% | 0% | 0% | 0% | 0% | 100% |  | No | Yes | Success | No spend
Success |  | 11564 | Magill/East Terrace Cable Joint Monitoring C45 - Rev 3 BP072013 | 0% | 0% | 0% | 0% | 0% | 0% | 0% | 0% | 0% | 0% | 0% | 0% | 0% | 0% | 100% | 0% | 0% | 0% | 0% | 100% | DB | No | Yes | Success | No spend
Success |  | 11566 | Business Planning System Including WFP | 0% | 0% | 0% | 100% | 0% | 0% | 0% | 0% | 0% | 0% | 0% | 0% | 0% | 0% | 0% | 0% | 0% | 0% | 0% | 100% |  | No | Yes | Success | No spend
Manual |  | 11575 | OPSWAN Replacement 2013-2015 rev 2 BP072013 | 0% | 0% | 100% | 0% | 0% | 0% | 0% | 0% | 0% | 0% | 0% | 0% | 0% | 0% | 0% | 0% | 0% | 0% | 0% | 100% |  | No | No | Manual | No spend
SE |  | 11601 | Mobilong Substation Upgrade - rev 12 LU46 | 0% | 4.787% | 19.85% | 0% | 0% | 0% | 0% | 0% | 0% | 23.26% | 5.685% | 13.08% | 0% | 0% | 31.22% | 2.112% | 0% | 0% | 0% | 100% |  | No | No | SE | No spend
Success |  | 11602 | Tailem Bend Substation Upgrade - Rev 21 Compliance and Security | 0% | 0% | 0% | 0% | 0% | 0% | 0% | 0% | 0% | 100% | 0% | 0% | 0% | 0% | 0% | 0% | 0% | 0% | 0% | 100% |  | No | Yes | Success | No spend
SE |  | 11603 | TIPS-Cherry Gardens 275kV line into Parafield Gardens West Substation Rev 7 BP072013 | 0% | 0% | 0% | 0% | 0% | 0% | 0% | 0% | 0% | 46.45% | 3.408% | 6.105% | 0% | 0% | 22.64% | 14.1% | 7.296% | 0% | 0% | 100% |  | No | No | SE | No spend
SE |  | 11605 | Line Uprating Brinkworth - Davenport & Para - Brinkworth - Rev 8 BP072013 | 0% | 0% | 0% | 0% | 0% | 0% | 0% | 0% | 0% | 0% | 0% | 0% | 0% | 0% | 0% | 100% | 0% | 0% | 0% | 100% |  | No | No | SE | No spend
Success |  | 11610 | One Network Refresh 2013-2016 rev1 BP072013 | 0% | 0% | 0% | 100% | 0% | 0% | 0% | 0% | 0% | 0% | 0% | 0% | 0% | 0% | 0% | 0% | 0% | 0% | 0% | 100% |  | No | Yes | Success | No spend
Success |  | 11615 | Standards Major Review - Reset 3 rev1 BP072013 | 0% | 0% | 0% | 0% | 0% | 0% | 0% | 100% | 0% | 0% | 0% | 0% | 0% | 0% | 0% | 0% | 0% | 0% | 0% | 100% |  | No | Yes | Success | No spend
SE |  | 11617 | Playford - Leigh Creek Telecomms Bearer rev 3 | 0% | 54.47% | 35.17% | 0% | 0% | 0% | 0% | 0% | 0% | 0% | 10.35% | 0% | 0% | 0% | 0% | 0% | 0% | 0% | 0% | 100% |  | No | No | SE | No spend
Success |  | 11619 | Fire Protection 300 Pirie 2015 - 2016 rev1 BP072013 | 100% | 0% | 0% | 0% | 0% | 0% | 0% | 0% | 0% | 0% | 0% | 0% | 0% | 0% | 0% | 0% | 0% | 0% | 0% | 100% |  | No | Yes | Success | No spend
SE |  | 11620 | Dynamic Constraint Systems | 0% | 0% | 0% | 0% | 0% | 0% | 0% | 0% | 0% | 0% | 0% | 0% | 0% | 0% | 100% | 0% | 0% |  |  | 100% |  | No | No | SE | No spend
SE |  | 11623 | Robertstown Telecoms Bearer rev 6 | 0% | 8.992% | 91.01% | 0% | 0% | 0% | 0% | 0% | 0% | 0% | 0% | 0% | 0% | 0% | 0% | 0% | 0% | 0% | 0% | 100% |  | No | No | SE | No spend
SE |  | 11624 | Mid North OPGW Bearer rev 5 BP072013 | 0% | 6.151% | 93.85% | 0% | 0% | 0% | 0% | 0% | 0% | 0% | 0% | 0% | 0% | 0% | 0% | 0% | 0% | 0% | 0% | 100% |  | No | No | SE | No spend
SE |  | 11625 | Mount Barker South 275-66kV Transformer rev 11 BP072013 | 0% | 4.68% | 8.426% | 0% | 0% | 0% | 0% | 0% | 0% | 59.55% | 0% | 6.363% | 0% | 0% | 8.578% | 7.497% | 4.906% | 0% | 0% | 100% |  | No | No | SE | No spend
SE |  | 11626 | Morphett Vale East, Happy Valley to Cherry Gardens Telecoms Bearer rev 3 | 0% | 12.08% | 87.92% | 0% | 0% | 0% | 0% | 0% | 0% | 0% | 0% | 0% | 0% | 0% | 0% | 0% | 0% | 0% | 0% | 100% |  | No | No | SE | No spend
SE |  | 11627 | Snuggery Substation Replacement Land Acquisition - Rev 2 BP072013 | 0% | 0% | 0% | 0% | 100% | 0% | 0% | 0% | 0% | 0% | 0% | 0% | 0% | 0% | 0% | 0% | 0% | 0% | 0% | 100% |  | No | No | SE | No spend
Manual |  | 11630 | Eyre Peninsula Reinforcement - Land Acqu | 0% | 0% | 0% | 0% | 0% | 100% | 0% | 0% | 0% | 0% | 0% | 0% | 0% | 0% | 0% | 0% | 0% |  |  | 100% |  | No | No | Manual | No spend
Success |  | 11632 | OPSWAN Implementation 2014-2016 - rev 2 | 0% | 0% | 100% | 0% | 0% | 0% | 0% | 0% | 0% | 0% | 0% | 0% | 0% | 0% | 0% | 0% | 0% | 0% | 0% | 100% |  | No | Yes | Success | No spend
SE |  | 11633 | Kadina East - Hummocks West Circuit - Land Acquisition - Rev1 | 0% | 0% | 0% | 0% | 0% | 100% | 0% | 0% | 0% | 0% | 0% | 0% | 0% | 0% | 0% | 0% | 0% | 0% | 0% | 100% |  | No | No | SE | No spend
SE |  | 11634 | Krongart to Heywood 500 kV circuit | 0% | 0% | 0% | 0% | 0% | 0% | 0% | 0% | 0% | 0% | 0% | 0% | 0% | 0% | 0% | 100% | 0% |  |  | 100% |  | No | No | SE | No spend
SE |  | 11635 | Tepko to Krongart 500 kV circuit | 0% | 0% | 0% | 0% | 0% | 0% | 0% | 0% | 0% | 0% | 0% | 0% | 0% | 0% | 0% | 100% | 0% |  |  | 100% |  | No | No | SE | No spend
SE |  | 11637 | 500kV Standard structures Development rev1 BP072013 | 100% | 0% | 0% | 0% | 0% | 0% | 0% | 0% | 0% | 0% | 0% | 0% | 0% | 0% | 0% | 0% | 0% | 0% | 0% | 100% |  | No | No | SE | No spend
Success |  | 11638 | Operational Logging and Fault Investigation Systems rev1 BP072013 | 0% | 0% | 0% | 100% | 0% | 0% | 0% | 0% | 0% | 0% | 0% | 0% | 0% | 0% | 0% | 0% | 0% | 0% | 0% | 100% |  | No | Yes | Success | No spend
SE |  | 11639 | Western Suburbs 66kV Reinforcement - rev 9 LU46 | 0% | 0% | 2.579% | 0% | 0% | 3.009% | 0% | 0% | 0% | 11.72% | 0% | 2.751% | 0% | 0% | 5.526% | 14.02% | 60.39% | 0% | 0% | 100% |  | No | No | SE | No spend
SE |  | 11642 | Torrens Island Switchyard (TIS) C Land and Easement Acquisition - Rev1 | 0% | 0% | 0% | 0% | 100% | 0% | 0% | 0% | 0% | 0% | 0% | 0% | 0% | 0% | 0% | 0% | 0% | 0% | 0% | 100% |  | No | No | SE | No spend
SE |  | 11643 | New Office Building and Car Park rev 4 | 70.63% | 0% | 0% | 0% | 0% | 0% | 0% | 29.37% | 0% | 0% | 0% | 0% | 0% | 0% | 0% | 0% | 0% | 0% | 0% | 100% |  | No | No | SE | No spend
Success |  | 11645 | Reactive Plant Control Systems - Rev 6 BP072013 | 0% | 0% | 0% | 36.78% | 0% | 0% | 0% | 0% | 0% | 0% | 0% | 0% | 0% | 0% | 63.22% | 0% | 0% | 0% | 0% | 100% |  | No | Yes | Success | No spend
Success |  | 11646 | Upper North and Eyre Peninsula Voltage Control Scheme - Rev6 | 0% | 0% | 26.29% | 21.91% | 0% | 1.095% | 0% | 0% | 0% | 16.55% | 0% | 0.3286% | 0% | 0% | 33.83% | 0% | 0% | 0% | 0% | 100% |  | No | Yes | Success | No spend
Success |  | 11647 | Eyre Peninsula Voltage Control Scheme Rev4 BP072013 | 0% | 0% | 0% | 66.67% | 0% | 0% | 0% | 0% | 0% | 0% | 0% | 0% | 0% | 0% | 33.33% | 0% | 0% | 0% | 0% | 100% |  | No | Yes | Success | No spend
Success |  | 11650 | Electrical 300 Pirie St. & Keswick 2015-2016 rev1 BP072013 | 25% | 0% | 0% | 0% | 0% | 0% | 0% | 75% | 0% | 0% | 0% | 0% | 0% | 0% | 0% | 0% | 0% | 0% | 0% | 100% |  | No | Yes | Success | No spend
Success |  | 11651 | Carpet 300 & 276 Pirie St. 2015-2016 rev1 BP072013 | 17% | 0% | 0% | 0% | 0% | 0% | 0% | 83% | 0% | 0% | 0% | 0% | 0% | 0% | 0% | 0% | 0% | 0% | 0% | 100% |  | No | Yes | Success | No spend
SE |  | 11655 | Penola West 15MVar Capacitor Bank - Rev5 LU46 | 0% | 0% | 0% | 0% | 0% | 0% | 0% | 0% | 0% | 50.79% | 0% | 33.74% | 4.138% | 0% | 11.33% | 0% | 0% | 0% | 0% | 100% |  | No | No | SE | No spend
Success |  | 11656 | Transmission Line Vegetation Management System rev1 BP072013 | 0% | 0% | 0% | 100% | 0% | 0% | 0% | 0% | 0% | 0% | 0% | 0% | 0% | 0% | 0% | 0% | 0% | 0% | 0% | 100% |  | No | Yes | Success | No spend
Success |  | 11657 | Meduim Term Accomodation | 100% | 0% | 0% | 0% | 0% | 0% | 0% | 0% | 0% | 0% | 0% | 0% | 0% | 0% | 0% | 0% | 0% | 0% | 0% | 100% |  | No | Yes | Success | No spend
Success |  | 11659 | Substation and Telecommunication Buildin | 0% | 0% | 0% | 0% | 0% | 0% | 0% | 0% | 0% | 0% | 0% | 100% | 0% | 0% | 0% | 0% | 0% | 0% | 0% | 100% |  | No | Yes | Success | No spend
Success |  | 11660 | Substation Battery Charger Replacement | 0% | 0% | 0% | 0% | 0% | 0% | 0% | 0% | 0% | 0% | 0% | 100% | 0% | 0% | 0% | 0% | 0% | 0% | 0% | 100% |  | No | Yes | Success | No spend
Manual |  | 11662 | Tower Fall Arrestor Replacement and Audi | 0% | 0% | 0% | 0% | 0% | 0% | 0% | 100% | 0% | 0% | 0% | 0% | 0% | 0% | 0% | 0% | 0% | 0% | 0% | 100% |  | No | No | Manual | No spend
Success |  | 11672 | ICT Security 2014-2016 rev 1 BP072013 | 0% | 0% | 0% | 100% | 0% | 0% | 0% | 0% | 0% | 0% | 0% | 0% | 0% | 0% | 0% | 0% | 0% | 0% | 0% | 100% |  | No | Yes | Success | No spend
Success |  | 11673 | IT OCS Software 2014-2016 | 0% | 0% | 0% | 100% | 0% | 0% | 0% | 0% | 0% | 0% | 0% | 0% | 0% | 0% | 0% | 0% | 0% | 0% | 0% | 100% |  | No | Yes | Success | No spend
Success |  | 11681 | Furniture and General Building Upgrades 2015 -2016 - rev2 BP072013 | 30.23% | 0% | 0% | 0% | 0% | 0% | 0% | 69.77% | 0% | 0% | 0% | 0% | 0% | 0% | 0% | 0% | 0% | 0% | 0% | 100% |  | No | Yes | Success | No spend
Success |  | 11694 | Inventory Replenishment 2015-2016 rev 1 BP072013 | 0% | 0% | 0% | 0% | 0% | 0% | 0% | 0% | 0% | 100% | 0% | 0% | 0% | 0% | 0% | 0% | 0% | 0% | 0% | 100% |  | No | Yes | Success | No spend
SE |  | 11703 | Drawing Management Systems Technology Upgrade 2015-2017 rev 1 BP072013 | 0% | 0% | 0% | 100% | 0% | 0% | 0% | 0% | 0% | 0% | 0% | 0% | 0% | 0% | 0% | 0% | 0% | 0% | 0% | 100% |  | No | No | SE | No spend
Success |  | 11705 | Drawing Management Systems Augmentation 2015-2017 | 0% | 0% | 0% | 100% | 0% | 0% | 0% | 0% | 0% | 0% | 0% | 0% | 0% | 0% | 0% | 0% | 0% | 0% | 0% | 100% |  | No | Yes | Success | No spend
Success |  | 11712 | Engineering Systems Enhancements 2015-2017 rev 1BP072013 | 0% | 0% | 0% | 100% | 0% | 0% | 0% | 0% | 0% | 0% | 0% | 0% | 0% | 0% | 0% | 0% | 0% | 0% | 0% | 100% |  | No | Yes | Success | No spend
Success |  | 11715 | Project & Portfolio Management Systems Functional Enhancements 2015-2017 | 0% | 0% | 0% | 100% | 0% | 0% | 0% | 0% | 0% | 0% | 0% | 0% | 0% | 0% | 0% | 0% | 0% | 0% | 0% | 100% |  | No | Yes | Success | No spend
Success |  | 11717 | UPS Battery Bank - rev2 BP072013 | 6.383% | 0% | 0% | 0% | 0% | 0% | 0% | 93.62% | 0% | 0% | 0% | 0% | 0% | 0% | 0% | 0% | 0% | 0% | 0% | 100% |  | No | Yes | Success | No spend
SE |  | 11718 | Angas Creek Substation Augmentation Land Acquisition - Rev2BP072013 | 0% | 0% | 0% | 0% | 100% | 0% | 0% | 0% | 0% | 0% | 0% | 0% | 0% | 0% | 0% | 0% | 0% | 0% | 0% | 100% |  | No | No | SE | No spend
SE |  | 11720 | Murray Bridge - Hahndorf Pump Stations 1-3 Land Acquisition - Rev1 | 0% | 0% | 0% | 0% | 100% | 0% | 0% | 0% | 0% | 0% | 0% | 0% | 0% | 0% | 0% | 0% | 0% | 0% | 0% | 100% |  | No | No | SE | No spend
SE |  | 11721 | Morphett Vale East 275kV Supply Double - Rev2BP072013 | 0% | 0% | 0% | 0% | 0% | 100% | 0% | 0% | 0% | 0% | 0% | 0% | 0% | 0% | 0% | 0% | 0% | 0% | 0% | 100% |  | No | No | SE | No spend
SE |  | 11722 | Brinkworth West Circuit Entry Easement Acquisition - Rev1 | 0% | 0% | 0% | 0% | 0% | 100% | 0% | 0% | 0% | 0% | 0% | 0% | 0% | 0% | 0% | 0% | 0% | 0% | 0% | 100% |  | No | No | SE | No spend
SE |  | 11723 | Tepko Substation Land Acquisition - Rev1 | 0% | 0% | 0% | 0% | 100% | 0% | 0% | 0% | 0% | 0% | 0% | 0% | 0% | 0% | 0% | 0% | 0% | 0% | 0% | 100% |  | No | No | SE | No spend
SE |  | 11724 | Wilmington Substation Land Acquisition - Rev1 | 0% | 0% | 0% | 0% | 69.23% | 30.77% | 0% | 0% | 0% | 0% | 0% | 0% | 0% | 0% | 0% | 0% | 0% | 0% | 0% | 100% |  | No | No | SE | No spend
SE |  | 11725 | Mintaro to Waterloo Easement Widening Land Acquisition - Rev1 | 0% | 0% | 0% | 0% | 60.41% | 39.59% | 0% | 0% | 0% | 0% | 0% | 0% | 0% | 0% | 0% | 0% | 0% | 0% | 0% | 100% |  | No | No | SE | No spend
SE |  | 11726 | Lincoln Gap Substation Land Acquisition - Rev3 BP072013 | 0% | 0% | 0% | 0% | 0% | 100% | 0% | 0% | 0% | 0% | 0% | 0% | 0% | 0% | 0% | 0% | 0% | 0% | 0% | 100% |  | No | No | SE | No spend
SE |  | 11727 | Fourth Northern Suburbs Connection Point Land Acquistion - Rev3 BP072013 | 0% | 0% | 0% | 0% | 0% | 100% | 0% | 0% | 0% | 0% | 0% | 0% | 0% | 0% | 0% | 0% | 0% | 0% | 0% | 100% |  | No | No | SE | No spend
SE |  | 11728 | Jamestown Connection Point Land Acquisition - Rev2 | 0% | 0% | 0% | 0% | 0% | 100% | 0% | 0% | 0% | 0% | 0% | 0% | 0% | 0% | 0% | 0% | 0% | 0% | 0% | 100% |  | No | No | SE | No spend
SE |  | 11729 | Snuggery to Blanche to Mt Gambier to South East Second 132kV Line Easement REV 3 BP072013 | 0% | 0% | 0% | 0% | 0% | 100% | 0% | 0% | 0% | 0% | 0% | 0% | 0% | 0% | 0% | 0% | 0% | 0% | 0% | 100% |  | No | No | SE | No spend
SE |  | 11730 | Hummocks 132kV Capacitor Bank - Rev 5 BP072013 | 0% | 0% | 0% | 0% | 0% | 0% | 0% | 0% | 0% | 31.43% | 0% | 10.53% | 0.6675% | 0% | 9.235% | 48.13% | 0% | 0% | 0% | 100% |  | No | No | SE | No spend
Success |  | 11731 | Fleet Vehicles Purchase 2016-2017 rev 1 BP072013 | 0% | 0% | 0% | 0% | 0% | 0% | 0% | 100% | 0% | 0% | 0% | 0% | 0% | 0% | 0% | 0% | 0% | 0% | 0% | 100% |  | No | Yes | Success | No spend
Success |  | 11732 | Outage Management Functional Upgrade rev 1 BP072013 | 0% | 0% | 0% | 100% | 0% | 0% | 0% | 0% | 0% | 0% | 0% | 0% | 0% | 0% | 0% | 0% | 0% | 0% | 0% | 100% |  | No | Yes | Success | No spend
Success |  | 11733 | Asset Condition Online Monitoring Equipment Replacement - C45 rev 2 BP072013 | 0% | 0% | 0% | 0% | 0% | 0% | 0% | 0% | 0% | 4.22% | 0% | 2.524% | 0% | 0% | 93.26% | 0% | 0% | 0% | 0% | 100% |  | No | Yes | Success | No spend
Success |  | 11734 | Network Arial Laser Survey - rev 2 BP072013 | 0% | 0% | 0% | 0% | 0% | 0% | 0% | 0% | 0% | 0% | 0% | 0% | 0% | 0% | 0% | 100% | 0% | 0% | 0% | 100% |  | No | Yes | Success | No spend
Manual |  | 11735 | Transmission Line Design | 10: 100% | 100% |  | No | No | Manual | No spend
SE |  | 11736 | Para-Tungkillo 275kV Line Easement - Rev2 | 0% | 0% | 0% | 0% | 75.92% | 24.08% | 0% | 0% | 0% | 0% | 0% | 0% | 0% | 0% | 0% | 0% | 0% | 0% | 0% | 100% |  | No | No | SE | No spend
Success |  | 11738 | Mallala to Para 275kV Double Circuit Land & Easements - Rev4 | 0% | 0% | 0% | 0% | 97.37% | 0% | 0% | 0% | 0% | 0% | 0% | 0% | 0% | 0% | 0% | 0% | 2.626% | 0% | 0% | 100% |  | No | Yes | Success | No spend
Success |  | 11742 | Baroota Substation Upgrade (Option 2) - Rev 12 BP072013 | 0% | 6.196% | 5.449% | 0% | 0% | 0% | 0% | 0% | 0% | 24.22% | 9.704% | 15.32% | 2.684% | 0% | 35% | 1.422% | 0% | 0% | 0% | 100% |  | No | Yes | Success | No spend
SE |  | 11743 | Bungama - Baroota 132 kV Line Rating Com | 0% | 0% | 0% | 0% | 0% | 0% | 0% | 0% | 0% | 0% | 0% | 0% | 0% | 0% | 0% | 100% | 0% | 0% | 0% | 100% |  | No | No | SE | No spend
Manual |  | 11747 | Substation Lighting and Infrastructure R | 14: 100% | 100% |  | No | No | Manual | No spend
Success |  | 11749 | AC Board Replacement 2013-18 | 0% | 0% | 0% | 0% | 0% | 0% | 0% | 0% | 0% | 0% | 0% | 100% | 0% | 0% | 0% | 0% | 0% | 0% | 0% | 100% |  | No | Yes | Success | No spend
Success |  | 11751 | Westinghouse RTU Replacement | 0% | 0% | 0% | 0% | 0% | 0% | 0% | 0% | 0% | 0% | 0% | 0% | 0% | 0% | 100% | 0% | 0% | 0% | 0% | 100% |  | No | Yes | Success | No spend
Success |  | 11775 | OPSWAN Replacement 2015-2017 rev 2 BP072013 | 0% | 0% | 100% | 0% | 0% | 0% | 0% | 0% | 0% | 0% | 0% | 0% | 0% | 0% | 0% | 0% | 0% | 0% | 0% | 100% |  | No | Yes | Success | No spend
Success |  | 11781 | Furniture and General Building Upgrades 2016 - 2017 - rev2 BP072013 | 30.23% | 0% | 0% | 0% | 0% | 0% | 0% | 69.77% | 0% | 0% | 0% | 0% | 0% | 0% | 0% | 0% | 0% | 0% | 0% | 100% |  | No | Yes | Success | No spend
Success |  | 11782 | Building Generator 300 Pirie St | 0% | 0% | 0% | 0% | 0% | 0% | 0% | 100% | 0% | 0% | 0% | 0% | 0% | 0% | 0% | 0% | 0% | 0% | 0% | 100% |  | No | Yes | Success | No spend
Success |  | 11794 | Inventory Replenishment 2016-2017 rev 1 BP072013 | 0% | 0% | 0% | 0% | 0% | 0% | 0% | 0% | 0% | 100% | 0% | 0% | 0% | 0% | 0% | 0% | 0% | 0% | 0% | 100% |  | No | Yes | Success | No spend
SE |  | 11801 | Davenport - Leigh Creek Line Uprate - Rev 8 BP072013 | 0% | 0% | 0% | 0% | 0% | 0% | 0% | 0% | 0% | 0% | 0% | 0% | 0% | 0% | 0% | 100% | 0% | 0% | 0% | 100% |  | No | No | SE | No spend
Success |  | 11802 | Business Intelligence Functional Enhancements 2017-2018 rev 1 BP072013 | 0% | 0% | 0% | 100% | 0% | 0% | 0% | 0% | 0% | 0% | 0% | 0% | 0% | 0% | 0% | 0% | 0% | 0% | 0% | 100% |  | No | Yes | Success | No spend
Success |  | 11803 | SAP Functional Enhancements 2017-2018 rev 2 BP072013 | 0% | 0% | 0% | 100% | 0% | 0% | 0% | 0% | 0% | 0% | 0% | 0% | 0% | 0% | 0% | 0% | 0% | 0% | 0% | 100% |  | No | Yes | Success | No spend
Success |  | 11807 | ICT Systems Management 2017-2019 rev 1 | 0% | 0% | 0% | 100% | 0% | 0% | 0% | 0% | 0% | 0% | 0% | 0% | 0% | 0% | 0% | 0% | 0% | 0% | 0% | 100% |  | No | Yes | Success | No spend
Success |  | 11808 | Office Systems Refresh rev 1 BP072013 | 0% | 0% | 0% | 100% | 0% | 0% | 0% | 0% | 0% | 0% | 0% | 0% | 0% | 0% | 0% | 0% | 0% | 0% | 0% | 100% |  | No | Yes | Success | No spend
Success |  | 11809 | Common Information-Connectivity Model rev 2 BP072013 | 0% | 0% | 0% | 100% | 0% | 0% | 0% | 0% | 0% | 0% | 0% | 0% | 0% | 0% | 0% | 0% | 0% | 0% | 0% | 100% |  | No | Yes | Success | No spend
Success |  | 11810 | OSI PI Technology Upgrade | 0% | 0% | 0% | 100% | 0% | 0% | 0% | 0% | 0% | 0% | 0% | 0% | 0% | 0% | 0% | 0% | 0% | 0% | 0% | 100% |  | No | Yes | Success | No spend
Success |  | 11811 | Outage Management Upgrade rev 2 BP072013 | 0% | 0% | 0% | 100% | 0% | 0% | 0% | 0% | 0% | 0% | 0% | 0% | 0% | 0% | 0% | 0% | 0% | 0% | 0% | 100% |  | No | Yes | Success | No spend
Success |  | 11812 | Substation Automation and Alarm rev 2 BP072013 | 0% | 0% | 0% | 100% | 0% | 0% | 0% | 0% | 0% | 0% | 0% | 0% | 0% | 0% | 0% | 0% | 0% | 0% | 0% | 100% |  | No | Yes | Success | No spend
SE | 2015-08-31 | 11813 | Nokia Multiplexer Replacement rev 3 BP072013 | 0% | 11.03% | 88.97% | 0% | 0% | 0% | 0% | 0% | 0% | 0% | 0% | 0% | 0% | 0% | 0% | 0% | 0% | 0% | 0% | 100% |  | No | No | SE | No spend
Success |  | 11816 | One IP Substation Network Stage 1 rev 8 | 0% | 11.75% | 52.64% | 34.13% | 0% | 0% | 0% | 0% | 0% | 0% | 0% | 0% | 0% | 0% | 1.481% | 0% | 0% | 0% | 0% | 100% |  | No | Yes | Success | No spend
SE |  | 11823 | Yorke Peninsula Second Telecommunications Bearer rev 4 | 0% | 10.81% | 89.19% | 0% | 0% | 0% | 0% | 0% | 0% | 0% | 0% | 0% | 0% | 0% | 0% | 0% | 0% | 0% | 0% | 100% |  | No | No | SE | No spend
Success |  | 11824 | Weather Stations For Dynamic Line Rating | 0% | 0% | 18.26% | 0% | 0% | 0.4454% | 0% | 0% | 0% | 0% | 0% | 16.6% | 0% | 0% | 64.7% | 0% | 0% | 0% | 0% | 100% |  | No | Yes | Success | No spend
Success |  | 11825 | Radial Supply Reliability Improvement Rev 7 BP072013 | 0% | 0% | 0% | 0% | 0% | 0% | 0% | 0% | 0% | 100% | 0% | 0% | 0% | 0% | 0% | 0% | 0% | 0% | 0% | 100% |  | No | Yes | Success | No spend
Success |  | 11826 | Dalrymple Substation- Brownfield 1 Phase 1 Rev 10 | 0% | 0.3993% | 1.362% | 0% | 0% | 1.592% | 0% | 0% | 0% | 50.71% | 0.6773% | 15.31% | 1.786% | 0% | 22.88% | 0.8555% | 4.431% | 0% | 0% | 100% |  | No | Yes | Success | No spend
SE |  | 11827 | Riverland Reactive Support Stage 2 (Nort | 0% | 0% | 0% | 0% | 0% | 0% | 0% | 0% | 0% | 47.13% | 0.5056% | 1.067% | 0.1685% | 0% | 51.12% | 0% | 0% |  |  | 100% |  | No | No | SE | No spend
SE |  | 11828 | Substation Perimeter Video Monitoring & Security - Rev 8 | 0% | 0% | 15.76% | 0% | 0% | 0% | 0% | 0% | 0% | 0% | 0% | 84.24% | 0% | 0% | 0% | 0% | 0% | 0% | 0% | 100% | Y | No | No | SE | No spend
Success |  | 11829 | Regional Control Scheme - Rev 7 BP072013 | 0% | 0% | 0% | 0% | 0% | 0% | 0% | 0% | 0% | 0% | 0% | 4.482% | 0% | 0% | 95.52% | 0% | 0% | 0% | 0% | 100% |  | No | Yes | Success | No spend
SE |  | 11837 | Port Pirie Second TF and 2nd Bungama to Port Pirie Line-Rev 14 BP072013 | 0% | 0.7903% | 4.391% | 0% | 0% | 6.305% | 0% | 0% | 0% | 18.87% | 0% | 3.383% | 0% | 0% | 6.066% | 59.76% | 0.4306% | 0% | 0% | 100% |  | No | No | SE | No spend
SE |  | 11838 | Davenport to para West Circuit OPGW rev 6 LU46 | 0% | 0% | 0% | 0% | 0% | 0% | 0% | 0% | 0% | 21.15% | 0% | 0% | 0% | 0% | 0% | 78.85% | 0% | 0% | 0% | 100% |  | No | No | SE | No spend
SE |  | 11839 | Davenport SVC & 100Mvar 275kV Capacitor | 0% | 0% | 0% | 0% | 0% | 0% | 0% | 0% | 0% | 59.12% | 0% | 2.538% | 0% | 0% | 38.34% | 0% | 0% |  |  | 100% |  | No | No | SE | No spend
SE |  | 11840 | Morphett Vale East Capacitor Bank rev 10 LU46 | 0% | 0% | 0% | 0% | 0% | 0% | 0% | 0% | 0% | 74.82% | 0% | 13.64% | 1.898% | 0% | 9.635% | 0% | 0% | 0% | 0% | 100% |  | No | No | SE | No spend
SE |  | 11841 | Davenport-Robertstown Lines Tie at Belalie - Rev 11 BP072013 | 0% | 0.8258% | 6.114% | 0% | 0.8123% | 1.658% | 0% | 0% | 0% | 39.31% | 2.196% | 19.15% | 0.9977% | 0% | 14.12% | 14.82% | 0% | 0% | 0% | 100% |  | No | No | SE | No spend
SE |  | 11843 | Yatala Vale North 275/66kV Substation - Rev 10 BP072013 | 0% | 4.404% | 7.972% | 0% | 0% | 6.098% | 0% | 0% | 0% | 30.56% | 1.985% | 17.32% | 2.579% | 0% | 8.734% | 20.34% | 0% | 0% | 0% | 100% | Y | No | No | SE | No spend
SE |  | 11848 | Eagle on The Hill Substation-GIS-Option B Rev 7 BP072013 | 0% | 4.557% | 7.806% | 0% | 0% | 0% | 0% | 0% | 0% | 44.52% | 0.7496% | 11.88% | 0.8598% | 0% | 7.217% | 22.42% | 0% | 0% | 0% | 100% |  | No | No | SE | No spend
SE |  | 11849 | Mallala toTemplers West 275kV Tie - Rev 7 BP072013 | 0% | 1.113% | 2.663% | 0% | 0% | 2.569% | 0% | 0% | 0% | 17.86% | 1.435% | 14.57% | 0.6695% | 0% | 5.176% | 53.94% | 0% | 0% | 0% | 100% |  | No | No | SE | No spend
Success |  | 11851 | Transmission Billing rev 2 BP072013 | 0% | 0% | 0% | 100% | 0% | 0% | 0% | 0% | 0% | 0% | 0% | 0% | 0% | 0% | 0% | 0% | 0% | 0% | 0% | 100% |  | No | Yes | Success | No spend
Success |  | 11853 | Telecommunications SDM Major Review - Rev2 BP072013 | 0% | 0% | 0% | 100% | 0% | 0% | 0% | 0% | 0% | 0% | 0% | 0% | 0% | 0% | 0% | 0% | 0% | 0% | 0% | 100% |  | No | Yes | Success | No spend
Success |  | 11854 | Tel Asset Replacement - Metro Region - rev4 BP072013 | 0% | 0% | 0% | 100% | 0% | 0% | 0% | 0% | 0% | 0% | 0% | 0% | 0% | 0% | 0% | 0% | 0% | 0% | 0% | 100% |  | No | Yes | Success | No spend
Success |  | 11855 | Tel Asset Replacement - Eastern Hills Region - rev4 BP072013 | 0% | 0% | 100% | 0% | 0% | 0% | 0% | 0% | 0% | 0% | 0% | 0% | 0% | 0% | 0% | 0% | 0% | 0% | 0% | 100% |  | No | Yes | Success | No spend
Success |  | 11856 | Tel Asset Replacement - Mid North Region - rev4 BP072013 | 0% | 0% | 100% | 0% | 0% | 0% | 0% | 0% | 0% | 0% | 0% | 0% | 0% | 0% | 0% | 0% | 0% | 0% | 0% | 100% |  | No | Yes | Success | No spend
Success |  | 11857 | Tel Asset Replacement - Upper North Region - rev 5 | 0% | 0% | 100% | 0% | 0% | 0% | 0% | 0% | 0% | 0% | 0% | 0% | 0% | 0% | 0% | 0% | 0% | 0% | 0% | 100% |  | No | Yes | Success | No spend
Success |  | 11858 | Tel Asset Replacement - Eyre Region - rev4 BP072013 | 0% | 0% | 100% | 0% | 0% | 0% | 0% | 0% | 0% | 0% | 0% | 0% | 0% | 0% | 0% | 0% | 0% | 0% | 0% | 100% |  | No | Yes | Success | No spend
Success |  | 11859 | Tel Asset Replacement - Riverland Region - rev4 BP072013 | 0% | 0% | 100% | 0% | 0% | 0% | 0% | 0% | 0% | 0% | 0% | 0% | 0% | 0% | 0% | 0% | 0% | 0% | 0% | 100% |  | No | Yes | Success | No spend
Success |  | 11860 | Tel Asset Replacement - South East Region - rev4 BP072013 | 0% | 0% | 100% | 0% | 0% | 0% | 0% | 0% | 0% | 0% | 0% | 0% | 0% | 0% | 0% | 0% | 0% | 0% | 0% | 100% |  | No | Yes | Success | No spend
Success |  | 11861 | Telecommunications Network Optimisation Stage 2 - rev4 BP072013 | 0% | 0% | 100% | 0% | 0% | 0% | 0% | 0% | 0% | 0% | 0% | 0% | 0% | 0% | 0% | 0% | 0% | 0% | 0% | 100% |  | No | Yes | Success | No spend
Success |  | 11862 | VOIP Network Refresh - Rev2 BP072013 | 0% | 0% | 0% | 100% | 0% | 0% | 0% | 0% | 0% | 0% | 0% | 0% | 0% | 0% | 0% | 0% | 0% | 0% | 0% | 100% |  | No | Yes | Success | No spend
SE |  | 11863 | Snuggery Rural 132/33kV Transformer Upgrade Option C rev 7 rev BP072013 | 0% | 0% | 0% | 0% | 0% | 0% | 0% | 0% | 0% | 76.61% | 0% | 11.01% | 0% | 0% | 10.95% | 1.428% | 0% | 0% | 0% | 100% |  | No | No | SE | No spend
SE |  | 11864 | Eyre Peninsula Network Extension Rev 4 LU46 | 0% | 0% | 0.4119% | 0% | 0% | 0% | 0% | 0% | 0% | 9.691% | 0.2387% | 3.719% | 0.1434% | 0% | 1.421% | 84.37% | 0% | 0% | 0% | 100% |  | No | No | SE | No spend
Success |  | 11865 | Network Configuration Management Upgrade rev 2 BP072013 | 0% | 0% | 0% | 100% | 0% | 0% | 0% | 0% | 0% | 0% | 0% | 0% | 0% | 0% | 0% | 0% | 0% | 0% | 0% | 100% |  | No | Yes | Success | No spend
SE |  | 11866 | South East to Adelaide Main Grid Reinforcement - Rev 5 LU46 | 0% | 0% | 0% | 0% | 2.858% | 0% | 0% | 0% | 0% | 9.399% | 0% | 0% | 0% | 0% | 0% | 87.74% | 0% | 0% | 0% | 100% |  | No | No | SE | No spend
SE |  | 11868 | Davenport to Adelaide Reinforcement - Rev 5 LU46 | 0% | 0% | 0% | 0% | 2.997% | 0% | 0% | 0% | 0% | 10.06% | 0% | 0% | 0% | 0% | 0% | 86.94% | 0% | 0% | 0% | 100% |  | No | No | SE | No spend
Success |  | 11870 | ICT Hardware 2016-2018 rev 1 BP072013 | 0% | 0% | 0% | 100% | 0% | 0% | 0% | 0% | 0% | 0% | 0% | 0% | 0% | 0% | 0% | 0% | 0% | 0% | 0% | 100% |  | No | Yes | Success | No spend
Success |  | 11871 | ICT Software 2016-2018 - rev 2 BP072013 | 0% | 0% | 0% | 100% | 0% | 0% | 0% | 0% | 0% | 0% | 0% | 0% | 0% | 0% | 0% | 0% | 0% | 0% | 0% | 100% |  | No | Yes | Success | No spend
Success |  | 11872 | ICT Security 2016-2018 rev 2 BP072013 | 0% | 0% | 0% | 100% | 0% | 0% | 0% | 0% | 0% | 0% | 0% | 0% | 0% | 0% | 0% | 0% | 0% | 0% | 0% | 100% |  | No | Yes | Success | No spend
Success |  | 11873 | IT OCS software 2016-2018 rev 2 BP072013 | 0% | 0% | 0% | 100% | 0% | 0% | 0% | 0% | 0% | 0% | 0% | 0% | 0% | 0% | 0% | 0% | 0% | 0% | 0% | 100% |  | No | Yes | Success | No spend
SE |  | 11876 | Integrated Network Modelling System rev 1 BP072013 | 0% | 0% | 0% | 100% | 0% | 0% | 0% | 0% | 0% | 0% | 0% | 0% | 0% | 0% | 0% | 0% | 0% | 0% | 0% | 100% |  | No | No | SE | No spend
Success |  | 11880 | Fire Protection 300 Pirie St - Sprinkler System rev 2 BP072013 | 100% | 0% | 0% | 0% | 0% | 0% | 0% | 0% | 0% | 0% | 0% | 0% | 0% | 0% | 0% | 0% | 0% | 0% | 0% | 100% |  | No | Yes | Success | No spend
Success |  | 11881 | Furniture and General Building Upgrades 2017 - 2018 - rev 2 BP072013 | 30.23% | 0% | 0% | 0% | 0% | 0% | 0% | 69.77% | 0% | 0% | 0% | 0% | 0% | 0% | 0% | 0% | 0% | 0% | 0% | 100% |  | No | Yes | Success | No spend
Success |  | 11882 | General Utility Upgrade 2017 - 2018 rev 2 BP072013 | 65.12% | 0% | 0% | 0% | 0% | 0% | 0% | 34.88% | 0% | 0% | 0% | 0% | 0% | 0% | 0% | 0% | 0% | 0% | 0% | 100% |  | No | Yes | Success | No spend
SE |  | 11883 | ICT Data Centre Expansion - rev 2 BP072013 | 0% | 0% | 0% | 100% | 0% | 0% | 0% | 0% | 0% | 0% | 0% | 0% | 0% | 0% | 0% | 0% | 0% | 0% | 0% | 100% |  | No | No | SE | No spend
Success |  | 11884 | Fire Protection Rymill - Sprinkler System | 100% | 0% | 0% | 0% | 0% | 0% | 0% | 0% | 0% | 0% | 0% | 0% | 0% | 0% | 0% | 0% | 0% | 0% | 0% | 100% |  | No | Yes | Success | No spend
Success |  | 11890 | Unit Asset replacement rev 12 | 0% | 0% | 0% | 0% | 0% | 0% | 0% | 0% | 0% | 100% | 0% | 0% | 0% | 0% | 0% | 0% | 0% | 0% | 0% | 100% |  | No | Yes | Success | No spend
SE |  | 11891 | Hummocks to Ardrossan West Double Circuit Easement - Rev2 | 0% | 0% | 0% | 0% | 0% | 100% | 0% | 0% | 0% | 0% | 0% | 0% | 0% | 0% | 0% | 0% | 0% | 0% | 0% | 100% |  | No | No | SE | No spend
SE |  | 11892 | City West 2nd Cable Easement - Rev1 | 0% | 0% | 0% | 0% | 0% | 100% | 0% | 0% | 0% | 0% | 0% | 0% | 0% | 0% | 0% | 0% | 0% | 0% | 0% | 100% |  | No | No | SE | No spend
SE |  | 11893 | Mallala to Templers West 275kV Transmission Line Land Acquisition - Rev1 | 0% | 0% | 0% | 0% | 12.7% | 87.3% | 0% | 0% | 0% | 0% | 0% | 0% | 0% | 0% | 0% | 0% | 0% | 0% | 0% | 100% |  | No | No | SE | No spend
Success |  | 11894 | Inventory Replenishment 2017-2018 - rev 1 BP072013 | 0% | 0% | 0% | 0% | 0% | 0% | 0% | 0% | 0% | 100% | 0% | 0% | 0% | 0% | 0% | 0% | 0% | 0% | 0% | 100% |  | No | Yes | Success | No spend
Success |  | 11895 | SAEs for 2018-2023 Capital Projects | 0% | 1.26% | 4.041% | 1.952% | 0% | 0.05275% | 0% | 0% | 0% | 20.54% | 0.06913% | 10.78% | 0.8185% | 0% | 13.44% | 30% | 0.0166% | 0% | 17.04% | 100% |  | No | Yes | Success | No spend
Success |  | 11896 | Mechanical 300 & 276 Pirie St. 2017-2018 rev 1 BP072013 | 30% | 0% | 0% | 0% | 0% | 0% | 0% | 70% | 0% | 0% | 0% | 0% | 0% | 0% | 0% | 0% | 0% | 0% | 0% | 100% |  | No | Yes | Success | No spend
SE |  | 11898 | Waterloo - Robertstown #1 Line Reinstatement rev 4 LU46 | 0% | 0% | 0.5422% | 0% | 0% | 0% | 0% | 0% | 0% | 22.89% | 0% | 6.444% | 0% | 0% | 6.998% | 63.12% | 0% | 0% | 0% | 100% |  | No | No | SE | No spend
Success |  | 11899 | Fleet Vehicles Purchase 2017-2018 rev 1 BP072013 | 0% | 0% | 0% | 0% | 0% | 0% | 0% | 100% | 0% | 0% | 0% | 0% | 0% | 0% | 0% | 0% | 0% | 0% | 0% | 100% |  | No | Yes | Success | No spend
SE | 2015-08-31 | 11902 | Yorke Peninisula Reinforcement Option A rev 17 BP072013 | 0% | 0.2352% | 0.5196% | 0% | 4.035% | 0.1736% | 0% | 0% | 0% | 17.65% | 2.342% | 5.41% | 0.5805% | 0% | 7.222% | 61.83% | 0% | 0% | 0% | 100% |  | No | No | SE | No spend
SE |  | 11904 | Brinkworth to Belalie or Mokota 275kV Line Easement - Rev2 | 0% | 0% | 0% | 0% | 0% | 100% | 0% | 0% | 0% | 0% | 0% | 0% | 0% | 0% | 0% | 0% | 0% | 0% | 0% | 100% |  | No | No | SE | No spend
SE |  | 11905 | Yorke Peninsula Reinforcement Land & Eas | 0% | 0% | 0% | 0% | 0% | 100% | 0% | 0% | 0% | 0% | 0% | 0% | 0% | 0% | 0% | 0% | 0% |  |  | 100% |  | No | No | SE | No spend
SE |  | 11910 | Yadnarie to Wudinna Backbone Telecommunications Link rev 3 BP072013 | 0% | 53.52% | 37.22% | 0% | 0% | 0% | 0% | 0% | 0% | 0% | 9.264% | 0% | 0% | 0% | 0% | 0% | 0% | 0% | 0% | 100% |  | No | No | SE | No spend
SE |  | 11911 | DCN Network Refresh - Rev1 | 0% | 0% | 0% | 100% | 0% | 0% | 0% | 0% | 0% | 0% | 0% | 0% | 0% | 0% | 0% | 0% | 0% | 0% | 0% | 100% |  | No | No | SE | No spend
SE |  | 11913 | Munno Para 275/66kV 2nd Transformer - Rev 9 BP072013 | 0% | 0% | 0.9699% | 0% | 0% | 0% | 0% | 0% | 0% | 81.03% | 0% | 6.301% | 0% | 0% | 11.7% | 0% | 0% | 0% | 0% | 100% |  | No | No | SE | No spend
Success |  | 11915 | Furniture and General Building Upgrades 2018-2019 rev 1 BP072013 | 69.85% | 0% | 0% | 0% | 0% | 0% | 0% | 30.15% | 0% | 0% | 0% | 0% | 0% | 0% | 0% | 0% | 0% | 0% | 0% | 100% |  | No | Yes | Success | No spend
Success |  | 11916 | Fleet Vehicle Purchase 2018-2019 rev 1 BP072013 | 0% | 0% | 0% | 0% | 0% | 0% | 0% | 100% | 0% | 0% | 0% | 0% | 0% | 0% | 0% | 0% | 0% | 0% | 0% | 100% |  | No | Yes | Success | No spend
Success |  | 11975 | OPSWAN Replacement 2017-2019 - Rev 3 BP072013 | 0% | 0% | 100% | 0% | 0% | 0% | 0% | 0% | 0% | 0% | 0% | 0% | 0% | 0% | 0% | 0% | 0% | 0% | 0% | 100% |  | No | Yes | Success | No spend
SE |  | 11981 | Furniture and General Building Upgrades 2018 - 2019 | 70% | 0% | 0% | 0% | 0% | 0% | 0% | 30% | 0% | 0% | 0% | 0% | 0% | 0% | 0% | 0% | 0% | 0% | 0% | 100% |  | No | No | SE | No spend
Success |  | 12002 | Corporate Network Refresh 2018-2020 rev 1 BP072013 | 0% | 0% | 0% | 100% | 0% | 0% | 0% | 0% | 0% | 0% | 0% | 0% | 0% | 0% | 0% | 0% | 0% | 0% | 0% | 100% |  | No | Yes | Success | No spend
Success |  | 12003 | Geospacial Systems Functional Enhancements | 0% | 0% | 0% | 100% | 0% | 0% | 0% | 0% | 0% | 0% | 0% | 0% | 0% | 0% | 0% | 0% | 0% | 0% | 0% | 100% |  | No | Yes | Success | No spend
Success |  | 12008 | Project & Portfolio Management Systems Functional Enhancements 2018-2020 rev 1 BP072013 | 0% | 0% | 0% | 100% | 0% | 0% | 0% | 0% | 0% | 0% | 0% | 0% | 0% | 0% | 0% | 0% | 0% | 0% | 0% | 100% |  | No | Yes | Success | No spend
Success |  | 12010 | SAP Functional Enhancements 2018-2020 rev 2 BP072013 | 0% | 0% | 0% | 100% | 0% | 0% | 0% | 0% | 0% | 0% | 0% | 0% | 0% | 0% | 0% | 0% | 0% | 0% | 0% | 100% |  | No | Yes | Success | No spend
Success |  | 12011 | SPF Functional Enhancements 2018-2020 rev 2 BP072013 | 0% | 0% | 0% | 100% | 0% | 0% | 0% | 0% | 0% | 0% | 0% | 0% | 0% | 0% | 0% | 0% | 0% | 0% | 0% | 100% |  | No | Yes | Success | No spend
SE |  | 12022 | Telstra Leased Copper Services Exit and Transition rev 3 BP072013 | 0% | 0.7416% | 96.44% | 0% | 0% | 0% | 0% | 0% | 0% | 0% | 0% | 0% | 0% | 0% | 2.814% | 0% | 0% | 0% | 0% | 100% |  | No | No | SE | No spend
Success |  | 12027 | Mechanical 300 Pirie St 2018 - 2019 rev 1 BP072013 | 100% | 0% | 0% | 0% | 0% | 0% | 0% | 0% | 0% | 0% | 0% | 0% | 0% | 0% | 0% | 0% | 0% | 0% | 0% | 100% |  | No | Yes | Success | No spend
Success |  | 12028 | Furniture and General Building Upgrades 2019 - 2020 rev 1 BP072013 | 69.96% | 0% | 0% | 0% | 0% | 0% | 0% | 30.04% | 0% | 0% | 0% | 0% | 0% | 0% | 0% | 0% | 0% | 0% | 0% | 100% |  | No | Yes | Success | No spend
SE |  | 12029 | Roof Keswick North, 300 & 276 Pirie 2019 - 2020 rev 1 BP072013 | 40% | 0% | 0% | 0% | 0% | 0% | 0% | 60% | 0% | 0% | 0% | 0% | 0% | 0% | 0% | 0% | 0% | 0% | 0% | 100% |  | No | No | SE | No spend
Success |  | 12030 | Fleet Vehicle Purchase 2019 -2020 rev 1 BP072013 | 0% | 0% | 0% | 0% | 0% | 0% | 0% | 100% | 0% | 0% | 0% | 0% | 0% | 0% | 0% | 0% | 0% | 0% | 0% | 100% |  | No | Yes | Success | No spend
Success |  | 12070 | ICT Hardware 2018-2020 rev 2 BP072013 | 0% | 0% | 0% | 100% | 0% | 0% | 0% | 0% | 0% | 0% | 0% | 0% | 0% | 0% | 0% | 0% | 0% | 0% | 0% | 100% |  | No | Yes | Success | No spend
Success |  | 12071 | ICT Software 2018-2020 rev 2 BP072013 | 0% | 0% | 0% | 100% | 0% | 0% | 0% | 0% | 0% | 0% | 0% | 0% | 0% | 0% | 0% | 0% | 0% | 0% | 0% | 100% |  | No | Yes | Success | No spend
Success |  | 12073 | IT OCS Software 2018-2020 rev 2 BP072013 | 0% | 0% | 0% | 100% | 0% | 0% | 0% | 0% | 0% | 0% | 0% | 0% | 0% | 0% | 0% | 0% | 0% | 0% | 0% | 100% |  | No | Yes | Success | No spend
Success |  | 12101 | Records Management | 0% | 0% | 0% | 100% | 0% | 0% | 0% | 0% | 0% | 0% | 0% | 0% | 0% | 0% | 0% | 0% | 0% | 0% | 0% | 100% |  | No | Yes | Success | No spend
SE |  | 12103 | Transmission Operator Situational Awareness rev 2 PB072013 | 0% | 0% | 0% | 100% | 0% | 0% | 0% | 0% | 0% | 0% | 0% | 0% | 0% | 0% | 0% | 0% | 0% | 0% | 0% | 100% |  | No | No | SE | No spend
SE |  | 12104 | City West - Western Suburbs Reinforcement Rev 7 BP072013 | 0% | 0% | 1.377% | 0% | 0% | 0% | 0% | 0% | 0% | 76.54% | 0.117% | 11.6% | 1.102% | 0% | 4.353% | 0% | 4.91% | 0% | 0% | 100% |  | No | No | SE | No spend
Success |  | 12105 | Electrical 300 Pirie St 2020 - 2021 rev 1 PB072013 | 100% | 0% | 0% | 0% | 0% | 0% | 0% | 0% | 0% | 0% | 0% | 0% | 0% | 0% | 0% | 0% | 0% | 0% | 0% | 100% |  | No | Yes | Success | No spend
Success |  | 12106 | Furniture and General Building Upgrades 2020 - 2021 rev 1 BP072013 | 76.33% | 0% | 0% | 0% | 0% | 0% | 0% | 23.67% | 0% | 0% | 0% | 0% | 0% | 0% | 0% | 0% | 0% | 0% | 0% | 100% |  | No | Yes | Success | No spend
SE |  | 12107 | Electrical Rymill Bldg. 2020 - 2021 rev 1 BP072013 | 40% | 0% | 0% | 0% | 0% | 0% | 0% | 60% | 0% | 0% | 0% | 0% | 0% | 0% | 0% | 0% | 0% | 0% | 0% | 100% |  | No | No | SE | No spend
Success |  | 12108 | Mechanical Keswick North 2020 - 2021 rev 1 BP072013 | 100% | 0% | 0% | 0% | 0% | 0% | 0% | 0% | 0% | 0% | 0% | 0% | 0% | 0% | 0% | 0% | 0% | 0% | 0% | 100% |  | No | Yes | Success | No spend
SE |  | 12109 | Fire Panel Keswick North 2020 -2021 rev 1 PB072013 | 40% | 0% | 0% | 0% | 0% | 0% | 0% | 60% | 0% | 0% | 0% | 0% | 0% | 0% | 0% | 0% | 0% | 0% | 0% | 100% |  | No | No | SE | No spend
Success |  | 12110 | Mechanical Back Up Control Centre 2020 -2021 rev 1 BP072013 | 100% | 0% | 0% | 0% | 0% | 0% | 0% | 0% | 0% | 0% | 0% | 0% | 0% | 0% | 0% | 0% | 0% | 0% | 0% | 100% |  | No | Yes | Success | No spend
Success |  | 12111 | Fleet Vehicle Purchase 2020 -2021 rev 1 BP072013 | 0% | 0% | 0% | 0% | 0% | 0% | 0% | 100% | 0% | 0% | 0% | 0% | 0% | 0% | 0% | 0% | 0% | 0% | 0% | 100% |  | No | Yes | Success | No spend
Success |  | 12112 | Outage Management Functional Upgrade rev 1 BP072013 | 0% | 0% | 0% | 100% | 0% | 0% | 0% | 0% | 0% | 0% | 0% | 0% | 0% | 0% | 0% | 0% | 0% | 0% | 0% | 100% |  | No | Yes | Success | No spend
Success |  | 12204 | UPS Replacement 300 Pirie St 2021-2022 rev 1 BP072013 | 100% | 0% | 0% | 0% | 0% | 0% | 0% | 0% | 0% | 0% | 0% | 0% | 0% | 0% | 0% | 0% | 0% | 0% | 0% | 100% |  | No | Yes | Success | No spend
Success |  | 12205 | Furniture and General Building Upgrades 2021 - 2022 rev 1 BP072013 | 76.17% | 0% | 0% | 0% | 0% | 0% | 0% | 23.83% | 0% | 0% | 0% | 0% | 0% | 0% | 0% | 0% | 0% | 0% | 0% | 100% |  | No | Yes | Success | No spend
SE |  | 12206 | Electrical Back Up Control Centre 2021 -2022 rev 1 BP072013 | 40% | 0% | 0% | 0% | 0% | 0% | 0% | 60% | 0% | 0% | 0% | 0% | 0% | 0% | 0% | 0% | 0% | 0% | 0% | 100% |  | No | No | SE | No spend
Success |  | 12207 | Fleet Vehicle Purchase 2021 -2022 rev 1 BP072013 | 0% | 0% | 0% | 0% | 0% | 0% | 0% | 100% | 0% | 0% | 0% | 0% | 0% | 0% | 0% | 0% | 0% | 0% | 0% | 100% |  | No | Yes | Success | No spend
SE |  | 12303 | Murray Bridge to Hahndorf Pump Station No 1 - Option A - 2 No TF - Rev 10 | 0% | 5.846% | 20.13% | 0% | 0% | 3.859% | 0% | 0% | 0% | 24.3% | 4.299% | 13.33% | 0.7335% | 0% | 18.74% | 8.757% | 0% | 0% | 0% | 100% |  | No | No | SE | No spend
SE |  | 12304 | Murray Bridge Hahndorf Pump Station No 2 Option A - 2 No TF - Rev 9 BP072013 | 0% | 0% | 0% | 0% | 0% | 7.508% | 0% | 0% | 0% | 40.43% | 4.06% | 19.67% | 1.237% | 0% | 15.05% | 12.05% | 0% | 0% | 0% | 100% |  | No | No | SE | No spend
SE |  | 12305 | Murray Bridge - Hahndorf Pump Station No 3 Option A - 2 No TF - Rev 8 | 0% | 0% | 0% | 0% | 0% | 5.138% | 0% | 0% | 0% | 46.43% | 3.032% | 20.39% | 1.271% | 0% | 12.71% | 11.02% | 0% | 0% | 0% | 100% |  | No | No | SE | No spend
SE |  | 12307 | Sugar Loaf Hill 132/33kV Substation - Rev 16 LU46 | 0% | 0.3194% | 1.718% | 0% | 0.3037% | 1.047% | 0% | 0% | 0% | 13.15% | 1.339% | 5.977% | 1.052% | 0% | 5.799% | 68.39% | 0.9048% | 0% | 0% | 100% |  | No | No | SE | No spend
SE |  | 12309 | Kingsford 275/66kV Substation - Rev 12 BP072013 | 0% | 0.9257% | 2.936% | 0% | 0% | 4.804% | 0% | 0% | 0% | 43.11% | 2.197% | 23.6% | 2.601% | 0% | 8.48% | 11.34% | 0% | 0% | 0% | 100% |  | No | No | SE | No spend
SE |  | 12310 | 2nd 275kV Cable to City West Substation Rev 6 PB072013 | 0% | 0% | 0% | 0% | 0% | 0% | 0% | 0% | 0% | 1.077% | 0% | 0.2283% | 0% | 0% | 0.3102% | 0% | 98.38% | 0% | 0% | 100% |  | No | No | SE | No spend
SE |  | 12311 | Southern Suburbs Reinforcement Rev 7 BP072013 | 0% | 0% | 2.005% | 0% | 0% | 0% | 0% | 0% | 0% | 81.33% | 0% | 2.399% | 0% | 0% | 5.057% | 0% | 9.206% | 0% | 0% | 100% |  | No | No | SE | No spend
SE |  | 12323 | Jamestown 275/66kV Two Transformer Substation - Rev 8 LU46 BP072013 | 0% | 3.587% | 2.381% | 0% | 12.5% | 2.699% | 0% | 0% | 0% | 26.28% | 1.889% | 28.95% | 1.045% | 0% | 20.25% | 0.4156% | 0% | 0% | 0% | 100% |  | No | No | SE | No spend
SE |  | 12702 | Munno Para Capacitor Bank #2 - Rev 10 LU46 | 0% | 0% | 0% | 0% | 0% | 0% | 0% | 0% | 0% | 70.68% | 0% | 12.39% | 1.12% | 0% | 13.72% | 2.092% | 0% | 0% | 0% | 100% |  | No | No | SE | No spend
SE |  | 12803 | South East Region TF Reinforcement - Option B- Rev 11 LU46 | 0% | 0.5677% | 1.445% | 0% | 0% | 2.097% | 0% | 0% | 0% | 42.8% | 2.526% | 18.68% | 1.155% | 0% | 14.23% | 16.5% | 0% | 0% | 0% | 100% |  | No | No | SE | No spend
SE |  | 12805 | Templers West to Brinkworth 275kV Double Ckt Line Rev 6 LU46 | 0% | 0% | 1.054% | 0% | 0% | 0% | 0% | 0% | 0% | 8.298% | 0% | 1.905% | 0% | 0% | 1.219% | 87.52% | 0% | 0% | 0% | 100% |  | No | No | SE | No spend
SE |  | 13304 | Templers West to Para 275kV Double Circuit Line - Rev 6 LU46 | 0% | 0% | 0.3607% | 0% | 0% | 0% | 0% | 0% | 0% | 3.276% | 0% | 0.7096% | 0% | 0% | 0.39% | 95.26% | 0% | 0% | 0% | 100% |  | No | No | SE | No spend
Manual |  | 14007 | Supply Chain Management Procedure Develo | 6: 100% | 100% |  | No | No | Manual | No spend
Manual |  | 14009 | SICAM PAS Substation Automation System M | 6: 100% | 100% |  | No | No | Manual | No spend
Manual |  | 14009 | SICAM PAS Substation Automation System M | 9: 100% | 100% |  | No | No | Manual | No spend
Manual |  | 14012 | Operational Data Network Architecture an | 6: 100% | 100% |  | No | No | Manual | No spend
Manual |  | 14016 | Asset Health Monitoring and Assessment | 6: 100% | 100% |  | No | No | Manual | No spend
Manual |  | 14029 | System Control Centre Fire Suppression S | 3: 100% | 100% |  | No | No | Manual | No spend
Manual |  | 14030 | Asset Access Manual Rewrite | 10: 100% | 100% |  | No | No | Manual | No spend
Manual |  | 14038 | NCIPAP 1 Riverland 132 kV Line Uprating | 18: 0%; 21: 100% | 100% |  | No | No | Manual | No spend
Success |  | 14039 | NCIPAP 2 Upper South East Line Uprating | 0% | 0% | 0% | 0% | 0% | 0% | 0% | 0% | 0% | 0% | 0% | 0% | 0% | 0% | 0% | 0% | 0% | 0% | 100% | 100% |  | No | Yes | Success | No spend
Manual |  | 14040 | NCIPAP 3 Lower South East 275 kV Line Up | 18: 0%; 21: 100% | 100% |  | No | No | Manual | No spend
|  | 14052 | Alstom HMI Replacement Project | 17: 100% | 100% |  | No | No |  | No spend
Success |  | 14053 | ElectraNet Corporate Website Functional | 0% | 0% | 0% | 100% | 0% | 0% | 0% | 0% | 0% | 0% | 0% | 0% | 0% | 0% | 0% | 0% | 0% | 0% | 0% | 100% |  | No | Yes | Success | No spend
Success |  | 14058 | Server Room Critical Air Conditioning 20 | 100% | 0% | 0% | 0% | 0% | 0% | 0% | 0% | 0% | 0% | 0% | 0% | 0% | 0% | 0% | 0% | 0% | 0% | 0% | 100% |  | No | Yes | Success | No spend
Manual |  | 14059 | Keswick Precinct Led Lighting Upgrade | 3: 100% | 100% |  | No | No | Manual | No spend
Success |  | 14068 | Murraylink Control Scheme Replacement | 0% | 0% | 7.901% | 0% | 0% | 0% | 0% | 0% | 0% | 0% | 0% | 0% | 0% | 0% | 92.1% | 0% | 0% | 0% | 0% | 100% |  | No | Yes | Success | No spend
Manual |  | 14088 | High Voltage Switching Training Facility | 12: 42%; 13: 15%; 14: 20%; 17: 23% | 100% |  | No | No | Manual | 4221377.6514
Manual |  | 14089 | Magill High Voltage Workshop Facility | 12: 35%; 14: 50%; 17: 15% | 100% |  | No | No | Manual | 2125138.2121
|  | 14114 | Kilburn Substation Land Acquisition | 8: 100% | 100% |  | No | No | Success | 0
Manual |  | 14120 | Back Up Control and Data Centre | 3: 40%; 6: 20%; 9: 40% | 100% |  | No | No | Manual | 3036740.4822
Success |  | 14122 | Davenport Under-voltage Load Shedding | 0% | 0% | 0% | 0% | 0% | 0% | 0% | 0% | 0% | 0% | 0% | 0% | 0% | 0% | 93.82% | 6.18% | 0% | 0% | 0% | 100% |  | No | Yes | Success | 29471.98
Success |  | 14126 | Monash and Berri Relay Replacement | 0% | 0% | 0% | 0% | 0% | 0% | 0% | 0% | 0% | 0% | 0% | 0% | 0% | 0% | 100% | 0% | 0% | 0% | 0% | 100% |  | No | Yes | Success | 1796901.1962
Success |  | 14127 | GE D20 RTU Product Upgrades | 0% | 0% | 0% | 0% | 0% | 0% | 0% | 0% | 0% | 0% | 0% | 0% | 0% | 0% | 100% | 0% | 0% | 0% | 0% | 100% |  | No | Yes | Success | 2498481.1803
Manual |  | 14129 | HV Test Equipment 2015-16 | 9: 100% | 100% |  | No | No | Manual | 62007.65
Success |  | 14130 | Magill Substation TF Fire Extinguishing | 0% | 0% | 0% | 0% | 0% | 0% | 0% | 0% | 0% | 100% | 0% | 0% | 0% | 0% | 0% | 0% | 0% | 0% | 0% | 100% |  | No | Yes | Success | 1777564.2246
Success |  | 14131 | Motorised Isolator LOPA Improvement | 0% | 0% | 0% | 0% | 0% | 0% | 0% | 0% | 0% | 53.95% | 0% | 0.4347% | 0% | 0% | 45.62% | 0% | 0% | 0% | 0% | 100% |  | No | Yes | Success | 11533513.687
Success |  | 14132 | Isolator Status Indication | 0% | 0% | 0% | 0% | 0% | 0% | 0% | 0% | 0% | 80.3% | 0% | 0% | 0% | 0% | 3.79% | 15.91% | 0% | 0% | 0% | 100% |  | No | Yes | Success | 1806641.9193
Manual |  | 14134 | Spare 160 MVA 275_132 kV Transformer | 12: 100% | 100% |  | No | No | Manual | 2983932.0171
Manual |  | 14164 | 300 Pirie Street L1 West Upgrade | 3: 30%; 10: 70% | 100% |  | No | No | Manual | 185471.46
|  | 30827 | Yorke Peninsula Windfarm Globe Derby Substation $35M UNREG | 0% | 0.574% | 1.553% | 0% | 0% | 0% | 0% | 0% | 0% | 58.96% | 0.2942% | 5.386% | 1.343% | 0% | 12.63% | 15.11% | 4.149% | 0% | 0% | 100% |  | No | No |  | No spend
|  | 85035 | SE - Snuggery New 132kV Line (Co | 0% | 0% | 3% | 0% | 0% | 0% | 0% | 0% |  | 18% | 0% | 1% | 0% | 0% | 2% | 76% | 0% |  |  | 100% |  | No | No | Actual | No spend
Success |  | 11606 | IT Storage Computer Hardware Refurb19-20 | 0% | 0% | 0% | 100% | 0% | 0% | 0% | 0% | 0% | 0% | 0% | 0% | 0% | 0% | 0% | 0% | 0% | 0% | 0% | 100% |  | No | Yes | Success | No spend
Success |  | 11661 | Substation Computer Based Local Control | 0% | 0% | 0% | 0% | 0% | 0% | 0% | 0% | 0% | 0% | 0% | 0% | 0% | 0% | 100% | 0% | 0% | 0% | 0% | 100% |  | No | Yes | Success | No spend
Success |  | 11741 | Database Platform Refresh 17-18 | 0% | 0% | 0% | 100% | 0% | 0% | 0% | 0% | 0% | 0% | 0% | 0% | 0% | 0% | 0% | 0% | 0% | 0% | 0% | 100% |  | No | Yes | Success | No spend
Success |  | 11852 | Historian Upgrade 2 | 0% | 0% | 0% | 100% | 0% | 0% | 0% | 0% | 0% | 0% | 0% | 0% | 0% | 0% | 0% | 0% | 0% | 0% | 0% | 100% |  | No | Yes | Success | No spend
Success |  | 11900 | Intranet Platform Refresh 16-17 | 0% | 0% | 0% | 100% | 0% | 0% | 0% | 0% | 0% | 0% | 0% | 0% | 0% | 0% | 0% | 0% | 0% | 0% | 0% | 100% |  | No | Yes | Success | No spend
Success |  | 11907 | Intranet and Extranet Refresh 18-19 | 0% | 0% | 0% | 100% | 0% | 0% | 0% | 0% | 0% | 0% | 0% | 0% | 0% | 0% | 0% | 0% | 0% | 0% | 0% | 100% |  | No | Yes | Success | No spend
Success |  | 11917 | Investigation&Integration of New Technol | 0% | 0% | 0% | 0% | 0% | 0% | 0% | 100% | 0% | 0% | 0% | 0% | 0% | 0% | 0% | 0% | 0% | 0% | 0% | 100% |  | No | Yes | Success | No spend
Success |  | 11994 | Inventory Purchases 2018-19 | 0% | 0% | 0% | 0% | 0% | 0% | 0% | 0% | 0% | 100% | 0% | 0% | 0% | 0% | 0% | 0% | 0% | 0% | 0% | 100% |  | No | Yes | Success | No spend
Success |  | 12004 | Geospatial Systems Refresh 18-19 | 0% | 0% | 0% | 100% | 0% | 0% | 0% | 0% | 0% | 0% | 0% | 0% | 0% | 0% | 0% | 0% | 0% | 0% | 0% | 100% |  | No | Yes | Success | No spend
Success |  | 12005 | IT Storage and Virtualisation Refurb 2 | 0% | 0% | 0% | 100% | 0% | 0% | 0% | 0% | 0% | 0% | 0% | 0% | 0% | 0% | 0% | 0% | 0% | 0% | 0% | 100% |  | No | Yes | Success | No spend
Success |  | 12013 | Design Standards Major Review Reset 4 | 0% | 0% | 0% | 0% | 0% | 0% | 0% | 100% | 0% | 0% | 0% | 0% | 0% | 0% | 0% | 0% | 0% | 0% | 0% | 100% |  | No | Yes | Success | No spend
Success |  | 12014 | Protection System Modelling and Validati | 0% | 0% | 0% | 100% | 0% | 0% | 0% | 0% | 0% | 0% | 0% | 0% | 0% | 0% | 0% | 0% | 0% | 0% | 0% | 100% |  | No | Yes | Success | No spend
Success |  | 12017 | Geospatial Systems Refresh 23-24 | 0% | 0% | 0% | 100% | 0% | 0% | 0% | 0% | 0% | 0% | 0% | 0% | 0% | 0% | 0% | 0% | 0% | 0% | 0% | 100% |  | No | Yes | Success | No spend
Success |  | 12021 | Licenses, Maintenance, Minor Soft 22-23 | 0% | 0% | 0% | 100% | 0% | 0% | 0% | 0% | 0% | 0% | 0% | 0% | 0% | 0% | 0% | 0% | 0% | 0% | 0% | 100% |  | No | Yes | Success | No spend
Success |  | 12072 | IT Security 4 | 0% | 0% | 0% | 100% | 0% | 0% | 0% | 0% | 0% | 0% | 0% | 0% | 0% | 0% | 0% | 0% | 0% | 0% | 0% | 100% |  | No | Yes | Success | No spend
Success |  | 12094 | Inventory Purchases 2019-2020 | 0% | 0% | 0% | 0% | 0% | 0% | 0% | 0% | 0% | 100% | 0% | 0% | 0% | 0% | 0% | 0% | 0% | 0% | 0% | 100% |  | No | Yes | Success | No spend
Success |  | 12115 | Telecommunications Unit AssetReplacement | 0% | 0% | 100% | 0% | 0% | 0% | 0% | 0% | 0% | 0% | 0% | 0% | 0% | 0% | 0% | 0% | 0% | 0% | 0% | 100% |  | No | Yes | Success | No spend
Success |  | 12203 | OT Software 5 | 0% | 0% | 0% | 100% | 0% | 0% | 0% | 0% | 0% | 0% | 0% | 0% | 0% | 0% | 0% | 0% | 0% | 0% | 0% | 100% |  | No | Yes | Success | No spend
Success |  | 12210 | IT Hardware Refresh Maintain 21-22 | 0% | 0% | 0% | 100% | 0% | 0% | 0% | 0% | 0% | 0% | 0% | 0% | 0% | 0% | 0% | 0% | 0% | 0% | 0% | 100% |  | No | Yes | Success | No spend
Success |  | 12211 | IT Security Technology Refresh 21-22 | 0% | 0% | 0% | 100% | 0% | 0% | 0% | 0% | 0% | 0% | 0% | 0% | 0% | 0% | 0% | 0% | 0% | 0% | 0% | 100% |  | No | Yes | Success | No spend
Success |  | 12301 | Automated Asset Condition Assessment | 0% | 0% | 0% | 100% | 0% | 0% | 0% | 0% | 0% | 0% | 0% | 0% | 0% | 0% | 0% | 0% | 0% | 0% | 0% | 100% |  | No | Yes | Success | No spend
Success |  | 12330 | One IP Substation Network - Stage 2 | 0% | 12.33% | 50.48% | 0% | 0% | 0% | 0% | 0% | 0% | 0% | 0% | 0% | 0% | 0% | 37.19% | 0% | 0% | 0% | 0% | 100% |  | No | Yes | Success | No spend
Success |  | 12334 | Furniture and General Building upgrades | 69.87% | 0% | 0% | 0% | 0% | 0% | 0% | 30.13% | 0% | 0% | 0% | 0% | 0% | 0% | 0% | 0% | 0% | 0% | 0% | 100% |  | No | Yes | Success | No spend
Success |  | 12335 | Vehicle Purchases 2022-23 | 0% | 0% | 0% | 0% | 0% | 0% | 0% | 100% | 0% | 0% | 0% | 0% | 0% | 0% | 0% | 0% | 0% | 0% | 0% | 100% |  | No | Yes | Success | No spend
Success |  | 12336 | Carpet Upgrades Pirie and Rymill 2022-23 | 0% | 0% | 0% | 0% | 0% | 0% | 0% | 100% | 0% | 0% | 0% | 0% | 0% | 0% | 0% | 0% | 0% | 0% | 0% | 100% |  | No | Yes | Success | No spend
|  | 12337 | Line Refurbishment Program 2018-23 | [19 empty] | 0% |  | No | No |  | No spend
|  | 12390 | Unit Asset Replacements 2018-23 | [19 empty] | 0% |  | No | No |  | No spend
Success |  | 12400 | OT Software 6 | 0% | 0% | 0% | 100% | 0% | 0% | 0% | 0% | 0% | 0% | 0% | 0% | 0% | 0% | 0% | 0% | 0% | 0% | 0% | 100% |  | No | Yes | Success | No spend
|  | 12401 | OPSWAN Replacement 5 | [19 empty] | 0% |  | No | No |  | No spend
Success |  | 12402 | IT Hardware Refresh Maintain 22-23 | 0% | 0% | 0% | 100% | 0% | 0% | 0% | 0% | 0% | 0% | 0% | 0% | 0% | 0% | 0% | 0% | 0% | 0% | 0% | 100% |  | No | Yes | Success | No spend
Success |  | 12403 | Licenses, Maintenance, Minor Soft 21-22 | 0% | 0% | 0% | 100% | 0% | 0% | 0% | 0% | 0% | 0% | 0% | 0% | 0% | 0% | 0% | 0% | 0% | 0% | 0% | 100% |  | No | Yes | Success | No spend
Success |  | 12404 | Windows Backoffice Mgmt Sys Refresh20-21 | 0% | 0% | 0% | 100% | 0% | 0% | 0% | 0% | 0% | 0% | 0% | 0% | 0% | 0% | 0% | 0% | 0% | 0% | 0% | 100% |  | No | Yes | Success | No spend
|  | 12405 | IT Security Technology Refresh 22-23 | 0% | 0% | 0% | 100% | 0% | 0% | 0% | 0% | 0% | 0% | 0% | 0% | 0% | 0% | 0% | 0% | 0% | 0% | 0% | 100% |  | No | No |  | No spend
Success |  | 12406 | Intranet Platform Refresh 22-23 | 0% | 0% | 0% | 100% | 0% | 0% | 0% | 0% | 0% | 0% | 0% | 0% | 0% | 0% | 0% | 0% | 0% | 0% | 0% | 100% |  | No | Yes | Success | No spend
|  | 12408 | Enterprise Service Bus Integration Upg 2 | [19 empty] | 0% |  | No | No |  | No spend
Success |  | 12500 | VOIP Network Refresh 2018-23 | 0% | 0% | 0% | 100% | 0% | 0% | 0% | 0% | 0% | 0% | 0% | 0% | 0% | 0% | 0% | 0% | 0% | 0% | 0% | 100% |  | No | Yes | Success | No spend
|  | 12601 | City West 2nd 300 MVA Transformer (into | [19 empty] | 0% |  | No | No |  | No spend
|  | 12701 | Mobilong Substation Replacement and Tran | [19 empty] | 0% |  | No | No |  | No spend
|  | 12804 | Snuggery-Blanche-Mt Gambier 2nd 132kV Li | [19 empty] | 0% |  | No | No |  | No spend
Manual |  | 14008 | DEFD Eyre Peninsula Islanding Controls | 9: 100% | 100% |  | No | No | Manual | No spend
Success |  | 14010 | Automated IED configuration management | 0% | 0% | 0% | 100% | 0% | 0% | 0% | 0% | 0% | 0% | 0% | 0% | 0% | 0% | 0% | 0% | 0% | 0% | 0% | 100% |  | No | Yes | Success | No spend
Success |  | 14011 | Dynamics ratings systems upgrade | 0% | 0% | 0% | 100% | 0% | 0% | 0% | 0% | 0% | 0% | 0% | 0% | 0% | 0% | 0% | 0% | 0% | 0% | 0% | 100% |  | No | Yes | Success | No spend
Success |  | 14013 | System Switching Writer Enhancement 1 | 0% | 0% | 0% | 100% | 0% | 0% | 0% | 0% | 0% | 0% | 0% | 0% | 0% | 0% | 0% | 0% | 0% | 0% | 0% | 100% |  | No | Yes | Success | No spend
Success |  | 14014 | Energy Mngmnt System Technical Upgrade 2 | 0% | 0% | 0% | 0% | 0% | 0% | 100% | 0% | 0% | 0% | 0% | 0% | 0% | 0% | 0% | 0% | 0% | 0% | 0% | 100% |  | No | Yes | Success | No spend
Success |  | 14015 | IT Architecture Support Systems Implemen | 0% | 0% | 0% | 100% | 0% | 0% | 0% | 0% | 0% | 0% | 0% | 0% | 0% | 0% | 0% | 0% | 0% | 0% | 0% | 100% |  | No | Yes | Success | No spend
Success |  | 14017 | Automated IED Data Capture | 0% | 0% | 0% | 100% | 0% | 0% | 0% | 0% | 0% | 0% | 0% | 0% | 0% | 0% | 0% | 0% | 0% | 0% | 0% | 100% |  | No | Yes | Success | No spend
Success |  | 14018 | Treasury and Risk Systems Implementation | 0% | 0% | 0% | 100% | 0% | 0% | 0% | 0% | 0% | 0% | 0% | 0% | 0% | 0% | 0% | 0% | 0% | 0% | 0% | 100% |  | No | Yes | Success | No spend
Success |  | 14019 | Estimating System Upgrade with Maint Enh | 0% | 0% | 0% | 100% | 0% | 0% | 0% | 0% | 0% | 0% | 0% | 0% | 0% | 0% | 0% | 0% | 0% | 0% | 0% | 100% |  | No | Yes | Success | No spend
Success |  | 14021 | Optimise Inventory Management System | 0% | 0% | 0% | 100% | 0% | 0% | 0% | 0% | 0% | 0% | 0% | 0% | 0% | 0% | 0% | 0% | 0% | 0% | 0% | 100% |  | No | Yes | Success | No spend
|  | 14023 | IT Systems Admin and Monitoring Tools Re | 0% | 0% | 0% | 100% | 0% | 0% | 0% | 0% | 0% | 0% | 0% | 0% | 0% | 0% | 0% | 0% | 0% | 0% | 0% | 100% |  | No | No |  | No spend
Success |  | 14024 | SCADA and RTU configuration management | 0% | 0% | 0% | 100% | 0% | 0% | 0% | 0% | 0% | 0% | 0% | 0% | 0% | 0% | 0% | 0% | 0% | 0% | 0% | 100% |  | No | Yes | Success | No spend
|  | 14025 | Network Aerial Laser Survey 2018-23 | [19 empty] | 0% |  | No | No |  | No spend
Success |  | 14026 | Inventory Purchases 2020-21 | 0% | 0% | 0% | 0% | 0% | 0% | 0% | 0% | 0% | 100% | 0% | 0% | 0% | 0% | 0% | 0% | 0% | 0% | 0% | 100% |  | No | Yes | Success | No spend
Success |  | 14027 | Inventory Purchases 2021-22 | 0% | 0% | 0% | 0% | 0% | 0% | 0% | 0% | 0% | 100% | 0% | 0% | 0% | 0% | 0% | 0% | 0% | 0% | 0% | 100% |  | No | Yes | Success | No spend
Success |  | 14028 | Inventory Purchases 2022-23 | 0% | 0% | 0% | 0% | 0% | 0% | 0% | 0% | 0% | 100% | 0% | 0% | 0% | 0% | 0% | 0% | 0% | 0% | 0% | 100% |  | No | Yes | Success | No spend
Success |  | 14031 | Protection Systems Unit Asset Replacemen | 0% | 0% | 1.999% | 0% | 0% | 0% | 0% | 0% | 0% | 0% | 0% | 0% | 0% | 0% | 98% | 0% | 0% | 0% | 0% | 100% |  | No | Yes | Success | No spend
Success |  | 14032 | Instrument Transformer Unit Asset Replac | 0% | 0% | 0% | 0% | 0% | 0% | 0% | 0% | 0% | 89.95% | 0% | 6.356% | 0% | 0% | 3.691% | 0% | 0% | 0% | 0% | 100% |  | No | Yes | Success | No spend
Success |  | 14033 | Circuit Breaker Unit Asset Replacement 2 | 0% | 0% | 0% | 0% | 0% | 0% | 0% | 0% | 0% | 89.89% | 0% | 2.261% | 0% | 0% | 7.847% | 0% | 0% | 0% | 0% | 100% |  | No | Yes | Success | No spend
Success |  | 14034 | Isolator Unit Asset Replacement 2018-23 | 0% | 0% | 0% | 0% | 0% | 0% | 0% | 0% | 0% | 89.72% | 0% | 3.429% | 0% | 0% | 6.846% | 0% | 0% | 0% | 0% | 100% |  | No | Yes | Success | No spend
|  | 14035 | Dynamic Line Rating Weather Station_Nexa | [19 empty] | 0% |  | No | No |  | No spend
|  | 14037 | Integrated Information Environment - Sta | [19 empty] | 0% |  | No | No |  | No spend
R4 NCIPAP |  | 14041 | NCIPAP 5 Davenport to Robertstown Remova | 12: 33.08%; 14: 25.52%; 17: 41.4% | 100% |  | No | No | Manual | No spend
Success |  | 14042 | Canowie CB Arrangement Upgrade | 0% | 0% | 0% | 0% | 0% | 0% | 0% | 0% | 0% | 50.1% | 0% | 8.261% | 0% | 0% | 35.89% | 5.755% | 0% | 0% | 0% | 100% |  | No | Yes | Success | No spend
|  | 14043 | Snuggery - Blanche - Mt Gambier Line Upr | [19 empty] | 0% |  | No | No |  | No spend
Success |  | 14045 | Battery Charger Unit Asset Replacement 2 | 0% | 0% | 0% | 0% | 0% | 0% | 0% | 0% | 0% | 15.92% | 0% | 0% | 0% | 0% | 84.08% | 0% | 0% | 0% | 0% | 100% |  | No | Yes | Success | No spend
Success |  | 14046 | AC Board Unit Asset Replacement 2018-23 | 0% | 0% | 0% | 0% | 0% | 0% | 0% | 0% | 0% | 25.86% | 2.125% | 68.71% | 0% | 0% | 3.302% | 0% | 0% | 0% | 0% | 100% |  | No | Yes | Success | No spend
Success |  | 14047 | Transformer Bushing Unit Asset Replaceme | 0% | 0% | 0% | 0% | 0% | 0% | 0% | 0% | 0% | 96.63% | 0% | 3.373% | 0% | 0% | 0% | 0% | 0% | 0% | 0% | 100% |  | No | Yes | Success | No spend
Success |  | 14049 | Leigh Creek South Transformer Replacemen | 0% | 0% | 0% | 0% | 0% | 0% | 0% | 0% | 0% | 69.84% | 0% | 12.11% | 0% | 0% | 18.05% | 0% | 0% | 0% | 0% | 100% |  | No | Yes | Success | No spend
|  | 14050 | Leigh Creek Coalfield Transformer 1 and | [19 empty] | 0% |  | No | No |  | No spend
Success |  | 14051 | Operational Data Network Establishment | 0% | 0% | 0% | 100% | 0% | 0% | 0% | 0% | 0% | 0% | 0% | 0% | 0% | 0% | 0% | 0% | 0% | 0% | 0% | 100% |  | No | Yes | Success | No spend
Success |  | 14056 | Para - Davenport Additional 275 kV Syste | 0% | 0% | 0.99% | 0% | 0% | 0% | 0% | 0% | 0% | 79.7% | 0% | 13.31% | 0% | 0% | 5.009% | 0.66% | 0.33% | 0% | 0% | 100% |  | No | Yes | Success | No spend
Success |  | 14057 | Pirie Precinct Led Lighting Upgrade | 100% | 0% | 0% | 0% | 0% | 0% | 0% | 0% | 0% | 0% | 0% | 0% | 0% | 0% | 0% | 0% | 0% | 0% | 0% | 100% |  | No | Yes | Success | No spend
Success |  | 14060 | Workspace Layout Refresh Stage 1 | 69.97% | 0% | 0% | 0% | 0% | 0% | 0% | 30.03% | 0% | 0% | 0% | 0% | 0% | 0% | 0% | 0% | 0% | 0% | 0% | 100% |  | No | Yes | Success | No spend
Success |  | 14061 | Workspace Layout Refresh Stage 2 | 69.97% | 0% | 0% | 0% | 0% | 0% | 0% | 30.03% | 0% | 0% | 0% | 0% | 0% | 0% | 0% | 0% | 0% | 0% | 0% | 100% |  | No | Yes | Success | No spend
Success |  | 14062 | Workspace Layout Refresh Stage 3 | 69.97% | 0% | 0% | 0% | 0% | 0% | 0% | 30.03% | 0% | 0% | 0% | 0% | 0% | 0% | 0% | 0% | 0% | 0% | 0% | 100% |  | No | Yes | Success | No spend
R4 NCIPAP |  | 14065 | NCIPAP TF Management Relay DR-E3 Uprat | 12: 100% | 100% |  | No | No | Manual | No spend
Success |  | 14066 | Eastern Hills Telecommunications Tower C | 0% | 30% | 60% | 0% | 0% | 0% | 0% | 0% | 0% | 0% | 0% | 0% | 0% | 0% | 0% | 10% | 0% | 0% | 0% | 100% |  | No | Yes | Success | No spend
Success |  | 14067 | Lift Upgrade 300 Pirie Street | 100% | 0% | 0% | 0% | 0% | 0% | 0% | 0% | 0% | 0% | 0% | 0% | 0% | 0% | 0% | 0% | 0% | 0% | 0% | 100% |  | No | Yes | Success | No spend
Success |  | 14069 | Telecoms Network Optimisation 2018-23 | 0% | 2.762% | 97.24% | 0% | 0% | 0% | 0% | 0% | 0% | 0% | 0% | 0% | 0% | 0% | 0% | 0% | 0% | 0% | 0% | 100% |  | No | Yes | Success | No spend
Success |  | 14070 | Substation Operational Data Network Repl | 0% | 0% | 0% | 0% | 0% | 0% | 0% | 0% | 0% | 0% | 0% | 0% | 0% | 0% | 100% | 0% | 0% | 0% | 0% | 100% |  | No | Yes | Success | No spend
Success |  | 14071 | Robertstown Circuit Breaker Arrangement | 0% | 0% | 0% | 0% | 0% | 1.543% | 0% | 0% | 0% | 40.79% | 0% | 39.91% | 3.086% | 0% | 13.38% | 1.286% | 0% | 0% | 0% | 100% |  | No | Yes | Success | No spend
Success |  | 14074 | Neutral Earthing Resistors and Reactors | 0% | 0% | 0% | 0% | 0% | 0% | 0% | 0% | 0% | 66.38% | 0% | 14.39% | 0% | 0% | 5.845% | 13.39% | 0% | 0% | 0% | 100% |  | No | Yes | Success | No spend
Success |  | 14075 | Substation Air Conditioning Systems Unit | 0% | 0% | 0% | 0% | 0% | 0% | 0% | 0% | 0% | 0% | 61.09% | 4.935% | 0% | 0% | 33.97% | 0% | 0% | 0% | 0% | 100% |  | No | Yes | Success | No spend
Success |  | 14076 | Line Support Systems Refurbishment 2018- | 0% | 0% | 0% | 0% | 0% | 0% | 0% | 0% | 0% | 0.07881% | 0% | 0% | 0% | 0% | 0% | 98.77% | 0% | 0% | 1.154% | 100% |  | No | Yes | Success | No spend
Success |  | 14077 | Mannum Transformer 1 and 2 Replacement | 0% | 0% | 0% | 0% | 0% | 0% | 0% | 0% | 0% | 91.75% | 0% | 6.381% | 0% | 0% | 1.398% | 0% | 0.4661% | 0% | 0% | 100% |  | No | Yes | Success | No spend
|  | 14078 | Leigh Creek Coalfield Reactor 1 and 2 Re | 0% | 0% | 0% | 0% | 0% | 0% | 0% | 0% | 0% | 60% | 0% | 0% | 0% | 0% | 40% | 0% | 0% | 0% | 0% | 100% |  | No | No |  | No spend
Success |  | 14079 | Building Security Upgrade Unit Asset Rep | 0% | 0% | 0% | 0% | 0% | 0% | 0% | 0% | 0% | 0% | 95.09% | 1.071% | 3.84% | 0% | 0% | 0% | 0% | 0% | 0% | 100% |  | No | Yes | Success | No spend
Success |  | 14080 | Substation Security Fencing 2018-23 | 0% | 0% | 0% | 0% | 0% | 0.9871% | 0% | 0% | 0% | 0% | 0% | 27.09% | 71.93% | 0% | 0% | 0% | 0% | 0% | 0% | 100% |  | No | Yes | Success | No spend
Manual |  | 14081 | Line Insulator Systems Refurbishment 201 | 21: 100% | 100% |  | No | No | Manual | No spend
Manual |  | 14084 | Line Conductor and Earthwire Refurbishme | 18: 0%; 21: 100% | 100% | DB | No | No | Manual | 9111404.5714
Success |  | 14085 | Gawler East Connection Point | 0% | 2.611% | 16.18% | 0% | 0% | 0% | 0% | 0% | 0% | 44.87% | 0% | 9.352% | 0% | 0% | 19.53% | 7.325% | 0.1317% | 0% | 0% | 100% |  | No | Yes | Success | 6679792.4556
Success |  | 14086 | Stakeholder Management Sys Refresh 17-18 | 0% | 0% | 0% | 100% | 0% | 0% | 0% | 0% | 0% | 0% | 0% | 0% | 0% | 0% | 0% | 0% | 0% | 0% | 0% | 100% |  | No | Yes | Success | 353979.9984
|  | 14087 | 300 Pirie St Perimeter Facade Upgrade | [19 empty] | 0% |  | No | No |  | No spend
Success |  | 14090 | Mount Gambier Transformer 1 Replacement | 0% | 0% | 0% | 0% | 0% | 0% | 0% | 0% | 0% | 71.51% | 0% | 13.87% | 0% | 0% | 11.25% | 3.373% | 0% | 0% | 0% | 100% |  | No | Yes | Success | 2224855.3934
Success |  | 14091 | Online Asset Condition Assessment Equipm | 0% | 0% | 0% | 0% | 0% | 0% | 0% | 0% | 0% | 9.167% | 0% | 0.1443% | 0% | 0% | 90.69% | 0% | 0% | 0% | 0% | 100% |  | No | Yes | Success | 5539513.7229
|  | 14092 | Playford B Alinta Ash Pond Transmission | [19 empty] | 0% |  | No | No |  | No spend
|  | 14097 | Records and Drg Mgmt tools Consolidate | [19 empty] | 0% |  | No | No |  | No spend
Success |  | 14099 | Stakeholder Mgmt Systems Refresh 23-24 | 0% | 0% | 0% | 100% | 0% | 0% | 0% | 0% | 0% | 0% | 0% | 0% | 0% | 0% | 0% | 0% | 0% | 0% | 0% | 100% |  | No | Yes | Success | 19751.9393
Manual |  | 14100 | Asset Data Capture 2 | 6: 100% | 100% |  | No | No | Manual | 1286434.9339
Success |  | 14102 | Telecoms Management Systems Replacement | 0% | 0% | 0% | 100% | 0% | 0% | 0% | 0% | 0% | 0% | 0% | 0% | 0% | 0% | 0% | 0% | 0% | 0% | 0% | 100% |  | No | Yes | Success | 1136445.3853
Success |  | 14103 | Operational Data Network Environment Rep | 0% | 0% | 0% | 100% | 0% | 0% | 0% | 0% | 0% | 0% | 0% | 0% | 0% | 0% | 0% | 0% | 0% | 0% | 0% | 100% |  | No | Yes | Success | 1252132.2199
Success |  | 14104 | Operational Data Network Security Standa | 0% | 0% | 0% | 100% | 0% | 0% | 0% | 0% | 0% | 0% | 0% | 0% | 0% | 0% | 0% | 0% | 0% | 0% | 0% | 100% |  | No | Yes | Success | 452904.4038
Success |  | 14105 | Brinkworth - Waterloo Bearer Replacement | 0% | 6.663% | 2.462% | 0% | 0% | 0% | 0% | 0% | 0% | 1.545% | 0% | 0.1423% | 0% | 0% | 0% | 86.86% | 0% | 0% | 2.324% | 100% |  | No | Yes | Success | 11994468.3546
|  | 14106 | IT Service Operation System Upgrade 2 | 0% | 0% | 0% | 100% | 0% | 0% | 0% | 0% | 0% | 0% | 0% | 0% | 0% | 0% | 0% | 0% | 0% | 0% | 0% | 100% |  | No | No |  | No spend
|  | 14107 | Archive and Optimise SAP Data | [19 empty] | 0% |  | No | No |  | No spend
Success |  | 14108 | Advanced Analytics for Bus Intelligence | 0% | 0% | 0% | 100% | 0% | 0% | 0% | 0% | 0% | 0% | 0% | 0% | 0% | 0% | 0% | 0% | 0% | 0% | 0% | 100% |  | No | Yes | Success | 770863.9282
|  | 14109 | Bus Process Rules and Auto Tools Imp | [19 empty] | 0% |  | No | No |  | No spend
|  | 14110 | CAPEX Workforce and Business Planning Sy | 0% | 0% | 0% | 100% | 0% | 0% | 0% | 0% | 0% | 0% | 0% | 0% | 0% | 0% | 0% | 0% | 0% | 0% | 0% | 100% |  | No | No |  | No spend
Success |  | 14111 | Treasury and Risk Systems Refresh | 0% | 0% | 0% | 100% | 0% | 0% | 0% | 0% | 0% | 0% | 0% | 0% | 0% | 0% | 0% | 0% | 0% | 0% | 0% | 100% |  | No | Yes | Success | 534832.4211
|  | 14112 | Financial Budget and Forecast System Ref | 0% | 0% | 0% | 100% | 0% | 0% | 0% | 0% | 0% | 0% | 0% | 0% | 0% | 0% | 0% | 0% | 0% | 0% | 0% | 100% |  | No | No |  | No spend
Success |  | 14113 | Project Opex Resource Modelling Sys Refr | 0% | 0% | 0% | 100% | 0% | 0% | 0% | 0% | 0% | 0% | 0% | 0% | 0% | 0% | 0% | 0% | 0% | 0% | 0% | 100% |  | No | Yes | Success | 285589.0047
Success |  | 14115 | IT Backup and Archiving Systems Replace | 0% | 0% | 0% | 100% | 0% | 0% | 0% | 0% | 0% | 0% | 0% | 0% | 0% | 0% | 0% | 0% | 0% | 0% | 0% | 100% |  | No | Yes | Success | 691658.5938
Success |  | 14116 | Virtual Application Capability Refresh | 0% | 0% | 0% | 100% | 0% | 0% | 0% | 0% | 0% | 0% | 0% | 0% | 0% | 0% | 0% | 0% | 0% | 0% | 0% | 100% |  | No | Yes | Success | 904748.0137
|  | 14117 | Social Media Monitoring | [19 empty] | 0% |  | No | No |  | No spend
Success |  | 14118 | Database Platform Refresh 19-20 | 0% | 0% | 0% | 100% | 0% | 0% | 0% | 0% | 0% | 0% | 0% | 0% | 0% | 0% | 0% | 0% | 0% | 0% | 0% | 100% |  | No | Yes | Success | 3055225.3374
Success |  | 14121 | Project Delivery Optimisation 2 | 0% | 0% | 0% | 0% | 0% | 0% | 0% | 100% | 0% | 0% | 0% | 0% | 0% | 0% | 0% | 0% | 0% | 0% | 0% | 100% |  | No | Yes | Success | 1681754.312
Success |  | 14128 | SDM Framework for C50 RTU Upgrades | 0% | 0% | 0% | 0% | 0% | 0% | 0% | 0% | 0% | 0% | 0% | 0% | 0% | 0% | 100% | 0% | 0% | 0% | 0% | 100% |  | No | Yes | Success | 199696.2925
Success |  | 14133 | Dalrymple ESCRI Energy Storage | 0% | 0.03493% | 0.5729% | 0% | 0% | 2.289% | 0% | 0% | 0% | 2.392% | 0% | 5.118% | 0.8522% | 0% | 88.19% | 0.09034% | 0.4556% | 0% | 0% | 100% |  | No | Yes | Success | 7228018.4035
Manual |  | 14135 | Electric Vehicle Fleet and Charging Infr | 10: 100% | 100% |  | No | No | Manual | 311540.0829
Manual |  | 14136 | Rymill Building Accommodation Security a | 3: 50%; 10: 50% | 100% |  | No | No | Manual | 748529.4795
Success |  | 14137 | Cultana - Yadnarie F1810 132 kV Line Con | 0% | 0.885% | 0% | 0% | 0% | 0% | 0% | 0% | 0% | 0% | 0% | 17.31% | 0% | 0% | 0% | 76.02% | 0% | 0% | 5.788% | 100% |  | No | Yes | Success | 37818886.4814
Success |  | 14145 | Yadnarie - Pt Lincoln F1811 132 kV Line | 0% | 1.009% | 0% | 0% | 0% | 0% | 0% | 0% | 0% | 0% | 0% | 19.4% | 0% | 0% | 0% | 77.53% | 0% | 0% | 2.057% | 100% |  | No | Yes | Success | 41079662.9495
Success |  | 14155 | MBHPS3-Kanmantoo-Back Callington F1850 1 | 0% | 0% | 0% | 0% | 0% | 0% | 0% | 0% | 0% | 0% | 0% | 0% | 0% | 0% | 0% | 0% | 0% | 0% | 100% | 100% |  | No | Yes | Success | No spend
|  | 14165 | Munno Para 66 kV Control Scheme | [19 empty] | 0% |  | No | No |  | No spend
|  | 14166 | NCIPAP Robertstown-Tungkillo 275 kV Remo | [19 empty] | 0% |  | No | No |  | No spend
|  | 14167 | NCIPAP Davenport-Robertstown 275 kV Line | 0% | 0% | 0% | 0% | 0% | 0% | 0% | 0% | 3.158% | 64.8% | 0% | 8.34% | 0% | 0% | 17.31% | 6.396% | 0% | 0% | 0% | 100% |  | No | No |  | No spend
R4 NCIPAP |  | 14168 | NCIPAP Smart Wires PowerLine Guardian Te | 17: 100% | 100% |  | No | No | Manual | No spend
R4 NCIPAP |  | 14169 | NCIPAP South East - Tungkillo 275kV Dyna | [19 empty] | 0% |  | No | No | Manual | No spend
Success |  | 14170 | Kilburn 275 kV Emergency Bypass | 0% | 0% | 0% | 0% | 0% | 0% | 0% | 0% | 0% | 0% | 0% | 0% | 0% | 0% | 0% | 100% | 0% | 0% | 0% | 100% |  | No | Yes | Success | 136908.8118
Manual |  | 14171 | South Australia Energy Transformation | 10: 100% | 100% |  | No | No | Manual | 2926843.9307
Manual |  | 14172 | Eyre Peninsula Transmission Supply | 12: 10%; 17: 10%; 18: 80% | 100% |  | No | No | Manual | 507104.429
Success |  | 14174 | Templers Plant Limit Increase | 0% | 0% | 0% | 0% | 0% | 0% | 0% | 0% | 0% | 93.65% | 0% | 6.35% | 0% | 0% | 0% | 0% | 0% | 0% | 0% | 100% |  | No | Yes | Success | 513924.3497
|  | 14175 | Mid North 132 kV Dynamic Line Ratings | [19 empty] | 0% |  | No | No |  | No spend
Success |  | 14176 | Surge Arrester Unit Asset Replacement 20 | 0% | 0% | 0% | 0% | 0% | 0% | 0% | 0% | 0% | 100% | 0% | 0% | 0% | 0% | 0% | 0% | 0% | 0% | 0% | 100% |  | No | Yes | Success | 2771865.7417
Success |  | 14178 | Elevating Work Platform Procurement for | 0% | 0% | 0% | 0% | 0% | 0% | 0% | 0% | 0% | 0% | 0% | 0% | 0% | 0% | 0% | 100% | 0% | 0% | 0% | 100% |  | No | Yes | Success | 3829044.6392
Success |  | 14179 | Live Line Manual Development | 0% | 0% | 0% | 0% | 0% | 0% | 0% | 100% | 0% | 0% | 0% | 0% | 0% | 0% | 0% | 0% | 0% | 0% | 0% | 100% |  | No | Yes | Success | 666261.3178
Success |  | 14180 | Pimba PLC Replacement | 0% | 56.42% | 40.69% | 0% | 0% | 0% | 0% | 0% | 0% | 0% | 0% | 0% | 2.889% | 0% | 0% | 0% | 0% | 0% | 0% | 100% |  | No | Yes | Success | 4052903.0647
|  | 14181 | Tailem Bend Second Communication Link | 0% | 53.52% | 37.22% | 0% | 0% | 0% | 0% | 0% | 0% | 0% | 9.264% | 0% | 0% | 0% | 0% | 0% | 0% | 0% | 0% | 100% |  | No | No |  | No spend
Success |  | 14182 | South East SVC Computer Control System R | 0% | 0% | 0% | 0% | 0% | 0% | 0% | 0% | 0% | 0.4418% | 0% | 1.872% | 0% | 0% | 97.69% | 0% | 0% | 0% | 0% | 100% |  | No | Yes | Success | 4841504.8519
Manual |  | 14184 | Secondary Injection Test Unit | 10: 100% | 100% |  | No | No | Manual | 53395.19
Manual |  | 14185 | SF6 Trailer Mounted Service Cart | 10: 100% | 100% |  | No | No | Manual | 130000
Manual |  | 14187 | SA Over-Frequency Generation Shedding (OFGS) Scheme | 17: 100% | 100% |  | No | No | Manual | 299693.2972
Success |  | 14188 | Warehousing project | 100% | 0% | 0% | 0% | 0% | 0% | 0% | 0% | 0% | 0% | 0% | 0% | 0% | 0% | 0% | 0% | 0% | 0% | 0% | 100% |  | No | Yes | Success | 4501465.0039
Manual |  | 14189 | Temporary Transmission Structures Acquisition | 18: 100% | 100% |  | No | No | Manual | 2960721.0421
Success |  | 14055 | Torrens Island North Substation Tie Bus Installation rev2 | 0% | 0% | 0% | 0% | 0% | 0% | 0% | 0% | 0% | 41.99% | 0% | 31.76% | 3.029% | 0% | 16.3% | 0% | 6.92% | 0% | 0% | 100% |  | No | Yes | Success | 1565593.6282
Success |  | 14138 | MWPS1 – NWB F1854 132 kV Line Conductor and Earthwire Refurbishment | 0% | 0% | 0% | 0% | 0% | 0% | 0% | 0% | 0% | 0% | 0% | 0% | 0% | 0% | 0% | 0% | 0% | 0% | 100% | 100% | DB | No | Yes | Success | No spend
Success |  | 14139 | MWPS3 – MWPS2 F1849 132 kV Line Conductor and Earthwire Refurbishment | 0% | 0% | 0% | 0% | 0% | 0% | 0% | 0% | 0% | 0% | 0% | 0% | 0% | 0% | 0% | 0% | 0% | 0% | 100% | 100% | DB | No | Yes | Success | No spend
Success |  | 14140 | MWPS4 - Robertstown F1855 132 kV Line Conductor and Earthwire Refurbishment | 0% | 0% | 0% | 0% | 0% | 0% | 0% | 0% | 0% | 0% | 0% | 0% | 0% | 0% | 0% | 0% | 0% | 0% | 100% | 100% | DB | No | Yes | Success | No spend
Success |  | 14141 | MWPS2 – MWPS1 F1853 132 kV Line Conductor and Earthwire Refurbishment | 0% | 0% | 0% | 0% | 0% | 0% | 0% | 0% | 0% | 0% | 0% | 0% | 0% | 0% | 0% | 0% | 0% | 0% | 100% | 100% | DB | No | Yes | Success | No spend
Success |  | 14142 | Robertstown – MWPS3 F1847 132 kV Line Conductor and Earthwire Refurbishment | 0% | 0% | 0% | 0% | 0% | 0% | 0% | 0% | 0% | 0% | 0% | 0% | 0% | 0% | 0% | 0% | 0% | 0% | 100% | 100% | DB | No | Yes | Success | No spend
Success |  | 14143 | Waterloo – Waterloo East F1806 132 kV Line Conductor and Earthwire Refurbishment | 0% | 0% | 0% | 0% | 0% | 0% | 0% | 0% | 0% | 0% | 0% | 0% | 0% | 0% | 0% | 0% | 0% | 0% | 100% | 100% | DB | No | Yes | Success | No spend
Success |  | 14144 | Waterloo East - MWPS4 F1888 132 kV Line Conductor and Earthwire Refurbishment | 0% | 0% | 0% | 0% | 0% | 0% | 0% | 0% | 0% | 0% | 0% | 0% | 0% | 0% | 0% | 0% | 0% | 0% | 100% | 100% | DB | No | Yes | Success | No spend
Success |  | 14146 | Cherry Gardens - Happy Valley F1906 275kV Line Insulator Systems Refurbishment - Rev 1 | 0% | 0% | 0% | 0% | 0% | 0% | 0% | 0% | 0% | 0% | 0% | 0% | 0% | 0% | 0% | 0% | 0% | 0% | 100% | 100% |  | No | Yes | Success | No spend
Success |  | 14147 | TIPS - New Osborne No3 F1714 66 kV Line Insulator Systems Refurbishment - Rev 1 | 0% | 0% | 0% | 0% | 0% | 0% | 0% | 0% | 0% | 0% | 0% | 0% | 0% | 0% | 0% | 0% | 0% | 0% | 100% | 100% |  | No | Yes | Success | No spend
Success |  | 14148 | TIPS - New Osborne No4 F1715 66 kV Line Insulator Systems Refurbishment - Rev 1 | 0% | 0% | 0% | 0% | 0% | 0% | 0% | 0% | 0% | 0% | 0% | 0% | 0% | 0% | 0% | 0% | 0% | 0% | 100% | 100% |  | No | Yes | Success | No spend
Success |  | 14149 | Waterloo – Mintaro F1805 132 kV Line Insulator Systems Refurbishment - Rev 1 | 0% | 0% | 0% | 0% | 0% | 0% | 0% | 0% | 0% | 0% | 0% | 0% | 0% | 0% | 0% | 0% | 0% | 0% | 100% | 100% |  | No | Yes | Success | No spend
Success |  | 14150 | Davenport - Leigh Creek F1813 132 kV Line Insulator Systems Refurbishment - Rev 1 | 0% | 0% | 0% | 0% | 0% | 0% | 0% | 0% | 0% | 0% | 0% | 0% | 0% | 0% | 0% | 0% | 0% | 0% | 100% | 100% |  | No | Yes | Success | No spend
Success |  | 14151 | NWB - Monash No1 F1820 132 kV Line Insulator Systems Refurbishment - Rev 1 | 0% | 0% | 0% | 0% | 0% | 0% | 0% | 0% | 0% | 0% | 0% | 0% | 0% | 0% | 0% | 0% | 0% | 0% | 100% | 100% |  | No | Yes | Success | No spend
Success |  | 14152 | Keith - Kincraig F1828 132 kV Line Insulator Systems Refurbishment - Rev 1 | 0% | 0% | 0% | 0% | 0% | 0% | 0% | 0% | 0% | 0% | 0% | 0% | 0% | 0% | 0% | 0% | 0% | 0% | 100% | 100% |  | No | Yes | Success | No spend
Success |  | 14153 | South East - Mount Gambier F1829 132 kV Line Insulator Systems Refurbishment - Rev 1 | 0% | 0% | 0% | 0% | 0% | 0% | 0% | 0% | 0% | 0% | 0% | 0% | 0% | 0% | 0% | 0% | 0% | 0% | 100% | 100% |  | No | Yes | Success | No spend
Success |  | 14154 | Kincraig - Penola West F1831 132 kV Line Insulator Systems Refurbishment - Rev 1 | 0% | 0% | 0% | 0% | 0% | 0% | 0% | 0% | 0% | 0% | 0% | 0% | 0% | 0% | 0% | 0% | 0% | 0% | 100% | 100% |  | No | Yes | Success | No spend
Success |  | 14156 | Pelican Point – PGW F1901 275 kV Line Insulator Systems Refurbishment - Rev 1 | 0% | 0% | 0% | 0% | 0% | 0% | 0% | 0% | 0% | 0% | 0% | 0% | 0% | 0% | 0% | 0% | 0% | 0% | 100% | 100% |  | No | Yes | Success | No spend
Success |  | 14157 | TIPS - Para No4 F1902 275 kV Line Insulator Systems Refurbishment - Rev 1 | 0% | 0% | 0% | 0% | 0% | 0% | 0% | 0% | 0% | 0% | 0% | 0% | 0% | 0% | 0% | 0% | 0% | 0% | 100% | 100% |  | No | Yes | Success | No spend
Success |  | 14158 | TIPS - Cherry Gardens F1903 275kV Line Insulator Systems Refurbishment - Rev 2 | 0% | 0% | 0% | 0% | 0% | 0% | 0% | 0% | 0% | 0% | 0% | 0% | 0% | 0% | 0% | 0% | 0% | 0% | 100% | 100% |  | No | Yes | Success | No spend
Success |  | 14159 | TIPS - Magill F1912 275 kV Line Insulator Systems Refurbishment - Rev 1 | 0% | 0% | 0% | 0% | 0% | 0% | 0% | 0% | 0% | 0% | 0% | 0% | 0% | 0% | 0% | 0% | 0% | 0% | 100% | 100% |  | No | Yes | Success | No spend
Success |  | 14160 | Para - Tungkillo F1921 275 kV Line Insulator Systems Refurbishment - Rev 1 | 0% | 0% | 0% | 0% | 0% | 0% | 0% | 0% | 0% | 0% | 0% | 0% | 0% | 0% | 0% | 0% | 0% | 0% | 100% | 100% |  | No | Yes | Success | No spend
Success |  | 14161 | PGW - Para F1940 275 kV Line Insulator Systems Refurbishment - Rev 1 | 0% | 0% | 0% | 0% | 0% | 0% | 0% | 0% | 0% | 0% | 0% | 0% | 0% | 0% | 0% | 0% | 0% | 0% | 100% | 100% |  | No | Yes | Success | No spend
Success |  | 14162 | Para – Robertstown F1945 275 kV Line Insulator Systems Refurbishment - Rev 2 | 0% | 0% | 0% | 0% | 0% | 0% | 0% | 0% | 0% | 0% | 0% | 0% | 0% | 0% | 0% | 0% | 0% | 0% | 100% | 100% |  | No | Yes | Success | No spend
Success |  | 14163 | Para – Munno Para F1956 275 kV Line Insulator Systems Refurbishment - Rev 2 | 0% | 0% | 0% | 0% | 0% | 0% | 0% | 0% | 0% | 0% | 0% | 0% | 0% | 0% | 0% | 0% | 0% | 0% | 100% | 100% |  | No | Yes | Success | No spend
Success |  | 14193 | Transformer GIC Monitoring | 0% | 0% | 0% | 0% | 0% | 0% | 0% | 0% | 0% | 6.581% | 0% | 0% | 0% | 0% | 86.45% | 0% | 6.972% | 0% | 0% | 100% |  | No | Yes | Success | 428736.5457
Success |  | 14202 | Revenue Meter Replacement 2018-23 | 0% | 0% | 24.51% | 0% | 0% | 0% | 0% | 0% | 0% | 0% | 0% | 0% | 0% | 0% | 75.49% | 0% | 0% | 0% | 0% | 100% |  | No | Yes | Success | 1358176.127
Success |  | 14205 | Secondary Systems Product Evaluation 2018-2023 | 0% | 0% | 0% | 0% | 0% | 0% | 0% | 0% | 0% | 0% | 0% | 0% | 0% | 0% | 100% | 0% | 0% | 0% | 0% | 100% |  | No | Yes | Success | 2130522.6716
Success |  | 14209 | Substation Improvements for System Black Conditions rev 3 | 0% | 0% | 0% | 0% | 0% | 0% | 0% | 0% | 0% | 0% | 2.001% | 98% | 0% | 0% | 0% | 0% | 0% | 0% | 0% | 100% |  | No | Yes | Success | 7758769.8876
Success |  | 14214 | Transmission Line Access Track Upgrade rev3 (based on 10km access track at F1810) | 0% | 0% | 0% | 0% | 0% | 0% | 0% | 100% | 0% | 0% | 0% | 0% | 0% | 0% | 0% | 0% | 0% | 0% | 0% | 100% |  | No | Yes | Success | 3674008.7008
Success |  | 14215 | Para 275kV 50MVar Reactor - Copy | 0% | 0% | 0.99% | 0% | 0% | 0% | 0% | 0% | 0% | 79.7% | 0% | 13.31% | 0% | 0% | 5.009% | 0.66% | 0.33% | 0% | 0% | 100% |  | No | Yes | Success | 4799340.0521
Success |  | 14216 | Blythe West 275kV 50MVar Reactor | 0% | 0% | 0.99% | 0% | 0% | 0% | 0% | 0% | 0% | 79.7% | 0% | 13.31% | 0% | 0% | 5.009% | 0.66% | 0.33% | 0% | 0% | 100% |  | No | Yes | Success | 4631236.7902
Success |  | 14190 | Yorke Peninsula Telecoms Bearer -rev 1 | 0% | 99.95% | 0.0531% | 0% | 0% | 0% | 0% | 0% | 0% | 0% | 0% | 0% | 0% | 0% | 0% | 0% | 0% | 0% | 0% | 100% |  | No | Yes | Success | 4006112.8072
Success |  | 14191 | Davenport - Cultana Telecoms Bearer | 0% | 99.96% | 0.03957% | 0% | 0% | 0% | 0% | 0% | 0% | 0% | 0% | 0% | 0% | 0% | 0% | 0% | 0% | 0% | 0% | 100% |  | No | Yes | Success | 6480646.4538
Success |  | 14198 | Substation Access Roads and Drainage Upgrade rev 6 (full option) | 0% | 0.5374% | 0% | 0% | 0% | 0% | 0% | 0% | 0% | 0% | 0% | 99.46% | 0% | 0% | 0% | 0% | 0% | 0% | 0% | 100% |  | No | Yes | Success | 3217466.2038
Success |  | 14199 | East Terrace, Northfield and Kilburn Emergency Transformer Deployment Preparation rev 3 | 0% | 0% | 0% | 0% | 0% | 0% | 0% | 0% | 0% | 94.32% | 0% | 0% | 0% | 0% | 0% | 0% | 5.681% | 0% | 0% | 100% |  | No | Yes | Success | 2780547.5884
Success |  | 14200 | 160MVA 275/132kV Emergency Transformer Deployment Preparation rev3 | 0% | 0% | 0% | 0% | 0% | 0% | 0% | 0% | 0% | 47.21% | 0% | 12.55% | 0% | 0% | 36.81% | 3.429% | 0% | 0% | 0% | 100% |  | No | Yes | Success | 1397361.642
Success |  | 14201 | Re-Deployable Telecommunication Site rev 1 KM | 0% | 6.785% | 63.06% | 0% | 0% | 0% | 0% | 0% | 0% | 0% | 30.16% | 0% | 0% | 0% | 0% | 0% | 0% | 0% | 0% | 100% |  | No | Yes | Success | 1236278.2456
Success |  | 14203 | Telco DC Power Systems Upgrade | 0% | 2.939% | 92.16% | 0% | 0% | 0% | 0% | 0% | 0% | 0% | 0% | 0% | 0% | 0% | 0% | 4.899% | 0% | 0% | 0% | 100% |  | No | Yes | Success | 1144821.9476
Success |  | 14206 | Renewable Microgrid Demonstration Testbed | 0% | 0% | 0% | 0% | 0% | 0% | 0% | 100% | 0% | 0% | 0% | 0% | 0% | 0% | 0% | 0% | 0% | 0% | 0% | 100% |  | No | Yes | Success | 672381.8567
Success |  | 14207 | Special Protection and Wide Area Monitoring Scheme (SPS-WAMS) | 0% | 0% | 2.228% | 0% | 0% | 0% | 0% | 0% | 0% | 0% | 0% | 0% | 0% | 0% | 97.77% | 0% | 0% | 0% | 0% | 100% |  | No | Yes | Success | 5363924.791
Success |  | 14210 | High Risk Substation Environmental Investigation Project rev1 | 0% | 0% | 0% | 86.49% | 0% | 0% | 0% | 0% | 0% | 0% | 0% | 13.51% | 0% | 0% | 0% | 0% | 0% | 0% | 0% | 100% |  | No | Yes | Success | 2733423.6655
Success |  | 14218 | Spencer Gulf Emergency Restoration Response - Overhead Line - Southern Route - Preparatory Works | 0% | 0% | 0% | 0% | 0% | 0% | 0% | 0% | 0% | 0% | 0% | 0% | 0% | 0% | 1.118% | 98.88% | 0% | 0% | 0% | 100% |  | No | Yes | Success | 3497281.8697
Manual |  | 14196 | East Terrace 275 kV GIS Gas Monitoring S | 17: 100% | 100% | DB | No | No | Manual | 999036.9714
Manual |  | 14211 | NCIPAP South East 275 kV Capacitor Bank | 12: 65%; 14: 11%; 17: 24% | 100% |  | No | No | Manual | No spend
Manual |  | 14213 | NGM Access Enhancements | 17: 100% | 100% |  | No | No | Manual | No spend
Manual |  | XXXXX | Transmission Line Resilience | 18: 100% | 100% |  | No | No | Manual | No spend
Manual |  | 14048 | Blanche Circuit Breaker Arrangement Upgr | 12: 65%; 14: 20%; 17: 15% | 100% |  | No | No | Manual | No spend
Actual |  | 14210 | VLU Formula | [19 empty] | 0%
Success |  | 14218 | VLU Formula | [19 empty] | 0%
R4 NCIPAP |  |  | Not required for Reset Submission
Manual Adjustment

## Project labour content
All Projects Details - Commodities
| Success Estimator Commodities report | [5 empty] | Use for labour content where no specific project detail is available
Project Number | Estimate Name | Category | Estimate Type | Total Cost (Adjusted) | Labour content | Ave Labour % | Category | Total Cost | Labour Content | Labour %
EC.10306 | EC.10306 South East 3rd 275/132kV Transformer -rev 3 | Augmentation | Network | 6051070.256 | 2895151.2503 | 47.85% | Augmentation | 42255680.2724 | 19791806.7762 | 46.84% |  | 2016 | 2017 | 2018 | 2019 | 2020 | 2021 | 2022 | 2023 | Ave. | Ave. 2019-23
EC.11002 | EC.11002 Tungkillo Stage 2 ( Tailem Bend to Cherry Gardens ) rev 13 | Augmentation | Network | 4876864.4988 | 1913116.3952 | 39.23% | Connection | 70638057.947 | 33931040.9691 | 48.04% | BIS Jan 2017 | N/A | 0.9 | 0.9 | 0.9 | 1 | 1.4 | 1.7 | 1.8 | 1.2 | 1.4
EC.11003 | EC.11003 Tungkillo Stage 3 (Robertstown to Para ) rev 13 | Augmentation | Network | 4640608.583 | 1782081.6925 | 38.4% | Easement/Land | 5718405.36 | 35582.6928 | 0.6222% | BIS Feb 2016 | 0.9 | 1.4 | 1.3 | 1.5 | 1.7 | 1.9 | N/A | N/A | 1.4
EC.11552 | EC.11552 Mt. Benson 132/33 kV Substation Land Acquisition - Rev2 | Easement/Land | Land | 400000 | 0 | 0% | Facilities | 6062627.5301 | 1749403.6972 | 28.86% | Deloitte | 0 | 0.2 | 0.5 | 0.6 | 0.7 | 0.7 | 0.7 | 0.7 | 0.6 | 0.7
EC.11606 | EC.11606 Enterprise Integration Platform Refresh | Information Technology | ICT | 1551545 | 1132474.8548 | 72.99% | Information Technology | 44082045.9898 | 31325886.0229 | 71.06%
EC.11661 | EC.11661 Substation Computer Based Local Control Facilities Replacement rev 3 | Replacement | Network | 2883427.8076 | 1671995.587 | 57.99% | Inventory/Spares | 10999999.2675 | 481925.8493 | 4.381% | Labour Cost Rate AER - Feb 2016 | 0.5 | 0.8 | 0.9 | 1 | 1.2 | 1.9 |  |  | 1 | 1.4
EC.11722 | EC.11722 Brinkworth West Circuit Entry Easement Acquisition - Rev1 | Easement/Land | Land | 247000 | 35582.6928 | 14.41% | Other | 94412.0054 | 41269.604 | 43.71%
EC.11725 | EC.11725 Mintaro to Waterloo Easement Widening Land Acquisition - Rev1 | Easement/Land | Land | 1401405.56 | 0 | 0% | Refurbishment | 242172246.5173 | 120317891.7348 | 49.68% | Average Labour Cost Rate - Jan 2017 |  | 0.6 | 0.65 | 0.65 | 0.75 | 0.9 | 1.1 | 1.15 | 0.82857 | 0.91
EC.11726 | EC.11726 Lincoln Gap Substation Land Acquisition - Rev3 BP072013 | Easement/Land | Land | 169999.8 | 0 | 0% | Replacement | 130700457.9155 | 69369674.2079 | 53.08% | Revised Rates
EC.11727 | EC.11727 Fourth Northern Suburbs Connection Point Land Acquistion - Rev3 BP072013 | Easement/Land | Land | 2300000 | 0 | 0% | Security/Compliance | 82829281.5178 | 39271477.945 | 47.41% | Weighted Labour Cost Escalation - Feb 2016 | 0.3 | 0.5 | 0.6 | 0.7 | 0.8 | 1.3 |  |  | 0.7
EC.11811 | EC.11811 Outage Management Functional Upgrade 2 rev 2 | Information Technology | ICT | 1400000 | 1021861.9484 | 72.99% | (blank) | 1510742.8533 | 1378366.6389 | 91.24% | Weighted Labour Cost Escalation - Jan 2017 |  | 0.4 | 0.5 | 0.5 | 0.6 | 0.7 | 0.8 | 0.8 | 0.6 | 0.7
EC.11852 | EC.11852 Operational Historian Upgrade rev 2 | Replacement | ICT | 350000 | 319331.8589 | 91.24% | Grand Total | 637063957.1759 | 317694326.1382 | 49.87%
EC.11865 | EC.11865 network Configuration Management Upgrade 1 rev 2 | Replacement | ICT | 850000 | 620416.183 | 72.99% | Easements/Land |  |  | 21.21% |  | 2016 | 2017 | 2018 | 2019 | 2020 | 2021 | 2022 | 2023 | Ave. | Ave. 2019-23
EC.11876 | EC.11876 Integarated Network Modelling System rev 3 | Replacement | ICT | 500000 | 364950.6959 | 72.99% | Labour content per History in RIN Capex Master |  |  |  | Average Labour Cost Rate - Jan 2017 |  | 0.57 | 0.7 | 0.76 | 0.84 | 1.06 | 1.21 | 1.24 | 0.91143 | 1.022
EC.11877 | EC.11877 Kilburn Substation Upgrade rev 10 | Security/Compliance | Network | 4944496.7448 | 2502079.8463 | 50.6% |  |  |  |  | Revised Rates 07-Mar 2017 2 dec pl |  | 0.6 | 0.65 | 0.65 | 0.75 | 0.9 | 1.1 | 1.15 | 0.82857 | 0.91
EC.11892 | EC.11892 City West 2nd Cable Easement - Rev1 | Easement/Land | Land | 1200000 | 0 | 0% |  |  |  |  | Revised Rates 07-Mar 2017 1dec pl |  | 0.6 | 0.7 | 0.7 | 0.8 | 0.9 | 1.1 | 1.2 | 0.85714 | 0.94
EC.11898 | EC.11898 Waterloo - Robertstown #1 Line Reinstatement rev 5 | Augmentation | Network | 17092754.5625 | 9206926.8399 | 53.86%
EC.11902 | EC.11902 Yorke Peninsula Reinforcement 04/2016 rev 1 | Connection | Network | 70638057.947 | 33931040.9691 | 48.04%
EC.11906 | EC.11906 Application Virtualisation rev 2 | Refurbishment | ICT | 600000 | 443415.0955 | 73.9%
EC.11907 | EC.11907 Intranet & Extranet Refresh 18-19 | Information Technology | ICT | 250000 | 216689.4757 | 86.68%
EC.11915 | EC.11915 Furniture and Building Upgrades 2018-2019 rev 3 | Facilities | Facilities | 314103.6067 | 113475.6885 | 36.13%
EC.11916 | EC.11916 Vehicle Purchases 2018-2019 rev 4 | Facilities | Facilities | 139529.37 | 15993.3894 | 11.46%
EC.11917 | EC.11917 Investigation and Integration of New Technologies rev 2 | Replacement | Engineering | 2013795.9466 | 1837340.5801 | 91.24%
EC.11918 | EC.11918 People Management Upgrade rev 2 | Information Technology | ICT | 500000 | 364950.6959 | 72.99%
EC.11994 | EC.11994 Inventory Purchase 2018-19 rev 4 | Inventory/Spares | Network | 2199999.8535 | 96385.1699 | 4.381%
EC.12002 | EC.12002 Local Area Network Equipment Refresh 21-22 | Information Technology | ICT | 1811829.7111 | 611710.9329 | 33.76%
EC.12004 | EC.12004 Geospatial Systems Refresh 18-19 | Information Technology | ICT | 1205000 | 1044443.2727 | 86.68%
EC.12005 | EC.12005 IT Storage & Computer Hardware Refurb 19-20 | Information Technology | ICT | 2835243.4334 | 569271.4755 | 20.08%
EC.12008 | EC.12008 Project and Portfolio Management Systems Refresh 21-22 | Information Technology | ICT | 1100000 | 802891.5309 | 72.99%
EC.12010 | EC.12010 ERP Systems Refresh | Information Technology | ICT | 2999368.2581 | 2736553.8323 | 91.24%
EC.12013 | EC.12013 Standards Major Review 2018-2023 rev 5 | Replacement | Engineering | 2924949.777 | 2668656.1411 | 91.24%
EC.12017 | EC.12017 Geospatial Systems Refresh 23-24 | Information Technology | ICT | 1100000 | 802891.5309 | 72.99%
EC.12021 | EC.12021 Licenses, Maintenance, Minor Software 22-23 | Information Technology | ICT | 2750000 | 2007228.8272 | 72.99%
EC.12027 | EC.12027 Mechanical 300 Pirie St 2018-2019 rev 3 | Facilities | Facilities | 606866.841 | 159912.6891 | 26.35%
EC.12028 | EC.12028 Furniture and Building Upgrades 2019-2020 rev 3 | Facilities | Facilities | 310769.1735 | 112350.8935 | 36.15%
EC.12030 | EC.12030 Vehicle Purhases 2019-2020 rev 4 | Facilities | Facilities | 186420.3878 | 21368.217 | 11.46%
EC.12070 | EC.12070 Refresh and Maintain IT Hardware 19-20 | Information Technology | ICT | 1400629.0363 | 971233.2839 | 69.34%
EC.12071 | EC.12071 Licenses, Maintenance, Minor Software 19-20 | Information Technology | ICT | 2750000 | 2007228.8272 | 72.99%
EC.12072 | EC.12072 IT Security Technology Refresh 19-20 | Information Technology | ICT | 1300000 | 948871.8092 | 72.99%
EC.12073 | EC.12073 IT OCS Software 4 rev 2 | Replacement | ICT | 1800000 | 1478050.3182 | 82.11%
EC.12094 | EC.12094 Inventory Purchases 2019-2020 rev 4 | Inventory/Spares | Network | 2199999.8535 | 96385.1699 | 4.381%
EC.12103 | EC.12103 Transmission Operator Situational Awareness rev 3 | Security/Compliance | ICT | 800000 | 583921.1134 | 72.99%
EC.12105 | EC.12105 Electrical 300 Pirie St 2020-2021 rev 3 | Facilities | Facilities | 228075.2304 | 56775.9777 | 24.89%
EC.12106 | EC.12106 Furniture Building Upgrades 2020-2021 rev 3 | Facilities | Facilities | 326774.4528 | 108629.9095 | 33.24%
EC.12107 | EC.12107 Electrical Rymill Bldg. 2020 - 2021 rev 1 BP072013 | Facilities | Facilities | 50000 | 16449.507 | 32.9%
EC.12108 | EC.12108 Mechanical Keswick North 2020-2021 rev 3 | Facilities | Facilities | 152717.0402 | 39995.6108 | 26.19%
EC.12109 | EC.12109 Fire Panel Keswick North 2020 -2021 rev 1 PB072013 | Facilities | Facilities | 10000 | 3424.7535 | 34.25%
EC.12110 | EC.12110 Mechanical Keswick South 2020-2021 rev 3 | Facilities | Facilities | 234744.0967 | 60625.5677 | 25.83%
EC.12111 | EC.12111 Vehicle Purchases 2020-2021 rev 4 | Facilities | Facilities | 248179.2893 | 28447.2583 | 11.46%
EC.12115 | EC.12115 Telco Asset Replacement 2018-2023 rev 2 | Replacement | Telco | 6472513.1744 | 1202022.68 | 18.57%
EC.12203 | EC.12203 IT OCS Software 5 rev 2 | Replacement | ICT | 1800000 | 1478050.3182 | 82.11%
EC.12204 | EC.12204 Generator Replacement 300 Pirie St 2021-2022 rev 3 | Facilities | Facilities | 326774.4528 | 83029.9095 | 25.41%
EC.12205 | EC.12205 Furniture and Building Upgrades 2021-2022 rev 3 | Facilities | Facilities | 341445.9589 | 114219.0075 | 33.45%
EC.12206 | EC.12206 Electrical Back Up Control Centre 2021 -2022 rev 1 BP072013 | Facilities | Facilities | 30000 | 10173.1214 | 33.91%
EC.12207 | EC.12207 Vehicle Purchases 2021-2022 rev 4 | Facilities | Facilities | 233311.4056 | 26743.0446 | 11.46%
EC.12210 | EC.12210 Refresh and Maintain IT Hardware 21-22 | Information Technology | ICT | 1199000 | 831394.1802 | 69.34%
EC.12211 | EC.12211 IT Security Technology Refresh 21-22 | Information Technology | ICT | 1299500 | 948506.8585 | 72.99%
EC.12301 | EC.12301 Automated Asset Health Monitoring & Assement rev 3 | Replacement | ICT | 899999.8571 | 821138.9353 | 91.24%
EC.12330 | EC.12330 One IP Substation Network Stage 2 rev 2 | Replacement | Telco | 4512113.3002 | 2119558.4958 | 46.97%
EC.12334 | EC.12334 Furniture and Building Upgrade 2022-2023 rev 2 | Facilities | Facilities | 367454.5378 | 133072.4085 | 36.21%
EC.12335 | EC.12335 Vehicle Purchases 2022-2023 rev 3 | Facilities | Facilities | 139529.37 | 15993.3894 | 11.46%
EC.12336 | EC.12336 Carpet Upgrades to Pirie and Rymill 2022-2023 rev 2 | Facilities | Facilities | 171389.8661 | 50454.4627 | 29.44%
EC.12400 | EC.12400 IT OCS Software 6 rev 2 | Replacement | ICT | 1800000 | 1478050.3182 | 82.11%
EC.12402 | EC.12402 Refresh and Maintain IT Hardware 22-23 | Information Technology | ICT | 1199000 | 831394.1802 | 69.34%
EC.12403 | EC.12403 Licenses, Maintenance, Minor Software 21-22 | Information Technology | ICT | 2750000 | 2007228.8272 | 72.99%
EC.12404 | EC.12404 Windows Backoffice Management Systems Refresh 20-21 | Information Technology | ICT | 2162328.303 | 1578437.5826 | 73%
EC.12406 | EC.12406 Intranet Platform Refresh 22-23 | Information Technology | ICT | 810000 | 591220.1273 | 72.99%
EC.12500 | EC.12500 VOIP Network Refresh rev 1 | Replacement | Telco | 800219.4221 | 584121.309 | 73%
EC.14011 | EC.14011 Dynamics Ratings System Upgrade rev 2 | Replacement | ICT | 500000 | 456188.3698 | 91.24%
EC.14013 | EC.14013 System Switching Writer Enhancement 1 rev 2 | Replacement | ICT | 900000 | 821139.0657 | 91.24%
EC.14014 | EC.14014 Energy Management System Technical Upgrade 2 rev 2 | Replacement | ICT | 1500000 | 1368565.1094 | 91.24%
EC.14017 | EC.14017 Automated IED data capture rev 2 | Replacement | ICT | 900000 | 821139.0657 | 91.24%
EC.14019 | EC.14019 Estimating System Upgrade with Maintenance Enhancements | Information Technology | ICT | 500000 | 433378.9513 | 86.68%
EC.14023 | EC.14023 IT Systems Admin and Monitoring Tools Refresh | Information Technology | ICT | 670902.9233 | 495970.6628 | 73.93%
EC.14026 | EC.14026 Inventory Purchases 2020-21 rev 4 | Inventory/Spares | Network | 2199999.8535 | 96385.1699 | 4.381%
EC.14027 | EC.14027 Inventory Purchases 2021-2022 rev 4 | Inventory/Spares | Network | 2199999.8535 | 96385.1699 | 4.381%
EC.14028 | EC.14028 Inventory Purchases 2022-2023 rev 4 | Inventory/Spares | Network | 2199999.8535 | 96385.1699 | 4.381%
EC.14031 | EC.14031 Protection Systems Unit Asset Replacement 2018-23 rev 5 | Replacement | Network | 28204402.9941 | 16149021.976 | 57.26%
EC.14032 | EC.14032 Instrument Transformer Unit Asset Replacement 2018-23 rev 8 | Replacement | Network | 4528054.8069 | 1524083.2293 | 33.66%
EC.14033 | EC.14033 Circuit Breaker Unit Asset Replacement 2018-23 rev 5 | Replacement | Network | 4585312.8706 | 1671358.6425 | 36.45%
EC.14034 | EC.14034 Isolator Unit Asset Replacement 2018-23 rev 9 | Replacement | Network | 10415359.5767 | 3802086.2925 | 36.5%
EC.14041 | EC.14041 NCIPAP 5 Davenport - Robertstown Removal of Plant Limits REV 2 | Security/Compliance |  | 1293343.1164 | 657333.3251 | 50.82%
EC.14042 | EC.14042 Canowie Circuit Breaker Arranagement Upgrade rev 5 | Security/Compliance | Network | 1527651.8762 | 819804.1518 | 53.66%
EC.14045 | EC.14045 110v Battery Charger Unit Asset Replacement 2018-2023 - rev 3 | Replacement | Network | 1014869.7344 | 704980.3477 | 69.47%
EC.14046 | EC.14046 AC Board Unit Asset Replacement 2018-2023 rev 4 | Replacement | Network | 8897735.7054 | 4384002.8458 | 49.27%
EC.14047 | EC.14047 Transformer Bushing Unit Asset Replacement 2018-2023 rev 6 | Replacement | Network | 6539891.4533 | 2524485.6202 | 38.6%
EC.14048 | EC.14048 Blanche Circuit Breaker Arrangement Upgrade rev 4 | Security/Compliance |  | 2899088.9948 | 1546773.0662 | 53.35%
EC.14049 | EC.14049 Leigh Creek South Transformer Replacement (5MVA 132/11kV) rev 12 | Refurbishment | Network | 2856507.2517 | 1365074.1926 | 47.79%
EC.14054 | EC.14054 Murray Bridge - Hahndorf No3 Pumping Station Substation rev 10 | Security/Compliance | Network | 14514519.3615 | 6643363.9426 | 45.77%
EC.14056 | EC.14056 Templers West 275kV Reactor Option 1 rev 6 | Security/Compliance | Network | 4603151.9942 | 1769368.1634 | 38.44%
EC.14060 | EC.14060 Workspace Layout Refresh Stage 1 rev 2 | Facilities | Facilities | 510835.1651 | 184638.5932 | 36.14%
EC.14061 | EC.14061 Workspace Layout Refresh Stage 2 rev 2 | Facilities | Facilities | 510835.1651 | 184638.5932 | 36.14%
EC.14062 | EC.14062 Workspace Layout Refresh Stage 3 rev 2 | Facilities | Facilities | 510835.1651 | 184638.5932 | 36.14%
EC.14065 | EC.14065 NCIPAP Transformer Management Relay DR-E3 Uprating Program rev 4 | Security/Compliance | Network | 435592.6545 | 90504.1232 | 20.78%
EC.14066 | EC.14066 Telco Tower Capacity Increase rev 2 | Security/Compliance | Telco | 1259251.8849 | 465886.0418 | 37%
EC.14067 | EC.14067 Lift Upgrade Pirie Street rev 2 | Facilities | Facilities | 112036.9553 | 24353.1118 | 21.74%
EC.14069 | EC.14069 Telecoms Network Optimisation 2018-2023 rev 1 | Augmentation | Telco | 1707120.3536 | 535918.8442 | 31.39%
EC.14070 | EC.14070 Substation Operational Data Network Replacement rev 3 | Replacement | Telco | 3643741.334 | 2360506.284 | 64.78%
EC.14071 | EC.14071 Robertstown Circuit Breaker Arrangement Upgrade Option 1 rev 6 | Security/Compliance | Network | 6478070.3923 | 3202327.4368 | 49.43%
EC.14072 | EC.14072 Mid North 132kV Reclosing Risk Mitigation rev 4 | Security/Compliance | Network | 2565254.8226 | 1444740.455 | 56.32%
EC.14073 | EC.14073 South East 132kV Reclosing Risk Mitigation rev 4 | Security/Compliance | Network | 1927469.6714 | 1102399.048 | 57.19%
EC.14074 | EC.14074 Neutral Earthing Resistors and Reactors Fault Ratings Protection rev 4 | Security/Compliance | Network | 786466.1916 | 587632.6036 | 74.72%
EC.14075 | EC.14075 Substation Air Conditioning System Unit Asset replacement 2018-2013 .rev 7 | Replacement | Network | 1164204.0462 | 591921.1991 | 50.84%
EC.14076 | EC.14076 Line Support Systems Refurbishment 2018-2023 rev 1 | Refurbishment | Network | 8539155.2188 | 4765565.8408 | 55.81%
EC.14077 | EC.14077 Mannum Transformer 1 and 2 Replacement rev 10 | Replacement | Network | 2588973.8477 | 599445.6352 | 23.15%
EC.14079 | EC.14079 Building Security Upgrade Unit Asset Replacement 2018-2023 rev 2 | Replacement | Network | 1292571.5559 | 224063.7381 | 17.33%
EC.14080 | EC.14080 Substation Security Fencing 2018-2023 ENET works rev 6 | Replacement | Network | 4050754.5602 | 2259667.6975 | 55.78%
EC.14081 | EC.14081 Line Insulator Systems Refurbishment - Rev 5 | Refurbishment | Network | 56223720.8864 | 25423583.2609 | 45.22%
EC.14084 | EC.14084 Line Conductor and Earthwire Replacement 2018-2023 Option 1 Generation rev 4 | Refurbishment | Network | 16570070.1873 | 11206653.024 | 67.63%
EC.14090 | EC.14090 Mount Gambier Transformer 1 Replacement rev 9 | Replacement | Network | 2011614.5314 | 654529.8711 | 32.54%
EC.14091 | EC.14091 Online Asset Condition Assessment Equipment Replacement 2018-2023 rev 13 | Replacement | Network | 5124251.7779 | 2841198.6042 | 55.45%
EC.14097 | EC.14097 Records and Drawing Management Tools Consolidate and Refresh | Information Technology | ICT | 1560000 | 1423307.7138 | 91.24%
EC.14099 | EC.14099 Stakeholder Management Systems Refresh 23-24 | Information Technology | ICT | 310000 | 226269.4314 | 72.99%
EC.14102 | EC.14102 Telecoms Management Systems Replacement 2018-2023 rev 1 | Replacement | Telco | 1000176.2233 | 730062.1738 | 72.99%
EC.14103 | EC.14103 OT Data Centre Replacement 2018-23 rev 2 | Replacement | Telco | 1049655.2432 | 775205.6806 | 73.85%
EC.14104 | EC.14104 OT Network Architecture and Security Standards Refresh 2018-23 rev2 | Replacement | Telco | 399747.83 | 291730.4826 | 72.98%
EC.14105 | EC.14105 Brinkworth to Waterloo Bearer Replacement rev 4 | Replacement | Telco | 10399350.342 | 6094223.5348 | 58.6%
EC.14106 | EC.14106 IT Service Operations System Upgrade 2 rev 2 | Refurbishment | ICT | 380000 | 277362.5288 | 72.99%
EC.14107 | EC.14107 Archive and Optimise SAP Data | Information Technology | ICT | 310000 | 282836.7893 | 91.24%
EC.14108 | EC.14108 Advanced Analytics for Business Intelligence Implementation | Information Technology | ICT | 675000 | 615854.2993 | 91.24%
EC.14109 | EC.14109 Business Process Rules and Automation Tools Implementation | Information Technology | ICT | 1100000 | 1003614.4136 | 91.24%
EC.14110 | EC.14110 Integrated Project and Resource Modelling System rev 3 | Information Technology | ICT | 490000 | 357651.6819 | 72.99%
EC.14111 | EC.14111 Treasury and Risk Systems Refresh | Information Technology | ICT | 452250 | 330508.4739 | 73.08%
EC.14112 | EC.14112 Financial Budgeting and Forecasting Systems Refresh | Information Technology | ICT | 550000 | 401445.7654 | 72.99%
EC.14113 | EC.14113 Project and Opex Resource Modelling Systems Refresh | Information Technology | ICT | 260000 | 189774.3618 | 72.99%
EC.14115 | EC.14115 IT Backup and Archiving Systems Replacement | Information Technology | ICT | 619674.6437 | 457898.7511 | 73.89%
EC.14116 | EC.14116 Virtual Application Capability Refresh | Information Technology | ICT | 800368.3749 | 591556.224 | 73.91%
EC.14117 | EC.14117 Social Media Monitoring rev 2 | Augmentation | ICT | 480000 | 437940.835 | 91.24%
EC.14118 | EC.14118 Database Platform Refresh 19-20 | Information Technology | ICT | 3410406.3059 | 2489334.4498 | 72.99%
EC.14121 | EC.14121 Project Delivery Optimisation 2 |  | Engineering | 1510742.8533 | 1378366.6389 | 91.24%
EC.14137 | EC.14137 Cultana - Yadnarie F1810 132 kV Line Conductor and Earthwire Refurbishment Live Line Option 3 rev 2 | Refurbishment | Network | 33674305.8638 | 17472882.5905 | 51.89%
EC.14138 | EC.14138 MWPS1 – NWB F1854 132 kV Line Conductor and Earthwire Refurbishment | Refurbishment |  | 1519072.4443 | 1026066.4916 | 67.55%
EC.14139 | EC.14139 MWPS3 – MWPS2 F1849 132 kV Line Conductor and Earthwire Refurbishment | Refurbishment | Network | 3898527.314 | 2630294.0952 | 67.47%
EC.14140 | EC.14140 MWPS4 - Robertstown F1855 132 kV Line Conductor and Earthwire Refurbishment | Refurbishment | Network | 1570175.327 | 1059228.0823 | 67.46%
EC.14141 | EC.14141 MWPS2 – MWPS1 F1853 132 kV Line Conductor and Earthwire Refurbishment | Refurbishment | Network | 3908357.2537 | 2625170.5858 | 67.17%
EC.14142 | EC.14142 Robertstown – MWPS3 F1847 132 kV Line Conductor and Earthwire Refurbishment | Refurbishment | Network | 1547124.6792 | 1048326.4754 | 67.76%
EC.14143 | EC.14143 Waterloo – Waterloo East F1806 132 kV Line Conductor and Earthwire Refurbishment | Refurbishment | Network | 1580789.7599 | 1078925.8497 | 68.25%
EC.14144 | EC.14144 Waterloo East - MWPS4 F1888 132 kV Line Conductor and Earthwire Refurbishment | Refurbishment | Network | 2546023.4092 | 1738641.444 | 68.29%
EC.14145 | EC.14145 Yadnarie – Port Lincoln F1811 132 kV Line Conductor and Earthwire Refurbishment Option 3 rev 2 | Refurbishment | Network | 36144300.3632 | 18966985.477 | 52.48%
EC.14146 | EC.14146 Cherry Gardens - Happy Valley F1906 275kV Line Insulator Systems Refurbishment - Rev 1 | Refurbishment | Network | 1230142.3594 | 574473.7919 | 46.7%
EC.14147 | EC.14147 TIPS - New Osborne No3 F1714 66 kV Line Insulator Systems Refurbishment - Rev 1 | Refurbishment | Network | 695856.2156 | 309103.0818 | 44.42%
EC.14148 | EC.14148 TIPS - New Osborne No4 F1715 66 kV Line Insulator Systems Refurbishment - Rev 1 | Refurbishment | Network | 695856.2156 | 309103.0818 | 44.42%
EC.14149 | EC.14149 Waterloo – Mintaro F1805 132 kV Line Insulator Systems Refurbishment - Rev 1 | Refurbishment | Network | 2429670.287 | 1098149.264 | 45.2%
EC.14150 | EC.14150 Davenport - Leigh Creek F1813 132 kV Line Insulator Systems Refurbishment - Rev 1 | Refurbishment | Network | 1440964.5507 | 661060.9026 | 45.88%
EC.14151 | EC.14151 NWB - Monash No1 F1820 132 kV Line Insulator Systems Refurbishment - Rev 1 | Refurbishment | Network | 10678171.5061 | 4807691.0979 | 45.02%
EC.14152 | EC.14152 Keith - Kincraig F1828 132 kV Line Insulator Systems Refurbishment - Rev 1 | Refurbishment | Network | 8893684.4515 | 4000758.047 | 44.98%
EC.14153 | EC.14153 South East - Mount Gambier F1829 132 kV Line Insulator Systems Refurbishment - Rev 1 | Refurbishment | Network | 1740691.286 | 793248.0019 | 45.57%
EC.14154 | EC.14154 Kincraig - Penola West F1831 132 kV Line Insulator Systems Refurbishment - Rev 1 | Refurbishment | Network | 5276691.2029 | 2383911.6616 | 45.18%
EC.14155 | EC.14155 MBHPS3-Kanmantoo-Back Callington F1850 132 kV Line Insulator Systems Refurbishment - Rev 2 | Refurbishment | Network | 811334.5636 | 383005.0607 | 47.21%
EC.14156 | EC.14156 Pelican Point – PGW F1901 275 kV Line Insulator Systems Refurbishment - Rev 1 | Refurbishment | Network | 1264432.283 | 589798.9724 | 46.65%
EC.14157 | EC.14157 TIPS - Para No4 F1902 275 kV Line Insulator Systems Refurbishment - Rev 1 | Refurbishment | Network | 2912816.4586 | 1316495.9416 | 45.2%
EC.14158 | EC.14158 TIPS - Cherry Gardens F1903 275kV Line Insulator Systems Refurbishment - Rev 2 | Refurbishment | Network | 5960893.7534 | 2686056.3502 | 45.06%
EC.14159 | EC.14159 TIPS - Magill F1912 275 kV Line Insulator Systems Refurbishment - Rev 1 | Refurbishment | Network | 4857853.8903 | 2172659.421 | 44.72%
EC.14160 | EC.14160 Para - Tungkillo F1921 275 kV Line Insulator Systems Refurbishment - Rev 1 | Refurbishment | Network | 3765766.4883 | 1686240.2209 | 44.78%
EC.14161 | EC.14161 PGW - Para F1940 275 kV Line Insulator Systems Refurbishment - Rev 1 | Refurbishment | Network | 2194988.5508 | 995789.5568 | 45.37%
EC.14162 | EC.14162 Para – Robertstown F1945 275 kV Line Insulator Systems Refurbishment - Rev 2 | Refurbishment | Network | 785286.0266 | 374448.6805 | 47.68%
EC.14163 | EC.14163 Para – Munno Para F1956 275 kV Line Insulator Systems Refurbishment - Rev 2 | Refurbishment | Network | 588620.7969 | 281590.1264 | 47.84%
EC.14166 | EC.14166 NCIPAP Robertstown-Tungkillo Plant Limits rev2 | Refurbishment | Network | 2427803.4823 | 1168766.8637 | 48.14%
EC.14167 | EC.14167 NCIPAP Davenport - Robertstown 275kV Line Uprating - Rev 4 | Refurbishment | Network | 2049829.7296 | 1226725.7822 | 59.85%
EC.14168 | EC.14168 NCIPAP SmartWires Powerline Guardian | Refurbishment | Network | 5648177.6347 | 399783.0817 | 7.078%
EC.14169 | EC.14169 NCIPAP South East - Tungkillo 275kV Dynamic Line Rating rev 1 | Other | Network | 94412.0054 | 41269.604 | 43.71%
EC.14170 | EC14170 Kilburn Substation Emergency Bypass | Security/Compliance | Network | 126907.5521 | 98496.6612 | 77.61%
EC.14176 | EC.14176 Surge Arrestor Unit Asset Replacement 2018-23 rev3 (wo stand& exc 11 extra SA) | Replacement | Network | 2382770.1971 | 1076385.3217 | 45.17%
EC.14180 | EC.14180 Pimba Telecoms Bearer rev 2 | Augmentation | Telco | 3570726.9954 | 1484787.2069 | 41.58%
EC.14181 | EC.14181 Tailem Bend Telecoms Network Bypass rev 2 | Augmentation | Telco | 3836535.0231 | 1535883.7121 | 40.03%
EC.14182 | EC.14182 South East SVC Computer Control System Replacement Rev 3 | Refurbishment | Network | 4264584.8259 | 970857.7122 | 22.77%
EC.14193 | EC.14193 Transformer GIC Monitoring | Security/Compliance | Network | 398797.1255 | 239935.0695 | 60.16%
EC.14211 | EC.14211 NCIPAP South East Additional 275kV System Capacitor rev1 | Security/Compliance | Network | 3329915.7596 | 1310967.5855 | 39.37%
EC.XXXXXA | EC.XXXXX Spencer Gulf Emergency Restoration Response - Overhead Line - Option 1 | Security/Compliance | Network | 34939303.3752 | 16205945.3115 | 46.38%
Total |  |  |  | 637063957.1759 | 317694326.1382 | 49.87%

## Capex 15yr View
Capex Forecast Summary
Category - $m Nominal | 2009 | 2010 | 2011 | 2012 | 2013 | 2014 | 2015 | 2016 | 2017 | 2018 | 2019 | 2020 | 2021 | 2022 | 2023
Augmentation | 14.3 | 42.5 | 161.8 | 72.1 | 56.4 | 26.446 | 10.033 | 36.6504 | 15.8948 | 17.855 | 14.1928 | 1.6735 | 0.14236 | 1.2187e-07 | 1.2254e-07
Connection | 11.8 | 20.8 | 28.9 | 23.7 | 35.6 | 11.976 | 19.12 | 2.7094 | 3.584 | 0 | 0.086575 | 1.3151 | 5.3784 | 0.0070452 | 0
Replacement | 55.3 | 35 | 19.2 | 47 | 69.5 | 65 | 56.7 | 74.0804 | 72.6446 | 69.1677 | 32.8564 | 36.624 | 40.6994 | 47.6113 | 21.5731
Refurbishment | 0 | 0 | 0 | 0 | 0 | 2.042 | 10.05 | 24.5587 | 23.5066 | 12.5711 | 10.2225 | 40.1906 | 51.7499 | 45.2391 | 24.6483
Easements | 1.2 | 0.2 | 1.2 | 12.3 | 14.5 | 5.711 | 5.591 | 4.4847 | 9.3654 | -0.07919 | 0 | 0 | 0 | 0 | 0
Security/ Compliance | 3.7 | 8 | 11 | 14.1 | 23.8 | 6.091 | 3.032 | 12.0377 | 14.7866 | 39.1745 | 23.009 | 13.1287 | 5.2882 | 3.8454 | 3.3506
Inventory/Spares | 3.8 | 2.4 | 2.2 | 2.4 | 4.1 | 0.539 | 2.084 | 1.7677 | 4.3231 | 4.5086 | 2.3639 | 2.4286 | 2.4726 | 2.5379 | 2.6033
Information Technology | 6.4 | 5.8 | 7.3 | 7.7 | 12.7 | 12.415 | 7.111 | 9.8382 | 13.4215 | 12.5105 | 14.9588 | 8.4103 | 9.7176 | 10.3417 | 7.4
Facilities | 0.9 | 2.8 | 0.7 | 1.2 | 1.9 | 1.215 | 0.692 | 0.87311 | 2.8296 | 4.8209 | 1.5158 | 1.2122 | 1.619 | 1.2438 | 0.74718
Other | [7 empty] | 0.029719 | 0.9345 | 3.0284 | 0 | 0 | 0 | 0 | 0
TOTAL | 97.4 | 117.5 | 232.3 | 180.5 | 218.5 | 131.435 | 114.413 | 167.0301 | 161.2907 | 163.5575 | 99.2058 | 104.983 | 117.0674 | 110.8262 | 60.3225
Check | [7 empty] | 0 | 0 | 0 | 0 | 0 | 0 | 0 | 0
CPI | 2.436% | 2.919% | 3.256% | 1.628% | 2.207% | 2.93% | 1.328% | 1.311% | 2.126% | 2.5% | 2.5% | 2.5% | 2.5% | 2.5% | 2.5%
CPI Discounter | 0.81554 | 0.8359 | 0.86104 | 0.89002 | 0.90475 | 0.92516 | 0.95308 | 0.96591 | 0.97874 | 1 | 1.025 | 1.0506 | 1.0769 | 1.1038 | 1.1314
Category - $m Real 2017-18 | 2009 | 2010 | 2011 | 2012 | 2013 | 2014 | 2015 | 2016 | 2017 | 2018 | 2019 | 2020 | 2021 | 2022 | 2023
Augmentation | 17.5344 | 50.8431 | 187.9127 | 81.0094 | 62.3379 | 28.4188 | 10.6401 | 38.3653 | 16.2922 | 17.855 | 13.8466 | 1.5928 | 0.1322 | 1.104e-07 | 1.083e-07
Connection | 14.4689 | 24.8832 | 33.5641 | 26.6286 | 39.3481 | 12.8694 | 20.277 | 2.8361 | 3.6736 | 0 | 0.084463 | 1.2517 | 4.9944 | 0.0063826 | 0
Replacement | 67.8079 | 41.8708 | 22.2987 | 52.8078 | 76.8171 | 69.8488 | 60.1309 | 77.5465 | 74.4607 | 69.1677 | 32.055 | 34.8592 | 37.7934 | 43.1335 | 19.0675
Refurbishment | 0 | 0 | 0 | 0 | 0 | 2.1943 | 10.6581 | 25.7078 | 24.0942 | 12.5711 | 9.9732 | 38.254 | 48.0549 | 40.9844 | 21.7855
Easements | 1.4714 | 0.23926 | 1.3937 | 13.8199 | 16.0266 | 6.137 | 5.9293 | 4.6945 | 9.5995 | -0.07919 | 0 | 0 | 0 | 0 | 0
Security/ Compliance | 4.5369 | 9.5705 | 12.7753 | 15.8423 | 26.3057 | 6.5454 | 3.2155 | 12.6009 | 15.1563 | 39.1745 | 22.4478 | 12.4961 | 4.9106 | 3.4837 | 2.9614
Inventory/Spares | 4.6595 | 2.8711 | 2.5551 | 2.6966 | 4.5317 | 0.57921 | 2.2101 | 1.8504 | 4.4312 | 4.5086 | 2.3062 | 2.3115 | 2.2961 | 2.2992 | 2.301
Information Technology | 7.8476 | 6.9386 | 8.4781 | 8.6515 | 14.0371 | 13.3411 | 7.5413 | 10.2985 | 13.757 | 12.5105 | 14.5939 | 8.0051 | 9.0237 | 9.3691 | 6.5405
Facilities | 1.1036 | 3.3497 | 0.81297 | 1.3483 | 2.1 | 1.3056 | 0.73387 | 0.91396 | 2.9003 | 4.8209 | 1.4789 | 1.1538 | 1.5034 | 1.1268 | 0.6604
Other | 0 | 0 | 0 | 0 | 0 | 0 | 0 | 0.031109 | 0.95786 | 3.0284 | 0 | 0 | 0 | 0 | 0
TOTAL | 119.4301 | 140.5662 | 269.7907 | 202.8045 | 241.5042 | 141.2396 | 121.3362 | 174.8452 | 165.323 | 163.5575 | 96.7861 | 99.9243 | 108.7087 | 100.4031 | 53.3163