{"text_format":"1","workbook":"xlsx","n_sheets":8,"sheets":["Historical scenario - input","Historical scenario - output","Cost scenario - input","Cost scenario - output","Lives scenario - input","Lives scenario - output","Combined scenario - input","Combined scenario - output"],"not_rendered":{"charts":0,"images":0,"macros":1,"external_links":0,"defined_names":1,"comments":0,"pivot_tables":0},"unopened":[],"bounds":{"document_bytes":16777216,"sheet_cells":100000,"rows_first":2000,"rows_last":500,"rows_between":2000,"halvings":0,"cell_chars":16384,"cell_head_chars":4096},"cells_cut":0,"cells_raw":0,"read":"whole","date_system":"1900"}

{"sheet":"Historical scenario - input","index":0,"n_rows":190,"n_cols":190,"rows_kept":190,"cut":false,"hidden":false,"merged":[[2,3,3,3],[2,4,3,5],[2,6,3,6]]}
[null,"Unit cost - historical","Calibration period: 2014-15 to 2017-18"]
[null,"Replacement lives - calibrated"]
[null,null,null,"Unit cost","Replacement \nlife",null,"Method","Volume",null,null,null,null,null,null,null,null,null,null,null,null,null,null,null,null,null,null,null,null,null,null,null,null,null,null,null,null,null,null,null,null,null,null,null,null,null,null,null,null,null,null,null,null,null,null,null,null,null,null,null,null,null,null,null,null,null,null,null,null,null,null,null,null,null,null,null,null,null,null,null,null,null,null,null,null,null,null,null,null,null,null,null,null,null,null,null,null,null,null,null,"Replacement Cost (NOT depreciated)"]
[null,null,null,null,null,null,null,"Installation date",null,null,null,null,null,null,null,null,null,null,null,null,null,null,null,null,null,null,null,null,null,null,null,null,null,null,null,null,null,null,null,null,null,null,null,null,null,null,null,null,null,null,null,null,null,null,null,null,null,null,null,null,null,null,null,null,null,null,null,null,null,null,null,null,null,null,null,null,null,null,null,null,null,null,null,null,null,null,null,null,null,null,null,null,null,null,null,null,null,null,null,"Installation date"]
["ID","Asset group","Asset category","$ ('000)","μ","σ","#",2018,2017,2016,2015,2014,2013,2012,2011,2010,2009,2008,2007,2006,2005,2004,2003,2002,2001,2000,1999,1998,1997,1996,1995,1994,1993,1992,1991,1990,1989,1988,1987,1986,1985,1984,1983,1982,1981,1980,1979,1978,1977,1976,1975,1974,1973,1972,1971,1970,1969,1968,1967,1966,1965,1964,1963,1962,1961,1960,1959,1958,1957,1956,1955,1954,1953,1952,1951,1950,1949,1948,1947,1946,1945,1944,1943,1942,1941,1940,1939,1938,1937,1936,1935,1934,1933,1932,1931,1930,1929,1928,null,{"$f":"H5","v":2018},{"$f":"I5","v":2017},2016,2015,2014,2013,2012,2011,2010,2009,2008,2007,2006,2005,2004,2003,2002,2001,2000,1999,1998,1997,1996,1995,1994,1993,1992,1991,1990,1989,1988,1987,1986,1985,1984,1983,1982,1981,1980,1979,1978,1977,1976,1975,1974,1973,1972,1971,1970,1969,1968,1967,1966,1965,1964,1963,1962,1961,1960,1959,1958,1957,1956,1955,1954,{"$f":"BU5","v":1953},1952,1951,1950,1949,1948,1947,1946,1945,1944,1943,1942,1941,1940,1939,1938,1937,1936,1935,1934,1933,1932,1931,1930,1929,1928]
[1,"OVERHEAD CONDUCTORS","˂ = 1 kv",64.200942874105252,66.844416806780757,8.1758434920673935,2,29,40,37,46,44,63,79,62,71,70,63,65,70,58,50,36,44,55,76,68,82,101,113,172,195,226,249,265,306,294,254,298,389,368,426,482,369,370,410,512,576,576,605,549,529,550,503,523,501,184,209,190,200,193,142,89,76,82,60,69,55,61,47,56,49,57,49,47,37,39,33,25,23,7,5,4,10,12,16,16,14,21,23,19,19,9,11,3,2,0,0,null,{"$f":"IFERROR($D6*H6,\"\")","v":1861.8273433490524},{"$f":"IFERROR($D6*I6,\"\")","v":2568.03771496421},{"$f":"IFERROR($D6*J6,\"\")","v":2375.4348863418945},{"$f":"IFERROR($D6*K6,\"\")","v":2953.2433722088417},{"$f":"IFERROR($D6*L6,\"\")","v":2824.8414864606311},{"$f":"IFERROR($D6*M6,\"\")","v":4044.6594010686308},{"$f":"IFERROR($D6*N6,\"\")","v":5071.8744870543151},{"$f":"IFERROR($D6*O6,\"\")","v":3980.4584581945255},{"$f":"IFERROR($D6*P6,\"\")","v":4558.2669440614727},{"$f":"IFERROR($D6*Q6,\"\")","v":4494.0660011873679},{"$f":"IFERROR($D6*R6,\"\")","v":4044.6594010686308},{"$f":"IFERROR($D6*S6,\"\")","v":4173.0612868168409},{"$f":"IFERROR($D6*T6,\"\")","v":4494.0660011873679},{"$f":"IFERROR($D6*U6,\"\")","v":3723.6546866981048},{"$f":"IFERROR($D6*V6,\"\")","v":3210.0471437052624},{"$f":"IFERROR($D6*W6,\"\")","v":2311.2339434677892},{"$f":"IFERROR($D6*X6,\"\")","v":2824.8414864606311},{"$f":"IFERROR($D6*Y6,\"\")","v":3531.0518580757889},{"$f":"IFERROR($D6*Z6,\"\")","v":4879.2716584319987},{"$f":"IFERROR($D6*AA6,\"\")","v":4365.6641154391573},{"$f":"IFERROR($D6*AB6,\"\")","v":5264.4773156766305},{"$f":"IFERROR($D6*AC6,\"\")","v":6484.2952302846306},{"$f":"IFERROR($D6*AD6,\"\")","v":7254.7065447738933},{"$f":"IFERROR($D6*AE6,\"\")","v":11042.562174346103},{"$f":"IFERROR($D6*AF6,\"\")","v":12519.183860450525},{"$f":"IFERROR($D6*AG6,\"\")","v":14509.413089547787},{"$f":"IFERROR($D6*AH6,\"\")","v":15986.034775652208},{"$f":"IFERROR($D6*AI6,\"\")","v":17013.249861637891},{"$f":"IFERROR($D6*AJ6,\"\")","v":19645.488519476206},{"$f":"IFERROR($D6*AK6,\"\")","v":18875.077204986945},{"$f":"IFERROR($D6*AL6,\"\")","v":16307.039490022735},{"$f":"IFERROR($D6*AM6,\"\")","v":19131.880976483364},{"$f":"IFERROR($D6*AN6,\"\")","v":24974.166778026942},{"$f":"IFERROR($D6*AO6,\"\")","v":23625.946977670734},{"$f":"IFERROR($D6*AP6,\"\")","v":27349.601664368838},{"$f":"IFERROR($D6*AQ6,\"\")","v":30944.854465318731},{"$f":"IFERROR($D6*AR6,\"\")","v":23690.147920544838},{"$f":"IFERROR($D6*AS6,\"\")","v":23754.348863418942},{"$f":"IFERROR($D6*AT6,\"\")","v":26322.386578383153},{"$f":"IFERROR($D6*AU6,\"\")","v":32870.882751541889},{"$f":"IFERROR($D6*AV6,\"\")","v":36979.743095484628},{"$f":"IFERROR($D6*AW6,\"\")","v":36979.743095484628},{"$f":"IFERROR($D6*AX6,\"\")","v":38841.570438833674},{"$f":"IFERROR($D6*AY6,\"\")","v":35246.317637883782},{"$f":"IFERROR($D6*AZ6,\"\")","v":33962.298780401681},{"$f":"IFERROR($D6*BA6,\"\")","v":35310.518580757889},{"$f":"IFERROR($D6*BB6,\"\")","v":32293.074265674943},{"$f":"IFERROR($D6*BC6,\"\")","v":33577.093123157043},{"$f":"IFERROR($D6*BD6,\"\")","v":32164.672379926731},{"$f":"IFERROR($D6*BE6,\"\")","v":11812.973488835367},{"$f":"IFERROR($D6*BF6,\"\")","v":13417.997060687998},{"$f":"IFERROR($D6*BG6,\"\")","v":12198.179146079998},{"$f":"IFERROR($D6*BH6,\"\")","v":12840.18857482105},{"$f":"IFERROR($D6*BI6,\"\")","v":12390.781974702313},{"$f":"IFERROR($D6*BJ6,\"\")","v":9116.5338881229454},{"$f":"IFERROR($D6*BK6,\"\")","v":5713.8839157953671},{"$f":"IFERROR($D6*BL6,\"\")","v":4879.2716584319987},{"$f":"IFERROR($D6*BM6,\"\")","v":5264.4773156766305},{"$f":"IFERROR($D6*BN6,\"\")","v":3852.0565724463149},{"$f":"IFERROR($D6*BO6,\"\")","v":4429.8650583132621},{"$f":"IFERROR($D6*BP6,\"\")","v":3531.0518580757889},{"$f":"IFERROR($D6*BQ6,\"\")","v":3916.2575153204202},{"$f":"IFERROR($D6*BR6,\"\")","v":3017.444315082947},{"$f":"IFERROR($D6*BS6,\"\")","v":3595.2528009498942},{"$f":"IFERROR($D6*BT6,\"\")","v":3145.8462008311571},{"$f":"IFERROR($D6*BU6,\"\")","v":3659.4537438239995},{"$f":"IFERROR($D6*BV6,\"\")","v":3145.8462008311571},{"$f":"IFERROR($D6*BW6,\"\")","v":3017.444315082947},{"$f":"IFERROR($D6*BX6,\"\")","v":2375.4348863418945},{"$f":"IFERROR($D6*BY6,\"\")","v":2503.8367720901047},{"$f":"IFERROR($D6*BZ6,\"\")","v":2118.6311148454733},{"$f":"IFERROR($D6*CA6,\"\")","v":1605.0235718526312},{"$f":"IFERROR($D6*CB6,\"\")","v":1476.6216861044209},{"$f":"IFERROR($D6*CC6,\"\")","v":449.40660011873678},{"$f":"IFERROR($D6*CD6,\"\")","v":321.00471437052624},{"$f":"IFERROR($D6*CE6,\"\")","v":256.80377149642101},{"$f":"IFERROR($D6*CF6,\"\")","v":642.00942874105249},{"$f":"IFERROR($D6*CG6,\"\")","v":770.41131448926308},{"$f":"IFERROR($D6*CH6,\"\")","v":1027.215085985684},{"$f":"IFERROR($D6*CI6,\"\")","v":1027.215085985684},{"$f":"IFERROR($D6*CJ6,\"\")","v":898.81320023747355},{"$f":"IFERROR($D6*CK6,\"\")","v":1348.2198003562103},{"$f":"IFERROR($D6*CL6,\"\")","v":1476.6216861044209},{"$f":"IFERROR($D6*CM6,\"\")","v":1219.8179146079997},{"$f":"IFERROR($D6*CN6,\"\")","v":1219.8179146079997},{"$f":"IFERROR($D6*CO6,\"\")","v":577.80848586694731},{"$f":"IFERROR($D6*CP6,\"\")","v":706.21037161515778},{"$f":"IFERROR($D6*CQ6,\"\")","v":192.60282862231577},{"$f":"IFERROR($D6*CR6,\"\")","v":128.4018857482105},{"$f":"IFERROR($D6*CS6,\"\")","v":0},{"$f":"IFERROR($D6*CT6,\"\")","v":0}]
[1,"OVERHEAD CONDUCTORS","˃ 11 kv & < = 22 kv ; swer",38.287607200492019,90.849867035184005,9.5315196603261541,2,0,0,0,0,0,0,0,0,0,0,0,2,0,0,0,0,0,1,0,0,0,0,0,0,0,13,24,0,0,0,0,0,0,0,0,0,0,0,0,0,0,0,0,0,0,0,0,0,0,0,0,0,0,0,0,0,0,0,0,0,0,0,0,0,0,0,0,0,0,0,0,0,0,0,0,0,0,0,0,0,0,0,0,0,0,0,0,0,0,0,0,null,{"$f":"IFERROR($D7*H7,\"\")","v":0},0,0,0,0,0,0,0,0,0,0,76.575214400984038,0,0,0,0,0,38.287607200492019,0,0,0,0,0,0,0,497.73889360639623,918.90257281180845,0,0,0,0,0,0,0,0,0,0,0,0,0,0,0,0,0,0,0,0,0,0,0,0,0,0,0,0,0,0,0,0,0,0,0,0,0,0,0,0,0,0,0,0,0,0,0,0,0,0,0,0,0,0,0,0,0,0,0,0,0,0,0,0]
[1,"OVERHEAD CONDUCTORS","> 1 kv & < = 11 kv",30.880524758098929,65.512639833449967,8.0939878819683173,2,34,49,71,69,67,114,141,122,129,128,121,141,127,126,91,78,94,139,121,151,164,207,211,261,279,271,324,423,425,412,415,438,533,476,533,607,575,564,545,592,649,592,602,556,556,506,467,497,487,122,135,142,138,168,132,83,72,81,62,84,78,126,69,69,106,90,65,61,37,34,45,39,35,9,6,7,13,25,49,36,18,19,17,10,23,6,18,2,1,0,0,null,1049.9378417753635,1513.1457131468476,2192.517257825024,2130.756208308826,2068.9951587926284,3520.3798224232778,4354.1539908919485,3767.4240204880693,3983.5876937947619,3952.7071690366629,3736.5434957299703,4354.1539908919485,3921.8266442785639,3890.9461195204649,2810.1277529870026,2408.6809311317165,2902.7693272612992,4292.3929413757514,3736.5434957299703,4662.9592384729385,5064.4060603282242,6392.268624926478,6515.790723958874,8059.8169618638203,8615.6664075096014,8368.6222094448094,10005.290021624052,13062.461972675846,13124.223022192045,12722.776200336759,12815.417774611056,13525.66984404733,16459.31969606673,14699.129784855089,16459.31969606673,18744.478528166052,17756.301735906884,17416.615963567794,16829.885993163916,18281.270656794564,20041.460568006205,18281.270656794564,18590.075904375553,17169.571765503006,17169.571765503006,15625.545527598058,14421.205062032201,15347.620804775168,15038.815557194179,3767.4240204880693,4168.8708423433554,4385.034515650048,4261.512416617652,5187.9281593606202,4076.2292680690584,2563.0835549222111,2223.397782583123,2501.3225054060131,1914.5925350021337,2593.9640796803101,2408.6809311317165,3890.9461195204649,2130.756208308826,2130.756208308826,3273.3356243584863,2779.2472282289036,2007.2341092764304,1883.7120102440347,1142.5794160496603,1049.9378417753635,1389.6236141144518,1204.3404655658583,1080.8183665334625,277.92472282289037,185.28314854859357,216.16367330669249,401.44682185528609,772.01311895247318,1513.1457131468476,1111.6988912915615,555.84944564578075,586.72997040387963,524.96892088768175,308.80524758098932,710.25206943627541,185.28314854859357,555.84944564578075,61.761049516197858,30.880524758098929,0,0]
[1,"OVERHEAD CONDUCTORS","> 22 kv & < = 66 kv",38.287607200492019,90.849867035184005,9.5315196603261541,2,0,0,0,0,0,1,3,46,42,5,22,16,1,7,12,20,20,10,4,25,3,30,22,4,1,0,2,24,69,8,6,3,13,65,55,54,0,12,64,20,44,68,118,118,71,81,29,100,171,10,14,19,23,35,4,6,2,1,14,15,32,38,4,3,13,18,50,40,11,6,31,0,3,0,0,4,14,58,61,26,4,13,32,8,0,0,18,1,0,0,0,null,0,0,0,0,0,38.287607200492019,114.86282160147606,1761.2299312226328,1608.0795024206648,191.43803600246008,842.32735841082444,612.6017152078723,38.287607200492019,268.01325040344415,459.45128640590423,765.75214400984032,765.75214400984032,382.87607200492016,153.15042880196808,957.19018001230052,114.86282160147606,1148.6282160147605,842.32735841082444,153.15042880196808,38.287607200492019,0,76.575214400984038,918.90257281180845,2641.8448968339494,306.30085760393615,229.72564320295211,114.86282160147606,497.73889360639623,2488.6944680319812,2105.8183960270612,2067.5307888265688,0,459.45128640590423,2450.4068608314892,765.75214400984032,1684.6547168216489,2603.5572896334575,4517.937649658058,4517.937649658058,2718.4201112349333,3101.2961832398537,1110.3406088142685,3828.7607200492021,6547.1808312841349,382.87607200492016,536.02650080688829,727.46453680934837,880.61496561131639,1340.0662520172207,153.15042880196808,229.72564320295211,76.575214400984038,38.287607200492019,536.02650080688829,574.31410800738024,1225.2034304157446,1454.9290736186967,153.15042880196808,114.86282160147606,497.73889360639623,689.17692960885631,1914.380360024601,1531.5042880196806,421.16367920541222,229.72564320295211,1186.9158232152527,0,114.86282160147606,0,0,153.15042880196808,536.02650080688829,2220.6812176285371,2335.5440392300134,995.47778721279246,153.15042880196808,497.73889360639623,1225.2034304157446,306.30085760393615,0,0,689.17692960885631,38.287607200492019,0,0,0]
[1,"OVERHEAD CONDUCTORS","> 66 kv & < = 132 kv",315.76478844644885,72.456967657289255,8.5121658617116509,2,0,0,7,0,0,0,0,20,0,0,9,0,0,2,0,0,8,8,26,214,2,0,0,0,40,38,0,5,4,0,14,14,19,13,0,65,7,0,7,142,0,0,0,0,0,0,192,0,0,0,0,0,95,184,0,0,0,0,0,0,0,0,0,0,0,0,0,0,0,0,0,0,0,0,0,0,0,0,0,0,0,0,0,0,0,0,0,0,0,0,0,null,0,0,2210.3535191251422,0,0,0,0,6315.2957689289769,0,0,2841.8830960180394,0,0,631.52957689289769,0,0,2526.1183075715908,2526.1183075715908,8209.8844996076696,67573.664727540046,631.52957689289769,0,0,0,12630.591537857954,11999.061960965057,0,1578.8239422322442,1263.0591537857954,0,4420.7070382502843,4420.7070382502843,5999.5309804825283,4104.9422498038348,0,20524.711249019176,2210.3535191251422,0,2210.3535191251422,44838.599959395739,0,0,0,0,0,0,60626.839381718179,0,0,0,0,0,29997.65490241264,58100.72107414659,0,0,0,0,0,0,0,0,0,0,0,0,0,0,0,0,0,0,0,0,0,0,0,0,0,0,0,0,0,0,0,0,0,0,0,0,0]
[2,"POLES","˂ = 1 kv ; concrete",3.1903601541123257,54.672957007734489,7.3941163777516028,2,59,3,2,3,3,8,42,2,0,7,79,19,19,11,9,17,50,24,35,36,59,78,110,370,177,56,6,18,62,30,21,65,71,46,40,48,26,40,78,86,84,28,33,43,75,158,52,37,32,23,11,24,9,7,7,3,32,2,21,2,5,0,0,0,0,2,1,0,0,0,0,0,0,0,0,0,1,0,0,1,0,0,1,0,0,0,0,0,0,0,0,null,188.23124909262722,9.5710804623369761,6.3807203082246513,9.5710804623369761,9.5710804623369761,25.522881232898605,133.99512647271769,6.3807203082246513,0,22.332521078786279,252.03845217487373,60.61684292813419,60.61684292813419,35.093961695235585,28.713241387010932,54.236122619909537,159.51800770561627,76.568643698695809,111.6626053939314,114.85296554804373,188.23124909262722,248.84809202076141,350.93961695235583,1180.4332570215604,564.69374727788158,178.66016863029023,19.142160924673952,57.426482774021864,197.80232955496419,95.710804623369768,66.997563236358843,207.37341001730115,226.51557094197511,146.75656708916699,127.61440616449303,153.13728739739162,82.949364006920462,127.61440616449303,248.84809202076141,274.37097325366,267.99025294543537,89.330084315145115,105.28188508570675,137.18548662683,239.27701155842442,504.07690434974745,165.89872801384092,118.04332570215605,102.09152493159442,73.378283544583496,35.093961695235585,76.568643698695809,28.713241387010932,22.332521078786279,22.332521078786279,9.5710804623369761,102.09152493159442,6.3807203082246513,66.997563236358843,6.3807203082246513,15.951800770561629,0,0,0,0,6.3807203082246513,3.1903601541123257,0,0,0,0,0,0,0,0,0,3.1903601541123257,0,0,3.1903601541123257,0,0,3.1903601541123257,0,0,0,0,0,0,0,0]
[2,"POLES","˂ = 1 kv ; steel",3.1903601541123257,54.672957007734489,7.3941163777516028,2,0,0,0,0,204,12,54,7,0,5,1,8,1,0,1,5,6,16,0,550,0,0,0,0,0,9,0,0,0,0,0,0,0,0,0,0,0,0,1,0,0,0,0,0,0,0,0,0,0,0,0,0,0,0,0,0,0,0,0,0,0,0,0,0,0,0,0,0,0,0,0,0,0,0,0,0,0,0,0,0,0,0,0,0,0,0,0,0,0,0,0,null,0,0,0,0,650.83347143891444,38.284321849347904,172.27944832206558,22.332521078786279,0,15.951800770561629,3.1903601541123257,25.522881232898605,3.1903601541123257,0,3.1903601541123257,15.951800770561629,19.142160924673952,51.04576246579721,0,1754.698084761779,0,0,0,0,0,28.713241387010932,0,0,0,0,0,0,0,0,0,0,0,0,3.1903601541123257,0,0,0,0,0,0,0,0,0,0,0,0,0,0,0,0,0,0,0,0,0,0,0,0,0,0,0,0,0,0,0,0,0,0,0,0,0,0,0,0,0,0,0,0,0,0,0,0,0,0,0,0]
[2,"POLES","˂ = 1 kv ; wood",3.1903601541123257,54.672957007734489,7.3941163777516028,2,3541,4368,4296,3089,3239,3132,3131,2694,2978,3191,2618,2264,2521,1680,1618,1672,1885,1782,2338,2163,2432,2877,2996,3750,3887,4496,4103,4466,4858,4825,3720,3892,4945,4584,5078,4652,3611,3421,3202,3172,3532,3471,3397,2831,2963,3186,2786,2611,2556,1993,1870,1727,1626,1334,939,575,471,449,353,356,250,233,219,240,255,211,205,150,136,143,132,110,96,31,14,27,51,64,82,103,66,85,79,93,38,17,29,4,10,5,7,null,11297.065305711745,13935.493153162639,13705.78722206655,9855.0225160529735,10333.576539169822,9992.2080026798048,9989.0176425256923,8594.8302551786055,9500.8925389465057,10180.439251772432,8352.3628834660685,7222.9753889103049,8042.8979485171731,5359.805058908707,5162.0027293537432,5334.2821776758083,6013.8288905017334,5685.2217946281644,7459.0620403146177,6900.7490133449601,7758.9558948011763,9178.66616338116,9558.3190217205283,11963.850577921221,12400.92991903461,14343.859252889017,13090.047712322872,14248.148448265647,15498.769628677677,15393.487743591972,11868.139773297851,12416.881719805171,15776.330962085451,14624.610946450901,16200.648862582389,14841.555436930539,11520.390516499609,10914.222087218266,10215.533213467666,10119.822408844297,11268.352064324734,11073.740094923882,10837.65344351957,9031.9095962919946,9453.0371366348209,10164.487451001869,8888.34338935694,8330.0303623872824,8154.5605539111048,6358.3877871458653,5965.9734881900486,5509.7519861519868,5187.525610586642,4255.9404455858421,2995.7481847114736,1834.4570886145873,1502.6596325869054,1432.4717091964342,1126.1971344016511,1135.7682148639879,797.59003852808144,743.35391590817187,698.68887375059933,765.68643698695814,813.54183929864303,673.16599251770072,654.02383159302678,478.55402311684884,433.8889809592763,456.22150203806257,421.12754034282699,350.93961695235583,306.27457479478323,98.901164777482094,44.665042157572557,86.139724161032788,162.70836785972861,204.18304986318884,261.60953263721069,328.60709587356956,210.56377017141349,271.18061309954766,252.03845217487373,296.70349433244627,121.23368585626838,54.236122619909537,92.520444469257441,12.761440616449303,31.903601541123258,15.951800770561629,22.332521078786279]
[2,"POLES","˃ 11 kv & < = 22 kv ; wood",4.2742214360352451,55.463784030125346,7.4474011594733733,2,0,0,0,0,2,0,3,0,0,4,0,8,9,0,7,0,0,8,2,0,0,1,2,0,0,96,17,0,0,0,0,0,0,0,0,1,0,0,0,0,0,0,0,0,0,0,0,0,0,0,0,0,0,0,0,0,0,0,0,0,0,0,0,0,0,0,0,0,0,0,0,0,0,0,0,0,0,0,0,0,0,0,0,0,0,0,0,0,0,0,0,null,0,0,0,0,8.5484428720704901,0,12.822664308105736,0,0,17.09688574414098,0,34.193771488281961,38.467992924317208,0,29.919550052246716,0,0,34.193771488281961,8.5484428720704901,0,0,4.2742214360352451,8.5484428720704901,0,0,410.32525785938356,72.661764412599169,0,0,0,0,0,0,0,0,4.2742214360352451,0,0,0,0,0,0,0,0,0,0,0,0,0,0,0,0,0,0,0,0,0,0,0,0,0,0,0,0,0,0,0,0,0,0,0,0,0,0,0,0,0,0,0,0,0,0,0,0,0,0,0,0,0,0,0]
[2,"POLES","> 1 kv & < = 11 kv ; concrete",12.246855463933024,51.982648674797048,7.2098993526121467,2,212,215,149,131,155,205,206,184,216,239,319,317,341,393,100,61,42,43,86,51,40,39,56,81,92,103,69,52,45,51,58,281,345,186,41,25,25,34,17,13,15,24,14,23,36,47,47,87,100,56,56,61,30,40,16,1,1,1,1,0,0,1,0,2,0,1,0,0,1,0,0,0,0,0,0,0,0,0,0,2,0,1,0,0,1,0,1,0,1,0,0,null,2596.333358353801,2633.0739247455999,1824.7814641260204,1604.3380657752261,1898.2625969096187,2510.6053701062697,2522.8522255702028,2253.4214053636765,2645.320780209533,2926.9984558799924,3906.7468929946344,3882.2531820667687,4176.1777132011612,4813.0141973256787,1224.6855463933023,747.05818329991439,514.36792948518701,526.61478494912001,1053.22956989824,624.58962866058425,489.87421855732094,477.62736309338794,685.82390598024926,991.99529257857489,1126.7107026818383,1261.4261127851014,845.03302701137864,636.83648412451726,551.10849587698601,624.58962866058425,710.31761690811538,3441.3663853651797,4225.1651350568927,2277.9151162915423,502.12107402125395,306.17138659832557,306.17138659832557,416.39308577372282,208.19654288686141,159.20912103112931,183.70283195899535,293.92453113439257,171.45597649506232,281.67767567045956,440.88679670158888,575.60220680485213,575.60220680485213,1065.4764253621731,1224.6855463933023,685.82390598024926,685.82390598024926,747.05818329991439,367.40566391799069,489.87421855732094,195.94968742292838,12.246855463933024,12.246855463933024,12.246855463933024,12.246855463933024,0,0,12.246855463933024,0,24.493710927866047,0,12.246855463933024,0,0,12.246855463933024,0,0,0,0,0,0,0,0,0,0,24.493710927866047,0,12.246855463933024,0,0,12.246855463933024,0,12.246855463933024,0,12.246855463933024,0,0]
[2,"POLES","> 1 kv & < = 11 kv ; steel",12.246855463933024,51.982648674797048,7.2098993526121467,2,0,0,0,0,0,0,0,0,0,0,0,2,1,0,0,0,1,0,3,0,1,0,0,0,0,0,1,0,0,0,0,0,0,0,0,0,1,0,0,0,0,0,0,0,0,0,0,0,0,1,0,0,0,0,0,0,0,0,0,0,0,0,0,0,0,0,0,0,0,0,1,0,0,0,0,0,0,0,0,0,0,0,0,0,0,0,0,0,0,0,0,null,0,0,0,0,0,0,0,0,0,0,0,24.493710927866047,12.246855463933024,0,0,0,12.246855463933024,0,36.740566391799071,0,12.246855463933024,0,0,0,0,0,12.246855463933024,0,0,0,0,0,0,0,0,0,12.246855463933024,0,0,0,0,0,0,0,0,0,0,0,0,12.246855463933024,0,0,0,0,0,0,0,0,0,0,0,0,0,0,0,0,0,0,0,0,12.246855463933024,0,0,0,0,0,0,0,0,0,0,0,0,0,0,0,0,0,0,0,0]
[2,"POLES","> 1 kv & < = 11 kv ; wood",4.2742214360352451,55.463784030125346,7.4474011594733733,2,4646,4974,4638,5156,5282,5032,5125,4665,4908,4481,3617,3619,2840,2514,1864,1501,2421,2311,2607,2357,2641,2971,3139,3733,3568,3987,4271,4764,5152,4815,4239,4372,5687,4593,5540,5400,4403,4112,3769,3583,3673,3172,3088,2994,2782,2668,2522,2478,2378,1877,1748,1555,1466,1472,1102,627,458,559,474,510,387,476,332,318,485,352,246,188,127,143,125,128,155,23,32,30,39,46,131,109,61,110,52,50,108,25,61,8,5,3,5,null,19858.032791819747,21259.977422839311,19823.839020331467,22037.885724197724,22576.437625138165,21507.882266129353,21905.384859680631,19939.242999104419,20977.878808060981,19152.786254873932,15459.858934139482,15468.407377011552,12138.788878340096,10745.392690192606,7967.1487567696968,6415.6063754889028,10347.890096641328,9877.7257386774509,11142.895283743885,10074.339924735074,11288.218812569083,12698.711886460713,13416.781087714635,15955.668620719571,15250.422083773754,17041.32086547252,18255.199753306533,20362.390921271908,22020.788838453584,20580.376214509706,18118.424667353403,18686.896118346092,24307.497306732439,19631.499055709879,23679.186755635259,23080.795754590323,18819.396982863185,17575.598544976929,16109.540592416839,15314.535405314284,15699.215334557455,13557.830395103798,13198.795794476837,12797.018979489523,11890.884035050052,11403.622791342033,10779.586461680889,10591.520718495338,10164.098574891812,8022.7136354381546,7471.3390701896087,6646.4143330348061,6266.0086252276697,6291.653953843881,4710.1920225108397,2679.9368403940985,1957.5934177041422,2389.2897827437018,2025.9809606807062,2179.8529323779749,1654.1236957456399,2034.5294035527766,1419.0415167637013,1359.202416659208,2072.9973964770938,1504.5259454844063,1051.4584732646704,803.55362997462612,542.82612237647618,611.21366535304003,534.27767950440568,547.10034381251137,662.504322585463,98.307093028810641,136.77508595312784,128.22664308105735,166.69463600537455,196.61418605762128,559.92300812061706,465.89013652784172,260.72750759814994,470.16435796387697,222.25951467383274,213.71107180176224,461.61591509180647,106.85553590088112,260.72750759814994,34.193771488281961,21.371107180176224,12.822664308105736,21.371107180176224]
[2,"POLES","> 22 kv & < = 66 kv ; concrete",7.6889284822432371,63.15215982665562,7.9468333206791009,2,3,3,9,23,36,7,12,10,27,2,4,6,22,0,1,10,0,67,22,53,0,6,4,34,19,4,3,2,18,92,21,20,36,0,0,2,0,149,0,0,0,1,0,0,0,0,0,0,0,0,1,0,0,0,0,0,0,0,0,1,0,0,0,0,0,0,0,0,0,0,0,0,0,0,0,0,0,0,0,0,0,0,0,0,0,0,0,0,0,0,0,null,23.06678544672971,23.06678544672971,69.200356340189131,176.84535509159446,276.80142536075653,53.822499375702662,92.267141786918842,76.889284822432373,207.60106902056739,15.377856964486474,30.755713928972948,46.133570893459421,169.15642660935123,0,7.6889284822432371,76.889284822432373,0,515.15820831029691,169.15642660935123,407.51320955889156,0,46.133570893459421,30.755713928972948,261.42356839627007,146.08964116262152,30.755713928972948,23.06678544672971,15.377856964486474,138.40071268037826,707.38142036637782,161.46749812710797,153.77856964486475,276.80142536075653,0,0,15.377856964486474,0,1145.6503438542422,0,0,0,7.6889284822432371,0,0,0,0,0,0,0,0,7.6889284822432371,0,0,0,0,0,0,0,0,7.6889284822432371,0,0,0,0,0,0,0,0,0,0,0,0,0,0,0,0,0,0,0,0,0,0,0,0,0,0,0,0,0,0,0]
[2,"POLES","> 22 kv & < = 66 kv ; steel",7.6889284822432371,63.15215982665562,7.9468333206791009,2,1,0,0,0,0,0,0,0,0,0,0,0,0,0,0,0,0,0,0,1,0,0,1,0,0,0,0,0,1,0,0,1,0,0,0,0,0,0,0,0,0,0,0,0,0,0,0,0,0,0,0,0,0,0,0,0,0,0,0,0,0,0,0,0,0,0,0,0,0,0,0,0,0,0,0,0,0,0,0,0,0,0,0,0,0,0,0,0,0,0,0,null,7.6889284822432371,0,0,0,0,0,0,0,0,0,0,0,0,0,0,0,0,0,0,7.6889284822432371,0,0,7.6889284822432371,0,0,0,0,0,7.6889284822432371,0,0,7.6889284822432371,0,0,0,0,0,0,0,0,0,0,0,0,0,0,0,0,0,0,0,0,0,0,0,0,0,0,0,0,0,0,0,0,0,0,0,0,0,0,0,0,0,0,0,0,0,0,0,0,0,0,0,0,0,0,0,0,0,0,0]
[2,"POLES","> 22 kv & < = 66 kv ; wood",7.6889284822432371,63.15215982665562,7.9468333206791009,2,410,438,390,551,634,1389,1293,936,850,560,643,468,553,250,352,343,340,566,305,300,306,337,332,273,266,185,245,276,300,238,462,319,403,287,331,276,256,213,437,433,699,691,542,582,473,263,352,300,403,333,142,358,222,283,104,51,38,61,74,61,108,93,24,14,45,21,27,43,24,41,15,23,41,0,0,3,24,54,48,13,22,18,17,4,1,0,2,1,0,15,0,null,3152.4606777197273,3367.7506752225377,2998.6821080748623,4236.5995937160233,4874.7806577422125,10679.921661835857,9941.7845275405052,7196.8370593796699,6535.5892099067514,4305.7999500562128,4943.9810140824011,3598.4185296898349,4251.9774506805097,1922.2321205608093,2706.5028257496197,2637.3024694094302,2614.2356839627005,4351.9335209496721,2345.1231870841875,2306.6785446729709,2352.8121155664307,2591.1688985159708,2552.7242561047547,2099.0774756524038,2045.254976276701,1422.4517692149989,1883.7874781495932,2122.1442610991335,2306.6785446729709,1829.9649787738904,3552.2849587963756,2452.7681858355927,3098.6381783440247,2206.722474403809,2545.0353276225114,2122.1442610991335,1968.3656914542687,1637.7417667178095,3360.0617467402944,3329.3060328113215,5374.5610090880227,5313.0495812300769,4167.3992373758347,4474.9563766655638,3636.8631721010511,2022.1881908299713,2706.5028257496197,2306.6785446729709,3098.6381783440247,2560.4131845869979,1091.8278444785396,2752.636396643079,1706.9421230579987,2175.9667604748361,799.64856215329667,392.13535259440511,292.17928232524304,469.02463741683744,568.9807076859995,469.02463741683744,830.40427608226958,715.07034884862105,184.53428357383768,107.64499875140532,346.00178170094568,161.46749812710797,207.60106902056739,330.62392473645917,184.53428357383768,315.24606777197272,115.33392723364855,176.84535509159446,315.24606777197272,0,0,23.06678544672971,184.53428357383768,415.20213804113479,369.06856714767537,99.956070269162083,169.15642660935123,138.40071268037826,130.71178419813504,30.755713928972948,7.6889284822432371,0,15.377856964486474,7.6889284822432371,0,115.33392723364855,0]
[2,"POLES","> 66 kv & < = 132 kv ; concrete",23.20339854423845,43.910509935716497,6.6265005799227463,2,0,48,63,28,112,9,46,27,32,5,77,105,31,28,2,1,98,213,37,83,5,0,0,1,0,8,79,2,1,2,0,102,1,24,2,181,39,0,1,0,0,0,0,0,0,0,0,0,0,0,0,0,0,0,0,0,0,0,0,0,0,0,0,0,0,0,0,0,0,0,0,0,0,0,0,0,0,0,0,0,0,0,0,0,0,0,0,0,0,0,0,null,0,1113.7631301234455,1461.8141082870222,649.69515923867664,2598.7806369547066,208.83058689814604,1067.3563330349687,626.4917606944382,742.50875341563039,116.01699272119225,1786.6616879063606,2436.3568471450371,719.30535487139196,649.69515923867664,46.4067970884769,23.20339854423845,2273.9330573353682,4942.3238899227899,858.52574613682259,1925.8820791717912,116.01699272119225,0,0,23.20339854423845,0,185.6271883539076,1833.0684849948375,46.4067970884769,23.20339854423845,46.4067970884769,0,2366.7466515123219,23.20339854423845,556.88156506172277,46.4067970884769,4199.815136507159,904.93254322529958,0,23.20339854423845,0,0,0,0,0,0,0,0,0,0,0,0,0,0,0,0,0,0,0,0,0,0,0,0,0,0,0,0,0,0,0,0,0,0,0,0,0,0,0,0,0,0,0,0,0,0,0,0,0,0,0,0]
[2,"POLES","> 66 kv & < = 132 kv ; steel",23.20339854423845,43.910509935716497,6.6265005799227463,2,0,0,0,0,0,0,0,1,1,0,0,0,0,0,0,0,0,0,0,0,0,0,0,0,0,0,0,0,0,0,0,0,1,0,0,0,0,0,0,0,0,0,0,0,0,0,0,0,0,0,0,0,0,0,0,0,0,0,0,0,0,0,0,0,0,0,0,0,0,0,0,0,0,0,0,0,0,0,0,0,0,0,0,0,0,0,0,0,0,0,0,null,0,0,0,0,0,0,0,23.20339854423845,23.20339854423845,0,0,0,0,0,0,0,0,0,0,0,0,0,0,0,0,0,0,0,0,0,0,0,23.20339854423845,0,0,0,0,0,0,0,0,0,0,0,0,0,0,0,0,0,0,0,0,0,0,0,0,0,0,0,0,0,0,0,0,0,0,0,0,0,0,0,0,0,0,0,0,0,0,0,0,0,0,0,0,0,0,0,0,0,0]
[2,"POLES","> 66 kv & < = 132 kv ; wood",23.20339854423845,43.910509935716497,6.6265005799227463,2,25,61,76,22,70,19,16,67,45,11,19,209,197,30,8,8,105,283,280,38,47,7,14,0,0,12,8,29,1,3,5,9,15,0,15,6,2,0,34,40,0,2,1,0,0,0,2,0,0,1,0,1,33,0,0,0,0,0,0,0,0,0,0,0,0,0,0,1,0,0,0,0,0,0,0,1,0,0,0,0,0,0,0,0,0,0,0,0,0,0,0,null,580.08496360596121,1415.4073111985454,1763.4582893621223,510.47476797324589,1624.2378980966914,440.86457234053057,371.2543767078152,1554.6277024639762,1044.1529344907303,255.23738398662294,440.86457234053057,4849.5102957458357,4571.0695132149749,696.10195632715352,185.6271883539076,185.6271883539076,2436.3568471450371,6566.5617880194814,6496.9515923867657,881.72914468106114,1090.5597315792072,162.42378980966916,324.84757961933832,0,0,278.44078253086138,185.6271883539076,672.89855778291508,23.20339854423845,69.610195632715346,116.01699272119225,208.83058689814604,348.05097816357676,0,348.05097816357676,139.22039126543069,46.4067970884769,0,788.91555050410727,928.13594176953802,0,46.4067970884769,23.20339854423845,0,0,0,46.4067970884769,0,0,23.20339854423845,0,23.20339854423845,765.71215195986883,0,0,0,0,0,0,0,0,0,0,0,0,0,0,23.20339854423845,0,0,0,0,0,0,0,23.20339854423845,0,0,0,0,0,0,0,0,0,0,0,0,0,0,0]
[2,"POLES","staking of a wooden pole",4.8082511336943838,19.361441199741975,4.4001637696501676,2,1479,1340,1145,1052,1493,1495,1352,768,1266,2856,3182,2152,2323,2527,1350,1600,1588,1524,2066,888,8,9,0,0,0,0,0,0,0,0,0,0,0,0,0,0,0,0,0,0,0,0,0,0,0,0,0,0,0,0,0,0,0,0,0,0,0,0,0,0,0,0,0,0,0,0,0,0,0,0,0,0,0,0,0,0,0,0,0,0,0,0,0,0,0,0,0,0,0,0,0,null,7111.4034267339939,6443.0565191504747,5505.4475480800693,5058.2801926464917,7178.7189426057148,7188.3354448731043,6500.7555327548071,3692.7368706772868,6087.2459352570895,13732.36523783116,15299.855107415529,10347.356439710315,11169.567383572054,12150.450614845708,6491.1390304874185,7693.2018139110141,7635.5028003066818,7327.7747277502413,9933.846842212597,4269.7270067206127,38.466009069555071,43.274260203249455,0,0,0,0,0,0,0,0,0,0,0,0,0,0,0,0,0,0,0,0,0,0,0,0,0,0,0,0,0,0,0,0,0,0,0,0,0,0,0,0,0,0,0,0,0,0,0,0,0,0,0,0,0,0,0,0,0,0,0,0,0,0,0,0,0,0,0,0,0]
[3,"SERVICE LINES","˂ = 11 kv ; commercial and industrial ; simple type",0.48261119413448156,38.111227953884317,6.1734291891852386,2,1937.08599999995,1764.9659999999999,1866.56599999998,1909.136,1474.72,1154.9442941176501,1750.6242941176499,1671.9842941176501,1853.74429411765,2351.6642941176501,3024.8796626122298,2699.5385239464999,344.49529411764701,294.96729411764699,1928.73535803661,2024.30219841384,1579.26007476732,1557.7752825912801,1834.00832485464,1692.82254769781,1361.3428969817801,211.82507127447599,422.82352380952398,422.82352380952398,422.82352380952398,422.82352380952398,422.82352380952398,422.82352380952398,422.82352380952398,422.82352380952398,422.82352380952398,422.82352380952398,510.89867532467503,510.89867532467503,510.89867532467503,510.89867532467503,510.89867532467503,510.89867532467503,510.89867532467503,510.89867532467503,510.89867532467503,510.89867532467503,510.89867532467503,93.093137254902004,93.093137254902004,93.093137254902004,93.093137254902004,93.093137254902004,93.093137254902004,93.093137254902004,93.093137254902004,93.093137254902004,93.093137254902004,93.093137254902004,93.093137254902004,93.093137254902004,93.093137254902004,93.093137254902004,93.093137254902004,93.093137254902004,0,0,0,0,0,0,0,0,0,0,0,0,0,0,0,0,0,0,0,0,0,0,0,0,0,0,0,0,0,0,0,null,934.85938760116221,851.79234886675931,900.82564619081302,921.37040472512751,711.7163802140027,557.38904494292501,844.87088106495287,806.91833675821727,894.63774740410065,1134.9395131875417,1459.8407860863958,1302.8275106538561,166.25728526782706,142.35451804473445,930.82927431144515,976.95090126555954,762.16859053236692,751.79978932455708,885.11294771067799,816.97511120221543,656.99932113887144,102.22915059539652,204.05936573386376,204.05936573386376,204.05936573386376,204.05936573386376,204.05936573386376,204.05936573386376,204.05936573386376,204.05936573386376,204.05936573386376,204.05936573386376,246.5654197801662,246.5654197801662,246.5654197801662,246.5654197801662,246.5654197801662,246.5654197801662,246.5654197801662,246.5654197801662,246.5654197801662,246.5654197801662,246.5654197801662,44.927790136313448,44.927790136313448,44.927790136313448,44.927790136313448,44.927790136313448,44.927790136313448,44.927790136313448,44.927790136313448,44.927790136313448,44.927790136313448,44.927790136313448,44.927790136313448,44.927790136313448,44.927790136313448,44.927790136313448,44.927790136313448,44.927790136313448,0,0,0,0,0,0,0,0,0,0,0,0,0,0,0,0,0,0,0,0,0,0,0,0,0,0,0,0,0,0,0]
[3,"SERVICE LINES","˂ = 11 kv ; residential ; simple type",0.48171046025735947,38.139036779647761,6.1756810782008298,2,21685.913999999499,20247.034,20896.433999999801,21379.864000000001,16959.28,13281.859382352901,20132.179382352901,19227.8193823529,21318.059382352902,27044.1393823529,34786.1161200407,31044.693025384699,4013.80838235294,3459.3363823529398,22195.556617421102,23279.475281759202,18161.490859824102,17914.4157497997,21091.095735828301,19467.459298524798,15655.4433152904,2435.9883196564701,4950.2264761904798,4950.2264761904798,4950.2264761904798,4950.2264761904798,4950.2264761904798,4950.2264761904798,4950.2264761904798,4950.2264761904798,4950.2264761904798,4950.2264761904798,5963.0907186147197,5963.0907186147197,5963.0907186147197,5963.0907186147197,5963.0907186147197,5963.0907186147197,5963.0907186147197,5963.0907186147197,5963.0907186147197,5963.0907186147197,5963.0907186147197,1075.01078431373,1075.01078431373,1075.01078431373,1075.01078431373,1075.01078431373,1075.01078431373,1075.01078431373,1075.01078431373,1075.01078431373,1075.01078431373,1075.01078431373,1075.01078431373,1075.01078431373,1075.01078431373,1075.01078431373,1075.01078431373,1075.01078431373,0,0,0,0,0,0,0,0,0,0,0,0,0,0,0,0,0,0,0,0,0,0,0,0,0,0,0,0,0,0,0,null,10446.331614041273,9753.2080669864063,10066.03083987744,10298.904127679751,8169.4625744334307,6398.0105961467443,9697.8813962569384,9262.2417244185926,10269.132196866936,13027.444829137397,16756.836006750756,14954.553365806501,1933.4934832480822,1666.3985209282635,10691.831793846201,11213.966752526048,8748.5801210456957,8629.561456077703,10159.801434237883,9377.6787787337926,7541.3908049415404,1173.44105464327,2384.5758742238827,2384.5758742238827,2384.5758742238827,2384.5758742238827,2384.5758742238827,2384.5758742238827,2384.5758742238827,2384.5758742238827,2384.5758742238827,2384.5758742238827,2872.4831746202849,2872.4831746202849,2872.4831746202849,2872.4831746202849,2872.4831746202849,2872.4831746202849,2872.4831746202849,2872.4831746202849,2872.4831746202849,2872.4831746202849,2872.4831746202849,517.84393969339192,517.84393969339192,517.84393969339192,517.84393969339192,517.84393969339192,517.84393969339192,517.84393969339192,517.84393969339192,517.84393969339192,517.84393969339192,517.84393969339192,517.84393969339192,517.84393969339192,517.84393969339192,517.84393969339192,517.84393969339192,517.84393969339192,0,0,0,0,0,0,0,0,0,0,0,0,0,0,0,0,0,0,0,0,0,0,0,0,0,0,0,0,0,0,0]
[4,"SWITCHGEAR","˂ = 11 kv ; circuit breaker",129.36546409265745,43.301065696452724,6.5803545266537675,2,42,101,78,54,194,231,368,247,193,412,258,337,362,347,185,83,113,65,149,71,10,61,43,41,32,33,31,29,45,56,72,29,77,91,171,87,68,46,18,10,1,42,69,66,13,7,16,30,14,6,12,19,11,9,2,0,0,0,0,0,0,0,0,0,0,0,0,0,0,0,0,0,0,0,0,0,0,0,0,0,0,0,0,0,0,0,0,0,0,0,0,null,5433.3494918916131,13065.911873358402,10090.50619922728,6985.7350610035019,25096.900033975544,29883.422205403869,47606.490786097944,31953.269630886389,24967.534569882886,53298.571206174871,33376.289735905622,43596.161399225559,46830.298001541996,44889.816040152131,23932.610857141626,10737.333519690568,14618.297442470292,8408.7551660227346,19275.454149805959,9184.9479505786785,1293.6546409265745,7891.2933096521047,5562.7149559842701,5303.9840277989551,4139.6948509650383,4269.0603150576953,4010.3293868723808,3751.5984586870659,5821.445884169585,7244.4659891888168,9314.3134146713364,3751.5984586870659,9961.1407351346243,11772.257232431828,22121.494359844422,11254.795376061198,8796.8515583007065,5950.811348262243,2328.5783536678341,1293.6546409265745,129.36546409265745,5433.3494918916131,8926.2170223933645,8538.1206301153907,1681.7510332045467,905.5582486486021,2069.8474254825192,3880.9639227797234,1811.1164972972042,776.19278455594463,1552.3855691118893,2457.9438177604916,1423.020105019232,1164.2891768339171,258.73092818531489,0,0,0,0,0,0,0,0,0,0,0,0,0,0,0,0,0,0,0,0,0,0,0,0,0,0,0,0,0,0,0,0,0,0,0,0]
[4,"SWITCHGEAR","˂ = 11 kv ; switch",5.9281821866858451,35.844459306933544,5.9870242447257169,2,8138,12965,15004,17067,12780,13146,10646,12597,8918,9266,9902,9149,8350,8746,4968,2784,4514,3847,3332,2917,2967,2508,2229,2713,2931,3002,2830,3693,3798,5087,2802,2629,3434,2308,1560,1058,754,554,627,347,216,176,122,129,77,139,165,121,333,87,65,40,159,109,38,45,23,8,0,0,0,1,0,1,0,0,1,0,1,0,0,1,0,0,0,0,0,0,0,0,0,0,0,0,0,0,0,0,0,0,0,null,48243.546635249404,76858.882050381988,88946.445529034419,101176.28538016732,75762.168345845101,77931.883026172116,63111.427559457508,74677.311005681593,52867.528740864363,54930.536141831042,58700.860012563237,54236.9388259888,49500.321258826807,51847.8814047544,29451.20910345528,16504.059207733393,26759.814390699903,22805.716872180445,19752.703046037237,17292.50743856261,17588.916547896901,14867.880924208099,13213.918094122748,16083.158272478699,17375.501989176213,17796.402924430906,16776.755588320942,21892.776815430825,22515.23594503284,30156.662783670894,16610.766487093737,15585.190968797087,20357.37762907919,13682.24448687093,9247.9642112299189,6272.0167535136243,4469.8493687611272,3284.2129314239583,3716.9702310520247,2057.0792187799884,1280.4873523241426,1043.3600648567087,723.23822677567307,764.735502082474,456.47002837481006,824.01732394933242,978.15006080316448,717.31004458898724,1974.0846681663863,515.75185024166854,385.33184213457992,237.1272874674338,942.58096768304938,646.17185834875715,225.27092309406211,266.76819840086301,136.34819029377445,47.425457493486761,0,0,0,5.9281821866858451,0,5.9281821866858451,0,0,5.9281821866858451,0,5.9281821866858451,0,0,5.9281821866858451,0,0,0,0,0,0,0,0,0,0,0,0,0,0,0,0,0,0,0]
[4,"SWITCHGEAR","> 11 kv & < = 22 kv ; switch",5.9281821866858451,35.844459306933544,5.9870242447257169,2,0,0,0,0,0,0,0,0,0,1,0,0,0,0,0,0,0,0,0,0,0,0,0,0,0,0,0,0,0,0,0,0,0,0,0,0,0,0,0,0,0,0,0,0,0,0,0,0,0,0,0,0,0,0,0,0,0,0,0,0,0,0,0,0,0,0,0,0,0,0,0,0,0,0,0,0,0,0,0,0,0,0,0,0,0,0,0,0,0,0,0,null,0,0,0,0,0,0,0,0,0,5.9281821866858451,0,0,0,0,0,0,0,0,0,0,0,0,0,0,0,0,0,0,0,0,0,0,0,0,0,0,0,0,0,0,0,0,0,0,0,0,0,0,0,0,0,0,0,0,0,0,0,0,0,0,0,0,0,0,0,0,0,0,0,0,0,0,0,0,0,0,0,0,0,0,0,0,0,0,0,0,0,0,0,0,0]
[4,"SWITCHGEAR","> 22 kv & < = 33 kv ; circuit breaker",420.78480118800115,57.666580291666953,7.593851479431696,2,16,15,18,48,19,20,37,30,93,121,177,52,131,166,49,13,50,29,60,42,8,11,18,17,7,15,12,2,1,31,0,8,3,12,1,10,0,0,0,0,2,17,30,1,0,5,2,0,2,15,31,1,58,3,0,35,15,4,3,0,11,0,2,0,7,0,14,1,0,0,0,0,0,0,0,0,0,0,0,0,0,0,0,0,0,0,0,0,0,0,0,null,6732.5568190080185,6311.772017820017,7574.1264213840204,20197.670457024054,7994.9112225720219,8415.6960237600233,15569.037643956042,12623.544035640034,39132.986510484108,50914.960943748141,74478.909810276207,21880.80966177606,55122.808955628148,69850.276997208188,20618.455258212056,5470.2024154440151,21039.240059400057,12202.759234452033,25247.088071280068,17672.961649896049,3366.2784095040092,4628.6328130680131,7574.1264213840204,7153.3416201960199,2945.4936083160082,6311.772017820017,5049.4176142560136,841.56960237600231,420.78480118800115,13044.328836828035,0,3366.2784095040092,1262.3544035640034,5049.4176142560136,420.78480118800115,4207.8480118800117,0,0,0,0,841.56960237600231,7153.3416201960199,12623.544035640034,420.78480118800115,0,2103.9240059400058,841.56960237600231,0,841.56960237600231,6311.772017820017,13044.328836828035,420.78480118800115,24405.518468904065,1262.3544035640034,0,14727.468041580041,6311.772017820017,1683.1392047520046,1262.3544035640034,0,4628.6328130680131,0,841.56960237600231,0,2945.4936083160082,0,5890.9872166320165,420.78480118800115,0,0,0,0,0,0,0,0,0,0,0,0,0,0,0,0,0,0,0,0,0,0,0]
[4,"SWITCHGEAR","> 22 kv & < = 33 kv ; switch",67.315891715544552,43.160803131276452,6.5696882065495661,2,35,75,82,150,148,129,186,299,123,178,175,83,82,104,28,33,59,61,372,14,1,1,5,3,21,0,0,1,18,13,12,1,4,0,2,0,0,1,5,0,289,0,3,0,11,0,0,0,0,0,0,0,15,0,0,0,0,0,0,0,1,4,0,0,0,0,0,0,0,0,0,0,0,0,0,0,0,0,0,0,0,0,0,0,0,0,0,0,0,0,0,null,2356.0562100440593,5048.6918786658416,5519.9031206746531,10097.383757331683,9962.7519739005929,8683.7500313052478,12520.755859091287,20127.451622947821,8279.8546810119806,11982.228725366931,11780.281050220297,5587.2190123901983,5519.9031206746531,7000.8527384166337,1884.8449680352473,2221.4244266129704,3971.6376112171288,4106.2693946482177,25041.511718182574,942.42248401762367,67.315891715544552,67.315891715544552,336.57945857772279,201.94767514663366,1413.6337260264356,0,0,67.315891715544552,1211.686050879802,875.10659230207921,807.79070058653463,67.315891715544552,269.26356686217821,0,134.6317834310891,0,0,67.315891715544552,336.57945857772279,0,19454.292705792377,0,201.94767514663366,0,740.47480887099005,0,0,0,0,0,0,0,1009.7383757331683,0,0,0,0,0,0,0,67.315891715544552,269.26356686217821,0,0,0,0,0,0,0,0,0,0,0,0,0,0,0,0,0,0,0,0,0,0,0,0,0,0,0,0,0]
[4,"SWITCHGEAR","> 33 kv & < = 66 kv ; circuit breaker",86.206950238861339,43.043567714243572,6.5607596903288243,2,0,0,0,0,0,0,0,0,0,0,0,0,0,0,0,1,0,0,0,0,0,0,0,0,0,0,0,0,0,0,0,0,0,0,0,0,0,0,0,0,0,0,0,0,0,0,0,0,0,0,0,0,0,0,0,0,0,0,0,0,0,0,0,0,0,0,0,0,0,0,0,0,0,0,0,0,0,0,0,0,0,0,0,0,0,0,0,0,0,0,0,null,0,0,0,0,0,0,0,0,0,0,0,0,0,0,0,86.206950238861339,0,0,0,0,0,0,0,0,0,0,0,0,0,0,0,0,0,0,0,0,0,0,0,0,0,0,0,0,0,0,0,0,0,0,0,0,0,0,0,0,0,0,0,0,0,0,0,0,0,0,0,0,0,0,0,0,0,0,0,0,0,0,0,0,0,0,0,0,0,0,0,0,0,0,0]
[4,"SWITCHGEAR","> 33 kv & < = 66 kv ; switch",9.5918182458511634,46.273775343298226,6.8024830277846506,2,0,0,0,0,0,0,0,0,0,0,0,0,0,1,0,0,0,0,0,0,0,0,0,0,0,0,0,0,0,0,0,0,0,0,0,0,0,0,0,0,0,0,0,0,0,0,0,0,0,0,0,0,0,0,0,0,0,0,0,0,0,0,0,0,0,0,0,0,0,0,0,0,0,0,0,0,0,0,0,0,0,0,0,0,0,0,0,0,0,0,0,null,0,0,0,0,0,0,0,0,0,0,0,0,0,9.5918182458511634,0,0,0,0,0,0,0,0,0,0,0,0,0,0,0,0,0,0,0,0,0,0,0,0,0,0,0,0,0,0,0,0,0,0,0,0,0,0,0,0,0,0,0,0,0,0,0,0,0,0,0,0,0,0,0,0,0,0,0,0,0,0,0,0,0,0,0,0,0,0,0,0,0,0,0,0,0]
[4,"SWITCHGEAR","> 66 kv & < = 132 kv ; circuit breaker",86.206950238861339,43.043567714243572,6.5607596903288243,2,1,0,2,1,5,25,20,16,44,23,40,24,19,23,1,2,18,5,2,2,8,0,0,0,0,0,0,0,6,1,1,4,0,3,1,0,5,1,0,0,1,0,0,4,0,0,0,0,4,0,0,0,0,0,0,0,0,0,0,0,0,0,0,0,0,0,0,0,0,0,0,0,0,0,0,0,0,0,0,0,0,0,0,0,0,0,0,0,0,0,0,null,86.206950238861339,0,172.41390047772268,86.206950238861339,431.03475119430669,2155.1737559715334,1724.1390047772268,1379.3112038217814,3793.1058105098991,1982.7598554938108,3448.2780095544535,2068.9668057326721,1637.9320545383655,1982.7598554938108,86.206950238861339,172.41390047772268,1551.725104299504,431.03475119430669,172.41390047772268,172.41390047772268,689.65560191089071,0,0,0,0,0,0,0,517.24170143316803,86.206950238861339,86.206950238861339,344.82780095544535,0,258.62085071658402,86.206950238861339,0,431.03475119430669,86.206950238861339,0,0,86.206950238861339,0,0,344.82780095544535,0,0,0,0,344.82780095544535,0,0,0,0,0,0,0,0,0,0,0,0,0,0,0,0,0,0,0,0,0,0,0,0,0,0,0,0,0,0,0,0,0,0,0,0,0,0,0,0,0,0]
[4,"SWITCHGEAR","> 66 kv & < = 132 kv ; switch",9.5918182458511634,46.273775343298226,6.8024830277846506,2,3,10,29,109,117,159,38,162,109,64,55,88,35,41,5,79,33,84,242,7,22,4,0,0,0,0,0,0,0,7,14,0,5,3,11,0,0,0,0,0,18,0,0,0,0,0,0,0,0,2,0,0,0,2,0,0,0,0,0,0,0,0,0,0,0,0,0,0,0,0,0,0,0,0,0,0,0,0,0,0,0,0,0,0,0,0,0,0,0,0,0,null,28.775454737553488,95.918182458511637,278.16272912968373,1045.5081887977767,1122.2427347645862,1525.0991010903349,364.48909334234423,1553.8745558278886,1045.5081887977767,613.87636773447446,527.55000352181401,844.08000563490236,335.71363860479073,393.26454807989768,47.959091229255819,757.75364142224191,316.53000211308841,805.71273265149773,2321.2200154959814,67.142727720958149,211.02000140872559,38.367272983404654,0,0,0,0,0,0,0,67.142727720958149,134.2854554419163,0,47.959091229255819,28.775454737553488,105.5100007043628,0,0,0,0,0,172.65272842532093,0,0,0,0,0,0,0,0,19.183636491702327,0,0,0,19.183636491702327,0,0,0,0,0,0,0,0,0,0,0,0,0,0,0,0,0,0,0,0,0,0,0,0,0,0,0,0,0,0,0,0,0,0,0,0,0]
[5,"TRANSFORMERS","ground outdoor / indoor chamber mounted ; ˂ 22 kv ; < = 60 kva ; multiple phase",140.27983214723082,71.574285245345834,8.4601587009550734,2,0,0,0,0,0,0,0,0,0,0,0,0,0,0,0,0,0,0,0,0,0,0,0,0,0,0,0,0,0,0,0,0,0,0,0,0,0,0,0,0,0,0,0,0,0,0,0,0,0,0,0,1,0,0,0,0,0,0,0,0,0,0,0,0,0,0,0,0,0,0,0,0,0,0,0,0,0,0,0,0,0,0,0,0,0,0,0,0,0,0,0,null,0,0,0,0,0,0,0,0,0,0,0,0,0,0,0,0,0,0,0,0,0,0,0,0,0,0,0,0,0,0,0,0,0,0,0,0,0,0,0,0,0,0,0,0,0,0,0,0,0,0,0,140.27983214723082,0,0,0,0,0,0,0,0,0,0,0,0,0,0,0,0,0,0,0,0,0,0,0,0,0,0,0,0,0,0,0,0,0,0,0,0,0,0,0]
[5,"TRANSFORMERS","ground outdoor / indoor chamber mounted ; ˂ 22 kv ; > 60 kva and < = 600 kva ; multiple phase",140.27983214723082,71.574285245345834,8.4601587009550734,2,0,2,3,9,4,16,8,9,8,13,9,4,26,7,7,3,8,1,15,5,4,0,2,0,12,6,0,0,5,3,0,33,25,3,8,50,4,39,18,13,8,1,1,0,6,2,1,20,5,20,0,18,30,12,9,13,8,2,5,2,1,1,0,3,0,1,10,7,0,6,7,6,0,2,1,0,1,0,3,0,3,0,2,0,0,0,0,0,0,0,0,null,0,280.55966429446164,420.83949644169246,1262.5184893250773,561.11932858892328,2244.4773143556931,1122.2386571778466,1262.5184893250773,1122.2386571778466,1823.6378179140006,1262.5184893250773,561.11932858892328,3647.2756358280012,981.9588250306158,981.9588250306158,420.83949644169246,1122.2386571778466,140.27983214723082,2104.1974822084621,701.39916073615404,561.11932858892328,0,280.55966429446164,0,1683.3579857667698,841.67899288338492,0,0,701.39916073615404,420.83949644169246,0,4629.2344608586172,3506.9958036807707,420.83949644169246,1122.2386571778466,7013.9916073615414,561.11932858892328,5470.9134537420023,2525.0369786501547,1823.6378179140006,1122.2386571778466,140.27983214723082,140.27983214723082,0,841.67899288338492,280.55966429446164,140.27983214723082,2805.5966429446162,701.39916073615404,2805.5966429446162,0,2525.0369786501547,4208.3949644169243,1683.3579857667698,1262.5184893250773,1823.6378179140006,1122.2386571778466,280.55966429446164,701.39916073615404,280.55966429446164,140.27983214723082,140.27983214723082,0,420.83949644169246,0,140.27983214723082,1402.7983214723081,981.9588250306158,0,841.67899288338492,981.9588250306158,841.67899288338492,0,280.55966429446164,140.27983214723082,0,140.27983214723082,0,420.83949644169246,0,420.83949644169246,0,280.55966429446164,0,0,0,0,0,0,0,0]
[5,"TRANSFORMERS","ground outdoor / indoor chamber mounted ; ˂ 22 kv ; > 600 kva ; multiple phase",68.672510643782417,53.606184838183395,7.3216244671646056,2,1,31,89,77,101,64,64,114,92,128,241,204,191,115,118,70,82,56,91,44,91,11,47,57,55,32,12,25,7,63,27,165,103,94,35,94,29,77,47,48,15,7,8,22,8,0,10,10,2,8,0,4,10,7,5,1,1,5,0,2,1,0,2,1,0,0,0,3,2,0,1,0,0,0,0,1,0,0,0,0,0,0,0,0,0,0,0,0,0,0,0,null,68.672510643782417,2128.8478299572548,6111.8534472966348,5287.7833195712465,6935.9235750220241,4395.0406812020747,4395.0406812020747,7828.6662133911959,6317.8709792279824,8790.0813624041493,16550.075065151563,14009.192171331613,13116.449532962442,7897.3387240349775,8103.3562559663251,4807.0757450647689,5631.1458727901581,3845.6605960518154,6249.1984685841999,3021.5904683264262,6249.1984685841999,755.39761708160654,3227.6080002577737,3914.333106695598,3776.9880854080329,2197.5203406010373,824.07012772538906,1716.8127660945604,480.70757450647693,4326.3681705582921,1854.1577873821252,11330.964256224099,7073.2685963095892,6455.2160005155474,2403.5378725323844,6455.2160005155474,1991.50280866969,5287.7833195712465,3227.6080002577737,3296.2805109015562,1030.0876596567362,480.70757450647693,549.38008515025933,1510.7952341632131,549.38008515025933,0,686.72510643782414,686.72510643782414,137.34502128756483,549.38008515025933,0,274.69004257512967,686.72510643782414,480.70757450647693,343.36255321891207,68.672510643782417,68.672510643782417,343.36255321891207,0,137.34502128756483,68.672510643782417,0,137.34502128756483,68.672510643782417,0,0,0,206.01753193134726,137.34502128756483,0,68.672510643782417,0,0,0,0,68.672510643782417,0,0,0,0,0,0,0,0,0,0,0,0,0,0,0]
[5,"TRANSFORMERS","ground outdoor / indoor chamber mounted ; > = 22 kv & < = 33 kv ; < = 15 mva",1207.6164728587289,71.817419004310452,8.4745158566321912,2,0,0,0,0,0,3,1,2,14,10,2,2,4,7,11,6,13,11,9,4,1,1,2,4,0,1,0,0,4,1,3,0,2,0,1,3,2,5,0,1,0,2,12,0,1,7,2,5,2,1,0,11,4,3,5,2,5,0,3,0,0,1,0,0,0,0,0,0,0,2,0,4,0,0,1,0,0,0,0,0,0,0,0,0,0,0,0,0,0,0,0,null,0,0,0,0,0,3622.8494185761865,1207.6164728587289,2415.2329457174578,16906.630620022206,12076.16472858729,2415.2329457174578,2415.2329457174578,4830.4658914349156,8453.3153100111031,13283.781201446018,7245.698837152373,15699.014147163476,13283.781201446018,10868.54825572856,4830.4658914349156,1207.6164728587289,1207.6164728587289,2415.2329457174578,4830.4658914349156,0,1207.6164728587289,0,0,4830.4658914349156,1207.6164728587289,3622.8494185761865,0,2415.2329457174578,0,1207.6164728587289,3622.8494185761865,2415.2329457174578,6038.0823642936448,0,1207.6164728587289,0,2415.2329457174578,14491.397674304746,0,1207.6164728587289,8453.3153100111031,2415.2329457174578,6038.0823642936448,2415.2329457174578,1207.6164728587289,0,13283.781201446018,4830.4658914349156,3622.8494185761865,6038.0823642936448,2415.2329457174578,6038.0823642936448,0,3622.8494185761865,0,0,1207.6164728587289,0,0,0,0,0,0,0,2415.2329457174578,0,4830.4658914349156,0,0,1207.6164728587289,0,0,0,0,0,0,0,0,0,0,0,0,0,0,0,0]
[5,"TRANSFORMERS","ground outdoor / indoor chamber mounted ; > = 22 kv & < = 33 kv ; > 15 mva and < = 40 mva",2783.6800226566547,40.745394064083442,6.3832118924631853,2,0,0,7,2,4,11,10,15,24,22,15,11,18,35,23,2,4,2,3,6,0,2,0,4,2,0,0,2,0,0,0,0,0,1,5,2,0,0,0,0,1,7,0,2,5,0,0,0,0,0,0,0,0,0,0,0,0,0,0,0,0,0,0,0,0,0,0,0,0,0,0,0,0,0,0,0,0,0,0,0,0,0,0,0,0,0,0,0,0,0,0,null,0,0,19485.760158596582,5567.3600453133095,11134.720090626619,30620.480249223201,27836.800226566549,41755.20033984982,66808.320543759706,61240.960498446402,41755.20033984982,30620.480249223201,50106.240407819787,97428.800792982918,64024.640521103058,5567.3600453133095,11134.720090626619,5567.3600453133095,8351.0400679699633,16702.080135939927,0,5567.3600453133095,0,11134.720090626619,5567.3600453133095,0,0,5567.3600453133095,0,0,0,0,0,2783.6800226566547,13918.400113283275,5567.3600453133095,0,0,0,0,2783.6800226566547,19485.760158596582,0,5567.3600453133095,13918.400113283275,0,0,0,0,0,0,0,0,0,0,0,0,0,0,0,0,0,0,0,0,0,0,0,0,0,0,0,0,0,0,0,0,0,0,0,0,0,0,0,0,0,0,0,0,0,0]
[5,"TRANSFORMERS","ground outdoor / indoor chamber mounted ; > 33 kv & < = 66 kv ; > 15 mva and < = 40 mva",2783.6800226566547,40.745394064083442,6.3832118924631853,2,0,0,0,0,0,0,0,0,0,0,0,0,0,0,0,1,0,0,0,0,0,0,0,0,0,0,0,0,0,0,0,0,0,0,0,0,0,0,0,0,0,0,0,0,0,0,0,0,0,0,0,0,0,0,0,0,0,0,0,0,0,0,0,0,0,0,0,0,0,0,0,0,0,0,0,0,0,0,0,0,0,0,0,0,0,0,0,0,0,0,0,null,0,0,0,0,0,0,0,0,0,0,0,0,0,0,0,2783.6800226566547,0,0,0,0,0,0,0,0,0,0,0,0,0,0,0,0,0,0,0,0,0,0,0,0,0,0,0,0,0,0,0,0,0,0,0,0,0,0,0,0,0,0,0,0,0,0,0,0,0,0,0,0,0,0,0,0,0,0,0,0,0,0,0,0,0,0,0,0,0,0,0,0,0,0,0]
[5,"TRANSFORMERS","ground outdoor / indoor chamber mounted ; > 66 kv & < = 132 kv ; < = 100 mva",2783.6800226566547,49.255799208234585,7.0182475881258695,2,0,0,0,0,0,0,6,12,8,6,5,6,16,14,6,1,8,4,1,5,2,0,0,2,0,0,0,0,3,0,1,0,3,0,6,3,0,7,0,0,2,2,2,2,0,0,0,2,0,0,0,0,0,0,0,0,1,0,0,0,0,0,0,0,0,0,0,0,0,0,0,0,0,0,0,0,0,0,0,0,0,0,0,0,0,0,0,0,0,0,0,null,0,0,0,0,0,0,16702.080135939927,33404.160271879853,22269.440181253238,16702.080135939927,13918.400113283275,16702.080135939927,44538.880362506476,38971.520317193164,16702.080135939927,2783.6800226566547,22269.440181253238,11134.720090626619,2783.6800226566547,13918.400113283275,5567.3600453133095,0,0,5567.3600453133095,0,0,0,0,8351.0400679699633,0,2783.6800226566547,0,8351.0400679699633,0,16702.080135939927,8351.0400679699633,0,19485.760158596582,0,0,5567.3600453133095,5567.3600453133095,5567.3600453133095,5567.3600453133095,0,0,0,5567.3600453133095,0,0,0,0,0,0,0,0,2783.6800226566547,0,0,0,0,0,0,0,0,0,0,0,0,0,0,0,0,0,0,0,0,0,0,0,0,0,0,0,0,0,0,0,0,0,0]
[5,"TRANSFORMERS","ground outdoor / indoor chamber mounted ; > 66 kv & < = 132 kv ; > 100 mva",2783.6800226566547,49.255799208234585,7.0182475881258695,2,0,0,0,0,0,0,1,0,0,1,2,0,0,0,1,0,0,0,1,1,0,0,0,0,0,0,0,0,0,0,0,0,0,0,0,0,0,0,0,0,0,0,0,0,0,0,0,0,0,0,0,0,0,0,0,0,0,0,0,0,0,0,0,0,0,0,0,0,0,0,0,0,0,0,0,0,0,0,0,0,0,0,0,0,0,0,0,0,0,0,0,null,0,0,0,0,0,0,2783.6800226566547,0,0,2783.6800226566547,5567.3600453133095,0,0,0,2783.6800226566547,0,0,0,2783.6800226566547,2783.6800226566547,0,0,0,0,0,0,0,0,0,0,0,0,0,0,0,0,0,0,0,0,0,0,0,0,0,0,0,0,0,0,0,0,0,0,0,0,0,0,0,0,0,0,0,0,0,0,0,0,0,0,0,0,0,0,0,0,0,0,0,0,0,0,0,0,0,0,0,0,0,0,0]
[5,"TRANSFORMERS","kiosk mounted ; < = 22 kv ; > 60 kva and < = 600 kva ; multiple phase",59.237928750673547,37.996443834772052,6.16412555313177,2,24,412,493,432,328,198,183,401,548,652,732,593,875,319,411,281,173,171,117,115,201,103,140,118,126,68,86,98,149,15,282,7,157,1,5,159,84,49,93,41,2,7,23,17,8,2,11,11,7,6,1,0,0,0,0,0,0,0,0,0,0,0,0,0,0,0,0,0,0,0,0,0,0,0,0,0,0,0,0,0,0,0,0,0,0,0,0,0,0,0,0,null,1421.7102900161651,24406.026645277499,29204.298874082058,25590.785220290971,19430.040630220923,11729.109892633362,10840.540961373259,23754.409429020092,32462.384955369103,38623.129545439151,43362.163845493036,35128.091749149411,51833.187656839356,18896.899271464863,24346.788716526829,16645.857978939268,10248.161673866523,10129.685816365176,6930.8376638288046,6812.361806327458,11906.823678885383,6101.5066613193749,8293.3100250942971,6990.0755925794783,7463.9790225848665,4028.1791550458011,5094.4618725579248,5805.317017566008,8826.451383850359,888.56893126010323,16705.095907689942,414.66550125471485,9300.3548138557471,59.237928750673547,296.1896437533677,9418.8306713570946,4975.9860150565783,2902.658508783004,5509.1273738126401,2428.7550787776154,118.47585750134709,414.66550125471485,1362.4723612654916,1007.0447887614503,473.90343000538837,118.47585750134709,651.61721625740904,651.61721625740904,414.66550125471485,355.42757250404128,59.237928750673547,0,0,0,0,0,0,0,0,0,0,0,0,0,0,0,0,0,0,0,0,0,0,0,0,0,0,0,0,0,0,0,0,0,0,0,0,0,0,0,0]
[5,"TRANSFORMERS","kiosk mounted ; < = 22 kv ; > 600 kva ; multiple phase",67.874373437843957,26.58393874103648,5.155961475906941,2,26,155,134,192,111,108,84,168,198,258,257,262,355,83,131,74,50,20,28,6,41,26,20,27,11,8,3,0,0,0,0,0,0,0,0,0,0,0,0,0,0,0,0,0,0,0,0,0,0,0,0,0,0,0,0,0,0,0,0,0,0,0,0,0,0,0,0,0,0,0,0,0,0,0,0,0,0,0,0,0,0,0,0,0,0,0,0,0,0,0,0,null,1764.7337093839428,10520.527882865814,9095.1660406710907,13031.87970006604,7534.0554516006796,7330.4323312871475,5701.4473687788923,11402.894737557785,13439.125940693104,17511.588346963741,17443.713973525897,17783.085840715117,24095.402570434606,5633.5729953410482,8891.5429203575586,5022.7036344004528,3393.718671892198,1357.487468756879,1900.4824562596309,407.24624062706374,2782.8493109516021,1764.7337093839428,1357.487468756879,1832.6080828217869,746.61810781628355,542.99498750275166,203.62312031353187,0,0,0,0,0,0,0,0,0,0,0,0,0,0,0,0,0,0,0,0,0,0,0,0,0,0,0,0,0,0,0,0,0,0,0,0,0,0,0,0,0,0,0,0,0,0,0,0,0,0,0,0,0,0,0,0,0,0,0,0,0,0,0,0]
[5,"TRANSFORMERS","pole mounted ; < = 22 kv ; < = 60 kva ; multiple phase",9.5445991815979472,52.085736149750183,7.2170448349549678,2,11,99,111,177,209,206,132,164,191,190,194,126,293,88,173,92,99,88,75,61,80,56,22,125,156,101,123,139,64,250,4,3,280,169,105,122,164,150,91,79,70,33,56,0,39,37,54,91,58,44,18,20,44,44,36,28,28,1,24,26,2,14,2,2,0,0,5,0,5,3,9,2,1,1,4,1,0,3,2,3,0,8,0,3,0,0,0,0,0,0,0,null,104.99059099757741,944.91531897819675,1059.4505091573722,1689.3940551428366,1994.8212289539711,1966.1874314091772,1259.8870919709291,1565.3142657820633,1823.018443685208,1813.4738445036101,1851.6522412300017,1202.6194968813413,2796.5675602081983,839.92472798061931,1651.215658416445,878.10312470701115,944.91531897819675,839.92472798061931,715.84493861984606,582.22055007747474,763.56793452783575,534.49755416948506,209.98118199515483,1193.0748976997434,1488.9574723292797,964.00451734139267,1173.9856993365474,1326.6992862421146,610.85434762226862,2386.1497953994867,38.178396726391789,28.633797544793843,2672.4877708474251,1613.0372616900531,1002.1829140677845,1164.4411001549495,1565.3142657820633,1431.6898772396921,868.55852552541319,754.02333534623779,668.12194271185626,314.97177299273227,534.49755416948506,0,372.23936808231991,353.15016971912405,515.40835580628914,868.55852552541319,553.58675253268098,419.96236399030965,171.80278526876305,190.89198363195894,419.96236399030965,419.96236399030965,343.60557053752609,267.24877708474253,267.24877708474253,9.5445991815979472,229.07038035835075,248.15957872154664,19.089198363195894,133.62438854237126,19.089198363195894,19.089198363195894,0,0,47.722995907989734,0,47.722995907989734,28.633797544793843,85.901392634381523,19.089198363195894,9.5445991815979472,9.5445991815979472,38.178396726391789,9.5445991815979472,0,28.633797544793843,19.089198363195894,28.633797544793843,0,76.356793452783577,0,28.633797544793843,0,0,0,0,0,0,0]
[5,"TRANSFORMERS","pole mounted ; < = 22 kv ; < = 60 kva ; single phase",6.8917900461424537,44.202453213401903,6.6484925519550595,2,20,143,114,153,135,130,127,122,150,189,162,117,344,69,207,79,132,124,185,123,126,49,53,124,175,105,114,135,115,216,4,2,287,117,87,144,182,103,192,80,182,121,47,13,27,19,23,21,8,10,7,0,9,27,13,5,5,4,0,0,0,0,0,0,0,0,0,0,0,4,0,0,0,0,0,0,0,0,0,0,0,0,0,0,0,0,0,0,0,0,0,null,137.83580092284907,985.5259765983709,785.66406526023968,1054.4438770597953,930.39165622923122,895.93270599851894,875.25733586009164,840.79838562937937,1033.768506921368,1302.5483187209238,1116.4699874750775,806.33943539866709,2370.775775873004,475.53351318382931,1426.6005395514878,544.45141364525387,909.71628609080392,854.58196572166423,1274.9811585363539,847.6901756755218,868.36554581394921,337.69771226098021,365.26487244555005,854.58196572166423,1206.0632580749293,723.63795484495768,785.66406526023968,930.39165622923122,792.55585530638223,1488.6266499667699,27.567160184569815,13.783580092284907,1977.9437432428842,806.33943539866709,599.58573401439344,992.41776664451334,1254.3057883979266,709.8543747526727,1323.2236888593511,551.3432036913963,1254.3057883979266,833.90659558323694,323.91413216869535,89.593270599851905,186.07833124584624,130.94401087670661,158.51117106127643,144.72759096899154,55.13432036913963,68.917900461424537,48.242530322997176,0,62.026110415282083,186.07833124584624,89.593270599851905,34.458950230712269,34.458950230712269,27.567160184569815,0,0,0,0,0,0,0,0,0,0,0,27.567160184569815,0,0,0,0,0,0,0,0,0,0,0,0,0,0,0,0,0,0,0,0,0]
[5,"TRANSFORMERS","pole mounted ; < = 22 kv ; > 60 kva and < = 600 kva ; multiple phase",18.772316460878109,37.873561939195056,6.1541499769826098,2,97,801,803,885,878,724,794,952,1033,1256,1343,1070,1668,707,1492,538,497,722,482,503,420,229,194,431,471,173,224,290,140,423,51,38,325,203,291,200,221,239,120,107,64,24,61,14,94,40,35,57,52,15,8,29,19,15,13,18,4,5,5,2,4,0,0,1,1,0,2,0,7,4,0,1,3,0,1,2,2,0,0,1,0,0,3,0,1,0,0,0,0,0,0,null,1820.9146967051765,15036.625485163366,15074.170118085121,16613.500067877125,16482.093852650978,13591.157117675752,14905.219269937219,17871.245270755961,19391.802904087086,23578.029474862906,25211.221006959302,20086.378613139575,31312.223856744688,13272.027737840823,28008.296159630139,10099.506255952423,9329.8412810564205,13553.612484753994,9048.2565341432492,9442.4751798216894,7884.3729135688054,4298.8604695410868,3641.8293934103531,8090.8683946384654,8841.7610530735892,3247.6107477319129,4204.9988872366966,5443.9717736546518,2628.1243045229353,7940.6898629514399,957.38813950478357,713.34802551336816,6101.0028497853855,3810.780241558256,5462.7440901155296,3754.463292175622,4148.6819378540622,4486.583634149868,2252.6779753053729,2008.6378613139577,1201.428253496199,450.53559506107462,1145.1113041135648,262.81243045229354,1764.5977473225423,750.8926584351243,657.03107613073382,1070.0220382700522,976.16045596566164,281.58474691317161,150.17853168702487,544.39717736546515,356.67401275668408,281.58474691317161,244.04011399141541,337.90169629580595,75.089265843512436,93.861582304390538,93.861582304390538,37.544632921756218,75.089265843512436,0,0,18.772316460878109,18.772316460878109,0,37.544632921756218,0,131.40621522614677,75.089265843512436,0,18.772316460878109,56.316949382634327,0,18.772316460878109,37.544632921756218,37.544632921756218,0,0,18.772316460878109,0,0,56.316949382634327,0,18.772316460878109,0,0,0,0,0,0]
[5,"TRANSFORMERS","pole mounted ; < = 22 kv ; > 60 kva and < = 600 kva ; single phase",18.772316460878109,37.873561939195056,6.1541499769826098,2,0,0,1,0,0,0,4,1,3,1,0,0,0,0,0,0,0,0,0,0,0,0,0,0,0,0,0,0,1,0,0,0,0,0,0,0,0,0,0,0,0,0,0,0,0,0,0,0,0,0,0,0,0,0,0,0,0,0,0,0,0,0,0,0,0,0,0,0,0,0,0,0,0,0,0,0,0,0,0,0,0,0,0,0,0,0,0,0,0,0,0,null,0,0,18.772316460878109,0,0,0,75.089265843512436,18.772316460878109,56.316949382634327,18.772316460878109,0,0,0,0,0,0,0,0,0,0,0,0,0,0,0,0,0,0,18.772316460878109,0,0,0,0,0,0,0,0,0,0,0,0,0,0,0,0,0,0,0,0,0,0,0,0,0,0,0,0,0,0,0,0,0,0,0,0,0,0,0,0,0,0,0,0,0,0,0,0,0,0,0,0,0,0,0,0,0,0,0,0,0,0]
[5,"TRANSFORMERS","pole mounted ; < = 22 kv ; > 600 kva ; multiple phase",18.772316460878109,37.873561939195056,6.1541499769826098,2,3,7,5,12,8,9,30,18,16,16,28,22,16,7,9,0,2,1,11,4,3,2,1,1,0,0,0,0,0,1,1,0,0,0,0,0,0,0,0,0,0,0,0,0,0,0,0,0,0,0,0,0,0,0,0,0,0,0,0,0,0,0,0,0,0,0,0,0,0,0,0,0,0,0,0,0,0,0,0,0,0,0,0,0,0,0,0,0,0,0,0,null,56.316949382634327,131.40621522614677,93.861582304390538,225.26779753053731,150.17853168702487,168.95084814790297,563.16949382634323,337.90169629580595,300.35706337404974,300.35706337404974,525.62486090458708,412.99096213931841,300.35706337404974,131.40621522614677,168.95084814790297,0,37.544632921756218,18.772316460878109,206.49548106965921,75.089265843512436,56.316949382634327,37.544632921756218,18.772316460878109,18.772316460878109,0,0,0,0,0,18.772316460878109,18.772316460878109,0,0,0,0,0,0,0,0,0,0,0,0,0,0,0,0,0,0,0,0,0,0,0,0,0,0,0,0,0,0,0,0,0,0,0,0,0,0,0,0,0,0,0,0,0,0,0,0,0,0,0,0,0,0,0,0,0,0,0,0]
[6,"UNDERGROUND CABLES","˂ = 1 kv",197.22719834628774,46.296535742782659,6.804155770026334,2,227,370,399,329,211,186,254,301,281,401,479,508,469,575,489,328,55,33,25,111,217,329,437,406,585,613,484,554,476,374,446,152,57,170,51,51,14,57,152,11,211,8,44,0,12,143,2,12,0,2,0,0,0,0,0,0,0,0,0,0,0,0,0,0,0,0,0,0,0,0,0,0,0,0,0,0,0,0,0,0,0,0,0,0,0,0,0,0,0,0,0,null,44770.574024607318,72974.063388126466,78693.652140168808,64887.748255928665,41614.938851066712,36684.258892409518,50095.708379957083,59365.386702232609,55420.842735306855,79088.106536861378,94471.828007871824,100191.41675991417,92499.556024408943,113405.63904911545,96444.099991334704,64690.52105758238,10847.495909045825,6508.4975454274954,4930.6799586571933,21892.219016437939,42798.302041144438,64887.748255928665,86188.285677327745,80074.242528592818,115377.91103257833,120900.27258627438,95457.963999603264,109263.8678838434,93880.146412832968,73762.972181511606,87963.330462444326,29978.534148635736,11241.950305738401,33528.623718868912,10058.587115660675,10058.587115660675,2761.1807768480285,11241.950305738401,29978.534148635736,2169.4991818091653,41614.938851066712,1577.8175867703019,8677.9967272366612,0,2366.7263801554527,28203.489363519147,394.45439669257547,2366.7263801554527,0,394.45439669257547,0,0,0,0,0,0,0,0,0,0,0,0,0,0,0,0,0,0,0,0,0,0,0,0,0,0,0,0,0,0,0,0,0,0,0,0,0,0,0,0,0]
[6,"UNDERGROUND CABLES","> 1 kv & < = 11 kv",469.00724030913403,54.157740520783932,7.359194284755902,2,23,111,130,106,110,114,131,161,228,260,314,381,429,336,235,165,100,94,84,74,96,182,62,64,69,81,89,141,108,180,178,170,84,74,104,176,60,67,75,87,61,73,38,45,4,62,45,6,9,0,0,5,0,1,1,0,0,0,0,0,0,0,0,1,0,0,0,0,0,0,0,0,0,0,0,0,0,0,0,0,0,0,0,0,0,0,0,0,0,0,0,null,10787.166527110083,52059.80367431388,60970.941240187421,49714.76747276821,51590.79643400474,53466.825395241278,61439.948480496561,75510.165689770583,106933.65079048256,121941.88248037484,147268.27345706808,178691.75855778006,201204.10609261849,157586.43274386902,110216.7014726465,77386.194651007114,46900.724030913407,44086.680589058597,39396.608185967256,34706.535782875915,45024.695069676869,85359.317736262397,29078.448899166309,30016.463379784578,32361.499581330248,37989.586465039858,41741.644387512926,66130.020883587902,50652.781953386475,84421.303255644132,83483.288775025852,79731.230852552791,39396.608185967256,34706.535782875915,48776.752992149937,82545.274294407587,28140.43441854804,31423.48510071198,35175.543023185055,40803.629906894661,28609.441658857177,34237.528542566783,17822.275131747094,21105.325813911033,1876.0289612365361,29078.448899166309,21105.325813911033,2814.0434418548043,4221.0651627822062,0,0,2345.0362015456703,0,469.00724030913403,469.00724030913403,0,0,0,0,0,0,0,0,469.00724030913403,0,0,0,0,0,0,0,0,0,0,0,0,0,0,0,0,0,0,0,0,0,0,0,0,0,0,0]
[6,"UNDERGROUND CABLES","> 22 kv & < = 33 kv",945.62489563528015,58.931768827058953,7.6767029919789751,2,0,1,4,1,17,7,16,37,16,33,21,61,54,58,7,41,46,45,47,1,18,1,0,0,0,0,0,13,14,0,0,5,3,5,0,0,0,0,0,0,33,0,0,12,0,50,8,68,14,14,11,19,0,0,11,0,0,0,0,8,0,0,0,0,9,0,0,0,0,0,0,0,0,0,0,0,0,0,0,0,0,0,0,0,0,0,0,0,0,0,0,null,0,945.62489563528015,3782.4995825411206,945.62489563528015,16075.623225799762,6619.3742694469611,15129.998330164482,34988.121138505368,15129.998330164482,31205.621555964244,19858.122808340882,57683.118633752092,51063.74436430513,54846.243946846247,6619.3742694469611,38770.620721046485,43498.745199222889,42553.12030358761,44444.370094858168,945.62489563528015,17021.248121435041,945.62489563528015,0,0,0,0,0,12293.123643258641,13238.748538893922,0,0,4728.1244781764008,2836.8746869058405,4728.1244781764008,0,0,0,0,0,0,31205.621555964244,0,0,11347.498747623362,0,47281.244781764006,7564.9991650822412,64302.492903199047,13238.748538893922,13238.748538893922,10401.873851988083,17966.873017070324,0,0,10401.873851988083,0,0,0,0,7564.9991650822412,0,0,0,0,8510.6240607175205,0,0,0,0,0,0,0,0,0,0,0,0,0,0,0,0,0,0,0,0,0,0,0,0,0,0]
[6,"UNDERGROUND CABLES","> 66 kv & < = 132 kv",945.62489563528015,58.931768827058953,7.6767029919789751,2,0,0,0,9,0,0,6,3,15,6,9,30,12,4,2,0,26,3,31,6,0,0,0,0,0,0,0,0,0,0,0,0,0,0,0,0,0,0,0,0,0,0,0,0,0,0,0,0,0,0,0,0,0,0,0,0,0,0,0,0,0,0,0,0,0,0,0,0,0,0,0,0,0,0,0,0,0,0,0,0,0,0,0,0,0,0,0,0,0,0,0,null,0,0,0,8510.6240607175205,0,0,5673.7493738116809,2836.8746869058405,14184.373434529203,5673.7493738116809,8510.6240607175205,28368.746869058406,11347.498747623362,3782.4995825411206,1891.2497912705603,0,24586.247286517282,2836.8746869058405,29314.371764693686,5673.7493738116809,0,0,0,0,0,0,0,0,0,0,0,0,0,0,0,0,0,0,0,0,0,0,0,0,0,0,0,0,0,0,0,0,0,0,0,0,0,0,0,0,0,0,0,0,0,0,0,0,0,0,0,0,0,0,0,0,0,0,0,0,0,0,0,0,0,0,0,0,0,0,0]
["",null,null,null,null,"","",null,null,null,null,null,null,null,null,null,null,null,null,null,null,null,null,null,null,null,null,null,null,null,null,null,null,null,null,null,null,null,null,null,null,null,null,null,null,null,null,null,null,null,null,null,null,null,null,null,null,null,null,null,null,null,null,null,null,null,null,null,null,null,null,null,null,null,null,null,null,null,null,null,null,null,null,null,null,null,null,null,null,null,null,null,null,null,null,null,null,null,null,0,0,0,0,0,0,0,0,0,0,0,0,0,0,0,0,0,0,0,0,0,0,0,0,0,0,0,0,0,0,0,0,0,0,0,0,0,0,0,0,0,0,0,0,0,0,0,0,0,0,0,0,0,0,0,0,0,0,0,0,0,0,0,0,0,0,0,0,0,0,0,0,0,0,0,0,0,0,0,0,0,0,0,0,0,0,0,0,0,0,0]
["",null,null,null,null,"","",null,null,null,null,null,null,null,null,null,null,null,null,null,null,null,null,null,null,null,null,null,null,null,null,null,null,null,null,null,null,null,null,null,null,null,null,null,null,null,null,null,null,null,null,null,null,null,null,null,null,null,null,null,null,null,null,null,null,null,null,null,null,null,null,null,null,null,null,null,null,null,null,null,null,null,null,null,null,null,null,null,null,null,null,null,null,null,null,null,null,null,null,0,0,0,0,0,0,0,0,0,0,0,0,0,0,0,0,0,0,0,0,0,0,0,0,0,0,0,0,0,0,0,0,0,0,0,0,0,0,0,0,0,0,0,0,0,0,0,0,0,0,0,0,0,0,0,0,0,0,0,0,0,0,0,0,0,0,0,0,0,0,0,0,0,0,0,0,0,0,0,0,0,0,0,0,0,0,0,0,0,0,0]
["",null,null,null,null,"","",null,null,null,null,null,null,null,null,null,null,null,null,null,null,null,null,null,null,null,null,null,null,null,null,null,null,null,null,null,null,null,null,null,null,null,null,null,null,null,null,null,null,null,null,null,null,null,null,null,null,null,null,null,null,null,null,null,null,null,null,null,null,null,null,null,null,null,null,null,null,null,null,null,null,null,null,null,null,null,null,null,null,null,null,null,null,null,null,null,null,null,null,0,0,0,0,0,0,0,0,0,0,0,0,0,0,0,0,0,0,0,0,0,0,0,0,0,0,0,0,0,0,0,0,0,0,0,0,0,0,0,0,0,0,0,0,0,0,0,0,0,0,0,0,0,0,0,0,0,0,0,0,0,0,0,0,0,0,0,0,0,0,0,0,0,0,0,0,0,0,0,0,0,0,0,0,0,0,0,0,0,0,0]
["",null,null,null,null,"","",null,null,null,null,null,null,null,null,null,null,null,null,null,null,null,null,null,null,null,null,null,null,null,null,null,null,null,null,null,null,null,null,null,null,null,null,null,null,null,null,null,null,null,null,null,null,null,null,null,null,null,null,null,null,null,null,null,null,null,null,null,null,null,null,null,null,null,null,null,null,null,null,null,null,null,null,null,null,null,null,null,null,null,null,null,null,null,null,null,null,null,null,0,0,0,0,0,0,0,0,0,0,0,0,0,0,0,0,0,0,0,0,0,0,0,0,0,0,0,0,0,0,0,0,0,0,0,0,0,0,0,0,0,0,0,0,0,0,0,0,0,0,0,0,0,0,0,0,0,0,0,0,0,0,0,0,0,0,0,0,0,0,0,0,0,0,0,0,0,0,0,0,0,0,0,0,0,0,0,0,0,0,0]
["",null,null,null,null,"","",null,null,null,null,null,null,null,null,null,null,null,null,null,null,null,null,null,null,null,null,null,null,null,null,null,null,null,null,null,null,null,null,null,null,null,null,null,null,null,null,null,null,null,null,null,null,null,null,null,null,null,null,null,null,null,null,null,null,null,null,null,null,null,null,null,null,null,null,null,null,null,null,null,null,null,null,null,null,null,null,null,null,null,null,null,null,null,null,null,null,null,null,0,0,0,0,0,0,0,0,0,0,0,0,0,0,0,0,0,0,0,0,0,0,0,0,0,0,0,0,0,0,0,0,0,0,0,0,0,0,0,0,0,0,0,0,0,0,0,0,0,0,0,0,0,0,0,0,0,0,0,0,0,0,0,0,0,0,0,0,0,0,0,0,0,0,0,0,0,0,0,0,0,0,0,0,0,0,0,0,0,0,0]
["",null,null,null,null,"","",null,null,null,null,null,null,null,null,null,null,null,null,null,null,null,null,null,null,null,null,null,null,null,null,null,null,null,null,null,null,null,null,null,null,null,null,null,null,null,null,null,null,null,null,null,null,null,null,null,null,null,null,null,null,null,null,null,null,null,null,null,null,null,null,null,null,null,null,null,null,null,null,null,null,null,null,null,null,null,null,null,null,null,null,null,null,null,null,null,null,null,null,0,0,0,0,0,0,0,0,0,0,0,0,0,0,0,0,0,0,0,0,0,0,0,0,0,0,0,0,0,0,0,0,0,0,0,0,0,0,0,0,0,0,0,0,0,0,0,0,0,0,0,0,0,0,0,0,0,0,0,0,0,0,0,0,0,0,0,0,0,0,0,0,0,0,0,0,0,0,0,0,0,0,0,0,0,0,0,0,0,0,0]
["",null,null,null,null,"","",null,null,null,null,null,null,null,null,null,null,null,null,null,null,null,null,null,null,null,null,null,null,null,null,null,null,null,null,null,null,null,null,null,null,null,null,null,null,null,null,null,null,null,null,null,null,null,null,null,null,null,null,null,null,null,null,null,null,null,null,null,null,null,null,null,null,null,null,null,null,null,null,null,null,null,null,null,null,null,null,null,null,null,null,null,null,null,null,null,null,null,null,0,0,0,0,0,0,0,0,0,0,0,0,0,0,0,0,0,0,0,0,0,0,0,0,0,0,0,0,0,0,0,0,0,0,0,0,0,0,0,0,0,0,0,0,0,0,0,0,0,0,0,0,0,0,0,0,0,0,0,0,0,0,0,0,0,0,0,0,0,0,0,0,0,0,0,0,0,0,0,0,0,0,0,0,0,0,0,0,0,0,0]
["",null,null,null,null,"","",null,null,null,null,null,null,null,null,null,null,null,null,null,null,null,null,null,null,null,null,null,null,null,null,null,null,null,null,null,null,null,null,null,null,null,null,null,null,null,null,null,null,null,null,null,null,null,null,null,null,null,null,null,null,null,null,null,null,null,null,null,null,null,null,null,null,null,null,null,null,null,null,null,null,null,null,null,null,null,null,null,null,null,null,null,null,null,null,null,null,null,null,0,0,0,0,0,0,0,0,0,0,0,0,0,0,0,0,0,0,0,0,0,0,0,0,0,0,0,0,0,0,0,0,0,0,0,0,0,0,0,0,0,0,0,0,0,0,0,0,0,0,0,0,0,0,0,0,0,0,0,0,0,0,0,0,0,0,0,0,0,0,0,0,0,0,0,0,0,0,0,0,0,0,0,0,0,0,0,0,0,0,0]
["",null,null,null,null,"","",null,null,null,null,null,null,null,null,null,null,null,null,null,null,null,null,null,null,null,null,null,null,null,null,null,null,null,null,null,null,null,null,null,null,null,null,null,null,null,null,null,null,null,null,null,null,null,null,null,null,null,null,null,null,null,null,null,null,null,null,null,null,null,null,null,null,null,null,null,null,null,null,null,null,null,null,null,null,null,null,null,null,null,null,null,null,null,null,null,null,null,null,0,0,0,0,0,0,0,0,0,0,0,0,0,0,0,0,0,0,0,0,0,0,0,0,0,0,0,0,0,0,0,0,0,0,0,0,0,0,0,0,0,0,0,0,0,0,0,0,0,0,0,0,0,0,0,0,0,0,0,0,0,0,0,0,0,0,0,0,0,0,0,0,0,0,0,0,0,0,0,0,0,0,0,0,0,0,0,0,0,0,0]
["",null,null,null,null,"","",null,null,null,null,null,null,null,null,null,null,null,null,null,null,null,null,null,null,null,null,null,null,null,null,null,null,null,null,null,null,null,null,null,null,null,null,null,null,null,null,null,null,null,null,null,null,null,null,null,null,null,null,null,null,null,null,null,null,null,null,null,null,null,null,null,null,null,null,null,null,null,null,null,null,null,null,null,null,null,null,null,null,null,null,null,null,null,null,null,null,null,null,0,0,0,0,0,0,0,0,0,0,0,0,0,0,0,0,0,0,0,0,0,0,0,0,0,0,0,0,0,0,0,0,0,0,0,0,0,0,0,0,0,0,0,0,0,0,0,0,0,0,0,0,0,0,0,0,0,0,0,0,0,0,0,0,0,0,0,0,0,0,0,0,0,0,0,0,0,0,0,0,0,0,0,0,0,0,0,0,0,0,0]
["",null,null,null,null,"","",null,null,null,null,null,null,null,null,null,null,null,null,null,null,null,null,null,null,null,null,null,null,null,null,null,null,null,null,null,null,null,null,null,null,null,null,null,null,null,null,null,null,null,null,null,null,null,null,null,null,null,null,null,null,null,null,null,null,null,null,null,null,null,null,null,null,null,null,null,null,null,null,null,null,null,null,null,null,null,null,null,null,null,null,null,null,null,null,null,null,null,null,0,0,0,0,0,0,0,0,0,0,0,0,0,0,0,0,0,0,0,0,0,0,0,0,0,0,0,0,0,0,0,0,0,0,0,0,0,0,0,0,0,0,0,0,0,0,0,0,0,0,0,0,0,0,0,0,0,0,0,0,0,0,0,0,0,0,0,0,0,0,0,0,0,0,0,0,0,0,0,0,0,0,0,0,0,0,0,0,0,0,0]
["",null,null,null,null,"","",null,null,null,null,null,null,null,null,null,null,null,null,null,null,null,null,null,null,null,null,null,null,null,null,null,null,null,null,null,null,null,null,null,null,null,null,null,null,null,null,null,null,null,null,null,null,null,null,null,null,null,null,null,null,null,null,null,null,null,null,null,null,null,null,null,null,null,null,null,null,null,null,null,null,null,null,null,null,null,null,null,null,null,null,null,null,null,null,null,null,null,null,{"$f":"IFERROR($D66*H66,\"\")","v":0},{"$f":"IFERROR($D66*I66,\"\")","v":0},{"$f":"IFERROR($D66*J66,\"\")","v":0},{"$f":"IFERROR($D66*K66,\"\")","v":0},{"$f":"IFERROR($D66*L66,\"\")","v":0},{"$f":"IFERROR($D66*M66,\"\")","v":0},{"$f":"IFERROR($D66*N66,\"\")","v":0},{"$f":"IFERROR($D66*O66,\"\")","v":0},{"$f":"IFERROR($D66*P66,\"\")","v":0},{"$f":"IFERROR($D66*Q66,\"\")","v":0},{"$f":"IFERROR($D66*R66,\"\")","v":0},{"$f":"IFERROR($D66*S66,\"\")","v":0},{"$f":"IFERROR($D66*T66,\"\")","v":0},{"$f":"IFERROR($D66*U66,\"\")","v":0},{"$f":"IFERROR($D66*V66,\"\")","v":0},{"$f":"IFERROR($D66*W66,\"\")","v":0},{"$f":"IFERROR($D66*X66,\"\")","v":0},{"$f":"IFERROR($D66*Y66,\"\")","v":0},{"$f":"IFERROR($D66*Z66,\"\")","v":0},{"$f":"IFERROR($D66*AA66,\"\")","v":0},{"$f":"IFERROR($D66*AB66,\"\")","v":0},{"$f":"IFERROR($D66*AC66,\"\")","v":0},{"$f":"IFERROR($D66*AD66,\"\")","v":0},{"$f":"IFERROR($D66*AE66,\"\")","v":0},{"$f":"IFERROR($D66*AF66,\"\")","v":0},{"$f":"IFERROR($D66*AG66,\"\")","v":0},{"$f":"IFERROR($D66*AH66,\"\")","v":0},{"$f":"IFERROR($D66*AI66,\"\")","v":0},{"$f":"IFERROR($D66*AJ66,\"\")","v":0},{"$f":"IFERROR($D66*AK66,\"\")","v":0},{"$f":"IFERROR($D66*AL66,\"\")","v":0},{"$f":"IFERROR($D66*AM66,\"\")","v":0},{"$f":"IFERROR($D66*AN66,\"\")","v":0},{"$f":"IFERROR($D66*AO66,\"\")","v":0},{"$f":"IFERROR($D66*AP66,\"\")","v":0},{"$f":"IFERROR($D66*AQ66,\"\")","v":0},{"$f":"IFERROR($D66*AR66,\"\")","v":0},{"$f":"IFERROR($D66*AS66,\"\")","v":0},{"$f":"IFERROR($D66*AT66,\"\")","v":0},{"$f":"IFERROR($D66*AU66,\"\")","v":0},{"$f":"IFERROR($D66*AV66,\"\")","v":0},{"$f":"IFERROR($D66*AW66,\"\")","v":0},{"$f":"IFERROR($D66*AX66,\"\")","v":0},{"$f":"IFERROR($D66*AY66,\"\")","v":0},{"$f":"IFERROR($D66*AZ66,\"\")","v":0},{"$f":"IFERROR($D66*BA66,\"\")","v":0},{"$f":"IFERROR($D66*BB66,\"\")","v":0},{"$f":"IFERROR($D66*BC66,\"\")","v":0},{"$f":"IFERROR($D66*BD66,\"\")","v":0},{"$f":"IFERROR($D66*BE66,\"\")","v":0},{"$f":"IFERROR($D66*BF66,\"\")","v":0},{"$f":"IFERROR($D66*BG66,\"\")","v":0},{"$f":"IFERROR($D66*BH66,\"\")","v":0},{"$f":"IFERROR($D66*BI66,\"\")","v":0},{"$f":"IFERROR($D66*BJ66,\"\")","v":0},{"$f":"IFERROR($D66*BK66,\"\")","v":0},{"$f":"IFERROR($D66*BL66,\"\")","v":0},{"$f":"IFERROR($D66*BM66,\"\")","v":0},{"$f":"IFERROR($D66*BN66,\"\")","v":0},{"$f":"IFERROR($D66*BO66,\"\")","v":0},{"$f":"IFERROR($D66*BP66,\"\")","v":0},{"$f":"IFERROR($D66*BQ66,\"\")","v":0},{"$f":"IFERROR($D66*BR66,\"\")","v":0},{"$f":"IFERROR($D66*BS66,\"\")","v":0},{"$f":"IFERROR($D66*BT66,\"\")","v":0},{"$f":"IFERROR($D66*BU66,\"\")","v":0},{"$f":"IFERROR($D66*BV66,\"\")","v":0},{"$f":"IFERROR($D66*BW66,\"\")","v":0},{"$f":"IFERROR($D66*BX66,\"\")","v":0},{"$f":"IFERROR($D66*BY66,\"\")","v":0},{"$f":"IFERROR($D66*BZ66,\"\")","v":0},{"$f":"IFERROR($D66*CA66,\"\")","v":0},{"$f":"IFERROR($D66*CB66,\"\")","v":0},{"$f":"IFERROR($D66*CC66,\"\")","v":0},{"$f":"IFERROR($D66*CD66,\"\")","v":0},{"$f":"IFERROR($D66*CE66,\"\")","v":0},{"$f":"IFERROR($D66*CF66,\"\")","v":0},{"$f":"IFERROR($D66*CG66,\"\")","v":0},{"$f":"IFERROR($D66*CH66,\"\")","v":0},{"$f":"IFERROR($D66*CI66,\"\")","v":0},{"$f":"IFERROR($D66*CJ66,\"\")","v":0},{"$f":"IFERROR($D66*CK66,\"\")","v":0},{"$f":"IFERROR($D66*CL66,\"\")","v":0},{"$f":"IFERROR($D66*CM66,\"\")","v":0},{"$f":"IFERROR($D66*CN66,\"\")","v":0},{"$f":"IFERROR($D66*CO66,\"\")","v":0},{"$f":"IFERROR($D66*CP66,\"\")","v":0},{"$f":"IFERROR($D66*CQ66,\"\")","v":0},{"$f":"IFERROR($D66*CR66,\"\")","v":0},{"$f":"IFERROR($D66*CS66,\"\")","v":0},{"$f":"IFERROR($D66*CT66,\"\")","v":0}]
["",null,null,null,null,"","",null,null,null,null,null,null,null,null,null,null,null,null,null,null,null,null,null,null,null,null,null,null,null,null,null,null,null,null,null,null,null,null,null,null,null,null,null,null,null,null,null,null,null,null,null,null,null,null,null,null,null,null,null,null,null,null,null,null,null,null,null,null,null,null,null,null,null,null,null,null,null,null,null,null,null,null,null,null,null,null,null,null,null,null,null,null,null,null,null,null,null,null,0,0,0,0,0,0,0,0,0,0,0,0,0,0,0,0,0,0,0,0,0,0,0,0,0,0,0,0,0,0,0,0,0,0,0,0,0,0,0,0,0,0,0,0,0,0,0,0,0,0,0,0,0,0,0,0,0,0,0,0,0,0,0,0,0,0,0,0,0,0,0,0,0,0,0,0,0,0,0,0,0,0,0,0,0,0,0,0,0,0,0]
["",null,null,null,null,"","",null,null,null,null,null,null,null,null,null,null,null,null,null,null,null,null,null,null,null,null,null,null,null,null,null,null,null,null,null,null,null,null,null,null,null,null,null,null,null,null,null,null,null,null,null,null,null,null,null,null,null,null,null,null,null,null,null,null,null,null,null,null,null,null,null,null,null,null,null,null,null,null,null,null,null,null,null,null,null,null,null,null,null,null,null,null,null,null,null,null,null,null,0,0,0,0,0,0,0,0,0,0,0,0,0,0,0,0,0,0,0,0,0,0,0,0,0,0,0,0,0,0,0,0,0,0,0,0,0,0,0,0,0,0,0,0,0,0,0,0,0,0,0,0,0,0,0,0,0,0,0,0,0,0,0,0,0,0,0,0,0,0,0,0,0,0,0,0,0,0,0,0,0,0,0,0,0,0,0,0,0,0,0]
["",null,null,null,null,"","",null,null,null,null,null,null,null,null,null,null,null,null,null,null,null,null,null,null,null,null,null,null,null,null,null,null,null,null,null,null,null,null,null,null,null,null,null,null,null,null,null,null,null,null,null,null,null,null,null,null,null,null,null,null,null,null,null,null,null,null,null,null,null,null,null,null,null,null,null,null,null,null,null,null,null,null,null,null,null,null,null,null,null,null,null,null,null,null,null,null,null,null,0,0,0,0,0,0,0,0,0,0,0,0,0,0,0,0,0,0,0,0,0,0,0,0,0,0,0,0,0,0,0,0,0,0,0,0,0,0,0,0,0,0,0,0,0,0,0,0,0,0,0,0,0,0,0,0,0,0,0,0,0,0,0,0,0,0,0,0,0,0,0,0,0,0,0,0,0,0,0,0,0,0,0,0,0,0,0,0,0,0,0]
["",null,null,null,null,"","",null,null,null,null,null,null,null,null,null,null,null,null,null,null,null,null,null,null,null,null,null,null,null,null,null,null,null,null,null,null,null,null,null,null,null,null,null,null,null,null,null,null,null,null,null,null,null,null,null,null,null,null,null,null,null,null,null,null,null,null,null,null,null,null,null,null,null,null,null,null,null,null,null,null,null,null,null,null,null,null,null,null,null,null,null,null,null,null,null,null,null,null,0,0,0,0,0,0,0,0,0,0,0,0,0,0,0,0,0,0,0,0,0,0,0,0,0,0,0,0,0,0,0,0,0,0,0,0,0,0,0,0,0,0,0,0,0,0,0,0,0,0,0,0,0,0,0,0,0,0,0,0,0,0,0,0,0,0,0,0,0,0,0,0,0,0,0,0,0,0,0,0,0,0,0,0,0,0,0,0,0,0,0]
["",null,null,null,null,"","",null,null,null,null,null,null,null,null,null,null,null,null,null,null,null,null,null,null,null,null,null,null,null,null,null,null,null,null,null,null,null,null,null,null,null,null,null,null,null,null,null,null,null,null,null,null,null,null,null,null,null,null,null,null,null,null,null,null,null,null,null,null,null,null,null,null,null,null,null,null,null,null,null,null,null,null,null,null,null,null,null,null,null,null,null,null,null,null,null,null,null,null,0,0,0,0,0,0,0,0,0,0,0,0,0,0,0,0,0,0,0,0,0,0,0,0,0,0,0,0,0,0,0,0,0,0,0,0,0,0,0,0,0,0,0,0,0,0,0,0,0,0,0,0,0,0,0,0,0,0,0,0,0,0,0,0,0,0,0,0,0,0,0,0,0,0,0,0,0,0,0,0,0,0,0,0,0,0,0,0,0,0,0]
["",null,null,null,null,"","",null,null,null,null,null,null,null,null,null,null,null,null,null,null,null,null,null,null,null,null,null,null,null,null,null,null,null,null,null,null,null,null,null,null,null,null,null,null,null,null,null,null,null,null,null,null,null,null,null,null,null,null,null,null,null,null,null,null,null,null,null,null,null,null,null,null,null,null,null,null,null,null,null,null,null,null,null,null,null,null,null,null,null,null,null,null,null,null,null,null,null,null,0,0,0,0,0,0,0,0,0,0,0,0,0,0,0,0,0,0,0,0,0,0,0,0,0,0,0,0,0,0,0,0,0,0,0,0,0,0,0,0,0,0,0,0,0,0,0,0,0,0,0,0,0,0,0,0,0,0,0,0,0,0,0,0,0,0,0,0,0,0,0,0,0,0,0,0,0,0,0,0,0,0,0,0,0,0,0,0,0,0,0]
["",null,null,null,null,"","",null,null,null,null,null,null,null,null,null,null,null,null,null,null,null,null,null,null,null,null,null,null,null,null,null,null,null,null,null,null,null,null,null,null,null,null,null,null,null,null,null,null,null,null,null,null,null,null,null,null,null,null,null,null,null,null,null,null,null,null,null,null,null,null,null,null,null,null,null,null,null,null,null,null,null,null,null,null,null,null,null,null,null,null,null,null,null,null,null,null,null,null,0,0,0,0,0,0,0,0,0,0,0,0,0,0,0,0,0,0,0,0,0,0,0,0,0,0,0,0,0,0,0,0,0,0,0,0,0,0,0,0,0,0,0,0,0,0,0,0,0,0,0,0,0,0,0,0,0,0,0,0,0,0,0,0,0,0,0,0,0,0,0,0,0,0,0,0,0,0,0,0,0,0,0,0,0,0,0,0,0,0,0]
["",null,null,null,null,"","",null,null,null,null,null,null,null,null,null,null,null,null,null,null,null,null,null,null,null,null,null,null,null,null,null,null,null,null,null,null,null,null,null,null,null,null,null,null,null,null,null,null,null,null,null,null,null,null,null,null,null,null,null,null,null,null,null,null,null,null,null,null,null,null,null,null,null,null,null,null,null,null,null,null,null,null,null,null,null,null,null,null,null,null,null,null,null,null,null,null,null,null,0,0,0,0,0,0,0,0,0,0,0,0,0,0,0,0,0,0,0,0,0,0,0,0,0,0,0,0,0,0,0,0,0,0,0,0,0,0,0,0,0,0,0,0,0,0,0,0,0,0,0,0,0,0,0,0,0,0,0,0,0,0,0,0,0,0,0,0,0,0,0,0,0,0,0,0,0,0,0,0,0,0,0,0,0,0,0,0,0,0,0]
["",null,null,null,null,"","",null,null,null,null,null,null,null,null,null,null,null,null,null,null,null,null,null,null,null,null,null,null,null,null,null,null,null,null,null,null,null,null,null,null,null,null,null,null,null,null,null,null,null,null,null,null,null,null,null,null,null,null,null,null,null,null,null,null,null,null,null,null,null,null,null,null,null,null,null,null,null,null,null,null,null,null,null,null,null,null,null,null,null,null,null,null,null,null,null,null,null,null,0,0,0,0,0,0,0,0,0,0,0,0,0,0,0,0,0,0,0,0,0,0,0,0,0,0,0,0,0,0,0,0,0,0,0,0,0,0,0,0,0,0,0,0,0,0,0,0,0,0,0,0,0,0,0,0,0,0,0,0,0,0,0,0,0,0,0,0,0,0,0,0,0,0,0,0,0,0,0,0,0,0,0,0,0,0,0,0,0,0,0]
["",null,null,null,null,"","",null,null,null,null,null,null,null,null,null,null,null,null,null,null,null,null,null,null,null,null,null,null,null,null,null,null,null,null,null,null,null,null,null,null,null,null,null,null,null,null,null,null,null,null,null,null,null,null,null,null,null,null,null,null,null,null,null,null,null,null,null,null,null,null,null,null,null,null,null,null,null,null,null,null,null,null,null,null,null,null,null,null,null,null,null,null,null,null,null,null,null,null,0,0,0,0,0,0,0,0,0,0,0,0,0,0,0,0,0,0,0,0,0,0,0,0,0,0,0,0,0,0,0,0,0,0,0,0,0,0,0,0,0,0,0,0,0,0,0,0,0,0,0,0,0,0,0,0,0,0,0,0,0,0,0,0,0,0,0,0,0,0,0,0,0,0,0,0,0,0,0,0,0,0,0,0,0,0,0,0,0,0,0]
["",null,null,null,null,"","",null,null,null,null,null,null,null,null,null,null,null,null,null,null,null,null,null,null,null,null,null,null,null,null,null,null,null,null,null,null,null,null,null,null,null,null,null,null,null,null,null,null,null,null,null,null,null,null,null,null,null,null,null,null,null,null,null,null,null,null,null,null,null,null,null,null,null,null,null,null,null,null,null,null,null,null,null,null,null,null,null,null,null,null,null,null,null,null,null,null,null,null,0,0,0,0,0,0,0,0,0,0,0,0,0,0,0,0,0,0,0,0,0,0,0,0,0,0,0,0,0,0,0,0,0,0,0,0,0,0,0,0,0,0,0,0,0,0,0,0,0,0,0,0,0,0,0,0,0,0,0,0,0,0,0,0,0,0,0,0,0,0,0,0,0,0,0,0,0,0,0,0,0,0,0,0,0,0,0,0,0,0,0]
["",null,null,null,null,"","",null,null,null,null,null,null,null,null,null,null,null,null,null,null,null,null,null,null,null,null,null,null,null,null,null,null,null,null,null,null,null,null,null,null,null,null,null,null,null,null,null,null,null,null,null,null,null,null,null,null,null,null,null,null,null,null,null,null,null,null,null,null,null,null,null,null,null,null,null,null,null,null,null,null,null,null,null,null,null,null,null,null,null,null,null,null,null,null,null,null,null,null,0,0,0,0,0,0,0,0,0,0,0,0,0,0,0,0,0,0,0,0,0,0,0,0,0,0,0,0,0,0,0,0,0,0,0,0,0,0,0,0,0,0,0,0,0,0,0,0,0,0,0,0,0,0,0,0,0,0,0,0,0,0,0,0,0,0,0,0,0,0,0,0,0,0,0,0,0,0,0,0,0,0,0,0,0,0,0,0,0,0,0]
["",null,null,null,null,"","",null,null,null,null,null,null,null,null,null,null,null,null,null,null,null,null,null,null,null,null,null,null,null,null,null,null,null,null,null,null,null,null,null,null,null,null,null,null,null,null,null,null,null,null,null,null,null,null,null,null,null,null,null,null,null,null,null,null,null,null,null,null,null,null,null,null,null,null,null,null,null,null,null,null,null,null,null,null,null,null,null,null,null,null,null,null,null,null,null,null,null,null,0,0,0,0,0,0,0,0,0,0,0,0,0,0,0,0,0,0,0,0,0,0,0,0,0,0,0,0,0,0,0,0,0,0,0,0,0,0,0,0,0,0,0,0,0,0,0,0,0,0,0,0,0,0,0,0,0,0,0,0,0,0,0,0,0,0,0,0,0,0,0,0,0,0,0,0,0,0,0,0,0,0,0,0,0,0,0,0,0,0,0]
["",null,null,null,null,"","",null,null,null,null,null,null,null,null,null,null,null,null,null,null,null,null,null,null,null,null,null,null,null,null,null,null,null,null,null,null,null,null,null,null,null,null,null,null,null,null,null,null,null,null,null,null,null,null,null,null,null,null,null,null,null,null,null,null,null,null,null,null,null,null,null,null,null,null,null,null,null,null,null,null,null,null,null,null,null,null,null,null,null,null,null,null,null,null,null,null,null,null,0,0,0,0,0,0,0,0,0,0,0,0,0,0,0,0,0,0,0,0,0,0,0,0,0,0,0,0,0,0,0,0,0,0,0,0,0,0,0,0,0,0,0,0,0,0,0,0,0,0,0,0,0,0,0,0,0,0,0,0,0,0,0,0,0,0,0,0,0,0,0,0,0,0,0,0,0,0,0,0,0,0,0,0,0,0,0,0,0,0,0]
["",null,null,null,null,"","",null,null,null,null,null,null,null,null,null,null,null,null,null,null,null,null,null,null,null,null,null,null,null,null,null,null,null,null,null,null,null,null,null,null,null,null,null,null,null,null,null,null,null,null,null,null,null,null,null,null,null,null,null,null,null,null,null,null,null,null,null,null,null,null,null,null,null,null,null,null,null,null,null,null,null,null,null,null,null,null,null,null,null,null,null,null,null,null,null,null,null,null,0,0,0,0,0,0,0,0,0,0,0,0,0,0,0,0,0,0,0,0,0,0,0,0,0,0,0,0,0,0,0,0,0,0,0,0,0,0,0,0,0,0,0,0,0,0,0,0,0,0,0,0,0,0,0,0,0,0,0,0,0,0,0,0,0,0,0,0,0,0,0,0,0,0,0,0,0,0,0,0,0,0,0,0,0,0,0,0,0,0,0]
["",null,null,null,null,"","",null,null,null,null,null,null,null,null,null,null,null,null,null,null,null,null,null,null,null,null,null,null,null,null,null,null,null,null,null,null,null,null,null,null,null,null,null,null,null,null,null,null,null,null,null,null,null,null,null,null,null,null,null,null,null,null,null,null,null,null,null,null,null,null,null,null,null,null,null,null,null,null,null,null,null,null,null,null,null,null,null,null,null,null,null,null,null,null,null,null,null,null,0,0,0,0,0,0,0,0,0,0,0,0,0,0,0,0,0,0,0,0,0,0,0,0,0,0,0,0,0,0,0,0,0,0,0,0,0,0,0,0,0,0,0,0,0,0,0,0,0,0,0,0,0,0,0,0,0,0,0,0,0,0,0,0,0,0,0,0,0,0,0,0,0,0,0,0,0,0,0,0,0,0,0,0,0,0,0,0,0,0,0]
["",null,null,null,null,"","",null,null,null,null,null,null,null,null,null,null,null,null,null,null,null,null,null,null,null,null,null,null,null,null,null,null,null,null,null,null,null,null,null,null,null,null,null,null,null,null,null,null,null,null,null,null,null,null,null,null,null,null,null,null,null,null,null,null,null,null,null,null,null,null,null,null,null,null,null,null,null,null,null,null,null,null,null,null,null,null,null,null,null,null,null,null,null,null,null,null,null,null,0,0,0,0,0,0,0,0,0,0,0,0,0,0,0,0,0,0,0,0,0,0,0,0,0,0,0,0,0,0,0,0,0,0,0,0,0,0,0,0,0,0,0,0,0,0,0,0,0,0,0,0,0,0,0,0,0,0,0,0,0,0,0,0,0,0,0,0,0,0,0,0,0,0,0,0,0,0,0,0,0,0,0,0,0,0,0,0,0,0,0]
["",null,null,null,null,"","",null,null,null,null,null,null,null,null,null,null,null,null,null,null,null,null,null,null,null,null,null,null,null,null,null,null,null,null,null,null,null,null,null,null,null,null,null,null,null,null,null,null,null,null,null,null,null,null,null,null,null,null,null,null,null,null,null,null,null,null,null,null,null,null,null,null,null,null,null,null,null,null,null,null,null,null,null,null,null,null,null,null,null,null,null,null,null,null,null,null,null,null,0,0,0,0,0,0,0,0,0,0,0,0,0,0,0,0,0,0,0,0,0,0,0,0,0,0,0,0,0,0,0,0,0,0,0,0,0,0,0,0,0,0,0,0,0,0,0,0,0,0,0,0,0,0,0,0,0,0,0,0,0,0,0,0,0,0,0,0,0,0,0,0,0,0,0,0,0,0,0,0,0,0,0,0,0,0,0,0,0,0,0]
["",null,null,null,null,"","",null,null,null,null,null,null,null,null,null,null,null,null,null,null,null,null,null,null,null,null,null,null,null,null,null,null,null,null,null,null,null,null,null,null,null,null,null,null,null,null,null,null,null,null,null,null,null,null,null,null,null,null,null,null,null,null,null,null,null,null,null,null,null,null,null,null,null,null,null,null,null,null,null,null,null,null,null,null,null,null,null,null,null,null,null,null,null,null,null,null,null,null,0,0,0,0,0,0,0,0,0,0,0,0,0,0,0,0,0,0,0,0,0,0,0,0,0,0,0,0,0,0,0,0,0,0,0,0,0,0,0,0,0,0,0,0,0,0,0,0,0,0,0,0,0,0,0,0,0,0,0,0,0,0,0,0,0,0,0,0,0,0,0,0,0,0,0,0,0,0,0,0,0,0,0,0,0,0,0,0,0,0,0]
["",null,null,null,null,"","",null,null,null,null,null,null,null,null,null,null,null,null,null,null,null,null,null,null,null,null,null,null,null,null,null,null,null,null,null,null,null,null,null,null,null,null,null,null,null,null,null,null,null,null,null,null,null,null,null,null,null,null,null,null,null,null,null,null,null,null,null,null,null,null,null,null,null,null,null,null,null,null,null,null,null,null,null,null,null,null,null,null,null,null,null,null,null,null,null,null,null,null,{"$f":"IFERROR($D86*H86,\"\")","v":0},{"$f":"IFERROR($D86*I86,\"\")","v":0},{"$f":"IFERROR($D86*J86,\"\")","v":0},{"$f":"IFERROR($D86*K86,\"\")","v":0},{"$f":"IFERROR($D86*L86,\"\")","v":0},{"$f":"IFERROR($D86*M86,\"\")","v":0},{"$f":"IFERROR($D86*N86,\"\")","v":0},{"$f":"IFERROR($D86*O86,\"\")","v":0},{"$f":"IFERROR($D86*P86,\"\")","v":0},{"$f":"IFERROR($D86*Q86,\"\")","v":0},{"$f":"IFERROR($D86*R86,\"\")","v":0},{"$f":"IFERROR($D86*S86,\"\")","v":0},{"$f":"IFERROR($D86*T86,\"\")","v":0},{"$f":"IFERROR($D86*U86,\"\")","v":0},{"$f":"IFERROR($D86*V86,\"\")","v":0},{"$f":"IFERROR($D86*W86,\"\")","v":0},{"$f":"IFERROR($D86*X86,\"\")","v":0},{"$f":"IFERROR($D86*Y86,\"\")","v":0},{"$f":"IFERROR($D86*Z86,\"\")","v":0},{"$f":"IFERROR($D86*AA86,\"\")","v":0},{"$f":"IFERROR($D86*AB86,\"\")","v":0},{"$f":"IFERROR($D86*AC86,\"\")","v":0},{"$f":"IFERROR($D86*AD86,\"\")","v":0},{"$f":"IFERROR($D86*AE86,\"\")","v":0},{"$f":"IFERROR($D86*AF86,\"\")","v":0},{"$f":"IFERROR($D86*AG86,\"\")","v":0},{"$f":"IFERROR($D86*AH86,\"\")","v":0},{"$f":"IFERROR($D86*AI86,\"\")","v":0},{"$f":"IFERROR($D86*AJ86,\"\")","v":0},{"$f":"IFERROR($D86*AK86,\"\")","v":0},{"$f":"IFERROR($D86*AL86,\"\")","v":0},{"$f":"IFERROR($D86*AM86,\"\")","v":0},{"$f":"IFERROR($D86*AN86,\"\")","v":0},{"$f":"IFERROR($D86*AO86,\"\")","v":0},{"$f":"IFERROR($D86*AP86,\"\")","v":0},{"$f":"IFERROR($D86*AQ86,\"\")","v":0},{"$f":"IFERROR($D86*AR86,\"\")","v":0},{"$f":"IFERROR($D86*AS86,\"\")","v":0},{"$f":"IFERROR($D86*AT86,\"\")","v":0},{"$f":"IFERROR($D86*AU86,\"\")","v":0},{"$f":"IFERROR($D86*AV86,\"\")","v":0},{"$f":"IFERROR($D86*AW86,\"\")","v":0},{"$f":"IFERROR($D86*AX86,\"\")","v":0},{"$f":"IFERROR($D86*AY86,\"\")","v":0},{"$f":"IFERROR($D86*AZ86,\"\")","v":0},{"$f":"IFERROR($D86*BA86,\"\")","v":0},{"$f":"IFERROR($D86*BB86,\"\")","v":0},{"$f":"IFERROR($D86*BC86,\"\")","v":0},{"$f":"IFERROR($D86*BD86,\"\")","v":0},{"$f":"IFERROR($D86*BE86,\"\")","v":0},{"$f":"IFERROR($D86*BF86,\"\")","v":0},{"$f":"IFERROR($D86*BG86,\"\")","v":0},{"$f":"IFERROR($D86*BH86,\"\")","v":0},{"$f":"IFERROR($D86*BI86,\"\")","v":0},{"$f":"IFERROR($D86*BJ86,\"\")","v":0},{"$f":"IFERROR($D86*BK86,\"\")","v":0},{"$f":"IFERROR($D86*BL86,\"\")","v":0},{"$f":"IFERROR($D86*BM86,\"\")","v":0},{"$f":"IFERROR($D86*BN86,\"\")","v":0},{"$f":"IFERROR($D86*BO86,\"\")","v":0},{"$f":"IFERROR($D86*BP86,\"\")","v":0},{"$f":"IFERROR($D86*BQ86,\"\")","v":0},{"$f":"IFERROR($D86*BR86,\"\")","v":0},{"$f":"IFERROR($D86*BS86,\"\")","v":0},{"$f":"IFERROR($D86*BT86,\"\")","v":0},{"$f":"IFERROR($D86*BU86,\"\")","v":0},{"$f":"IFERROR($D86*BV86,\"\")","v":0},{"$f":"IFERROR($D86*BW86,\"\")","v":0},{"$f":"IFERROR($D86*BX86,\"\")","v":0},{"$f":"IFERROR($D86*BY86,\"\")","v":0},{"$f":"IFERROR($D86*BZ86,\"\")","v":0},{"$f":"IFERROR($D86*CA86,\"\")","v":0},{"$f":"IFERROR($D86*CB86,\"\")","v":0},{"$f":"IFERROR($D86*CC86,\"\")","v":0},{"$f":"IFERROR($D86*CD86,\"\")","v":0},{"$f":"IFERROR($D86*CE86,\"\")","v":0},{"$f":"IFERROR($D86*CF86,\"\")","v":0},{"$f":"IFERROR($D86*CG86,\"\")","v":0},{"$f":"IFERROR($D86*CH86,\"\")","v":0},{"$f":"IFERROR($D86*CI86,\"\")","v":0},{"$f":"IFERROR($D86*CJ86,\"\")","v":0},{"$f":"IFERROR($D86*CK86,\"\")","v":0},{"$f":"IFERROR($D86*CL86,\"\")","v":0},{"$f":"IFERROR($D86*CM86,\"\")","v":0},{"$f":"IFERROR($D86*CN86,\"\")","v":0},{"$f":"IFERROR($D86*CO86,\"\")","v":0},{"$f":"IFERROR($D86*CP86,\"\")","v":0},{"$f":"IFERROR($D86*CQ86,\"\")","v":0},{"$f":"IFERROR($D86*CR86,\"\")","v":0},{"$f":"IFERROR($D86*CS86,\"\")","v":0},{"$f":"IFERROR($D86*CT86,\"\")","v":0}]
["",null,null,null,null,"","",null,null,null,null,null,null,null,null,null,null,null,null,null,null,null,null,null,null,null,null,null,null,null,null,null,null,null,null,null,null,null,null,null,null,null,null,null,null,null,null,null,null,null,null,null,null,null,null,null,null,null,null,null,null,null,null,null,null,null,null,null,null,null,null,null,null,null,null,null,null,null,null,null,null,null,null,null,null,null,null,null,null,null,null,null,null,null,null,null,null,null,null,0,0,0,0,0,0,0,0,0,0,0,0,0,0,0,0,0,0,0,0,0,0,0,0,0,0,0,0,0,0,0,0,0,0,0,0,0,0,0,0,0,0,0,0,0,0,0,0,0,0,0,0,0,0,0,0,0,0,0,0,0,0,0,0,0,0,0,0,0,0,0,0,0,0,0,0,0,0,0,0,0,0,0,0,0,0,0,0,0,0,0]
["",null,null,null,null,"","",null,null,null,null,null,null,null,null,null,null,null,null,null,null,null,null,null,null,null,null,null,null,null,null,null,null,null,null,null,null,null,null,null,null,null,null,null,null,null,null,null,null,null,null,null,null,null,null,null,null,null,null,null,null,null,null,null,null,null,null,null,null,null,null,null,null,null,null,null,null,null,null,null,null,null,null,null,null,null,null,null,null,null,null,null,null,null,null,null,null,null,null,0,0,0,0,0,0,0,0,0,0,0,0,0,0,0,0,0,0,0,0,0,0,0,0,0,0,0,0,0,0,0,0,0,0,0,0,0,0,0,0,0,0,0,0,0,0,0,0,0,0,0,0,0,0,0,0,0,0,0,0,0,0,0,0,0,0,0,0,0,0,0,0,0,0,0,0,0,0,0,0,0,0,0,0,0,0,0,0,0,0,0]
["",null,null,null,null,"","",null,null,null,null,null,null,null,null,null,null,null,null,null,null,null,null,null,null,null,null,null,null,null,null,null,null,null,null,null,null,null,null,null,null,null,null,null,null,null,null,null,null,null,null,null,null,null,null,null,null,null,null,null,null,null,null,null,null,null,null,null,null,null,null,null,null,null,null,null,null,null,null,null,null,null,null,null,null,null,null,null,null,null,null,null,null,null,null,null,null,null,null,0,0,0,0,0,0,0,0,0,0,0,0,0,0,0,0,0,0,0,0,0,0,0,0,0,0,0,0,0,0,0,0,0,0,0,0,0,0,0,0,0,0,0,0,0,0,0,0,0,0,0,0,0,0,0,0,0,0,0,0,0,0,0,0,0,0,0,0,0,0,0,0,0,0,0,0,0,0,0,0,0,0,0,0,0,0,0,0,0,0,0]
["",null,null,null,null,"","",null,null,null,null,null,null,null,null,null,null,null,null,null,null,null,null,null,null,null,null,null,null,null,null,null,null,null,null,null,null,null,null,null,null,null,null,null,null,null,null,null,null,null,null,null,null,null,null,null,null,null,null,null,null,null,null,null,null,null,null,null,null,null,null,null,null,null,null,null,null,null,null,null,null,null,null,null,null,null,null,null,null,null,null,null,null,null,null,null,null,null,null,0,0,0,0,0,0,0,0,0,0,0,0,0,0,0,0,0,0,0,0,0,0,0,0,0,0,0,0,0,0,0,0,0,0,0,0,0,0,0,0,0,0,0,0,0,0,0,0,0,0,0,0,0,0,0,0,0,0,0,0,0,0,0,0,0,0,0,0,0,0,0,0,0,0,0,0,0,0,0,0,0,0,0,0,0,0,0,0,0,0,0]
["",null,null,null,null,"","",null,null,null,null,null,null,null,null,null,null,null,null,null,null,null,null,null,null,null,null,null,null,null,null,null,null,null,null,null,null,null,null,null,null,null,null,null,null,null,null,null,null,null,null,null,null,null,null,null,null,null,null,null,null,null,null,null,null,null,null,null,null,null,null,null,null,null,null,null,null,null,null,null,null,null,null,null,null,null,null,null,null,null,null,null,null,null,null,null,null,null,null,0,0,0,0,0,0,0,0,0,0,0,0,0,0,0,0,0,0,0,0,0,0,0,0,0,0,0,0,0,0,0,0,0,0,0,0,0,0,0,0,0,0,0,0,0,0,0,0,0,0,0,0,0,0,0,0,0,0,0,0,0,0,0,0,0,0,0,0,0,0,0,0,0,0,0,0,0,0,0,0,0,0,0,0,0,0,0,0,0,0,0]
["",null,null,null,null,"","",null,null,null,null,null,null,null,null,null,null,null,null,null,null,null,null,null,null,null,null,null,null,null,null,null,null,null,null,null,null,null,null,null,null,null,null,null,null,null,null,null,null,null,null,null,null,null,null,null,null,null,null,null,null,null,null,null,null,null,null,null,null,null,null,null,null,null,null,null,null,null,null,null,null,null,null,null,null,null,null,null,null,null,null,null,null,null,null,null,null,null,null,0,0,0,0,0,0,0,0,0,0,0,0,0,0,0,0,0,0,0,0,0,0,0,0,0,0,0,0,0,0,0,0,0,0,0,0,0,0,0,0,0,0,0,0,0,0,0,0,0,0,0,0,0,0,0,0,0,0,0,0,0,0,0,0,0,0,0,0,0,0,0,0,0,0,0,0,0,0,0,0,0,0,0,0,0,0,0,0,0,0,0]
["",null,null,null,null,"","",null,null,null,null,null,null,null,null,null,null,null,null,null,null,null,null,null,null,null,null,null,null,null,null,null,null,null,null,null,null,null,null,null,null,null,null,null,null,null,null,null,null,null,null,null,null,null,null,null,null,null,null,null,null,null,null,null,null,null,null,null,null,null,null,null,null,null,null,null,null,null,null,null,null,null,null,null,null,null,null,null,null,null,null,null,null,null,null,null,null,null,null,0,0,0,0,0,0,0,0,0,0,0,0,0,0,0,0,0,0,0,0,0,0,0,0,0,0,0,0,0,0,0,0,0,0,0,0,0,0,0,0,0,0,0,0,0,0,0,0,0,0,0,0,0,0,0,0,0,0,0,0,0,0,0,0,0,0,0,0,0,0,0,0,0,0,0,0,0,0,0,0,0,0,0,0,0,0,0,0,0,0,0]
["",null,null,null,null,"","",null,null,null,null,null,null,null,null,null,null,null,null,null,null,null,null,null,null,null,null,null,null,null,null,null,null,null,null,null,null,null,null,null,null,null,null,null,null,null,null,null,null,null,null,null,null,null,null,null,null,null,null,null,null,null,null,null,null,null,null,null,null,null,null,null,null,null,null,null,null,null,null,null,null,null,null,null,null,null,null,null,null,null,null,null,null,null,null,null,null,null,null,0,0,0,0,0,0,0,0,0,0,0,0,0,0,0,0,0,0,0,0,0,0,0,0,0,0,0,0,0,0,0,0,0,0,0,0,0,0,0,0,0,0,0,0,0,0,0,0,0,0,0,0,0,0,0,0,0,0,0,0,0,0,0,0,0,0,0,0,0,0,0,0,0,0,0,0,0,0,0,0,0,0,0,0,0,0,0,0,0,0,0]
["",null,null,null,null,"","",null,null,null,null,null,null,null,null,null,null,null,null,null,null,null,null,null,null,null,null,null,null,null,null,null,null,null,null,null,null,null,null,null,null,null,null,null,null,null,null,null,null,null,null,null,null,null,null,null,null,null,null,null,null,null,null,null,null,null,null,null,null,null,null,null,null,null,null,null,null,null,null,null,null,null,null,null,null,null,null,null,null,null,null,null,null,null,null,null,null,null,null,0,0,0,0,0,0,0,0,0,0,0,0,0,0,0,0,0,0,0,0,0,0,0,0,0,0,0,0,0,0,0,0,0,0,0,0,0,0,0,0,0,0,0,0,0,0,0,0,0,0,0,0,0,0,0,0,0,0,0,0,0,0,0,0,0,0,0,0,0,0,0,0,0,0,0,0,0,0,0,0,0,0,0,0,0,0,0,0,0,0,0]
["",null,null,null,null,"","",null,null,null,null,null,null,null,null,null,null,null,null,null,null,null,null,null,null,null,null,null,null,null,null,null,null,null,null,null,null,null,null,null,null,null,null,null,null,null,null,null,null,null,null,null,null,null,null,null,null,null,null,null,null,null,null,null,null,null,null,null,null,null,null,null,null,null,null,null,null,null,null,null,null,null,null,null,null,null,null,null,null,null,null,null,null,null,null,null,null,null,null,0,0,0,0,0,0,0,0,0,0,0,0,0,0,0,0,0,0,0,0,0,0,0,0,0,0,0,0,0,0,0,0,0,0,0,0,0,0,0,0,0,0,0,0,0,0,0,0,0,0,0,0,0,0,0,0,0,0,0,0,0,0,0,0,0,0,0,0,0,0,0,0,0,0,0,0,0,0,0,0,0,0,0,0,0,0,0,0,0,0,0]
["",null,null,null,null,"","",null,null,null,null,null,null,null,null,null,null,null,null,null,null,null,null,null,null,null,null,null,null,null,null,null,null,null,null,null,null,null,null,null,null,null,null,null,null,null,null,null,null,null,null,null,null,null,null,null,null,null,null,null,null,null,null,null,null,null,null,null,null,null,null,null,null,null,null,null,null,null,null,null,null,null,null,null,null,null,null,null,null,null,null,null,null,null,null,null,null,null,null,0,0,0,0,0,0,0,0,0,0,0,0,0,0,0,0,0,0,0,0,0,0,0,0,0,0,0,0,0,0,0,0,0,0,0,0,0,0,0,0,0,0,0,0,0,0,0,0,0,0,0,0,0,0,0,0,0,0,0,0,0,0,0,0,0,0,0,0,0,0,0,0,0,0,0,0,0,0,0,0,0,0,0,0,0,0,0,0,0,0,0]
["",null,null,null,null,"","",null,null,null,null,null,null,null,null,null,null,null,null,null,null,null,null,null,null,null,null,null,null,null,null,null,null,null,null,null,null,null,null,null,null,null,null,null,null,null,null,null,null,null,null,null,null,null,null,null,null,null,null,null,null,null,null,null,null,null,null,null,null,null,null,null,null,null,null,null,null,null,null,null,null,null,null,null,null,null,null,null,null,null,null,null,null,null,null,null,null,null,null,0,0,0,0,0,0,0,0,0,0,0,0,0,0,0,0,0,0,0,0,0,0,0,0,0,0,0,0,0,0,0,0,0,0,0,0,0,0,0,0,0,0,0,0,0,0,0,0,0,0,0,0,0,0,0,0,0,0,0,0,0,0,0,0,0,0,0,0,0,0,0,0,0,0,0,0,0,0,0,0,0,0,0,0,0,0,0,0,0,0,0]
["",null,null,null,null,"","",null,null,null,null,null,null,null,null,null,null,null,null,null,null,null,null,null,null,null,null,null,null,null,null,null,null,null,null,null,null,null,null,null,null,null,null,null,null,null,null,null,null,null,null,null,null,null,null,null,null,null,null,null,null,null,null,null,null,null,null,null,null,null,null,null,null,null,null,null,null,null,null,null,null,null,null,null,null,null,null,null,null,null,null,null,null,null,null,null,null,null,null,0,0,0,0,0,0,0,0,0,0,0,0,0,0,0,0,0,0,0,0,0,0,0,0,0,0,0,0,0,0,0,0,0,0,0,0,0,0,0,0,0,0,0,0,0,0,0,0,0,0,0,0,0,0,0,0,0,0,0,0,0,0,0,0,0,0,0,0,0,0,0,0,0,0,0,0,0,0,0,0,0,0,0,0,0,0,0,0,0,0,0]
["",null,null,null,null,"","",null,null,null,null,null,null,null,null,null,null,null,null,null,null,null,null,null,null,null,null,null,null,null,null,null,null,null,null,null,null,null,null,null,null,null,null,null,null,null,null,null,null,null,null,null,null,null,null,null,null,null,null,null,null,null,null,null,null,null,null,null,null,null,null,null,null,null,null,null,null,null,null,null,null,null,null,null,null,null,null,null,null,null,null,null,null,null,null,null,null,null,null,0,0,0,0,0,0,0,0,0,0,0,0,0,0,0,0,0,0,0,0,0,0,0,0,0,0,0,0,0,0,0,0,0,0,0,0,0,0,0,0,0,0,0,0,0,0,0,0,0,0,0,0,0,0,0,0,0,0,0,0,0,0,0,0,0,0,0,0,0,0,0,0,0,0,0,0,0,0,0,0,0,0,0,0,0,0,0,0,0,0,0]
["",null,null,null,null,"","",null,null,null,null,null,null,null,null,null,null,null,null,null,null,null,null,null,null,null,null,null,null,null,null,null,null,null,null,null,null,null,null,null,null,null,null,null,null,null,null,null,null,null,null,null,null,null,null,null,null,null,null,null,null,null,null,null,null,null,null,null,null,null,null,null,null,null,null,null,null,null,null,null,null,null,null,null,null,null,null,null,null,null,null,null,null,null,null,null,null,null,null,0,0,0,0,0,0,0,0,0,0,0,0,0,0,0,0,0,0,0,0,0,0,0,0,0,0,0,0,0,0,0,0,0,0,0,0,0,0,0,0,0,0,0,0,0,0,0,0,0,0,0,0,0,0,0,0,0,0,0,0,0,0,0,0,0,0,0,0,0,0,0,0,0,0,0,0,0,0,0,0,0,0,0,0,0,0,0,0,0,0,0]
["",null,null,null,null,"","",null,null,null,null,null,null,null,null,null,null,null,null,null,null,null,null,null,null,null,null,null,null,null,null,null,null,null,null,null,null,null,null,null,null,null,null,null,null,null,null,null,null,null,null,null,null,null,null,null,null,null,null,null,null,null,null,null,null,null,null,null,null,null,null,null,null,null,null,null,null,null,null,null,null,null,null,null,null,null,null,null,null,null,null,null,null,null,null,null,null,null,null,0,0,0,0,0,0,0,0,0,0,0,0,0,0,0,0,0,0,0,0,0,0,0,0,0,0,0,0,0,0,0,0,0,0,0,0,0,0,0,0,0,0,0,0,0,0,0,0,0,0,0,0,0,0,0,0,0,0,0,0,0,0,0,0,0,0,0,0,0,0,0,0,0,0,0,0,0,0,0,0,0,0,0,0,0,0,0,0,0,0,0]
["",null,null,null,null,"","",null,null,null,null,null,null,null,null,null,null,null,null,null,null,null,null,null,null,null,null,null,null,null,null,null,null,null,null,null,null,null,null,null,null,null,null,null,null,null,null,null,null,null,null,null,null,null,null,null,null,null,null,null,null,null,null,null,null,null,null,null,null,null,null,null,null,null,null,null,null,null,null,null,null,null,null,null,null,null,null,null,null,null,null,null,null,null,null,null,null,null,null,0,0,0,0,0,0,0,0,0,0,0,0,0,0,0,0,0,0,0,0,0,0,0,0,0,0,0,0,0,0,0,0,0,0,0,0,0,0,0,0,0,0,0,0,0,0,0,0,0,0,0,0,0,0,0,0,0,0,0,0,0,0,0,0,0,0,0,0,0,0,0,0,0,0,0,0,0,0,0,0,0,0,0,0,0,0,0,0,0,0,0]
["",null,null,null,null,"","",null,null,null,null,null,null,null,null,null,null,null,null,null,null,null,null,null,null,null,null,null,null,null,null,null,null,null,null,null,null,null,null,null,null,null,null,null,null,null,null,null,null,null,null,null,null,null,null,null,null,null,null,null,null,null,null,null,null,null,null,null,null,null,null,null,null,null,null,null,null,null,null,null,null,null,null,null,null,null,null,null,null,null,null,null,null,null,null,null,null,null,null,0,0,0,0,0,0,0,0,0,0,0,0,0,0,0,0,0,0,0,0,0,0,0,0,0,0,0,0,0,0,0,0,0,0,0,0,0,0,0,0,0,0,0,0,0,0,0,0,0,0,0,0,0,0,0,0,0,0,0,0,0,0,0,0,0,0,0,0,0,0,0,0,0,0,0,0,0,0,0,0,0,0,0,0,0,0,0,0,0,0,0]
["",null,null,null,null,"","",null,null,null,null,null,null,null,null,null,null,null,null,null,null,null,null,null,null,null,null,null,null,null,null,null,null,null,null,null,null,null,null,null,null,null,null,null,null,null,null,null,null,null,null,null,null,null,null,null,null,null,null,null,null,null,null,null,null,null,null,null,null,null,null,null,null,null,null,null,null,null,null,null,null,null,null,null,null,null,null,null,null,null,null,null,null,null,null,null,null,null,null,0,0,0,0,0,0,0,0,0,0,0,0,0,0,0,0,0,0,0,0,0,0,0,0,0,0,0,0,0,0,0,0,0,0,0,0,0,0,0,0,0,0,0,0,0,0,0,0,0,0,0,0,0,0,0,0,0,0,0,0,0,0,0,0,0,0,0,0,0,0,0,0,0,0,0,0,0,0,0,0,0,0,0,0,0,0,0,0,0,0,0]
["",null,null,null,null,"","",null,null,null,null,null,null,null,null,null,null,null,null,null,null,null,null,null,null,null,null,null,null,null,null,null,null,null,null,null,null,null,null,null,null,null,null,null,null,null,null,null,null,null,null,null,null,null,null,null,null,null,null,null,null,null,null,null,null,null,null,null,null,null,null,null,null,null,null,null,null,null,null,null,null,null,null,null,null,null,null,null,null,null,null,null,null,null,null,null,null,null,null,0,0,0,0,0,0,0,0,0,0,0,0,0,0,0,0,0,0,0,0,0,0,0,0,0,0,0,0,0,0,0,0,0,0,0,0,0,0,0,0,0,0,0,0,0,0,0,0,0,0,0,0,0,0,0,0,0,0,0,0,0,0,0,0,0,0,0,0,0,0,0,0,0,0,0,0,0,0,0,0,0,0,0,0,0,0,0,0,0,0,0]
["",null,null,null,null,"","",null,null,null,null,null,null,null,null,null,null,null,null,null,null,null,null,null,null,null,null,null,null,null,null,null,null,null,null,null,null,null,null,null,null,null,null,null,null,null,null,null,null,null,null,null,null,null,null,null,null,null,null,null,null,null,null,null,null,null,null,null,null,null,null,null,null,null,null,null,null,null,null,null,null,null,null,null,null,null,null,null,null,null,null,null,null,null,null,null,null,null,null,0,0,0,0,0,0,0,0,0,0,0,0,0,0,0,0,0,0,0,0,0,0,0,0,0,0,0,0,0,0,0,0,0,0,0,0,0,0,0,0,0,0,0,0,0,0,0,0,0,0,0,0,0,0,0,0,0,0,0,0,0,0,0,0,0,0,0,0,0,0,0,0,0,0,0,0,0,0,0,0,0,0,0,0,0,0,0,0,0,0,0]
["",null,null,null,null,"","",null,null,null,null,null,null,null,null,null,null,null,null,null,null,null,null,null,null,null,null,null,null,null,null,null,null,null,null,null,null,null,null,null,null,null,null,null,null,null,null,null,null,null,null,null,null,null,null,null,null,null,null,null,null,null,null,null,null,null,null,null,null,null,null,null,null,null,null,null,null,null,null,null,null,null,null,null,null,null,null,null,null,null,null,null,null,null,null,null,null,null,null,0,0,0,0,0,0,0,0,0,0,0,0,0,0,0,0,0,0,0,0,0,0,0,0,0,0,0,0,0,0,0,0,0,0,0,0,0,0,0,0,0,0,0,0,0,0,0,0,0,0,0,0,0,0,0,0,0,0,0,0,0,0,0,0,0,0,0,0,0,0,0,0,0,0,0,0,0,0,0,0,0,0,0,0,0,0,0,0,0,0,0]
["",null,null,null,null,"","",null,null,null,null,null,null,null,null,null,null,null,null,null,null,null,null,null,null,null,null,null,null,null,null,null,null,null,null,null,null,null,null,null,null,null,null,null,null,null,null,null,null,null,null,null,null,null,null,null,null,null,null,null,null,null,null,null,null,null,null,null,null,null,null,null,null,null,null,null,null,null,null,null,null,null,null,null,null,null,null,null,null,null,null,null,null,null,null,null,null,null,null,0,0,0,0,0,0,0,0,0,0,0,0,0,0,0,0,0,0,0,0,0,0,0,0,0,0,0,0,0,0,0,0,0,0,0,0,0,0,0,0,0,0,0,0,0,0,0,0,0,0,0,0,0,0,0,0,0,0,0,0,0,0,0,0,0,0,0,0,0,0,0,0,0,0,0,0,0,0,0,0,0,0,0,0,0,0,0,0,0,0,0]
["",null,null,null,null,"","",null,null,null,null,null,null,null,null,null,null,null,null,null,null,null,null,null,null,null,null,null,null,null,null,null,null,null,null,null,null,null,null,null,null,null,null,null,null,null,null,null,null,null,null,null,null,null,null,null,null,null,null,null,null,null,null,null,null,null,null,null,null,null,null,null,null,null,null,null,null,null,null,null,null,null,null,null,null,null,null,null,null,null,null,null,null,null,null,null,null,null,null,0,0,0,0,0,0,0,0,0,0,0,0,0,0,0,0,0,0,0,0,0,0,0,0,0,0,0,0,0,0,0,0,0,0,0,0,0,0,0,0,0,0,0,0,0,0,0,0,0,0,0,0,0,0,0,0,0,0,0,0,0,0,0,0,0,0,0,0,0,0,0,0,0,0,0,0,0,0,0,0,0,0,0,0,0,0,0,0,0,0,0]
["",null,null,null,null,"","",null,null,null,null,null,null,null,null,null,null,null,null,null,null,null,null,null,null,null,null,null,null,null,null,null,null,null,null,null,null,null,null,null,null,null,null,null,null,null,null,null,null,null,null,null,null,null,null,null,null,null,null,null,null,null,null,null,null,null,null,null,null,null,null,null,null,null,null,null,null,null,null,null,null,null,null,null,null,null,null,null,null,null,null,null,null,null,null,null,null,null,null,0,0,0,0,0,0,0,0,0,0,0,0,0,0,0,0,0,0,0,0,0,0,0,0,0,0,0,0,0,0,0,0,0,0,0,0,0,0,0,0,0,0,0,0,0,0,0,0,0,0,0,0,0,0,0,0,0,0,0,0,0,0,0,0,0,0,0,0,0,0,0,0,0,0,0,0,0,0,0,0,0,0,0,0,0,0,0,0,0,0,0]
["",null,null,null,null,"","",null,null,null,null,null,null,null,null,null,null,null,null,null,null,null,null,null,null,null,null,null,null,null,null,null,null,null,null,null,null,null,null,null,null,null,null,null,null,null,null,null,null,null,null,null,null,null,null,null,null,null,null,null,null,null,null,null,null,null,null,null,null,null,null,null,null,null,null,null,null,null,null,null,null,null,null,null,null,null,null,null,null,null,null,null,null,null,null,null,null,null,null,0,0,0,0,0,0,0,0,0,0,0,0,0,0,0,0,0,0,0,0,0,0,0,0,0,0,0,0,0,0,0,0,0,0,0,0,0,0,0,0,0,0,0,0,0,0,0,0,0,0,0,0,0,0,0,0,0,0,0,0,0,0,0,0,0,0,0,0,0,0,0,0,0,0,0,0,0,0,0,0,0,0,0,0,0,0,0,0,0,0,0]
["",null,null,null,null,"","",null,null,null,null,null,null,null,null,null,null,null,null,null,null,null,null,null,null,null,null,null,null,null,null,null,null,null,null,null,null,null,null,null,null,null,null,null,null,null,null,null,null,null,null,null,null,null,null,null,null,null,null,null,null,null,null,null,null,null,null,null,null,null,null,null,null,null,null,null,null,null,null,null,null,null,null,null,null,null,null,null,null,null,null,null,null,null,null,null,null,null,null,0,0,0,0,0,0,0,0,0,0,0,0,0,0,0,0,0,0,0,0,0,0,0,0,0,0,0,0,0,0,0,0,0,0,0,0,0,0,0,0,0,0,0,0,0,0,0,0,0,0,0,0,0,0,0,0,0,0,0,0,0,0,0,0,0,0,0,0,0,0,0,0,0,0,0,0,0,0,0,0,0,0,0,0,0,0,0,0,0,0,0]
["",null,null,null,null,"","",null,null,null,null,null,null,null,null,null,null,null,null,null,null,null,null,null,null,null,null,null,null,null,null,null,null,null,null,null,null,null,null,null,null,null,null,null,null,null,null,null,null,null,null,null,null,null,null,null,null,null,null,null,null,null,null,null,null,null,null,null,null,null,null,null,null,null,null,null,null,null,null,null,null,null,null,null,null,null,null,null,null,null,null,null,null,null,null,null,null,null,null,0,0,0,0,0,0,0,0,0,0,0,0,0,0,0,0,0,0,0,0,0,0,0,0,0,0,0,0,0,0,0,0,0,0,0,0,0,0,0,0,0,0,0,0,0,0,0,0,0,0,0,0,0,0,0,0,0,0,0,0,0,0,0,0,0,0,0,0,0,0,0,0,0,0,0,0,0,0,0,0,0,0,0,0,0,0,0,0,0,0,0]
["",null,null,null,null,"","",null,null,null,null,null,null,null,null,null,null,null,null,null,null,null,null,null,null,null,null,null,null,null,null,null,null,null,null,null,null,null,null,null,null,null,null,null,null,null,null,null,null,null,null,null,null,null,null,null,null,null,null,null,null,null,null,null,null,null,null,null,null,null,null,null,null,null,null,null,null,null,null,null,null,null,null,null,null,null,null,null,null,null,null,null,null,null,null,null,null,null,null,0,0,0,0,0,0,0,0,0,0,0,0,0,0,0,0,0,0,0,0,0,0,0,0,0,0,0,0,0,0,0,0,0,0,0,0,0,0,0,0,0,0,0,0,0,0,0,0,0,0,0,0,0,0,0,0,0,0,0,0,0,0,0,0,0,0,0,0,0,0,0,0,0,0,0,0,0,0,0,0,0,0,0,0,0,0,0,0,0,0,0]
["",null,null,null,null,"","",null,null,null,null,null,null,null,null,null,null,null,null,null,null,null,null,null,null,null,null,null,null,null,null,null,null,null,null,null,null,null,null,null,null,null,null,null,null,null,null,null,null,null,null,null,null,null,null,null,null,null,null,null,null,null,null,null,null,null,null,null,null,null,null,null,null,null,null,null,null,null,null,null,null,null,null,null,null,null,null,null,null,null,null,null,null,null,null,null,null,null,null,0,0,0,0,0,0,0,0,0,0,0,0,0,0,0,0,0,0,0,0,0,0,0,0,0,0,0,0,0,0,0,0,0,0,0,0,0,0,0,0,0,0,0,0,0,0,0,0,0,0,0,0,0,0,0,0,0,0,0,0,0,0,0,0,0,0,0,0,0,0,0,0,0,0,0,0,0,0,0,0,0,0,0,0,0,0,0,0,0,0,0]
["",null,null,null,null,"","",null,null,null,null,null,null,null,null,null,null,null,null,null,null,null,null,null,null,null,null,null,null,null,null,null,null,null,null,null,null,null,null,null,null,null,null,null,null,null,null,null,null,null,null,null,null,null,null,null,null,null,null,null,null,null,null,null,null,null,null,null,null,null,null,null,null,null,null,null,null,null,null,null,null,null,null,null,null,null,null,null,null,null,null,null,null,null,null,null,null,null,null,0,0,0,0,0,0,0,0,0,0,0,0,0,0,0,0,0,0,0,0,0,0,0,0,0,0,0,0,0,0,0,0,0,0,0,0,0,0,0,0,0,0,0,0,0,0,0,0,0,0,0,0,0,0,0,0,0,0,0,0,0,0,0,0,0,0,0,0,0,0,0,0,0,0,0,0,0,0,0,0,0,0,0,0,0,0,0,0,0,0,0]
["",null,null,null,null,"","",null,null,null,null,null,null,null,null,null,null,null,null,null,null,null,null,null,null,null,null,null,null,null,null,null,null,null,null,null,null,null,null,null,null,null,null,null,null,null,null,null,null,null,null,null,null,null,null,null,null,null,null,null,null,null,null,null,null,null,null,null,null,null,null,null,null,null,null,null,null,null,null,null,null,null,null,null,null,null,null,null,null,null,null,null,null,null,null,null,null,null,null,0,0,0,0,0,0,0,0,0,0,0,0,0,0,0,0,0,0,0,0,0,0,0,0,0,0,0,0,0,0,0,0,0,0,0,0,0,0,0,0,0,0,0,0,0,0,0,0,0,0,0,0,0,0,0,0,0,0,0,0,0,0,0,0,0,0,0,0,0,0,0,0,0,0,0,0,0,0,0,0,0,0,0,0,0,0,0,0,0,0,0]
["",null,null,null,null,"","",null,null,null,null,null,null,null,null,null,null,null,null,null,null,null,null,null,null,null,null,null,null,null,null,null,null,null,null,null,null,null,null,null,null,null,null,null,null,null,null,null,null,null,null,null,null,null,null,null,null,null,null,null,null,null,null,null,null,null,null,null,null,null,null,null,null,null,null,null,null,null,null,null,null,null,null,null,null,null,null,null,null,null,null,null,null,null,null,null,null,null,null,0,0,0,0,0,0,0,0,0,0,0,0,0,0,0,0,0,0,0,0,0,0,0,0,0,0,0,0,0,0,0,0,0,0,0,0,0,0,0,0,0,0,0,0,0,0,0,0,0,0,0,0,0,0,0,0,0,0,0,0,0,0,0,0,0,0,0,0,0,0,0,0,0,0,0,0,0,0,0,0,0,0,0,0,0,0,0,0,0,0,0]
["",null,null,null,null,"","",null,null,null,null,null,null,null,null,null,null,null,null,null,null,null,null,null,null,null,null,null,null,null,null,null,null,null,null,null,null,null,null,null,null,null,null,null,null,null,null,null,null,null,null,null,null,null,null,null,null,null,null,null,null,null,null,null,null,null,null,null,null,null,null,null,null,null,null,null,null,null,null,null,null,null,null,null,null,null,null,null,null,null,null,null,null,null,null,null,null,null,null,0,0,0,0,0,0,0,0,0,0,0,0,0,0,0,0,0,0,0,0,0,0,0,0,0,0,0,0,0,0,0,0,0,0,0,0,0,0,0,0,0,0,0,0,0,0,0,0,0,0,0,0,0,0,0,0,0,0,0,0,0,0,0,0,0,0,0,0,0,0,0,0,0,0,0,0,0,0,0,0,0,0,0,0,0,0,0,0,0,0,0]
["",null,null,null,null,"","",null,null,null,null,null,null,null,null,null,null,null,null,null,null,null,null,null,null,null,null,null,null,null,null,null,null,null,null,null,null,null,null,null,null,null,null,null,null,null,null,null,null,null,null,null,null,null,null,null,null,null,null,null,null,null,null,null,null,null,null,null,null,null,null,null,null,null,null,null,null,null,null,null,null,null,null,null,null,null,null,null,null,null,null,null,null,null,null,null,null,null,null,0,0,0,0,0,0,0,0,0,0,0,0,0,0,0,0,0,0,0,0,0,0,0,0,0,0,0,0,0,0,0,0,0,0,0,0,0,0,0,0,0,0,0,0,0,0,0,0,0,0,0,0,0,0,0,0,0,0,0,0,0,0,0,0,0,0,0,0,0,0,0,0,0,0,0,0,0,0,0,0,0,0,0,0,0,0,0,0,0,0,0]
["",null,null,null,null,"","",null,null,null,null,null,null,null,null,null,null,null,null,null,null,null,null,null,null,null,null,null,null,null,null,null,null,null,null,null,null,null,null,null,null,null,null,null,null,null,null,null,null,null,null,null,null,null,null,null,null,null,null,null,null,null,null,null,null,null,null,null,null,null,null,null,null,null,null,null,null,null,null,null,null,null,null,null,null,null,null,null,null,null,null,null,null,null,null,null,null,null,null,0,0,0,0,0,0,0,0,0,0,0,0,0,0,0,0,0,0,0,0,0,0,0,0,0,0,0,0,0,0,0,0,0,0,0,0,0,0,0,0,0,0,0,0,0,0,0,0,0,0,0,0,0,0,0,0,0,0,0,0,0,0,0,0,0,0,0,0,0,0,0,0,0,0,0,0,0,0,0,0,0,0,0,0,0,0,0,0,0,0,0]
["",null,null,null,null,"","",null,null,null,null,null,null,null,null,null,null,null,null,null,null,null,null,null,null,null,null,null,null,null,null,null,null,null,null,null,null,null,null,null,null,null,null,null,null,null,null,null,null,null,null,null,null,null,null,null,null,null,null,null,null,null,null,null,null,null,null,null,null,null,null,null,null,null,null,null,null,null,null,null,null,null,null,null,null,null,null,null,null,null,null,null,null,null,null,null,null,null,null,0,0,0,0,0,0,0,0,0,0,0,0,0,0,0,0,0,0,0,0,0,0,0,0,0,0,0,0,0,0,0,0,0,0,0,0,0,0,0,0,0,0,0,0,0,0,0,0,0,0,0,0,0,0,0,0,0,0,0,0,0,0,0,0,0,0,0,0,0,0,0,0,0,0,0,0,0,0,0,0,0,0,0,0,0,0,0,0,0,0,0]
["",null,null,null,null,"","",null,null,null,null,null,null,null,null,null,null,null,null,null,null,null,null,null,null,null,null,null,null,null,null,null,null,null,null,null,null,null,null,null,null,null,null,null,null,null,null,null,null,null,null,null,null,null,null,null,null,null,null,null,null,null,null,null,null,null,null,null,null,null,null,null,null,null,null,null,null,null,null,null,null,null,null,null,null,null,null,null,null,null,null,null,null,null,null,null,null,null,null,0,0,0,0,0,0,0,0,0,0,0,0,0,0,0,0,0,0,0,0,0,0,0,0,0,0,0,0,0,0,0,0,0,0,0,0,0,0,0,0,0,0,0,0,0,0,0,0,0,0,0,0,0,0,0,0,0,0,0,0,0,0,0,0,0,0,0,0,0,0,0,0,0,0,0,0,0,0,0,0,0,0,0,0,0,0,0,0,0,0,0]
["",null,null,null,null,"","",null,null,null,null,null,null,null,null,null,null,null,null,null,null,null,null,null,null,null,null,null,null,null,null,null,null,null,null,null,null,null,null,null,null,null,null,null,null,null,null,null,null,null,null,null,null,null,null,null,null,null,null,null,null,null,null,null,null,null,null,null,null,null,null,null,null,null,null,null,null,null,null,null,null,null,null,null,null,null,null,null,null,null,null,null,null,null,null,null,null,null,null,0,0,0,0,0,0,0,0,0,0,0,0,0,0,0,0,0,0,0,0,0,0,0,0,0,0,0,0,0,0,0,0,0,0,0,0,0,0,0,0,0,0,0,0,0,0,0,0,0,0,0,0,0,0,0,0,0,0,0,0,0,0,0,0,0,0,0,0,0,0,0,0,0,0,0,0,0,0,0,0,0,0,0,0,0,0,0,0,0,0,0]
["",null,null,null,null,"","",null,null,null,null,null,null,null,null,null,null,null,null,null,null,null,null,null,null,null,null,null,null,null,null,null,null,null,null,null,null,null,null,null,null,null,null,null,null,null,null,null,null,null,null,null,null,null,null,null,null,null,null,null,null,null,null,null,null,null,null,null,null,null,null,null,null,null,null,null,null,null,null,null,null,null,null,null,null,null,null,null,null,null,null,null,null,null,null,null,null,null,null,0,0,0,0,0,0,0,0,0,0,0,0,0,0,0,0,0,0,0,0,0,0,0,0,0,0,0,0,0,0,0,0,0,0,0,0,0,0,0,0,0,0,0,0,0,0,0,0,0,0,0,0,0,0,0,0,0,0,0,0,0,0,0,0,0,0,0,0,0,0,0,0,0,0,0,0,0,0,0,0,0,0,0,0,0,0,0,0,0,0,0]
["",null,null,null,null,"","",null,null,null,null,null,null,null,null,null,null,null,null,null,null,null,null,null,null,null,null,null,null,null,null,null,null,null,null,null,null,null,null,null,null,null,null,null,null,null,null,null,null,null,null,null,null,null,null,null,null,null,null,null,null,null,null,null,null,null,null,null,null,null,null,null,null,null,null,null,null,null,null,null,null,null,null,null,null,null,null,null,null,null,null,null,null,null,null,null,null,null,null,0,0,0,0,0,0,0,0,0,0,0,0,0,0,0,0,0,0,0,0,0,0,0,0,0,0,0,0,0,0,0,0,0,0,0,0,0,0,0,0,0,0,0,0,0,0,0,0,0,0,0,0,0,0,0,0,0,0,0,0,0,0,0,0,0,0,0,0,0,0,0,0,0,0,0,0,0,0,0,0,0,0,0,0,0,0,0,0,0,0,0]
["",null,null,null,null,"","",null,null,null,null,null,null,null,null,null,null,null,null,null,null,null,null,null,null,null,null,null,null,null,null,null,null,null,null,null,null,null,null,null,null,null,null,null,null,null,null,null,null,null,null,null,null,null,null,null,null,null,null,null,null,null,null,null,null,null,null,null,null,null,null,null,null,null,null,null,null,null,null,null,null,null,null,null,null,null,null,null,null,null,null,null,null,null,null,null,null,null,null,0,0,0,0,0,0,0,0,0,0,0,0,0,0,0,0,0,0,0,0,0,0,0,0,0,0,0,0,0,0,0,0,0,0,0,0,0,0,0,0,0,0,0,0,0,0,0,0,0,0,0,0,0,0,0,0,0,0,0,0,0,0,0,0,0,0,0,0,0,0,0,0,0,0,0,0,0,0,0,0,0,0,0,0,0,0,0,0,0,0,0]
["",null,null,null,null,"","",null,null,null,null,null,null,null,null,null,null,null,null,null,null,null,null,null,null,null,null,null,null,null,null,null,null,null,null,null,null,null,null,null,null,null,null,null,null,null,null,null,null,null,null,null,null,null,null,null,null,null,null,null,null,null,null,null,null,null,null,null,null,null,null,null,null,null,null,null,null,null,null,null,null,null,null,null,null,null,null,null,null,null,null,null,null,null,null,null,null,null,null,0,0,0,0,0,0,0,0,0,0,0,0,0,0,0,0,0,0,0,0,0,0,0,0,0,0,0,0,0,0,0,0,0,0,0,0,0,0,0,0,0,0,0,0,0,0,0,0,0,0,0,0,0,0,0,0,0,0,0,0,0,0,0,0,0,0,0,0,0,0,0,0,0,0,0,0,0,0,0,0,0,0,0,0,0,0,0,0,0,0,0]
["",null,null,null,null,"","",null,null,null,null,null,null,null,null,null,null,null,null,null,null,null,null,null,null,null,null,null,null,null,null,null,null,null,null,null,null,null,null,null,null,null,null,null,null,null,null,null,null,null,null,null,null,null,null,null,null,null,null,null,null,null,null,null,null,null,null,null,null,null,null,null,null,null,null,null,null,null,null,null,null,null,null,null,null,null,null,null,null,null,null,null,null,null,null,null,null,null,null,0,0,0,0,0,0,0,0,0,0,0,0,0,0,0,0,0,0,0,0,0,0,0,0,0,0,0,0,0,0,0,0,0,0,0,0,0,0,0,0,0,0,0,0,0,0,0,0,0,0,0,0,0,0,0,0,0,0,0,0,0,0,0,0,0,0,0,0,0,0,0,0,0,0,0,0,0,0,0,0,0,0,0,0,0,0,0,0,0,0,0]
["",null,null,null,null,"","",null,null,null,null,null,null,null,null,null,null,null,null,null,null,null,null,null,null,null,null,null,null,null,null,null,null,null,null,null,null,null,null,null,null,null,null,null,null,null,null,null,null,null,null,null,null,null,null,null,null,null,null,null,null,null,null,null,null,null,null,null,null,null,null,null,null,null,null,null,null,null,null,null,null,null,null,null,null,null,null,null,null,null,null,null,null,null,null,null,null,null,null,0,0,0,0,0,0,0,0,0,0,0,0,0,0,0,0,0,0,0,0,0,0,0,0,0,0,0,0,0,0,0,0,0,0,0,0,0,0,0,0,0,0,0,0,0,0,0,0,0,0,0,0,0,0,0,0,0,0,0,0,0,0,0,0,0,0,0,0,0,0,0,0,0,0,0,0,0,0,0,0,0,0,0,0,0,0,0,0,0,0,0]
["",null,null,null,null,"","",null,null,null,null,null,null,null,null,null,null,null,null,null,null,null,null,null,null,null,null,null,null,null,null,null,null,null,null,null,null,null,null,null,null,null,null,null,null,null,null,null,null,null,null,null,null,null,null,null,null,null,null,null,null,null,null,null,null,null,null,null,null,null,null,null,null,null,null,null,null,null,null,null,null,null,null,null,null,null,null,null,null,null,null,null,null,null,null,null,null,null,null,0,0,0,0,0,0,0,0,0,0,0,0,0,0,0,0,0,0,0,0,0,0,0,0,0,0,0,0,0,0,0,0,0,0,0,0,0,0,0,0,0,0,0,0,0,0,0,0,0,0,0,0,0,0,0,0,0,0,0,0,0,0,0,0,0,0,0,0,0,0,0,0,0,0,0,0,0,0,0,0,0,0,0,0,0,0,0,0,0,0,0]
["",null,null,null,null,"","",null,null,null,null,null,null,null,null,null,null,null,null,null,null,null,null,null,null,null,null,null,null,null,null,null,null,null,null,null,null,null,null,null,null,null,null,null,null,null,null,null,null,null,null,null,null,null,null,null,null,null,null,null,null,null,null,null,null,null,null,null,null,null,null,null,null,null,null,null,null,null,null,null,null,null,null,null,null,null,null,null,null,null,null,null,null,null,null,null,null,null,null,0,0,0,0,0,0,0,0,0,0,0,0,0,0,0,0,0,0,0,0,0,0,0,0,0,0,0,0,0,0,0,0,0,0,0,0,0,0,0,0,0,0,0,0,0,0,0,0,0,0,0,0,0,0,0,0,0,0,0,0,0,0,0,0,0,0,0,0,0,0,0,0,0,0,0,0,0,0,0,0,0,0,0,0,0,0,0,0,0,0,0]
["",null,null,null,null,"","",null,null,null,null,null,null,null,null,null,null,null,null,null,null,null,null,null,null,null,null,null,null,null,null,null,null,null,null,null,null,null,null,null,null,null,null,null,null,null,null,null,null,null,null,null,null,null,null,null,null,null,null,null,null,null,null,null,null,null,null,null,null,null,null,null,null,null,null,null,null,null,null,null,null,null,null,null,null,null,null,null,null,null,null,null,null,null,null,null,null,null,null,0,{"$f":"IFERROR($D134*I134,\"\")","v":0},{"$f":"IFERROR($D134*J134,\"\")","v":0},{"$f":"IFERROR($D134*K134,\"\")","v":0},{"$f":"IFERROR($D134*L134,\"\")","v":0},{"$f":"IFERROR($D134*M134,\"\")","v":0},{"$f":"IFERROR($D134*N134,\"\")","v":0},{"$f":"IFERROR($D134*O134,\"\")","v":0},{"$f":"IFERROR($D134*P134,\"\")","v":0},{"$f":"IFERROR($D134*Q134,\"\")","v":0},{"$f":"IFERROR($D134*R134,\"\")","v":0},{"$f":"IFERROR($D134*S134,\"\")","v":0},{"$f":"IFERROR($D134*T134,\"\")","v":0},{"$f":"IFERROR($D134*U134,\"\")","v":0},{"$f":"IFERROR($D134*V134,\"\")","v":0},{"$f":"IFERROR($D134*W134,\"\")","v":0},{"$f":"IFERROR($D134*X134,\"\")","v":0},{"$f":"IFERROR($D134*Y134,\"\")","v":0},{"$f":"IFERROR($D134*Z134,\"\")","v":0},{"$f":"IFERROR($D134*AA134,\"\")","v":0},{"$f":"IFERROR($D134*AB134,\"\")","v":0},{"$f":"IFERROR($D134*AC134,\"\")","v":0},{"$f":"IFERROR($D134*AD134,\"\")","v":0},{"$f":"IFERROR($D134*AE134,\"\")","v":0},{"$f":"IFERROR($D134*AF134,\"\")","v":0},{"$f":"IFERROR($D134*AG134,\"\")","v":0},{"$f":"IFERROR($D134*AH134,\"\")","v":0},{"$f":"IFERROR($D134*AI134,\"\")","v":0},{"$f":"IFERROR($D134*AJ134,\"\")","v":0},{"$f":"IFERROR($D134*AK134,\"\")","v":0},{"$f":"IFERROR($D134*AL134,\"\")","v":0},{"$f":"IFERROR($D134*AM134,\"\")","v":0},{"$f":"IFERROR($D134*AN134,\"\")","v":0},{"$f":"IFERROR($D134*AO134,\"\")","v":0},{"$f":"IFERROR($D134*AP134,\"\")","v":0},{"$f":"IFERROR($D134*AQ134,\"\")","v":0},{"$f":"IFERROR($D134*AR134,\"\")","v":0},{"$f":"IFERROR($D134*AS134,\"\")","v":0},{"$f":"IFERROR($D134*AT134,\"\")","v":0},{"$f":"IFERROR($D134*AU134,\"\")","v":0},{"$f":"IFERROR($D134*AV134,\"\")","v":0},{"$f":"IFERROR($D134*AW134,\"\")","v":0},{"$f":"IFERROR($D134*AX134,\"\")","v":0},{"$f":"IFERROR($D134*AY134,\"\")","v":0},{"$f":"IFERROR($D134*AZ134,\"\")","v":0},{"$f":"IFERROR($D134*BA134,\"\")","v":0},{"$f":"IFERROR($D134*BB134,\"\")","v":0},{"$f":"IFERROR($D134*BC134,\"\")","v":0},{"$f":"IFERROR($D134*BD134,\"\")","v":0},{"$f":"IFERROR($D134*BE134,\"\")","v":0},{"$f":"IFERROR($D134*BF134,\"\")","v":0},{"$f":"IFERROR($D134*BG134,\"\")","v":0},{"$f":"IFERROR($D134*BH134,\"\")","v":0},{"$f":"IFERROR($D134*BI134,\"\")","v":0},{"$f":"IFERROR($D134*BJ134,\"\")","v":0},{"$f":"IFERROR($D134*BK134,\"\")","v":0},{"$f":"IFERROR($D134*BL134,\"\")","v":0},{"$f":"IFERROR($D134*BM134,\"\")","v":0},{"$f":"IFERROR($D134*BN134,\"\")","v":0},{"$f":"IFERROR($D134*BO134,\"\")","v":0},{"$f":"IFERROR($D134*BP134,\"\")","v":0},{"$f":"IFERROR($D134*BQ134,\"\")","v":0},{"$f":"IFERROR($D134*BR134,\"\")","v":0},{"$f":"IFERROR($D134*BS134,\"\")","v":0},{"$f":"IFERROR($D134*BT134,\"\")","v":0},{"$f":"IFERROR($D134*BU134,\"\")","v":0},{"$f":"IFERROR($D134*BV134,\"\")","v":0},{"$f":"IFERROR($D134*BW134,\"\")","v":0},{"$f":"IFERROR($D134*BX134,\"\")","v":0},{"$f":"IFERROR($D134*BY134,\"\")","v":0},{"$f":"IFERROR($D134*BZ134,\"\")","v":0},{"$f":"IFERROR($D134*CA134,\"\")","v":0},{"$f":"IFERROR($D134*CB134,\"\")","v":0},{"$f":"IFERROR($D134*CC134,\"\")","v":0},{"$f":"IFERROR($D134*CD134,\"\")","v":0},{"$f":"IFERROR($D134*CE134,\"\")","v":0},{"$f":"IFERROR($D134*CF134,\"\")","v":0},{"$f":"IFERROR($D134*CG134,\"\")","v":0},{"$f":"IFERROR($D134*CH134,\"\")","v":0},{"$f":"IFERROR($D134*CI134,\"\")","v":0},{"$f":"IFERROR($D134*CJ134,\"\")","v":0},{"$f":"IFERROR($D134*CK134,\"\")","v":0},{"$f":"IFERROR($D134*CL134,\"\")","v":0},{"$f":"IFERROR($D134*CM134,\"\")","v":0},{"$f":"IFERROR($D134*CN134,\"\")","v":0},{"$f":"IFERROR($D134*CO134,\"\")","v":0},{"$f":"IFERROR($D134*CP134,\"\")","v":0},{"$f":"IFERROR($D134*CQ134,\"\")","v":0},{"$f":"IFERROR($D134*CR134,\"\")","v":0},{"$f":"IFERROR($D134*CS134,\"\")","v":0},{"$f":"IFERROR($D134*CT134,\"\")","v":0}]
["",null,null,null,null,"","",null,null,null,null,null,null,null,null,null,null,null,null,null,null,null,null,null,null,null,null,null,null,null,null,null,null,null,null,null,null,null,null,null,null,null,null,null,null,null,null,null,null,null,null,null,null,null,null,null,null,null,null,null,null,null,null,null,null,null,null,null,null,null,null,null,null,null,null,null,null,null,null,null,null,null,null,null,null,null,null,null,null,null,null,null,null,null,null,null,null,null,null,{"$f":"IFERROR($D135*H135,\"\")","v":0},0,0,0,0,0,0,0,0,0,0,0,0,0,0,0,0,0,0,0,0,0,0,0,0,0,0,0,0,0,0,0,0,0,0,0,0,0,0,0,0,0,0,0,0,0,0,0,0,0,0,0,0,0,0,0,0,0,0,0,0,0,0,0,0,0,0,0,0,0,0,0,0,0,0,0,0,0,0,0,0,0,0,0,0,0,0,0,0,0,0]
["",null,null,null,null,"","",null,null,null,null,null,null,null,null,null,null,null,null,null,null,null,null,null,null,null,null,null,null,null,null,null,null,null,null,null,null,null,null,null,null,null,null,null,null,null,null,null,null,null,null,null,null,null,null,null,null,null,null,null,null,null,null,null,null,null,null,null,null,null,null,null,null,null,null,null,null,null,null,null,null,null,null,null,null,null,null,null,null,null,null,null,null,null,null,null,null,null,null,0,0,0,0,0,0,0,0,0,0,0,0,0,0,0,0,0,0,0,0,0,0,0,0,0,0,0,0,0,0,0,0,0,0,0,0,0,0,0,0,0,0,0,0,0,0,0,0,0,0,0,0,0,0,0,0,0,0,0,0,0,0,0,0,0,0,0,0,0,0,0,0,0,0,0,0,0,0,0,0,0,0,0,0,0,0,0,0,0,0,0]
["",null,null,null,null,"","",null,null,null,null,null,null,null,null,null,null,null,null,null,null,null,null,null,null,null,null,null,null,null,null,null,null,null,null,null,null,null,null,null,null,null,null,null,null,null,null,null,null,null,null,null,null,null,null,null,null,null,null,null,null,null,null,null,null,null,null,null,null,null,null,null,null,null,null,null,null,null,null,null,null,null,null,null,null,null,null,null,null,null,null,null,null,null,null,null,null,null,null,0,0,0,0,0,0,0,0,0,0,0,0,0,0,0,0,0,0,0,0,0,0,0,0,0,0,0,0,0,0,0,0,0,0,0,0,0,0,0,0,0,0,0,0,0,0,0,0,0,0,0,0,0,0,0,0,0,0,0,0,0,0,0,0,0,0,0,0,0,0,0,0,0,0,0,0,0,0,0,0,0,0,0,0,0,0,0,0,0,0,0]
["",null,null,null,null,"","",null,null,null,null,null,null,null,null,null,null,null,null,null,null,null,null,null,null,null,null,null,null,null,null,null,null,null,null,null,null,null,null,null,null,null,null,null,null,null,null,null,null,null,null,null,null,null,null,null,null,null,null,null,null,null,null,null,null,null,null,null,null,null,null,null,null,null,null,null,null,null,null,null,null,null,null,null,null,null,null,null,null,null,null,null,null,null,null,null,null,null,null,0,0,0,0,0,0,0,0,0,0,0,0,0,0,0,0,0,0,0,0,0,0,0,0,0,0,0,0,0,0,0,0,0,0,0,0,0,0,0,0,0,0,0,0,0,0,0,0,0,0,0,0,0,0,0,0,0,0,0,0,0,0,0,0,0,0,0,0,0,0,0,0,0,0,0,0,0,0,0,0,0,0,0,0,0,0,0,0,0,0,0]
["",null,null,null,null,"","",null,null,null,null,null,null,null,null,null,null,null,null,null,null,null,null,null,null,null,null,null,null,null,null,null,null,null,null,null,null,null,null,null,null,null,null,null,null,null,null,null,null,null,null,null,null,null,null,null,null,null,null,null,null,null,null,null,null,null,null,null,null,null,null,null,null,null,null,null,null,null,null,null,null,null,null,null,null,null,null,null,null,null,null,null,null,null,null,null,null,null,null,0,0,0,0,0,0,0,0,0,0,0,0,0,0,0,0,0,0,0,0,0,0,0,0,0,0,0,0,0,0,0,0,0,0,0,0,0,0,0,0,0,0,0,0,0,0,0,0,0,0,0,0,0,0,0,0,0,0,0,0,0,0,0,0,0,0,0,0,0,0,0,0,0,0,0,0,0,0,0,0,0,0,0,0,0,0,0,0,0,0,0]
["",null,null,null,null,"","",null,null,null,null,null,null,null,null,null,null,null,null,null,null,null,null,null,null,null,null,null,null,null,null,null,null,null,null,null,null,null,null,null,null,null,null,null,null,null,null,null,null,null,null,null,null,null,null,null,null,null,null,null,null,null,null,null,null,null,null,null,null,null,null,null,null,null,null,null,null,null,null,null,null,null,null,null,null,null,null,null,null,null,null,null,null,null,null,null,null,null,null,0,0,0,0,0,0,0,0,0,0,0,0,0,0,0,0,0,0,0,0,0,0,0,0,0,0,0,0,0,0,0,0,0,0,0,0,0,0,0,0,0,0,0,0,0,0,0,0,0,0,0,0,0,0,0,0,0,0,0,0,0,0,0,0,0,0,0,0,0,0,0,0,0,0,0,0,0,0,0,0,0,0,0,0,0,0,0,0,0,0,0]
["",null,null,null,null,"","",null,null,null,null,null,null,null,null,null,null,null,null,null,null,null,null,null,null,null,null,null,null,null,null,null,null,null,null,null,null,null,null,null,null,null,null,null,null,null,null,null,null,null,null,null,null,null,null,null,null,null,null,null,null,null,null,null,null,null,null,null,null,null,null,null,null,null,null,null,null,null,null,null,null,null,null,null,null,null,null,null,null,null,null,null,null,null,null,null,null,null,null,0,0,0,0,0,0,0,0,0,0,0,0,0,0,0,0,0,0,0,0,0,0,0,0,0,0,0,0,0,0,0,0,0,0,0,0,0,0,0,0,0,0,0,0,0,0,0,0,0,0,0,0,0,0,0,0,0,0,0,0,0,0,0,0,0,0,0,0,0,0,0,0,0,0,0,0,0,0,0,0,0,0,0,0,0,0,0,0,0,0,0]
["",null,null,null,null,"","",null,null,null,null,null,null,null,null,null,null,null,null,null,null,null,null,null,null,null,null,null,null,null,null,null,null,null,null,null,null,null,null,null,null,null,null,null,null,null,null,null,null,null,null,null,null,null,null,null,null,null,null,null,null,null,null,null,null,null,null,null,null,null,null,null,null,null,null,null,null,null,null,null,null,null,null,null,null,null,null,null,null,null,null,null,null,null,null,null,null,null,null,0,0,0,0,0,0,0,0,0,0,0,0,0,0,0,0,0,0,0,0,0,0,0,0,0,0,0,0,0,0,0,0,0,0,0,0,0,0,0,0,0,0,0,0,0,0,0,0,0,0,0,0,0,0,0,0,0,0,0,0,0,0,0,0,0,0,0,0,0,0,0,0,0,0,0,0,0,0,0,0,0,0,0,0,0,0,0,0,0,0,0]
["",null,null,null,null,"","",null,null,null,null,null,null,null,null,null,null,null,null,null,null,null,null,null,null,null,null,null,null,null,null,null,null,null,null,null,null,null,null,null,null,null,null,null,null,null,null,null,null,null,null,null,null,null,null,null,null,null,null,null,null,null,null,null,null,null,null,null,null,null,null,null,null,null,null,null,null,null,null,null,null,null,null,null,null,null,null,null,null,null,null,null,null,null,null,null,null,null,null,0,0,0,0,0,0,0,0,0,0,0,0,0,0,0,0,0,0,0,0,0,0,0,0,0,0,0,0,0,0,0,0,0,0,0,0,0,0,0,0,0,0,0,0,0,0,0,0,0,0,0,0,0,0,0,0,0,0,0,0,0,0,0,0,0,0,0,0,0,0,0,0,0,0,0,0,0,0,0,0,0,0,0,0,0,0,0,0,0,0,0]
["",null,null,null,null,"","",null,null,null,null,null,null,null,null,null,null,null,null,null,null,null,null,null,null,null,null,null,null,null,null,null,null,null,null,null,null,null,null,null,null,null,null,null,null,null,null,null,null,null,null,null,null,null,null,null,null,null,null,null,null,null,null,null,null,null,null,null,null,null,null,null,null,null,null,null,null,null,null,null,null,null,null,null,null,null,null,null,null,null,null,null,null,null,null,null,null,null,null,0,0,0,0,0,0,0,0,0,0,0,0,0,0,0,0,0,0,0,0,0,0,0,0,0,0,0,0,0,0,0,0,0,0,0,0,0,0,0,0,0,0,0,0,0,0,0,0,0,0,0,0,0,0,0,0,0,0,0,0,0,0,0,0,0,0,0,0,0,0,0,0,0,0,0,0,0,0,0,0,0,0,0,0,0,0,0,0,0,0,0]
["",null,null,null,null,"","",null,null,null,null,null,null,null,null,null,null,null,null,null,null,null,null,null,null,null,null,null,null,null,null,null,null,null,null,null,null,null,null,null,null,null,null,null,null,null,null,null,null,null,null,null,null,null,null,null,null,null,null,null,null,null,null,null,null,null,null,null,null,null,null,null,null,null,null,null,null,null,null,null,null,null,null,null,null,null,null,null,null,null,null,null,null,null,null,null,null,null,null,0,0,0,0,0,0,0,0,0,0,0,0,0,0,0,0,0,0,0,0,0,0,0,0,0,0,0,0,0,0,0,0,0,0,0,0,0,0,0,0,0,0,0,0,0,0,0,0,0,0,0,0,0,0,0,0,0,0,0,0,0,0,0,0,0,0,0,0,0,0,0,0,0,0,0,0,0,0,0,0,0,0,0,0,0,0,0,0,0,0,0]
["",null,null,null,null,"","",null,null,null,null,null,null,null,null,null,null,null,null,null,null,null,null,null,null,null,null,null,null,null,null,null,null,null,null,null,null,null,null,null,null,null,null,null,null,null,null,null,null,null,null,null,null,null,null,null,null,null,null,null,null,null,null,null,null,null,null,null,null,null,null,null,null,null,null,null,null,null,null,null,null,null,null,null,null,null,null,null,null,null,null,null,null,null,null,null,null,null,null,0,0,0,0,0,0,0,0,0,0,0,0,0,0,0,0,0,0,0,0,0,0,0,0,0,0,0,0,0,0,0,0,0,0,0,0,0,0,0,0,0,0,0,0,0,0,0,0,0,0,0,0,0,0,0,0,0,0,0,0,0,0,0,0,0,0,0,0,0,0,0,0,0,0,0,0,0,0,0,0,0,0,0,0,0,0,0,0,0,0,0]
["",null,null,null,null,"","",null,null,null,null,null,null,null,null,null,null,null,null,null,null,null,null,null,null,null,null,null,null,null,null,null,null,null,null,null,null,null,null,null,null,null,null,null,null,null,null,null,null,null,null,null,null,null,null,null,null,null,null,null,null,null,null,null,null,null,null,null,null,null,null,null,null,null,null,null,null,null,null,null,null,null,null,null,null,null,null,null,null,null,null,null,null,null,null,null,null,null,null,0,0,0,0,0,0,0,0,0,0,0,0,0,0,0,0,0,0,0,0,0,0,0,0,0,0,0,0,0,0,0,0,0,0,0,0,0,0,0,0,0,0,0,0,0,0,0,0,0,0,0,0,0,0,0,0,0,0,0,0,0,0,0,0,0,0,0,0,0,0,0,0,0,0,0,0,0,0,0,0,0,0,0,0,0,0,0,0,0,0,0]
["",null,null,null,null,"","",null,null,null,null,null,null,null,null,null,null,null,null,null,null,null,null,null,null,null,null,null,null,null,null,null,null,null,null,null,null,null,null,null,null,null,null,null,null,null,null,null,null,null,null,null,null,null,null,null,null,null,null,null,null,null,null,null,null,null,null,null,null,null,null,null,null,null,null,null,null,null,null,null,null,null,null,null,null,null,null,null,null,null,null,null,null,null,null,null,null,null,null,0,0,0,0,0,0,0,0,0,0,0,0,0,0,0,0,0,0,0,0,0,0,0,0,0,0,0,0,0,0,0,0,0,0,0,0,0,0,0,0,0,0,0,0,0,0,0,0,0,0,0,0,0,0,0,0,0,0,0,0,0,0,0,0,0,0,0,0,0,0,0,0,0,0,0,0,0,0,0,0,0,0,0,0,0,0,0,0,0,0,0]
["",null,null,null,null,"","",null,null,null,null,null,null,null,null,null,null,null,null,null,null,null,null,null,null,null,null,null,null,null,null,null,null,null,null,null,null,null,null,null,null,null,null,null,null,null,null,null,null,null,null,null,null,null,null,null,null,null,null,null,null,null,null,null,null,null,null,null,null,null,null,null,null,null,null,null,null,null,null,null,null,null,null,null,null,null,null,null,null,null,null,null,null,null,null,null,null,null,null,0,0,0,0,0,0,0,0,0,0,0,0,0,0,0,0,0,0,0,0,0,0,0,0,0,0,0,0,0,0,0,0,0,0,0,0,0,0,0,0,0,0,0,0,0,0,0,0,0,0,0,0,0,0,0,0,0,0,0,0,0,0,0,0,0,0,0,0,0,0,0,0,0,0,0,0,0,0,0,0,0,0,0,0,0,0,0,0,0,0,0]
["",null,null,null,null,"","",null,null,null,null,null,null,null,null,null,null,null,null,null,null,null,null,null,null,null,null,null,null,null,null,null,null,null,null,null,null,null,null,null,null,null,null,null,null,null,null,null,null,null,null,null,null,null,null,null,null,null,null,null,null,null,null,null,null,null,null,null,null,null,null,null,null,null,null,null,null,null,null,null,null,null,null,null,null,null,null,null,null,null,null,null,null,null,null,null,null,null,null,0,0,0,0,0,0,0,0,0,0,0,0,0,0,0,0,0,0,0,0,0,0,0,0,0,0,0,0,0,0,0,0,0,0,0,0,0,0,0,0,0,0,0,0,0,0,0,0,0,0,0,0,0,0,0,0,0,0,0,0,0,0,0,0,0,0,0,0,0,0,0,0,0,0,0,0,0,0,0,0,0,0,0,0,0,0,0,0,0,0,0]
["",null,null,null,null,"","",null,null,null,null,null,null,null,null,null,null,null,null,null,null,null,null,null,null,null,null,null,null,null,null,null,null,null,null,null,null,null,null,null,null,null,null,null,null,null,null,null,null,null,null,null,null,null,null,null,null,null,null,null,null,null,null,null,null,null,null,null,null,null,null,null,null,null,null,null,null,null,null,null,null,null,null,null,null,null,null,null,null,null,null,null,null,null,null,null,null,null,null,0,0,0,0,0,0,0,0,0,0,0,0,0,0,0,0,0,0,0,0,0,0,0,0,0,0,0,0,0,0,0,0,0,0,0,0,0,0,0,0,0,0,0,0,0,0,0,0,0,0,0,0,0,0,0,0,0,0,0,0,0,0,0,0,0,0,0,0,0,0,0,0,0,0,0,0,0,0,0,0,0,0,0,0,0,0,0,0,0,0,0]
["",null,null,null,null,"","",null,null,null,null,null,null,null,null,null,null,null,null,null,null,null,null,null,null,null,null,null,null,null,null,null,null,null,null,null,null,null,null,null,null,null,null,null,null,null,null,null,null,null,null,null,null,null,null,null,null,null,null,null,null,null,null,null,null,null,null,null,null,null,null,null,null,null,null,null,null,null,null,null,null,null,null,null,null,null,null,null,null,null,null,null,null,null,null,null,null,null,null,0,0,0,0,0,0,0,0,0,0,0,0,0,0,0,0,0,0,0,0,0,0,0,0,0,0,0,0,0,0,0,0,0,0,0,0,0,0,0,0,0,0,0,0,0,0,0,0,0,0,0,0,0,0,0,0,0,0,0,0,0,0,0,0,0,0,0,0,0,0,0,0,0,0,0,0,0,0,0,0,0,0,0,0,0,0,0,0,0,0,0]
["",null,null,null,null,"","",null,null,null,null,null,null,null,null,null,null,null,null,null,null,null,null,null,null,null,null,null,null,null,null,null,null,null,null,null,null,null,null,null,null,null,null,null,null,null,null,null,null,null,null,null,null,null,null,null,null,null,null,null,null,null,null,null,null,null,null,null,null,null,null,null,null,null,null,null,null,null,null,null,null,null,null,null,null,null,null,null,null,null,null,null,null,null,null,null,null,null,null,0,0,0,0,0,0,0,0,0,0,0,0,0,0,0,0,0,0,0,0,0,0,0,0,0,0,0,0,0,0,0,0,0,0,0,0,0,0,0,0,0,0,0,0,0,0,0,0,0,0,0,0,0,0,0,0,0,0,0,0,0,0,0,0,0,0,0,0,0,0,0,0,0,0,0,0,0,0,0,0,0,0,0,0,0,0,0,0,0,0,0]
["",null,null,null,null,"","",null,null,null,null,null,null,null,null,null,null,null,null,null,null,null,null,null,null,null,null,null,null,null,null,null,null,null,null,null,null,null,null,null,null,null,null,null,null,null,null,null,null,null,null,null,null,null,null,null,null,null,null,null,null,null,null,null,null,null,null,null,null,null,null,null,null,null,null,null,null,null,null,null,null,null,null,null,null,null,null,null,null,null,null,null,null,null,null,null,null,null,null,0,0,0,0,0,0,0,0,0,0,0,0,0,0,0,0,0,0,0,0,0,0,0,0,0,0,0,0,0,0,0,0,0,0,0,0,0,0,0,0,0,0,0,0,0,0,0,0,0,0,0,0,0,0,0,0,0,0,0,0,0,0,0,0,0,0,0,0,0,0,0,0,0,0,0,0,0,0,0,0,0,0,0,0,0,0,0,0,0,0,0]
["",null,null,null,null,"","",null,null,null,null,null,null,null,null,null,null,null,null,null,null,null,null,null,null,null,null,null,null,null,null,null,null,null,null,null,null,null,null,null,null,null,null,null,null,null,null,null,null,null,null,null,null,null,null,null,null,null,null,null,null,null,null,null,null,null,null,null,null,null,null,null,null,null,null,null,null,null,null,null,null,null,null,null,null,null,null,null,null,null,null,null,null,null,null,null,null,null,null,0,0,0,0,0,0,0,0,0,0,0,0,0,0,0,0,0,0,0,0,0,0,0,0,0,0,0,0,0,0,0,0,0,0,0,0,0,0,0,0,0,0,0,0,0,0,0,0,0,0,0,0,0,0,0,0,0,0,0,0,0,0,0,0,0,0,0,0,0,0,0,0,0,0,0,0,0,0,0,0,0,0,0,0,0,0,0,0,0,0,0]
["",null,null,null,null,"","",null,null,null,null,null,null,null,null,null,null,null,null,null,null,null,null,null,null,null,null,null,null,null,null,null,null,null,null,null,null,null,null,null,null,null,null,null,null,null,null,null,null,null,null,null,null,null,null,null,null,null,null,null,null,null,null,null,null,null,null,null,null,null,null,null,null,null,null,null,null,null,null,null,null,null,null,null,null,null,null,null,null,null,null,null,null,null,null,null,null,null,null,0,0,0,0,0,0,0,0,0,0,0,0,0,0,0,0,0,0,0,0,0,0,0,0,0,0,0,0,0,0,0,0,0,0,0,0,0,0,0,0,0,0,0,0,0,0,0,0,0,0,0,0,0,0,0,0,0,0,0,0,0,0,0,0,0,0,0,0,0,0,0,0,0,0,0,0,0,0,0,0,0,0,0,0,0,0,0,0,0,0,0]
["",null,null,null,null,"","",null,null,null,null,null,null,null,null,null,null,null,null,null,null,null,null,null,null,null,null,null,null,null,null,null,null,null,null,null,null,null,null,null,null,null,null,null,null,null,null,null,null,null,null,null,null,null,null,null,null,null,null,null,null,null,null,null,null,null,null,null,null,null,null,null,null,null,null,null,null,null,null,null,null,null,null,null,null,null,null,null,null,null,null,null,null,null,null,null,null,null,null,0,0,0,0,0,0,0,0,0,0,0,0,0,0,0,0,0,0,0,0,0,0,0,0,0,0,0,0,0,0,0,0,0,0,0,0,0,0,0,0,0,0,0,0,0,0,0,0,0,0,0,0,0,0,0,0,0,0,0,0,0,0,0,0,0,0,0,0,0,0,0,0,0,0,0,0,0,0,0,0,0,0,0,0,0,0,0,0,0,0,0]
["",null,null,null,null,"","",null,null,null,null,null,null,null,null,null,null,null,null,null,null,null,null,null,null,null,null,null,null,null,null,null,null,null,null,null,null,null,null,null,null,null,null,null,null,null,null,null,null,null,null,null,null,null,null,null,null,null,null,null,null,null,null,null,null,null,null,null,null,null,null,null,null,null,null,null,null,null,null,null,null,null,null,null,null,null,null,null,null,null,null,null,null,null,null,null,null,null,null,0,0,0,0,0,0,0,0,0,0,0,0,0,0,0,0,0,0,0,0,0,0,0,0,0,0,0,0,0,0,0,0,0,0,0,0,0,0,0,0,0,0,0,0,0,0,0,0,0,0,0,0,0,0,0,0,0,0,0,0,0,0,0,0,0,0,0,0,0,0,0,0,0,0,0,0,0,0,0,0,0,0,0,0,0,0,0,0,0,0,0]
["",null,null,null,null,"","",null,null,null,null,null,null,null,null,null,null,null,null,null,null,null,null,null,null,null,null,null,null,null,null,null,null,null,null,null,null,null,null,null,null,null,null,null,null,null,null,null,null,null,null,null,null,null,null,null,null,null,null,null,null,null,null,null,null,null,null,null,null,null,null,null,null,null,null,null,null,null,null,null,null,null,null,null,null,null,null,null,null,null,null,null,null,null,null,null,null,null,null,0,0,0,0,0,0,0,0,0,0,0,0,0,0,0,0,0,0,0,0,0,0,0,0,0,0,0,0,0,0,0,0,0,0,0,0,0,0,0,0,0,0,0,0,0,0,0,0,0,0,0,0,0,0,0,0,0,0,0,0,0,0,0,0,0,0,0,0,0,0,0,0,0,0,0,0,0,0,0,0,0,0,0,0,0,0,0,0,0,0,0]
["",null,null,null,null,"","",null,null,null,null,null,null,null,null,null,null,null,null,null,null,null,null,null,null,null,null,null,null,null,null,null,null,null,null,null,null,null,null,null,null,null,null,null,null,null,null,null,null,null,null,null,null,null,null,null,null,null,null,null,null,null,null,null,null,null,null,null,null,null,null,null,null,null,null,null,null,null,null,null,null,null,null,null,null,null,null,null,null,null,null,null,null,null,null,null,null,null,null,0,0,0,0,0,0,0,0,0,0,0,0,0,0,0,0,0,0,0,0,0,0,0,0,0,0,0,0,0,0,0,0,0,0,0,0,0,0,0,0,0,0,0,0,0,0,0,0,0,0,0,0,0,0,0,0,0,0,0,0,0,0,0,0,0,0,0,0,0,0,0,0,0,0,0,0,0,0,0,0,0,0,0,0,0,0,0,0,0,0,0]
["",null,null,null,null,"","",null,null,null,null,null,null,null,null,null,null,null,null,null,null,null,null,null,null,null,null,null,null,null,null,null,null,null,null,null,null,null,null,null,null,null,null,null,null,null,null,null,null,null,null,null,null,null,null,null,null,null,null,null,null,null,null,null,null,null,null,null,null,null,null,null,null,null,null,null,null,null,null,null,null,null,null,null,null,null,null,null,null,null,null,null,null,null,null,null,null,null,null,0,0,0,0,0,0,0,0,0,0,0,0,0,0,0,0,0,0,0,0,0,0,0,0,0,0,0,0,0,0,0,0,0,0,0,0,0,0,0,0,0,0,0,0,0,0,0,0,0,0,0,0,0,0,0,0,0,0,0,0,0,0,0,0,0,0,0,0,0,0,0,0,0,0,0,0,0,0,0,0,0,0,0,0,0,0,0,0,0,0,0]
["",null,null,null,null,"","",null,null,null,null,null,null,null,null,null,null,null,null,null,null,null,null,null,null,null,null,null,null,null,null,null,null,null,null,null,null,null,null,null,null,null,null,null,null,null,null,null,null,null,null,null,null,null,null,null,null,null,null,null,null,null,null,null,null,null,null,null,null,null,null,null,null,null,null,null,null,null,null,null,null,null,null,null,null,null,null,null,null,null,null,null,null,null,null,null,null,null,null,0,0,0,0,0,0,0,0,0,0,0,0,0,0,0,0,0,0,0,0,0,0,0,0,0,0,0,0,0,0,0,0,0,0,0,0,0,0,0,0,0,0,0,0,0,0,0,0,0,0,0,0,0,0,0,0,0,0,0,0,0,0,0,0,0,0,0,0,0,0,0,0,0,0,0,0,0,0,0,0,0,0,0,0,0,0,0,0,0,0,0]
["",null,null,null,null,"","",null,null,null,null,null,null,null,null,null,null,null,null,null,null,null,null,null,null,null,null,null,null,null,null,null,null,null,null,null,null,null,null,null,null,null,null,null,null,null,null,null,null,null,null,null,null,null,null,null,null,null,null,null,null,null,null,null,null,null,null,null,null,null,null,null,null,null,null,null,null,null,null,null,null,null,null,null,null,null,null,null,null,null,null,null,null,null,null,null,null,null,null,0,0,0,0,0,0,0,0,0,0,0,0,0,0,0,0,0,0,0,0,0,0,0,0,0,0,0,0,0,0,0,0,0,0,0,0,0,0,0,0,0,0,0,0,0,0,0,0,0,0,0,0,0,0,0,0,0,0,0,0,0,0,0,0,0,0,0,0,0,0,0,0,0,0,0,0,0,0,0,0,0,0,0,0,0,0,0,0,0,0,0]
["",null,null,null,null,"","",null,null,null,null,null,null,null,null,null,null,null,null,null,null,null,null,null,null,null,null,null,null,null,null,null,null,null,null,null,null,null,null,null,null,null,null,null,null,null,null,null,null,null,null,null,null,null,null,null,null,null,null,null,null,null,null,null,null,null,null,null,null,null,null,null,null,null,null,null,null,null,null,null,null,null,null,null,null,null,null,null,null,null,null,null,null,null,null,null,null,null,null,0,0,0,0,0,0,0,0,0,0,0,0,0,0,0,0,0,0,0,0,0,0,0,0,0,0,0,0,0,0,0,0,0,0,0,0,0,0,0,0,0,0,0,0,0,0,0,0,0,0,0,0,0,0,0,0,0,0,0,0,0,0,0,0,0,0,0,0,0,0,0,0,0,0,0,0,0,0,0,0,0,0,0,0,0,0,0,0,0,0,0]
["",null,null,null,null,"","",null,null,null,null,null,null,null,null,null,null,null,null,null,null,null,null,null,null,null,null,null,null,null,null,null,null,null,null,null,null,null,null,null,null,null,null,null,null,null,null,null,null,null,null,null,null,null,null,null,null,null,null,null,null,null,null,null,null,null,null,null,null,null,null,null,null,null,null,null,null,null,null,null,null,null,null,null,null,null,null,null,null,null,null,null,null,null,null,null,null,null,null,0,0,0,0,0,0,0,0,0,0,0,0,0,0,0,0,0,0,0,0,0,0,0,0,0,0,0,0,0,0,0,0,0,0,0,0,0,0,0,0,0,0,0,0,0,0,0,0,0,0,0,0,0,0,0,0,0,0,0,0,0,0,0,0,0,0,0,0,0,0,0,0,0,0,0,0,0,0,0,0,0,0,0,0,0,0,0,0,0,0,0]
["",null,null,null,null,"","",null,null,null,null,null,null,null,null,null,null,null,null,null,null,null,null,null,null,null,null,null,null,null,null,null,null,null,null,null,null,null,null,null,null,null,null,null,null,null,null,null,null,null,null,null,null,null,null,null,null,null,null,null,null,null,null,null,null,null,null,null,null,null,null,null,null,null,null,null,null,null,null,null,null,null,null,null,null,null,null,null,null,null,null,null,null,null,null,null,null,null,null,0,0,0,0,0,0,0,0,0,0,0,0,0,0,0,0,0,0,0,0,0,0,0,0,0,0,0,0,0,0,0,0,0,0,0,0,0,0,0,0,0,0,0,0,0,0,0,0,0,0,0,0,0,0,0,0,0,0,0,0,0,0,0,0,0,0,0,0,0,0,0,0,0,0,0,0,0,0,0,0,0,0,0,0,0,0,0,0,0,0,0]
["",null,null,null,null,"","",null,null,null,null,null,null,null,null,null,null,null,null,null,null,null,null,null,null,null,null,null,null,null,null,null,null,null,null,null,null,null,null,null,null,null,null,null,null,null,null,null,null,null,null,null,null,null,null,null,null,null,null,null,null,null,null,null,null,null,null,null,null,null,null,null,null,null,null,null,null,null,null,null,null,null,null,null,null,null,null,null,null,null,null,null,null,null,null,null,null,null,null,0,0,0,0,0,0,0,0,0,0,0,0,0,0,0,0,0,0,0,0,0,0,0,0,0,0,0,0,0,0,0,0,0,0,0,0,0,0,0,0,0,0,0,0,0,0,0,0,0,0,0,0,0,0,0,0,0,0,0,0,0,0,0,0,0,0,0,0,0,0,0,0,0,0,0,0,0,0,0,0,0,0,0,0,0,0,0,0,0,0,0]
["",null,null,null,null,"","",null,null,null,null,null,null,null,null,null,null,null,null,null,null,null,null,null,null,null,null,null,null,null,null,null,null,null,null,null,null,null,null,null,null,null,null,null,null,null,null,null,null,null,null,null,null,null,null,null,null,null,null,null,null,null,null,null,null,null,null,null,null,null,null,null,null,null,null,null,null,null,null,null,null,null,null,null,null,null,null,null,null,null,null,null,null,null,null,null,null,null,null,0,0,0,0,0,0,0,0,0,0,0,0,0,0,0,0,0,0,0,0,0,0,0,0,0,0,0,0,0,0,0,0,0,0,0,0,0,0,0,0,0,0,0,0,0,0,0,0,0,0,0,0,0,0,0,0,0,0,0,0,0,0,0,0,0,0,0,0,0,0,0,0,0,0,0,0,0,0,0,0,0,0,0,0,0,0,0,0,0,0,0]
["",null,null,null,null,"","",null,null,null,null,null,null,null,null,null,null,null,null,null,null,null,null,null,null,null,null,null,null,null,null,null,null,null,null,null,null,null,null,null,null,null,null,null,null,null,null,null,null,null,null,null,null,null,null,null,null,null,null,null,null,null,null,null,null,null,null,null,null,null,null,null,null,null,null,null,null,null,null,null,null,null,null,null,null,null,null,null,null,null,null,null,null,null,null,null,null,null,null,0,0,0,0,0,0,0,0,0,0,0,0,0,0,0,0,0,0,0,0,0,0,0,0,0,0,0,0,0,0,0,0,0,0,0,0,0,0,0,0,0,0,0,0,0,0,0,0,0,0,0,0,0,0,0,0,0,0,0,0,0,0,0,0,0,0,0,0,0,0,0,0,0,0,0,0,0,0,0,0,0,0,0,0,0,0,0,0,0,0,0]
["",null,null,null,null,"","",null,null,null,null,null,null,null,null,null,null,null,null,null,null,null,null,null,null,null,null,null,null,null,null,null,null,null,null,null,null,null,null,null,null,null,null,null,null,null,null,null,null,null,null,null,null,null,null,null,null,null,null,null,null,null,null,null,null,null,null,null,null,null,null,null,null,null,null,null,null,null,null,null,null,null,null,null,null,null,null,null,null,null,null,null,null,null,null,null,null,null,null,0,0,0,0,0,0,0,0,0,0,0,0,0,0,0,0,0,0,0,0,0,0,0,0,0,0,0,0,0,0,0,0,0,0,0,0,0,0,0,0,0,0,0,0,0,0,0,0,0,0,0,0,0,0,0,0,0,0,0,0,0,0,0,0,0,0,0,0,0,0,0,0,0,0,0,0,0,0,0,0,0,0,0,0,0,0,0,0,0,0,0]
["",null,null,null,null,"","",null,null,null,null,null,null,null,null,null,null,null,null,null,null,null,null,null,null,null,null,null,null,null,null,null,null,null,null,null,null,null,null,null,null,null,null,null,null,null,null,null,null,null,null,null,null,null,null,null,null,null,null,null,null,null,null,null,null,null,null,null,null,null,null,null,null,null,null,null,null,null,null,null,null,null,null,null,null,null,null,null,null,null,null,null,null,null,null,null,null,null,null,0,0,0,0,0,0,0,0,0,0,0,0,0,0,0,0,0,0,0,0,0,0,0,0,0,0,0,0,0,0,0,0,0,0,0,0,0,0,0,0,0,0,0,0,0,0,0,0,0,0,0,0,0,0,0,0,0,0,0,0,0,0,0,0,0,0,0,0,0,0,0,0,0,0,0,0,0,0,0,0,0,0,0,0,0,0,0,0,0,0,0]
["",null,null,null,null,"","",null,null,null,null,null,null,null,null,null,null,null,null,null,null,null,null,null,null,null,null,null,null,null,null,null,null,null,null,null,null,null,null,null,null,null,null,null,null,null,null,null,null,null,null,null,null,null,null,null,null,null,null,null,null,null,null,null,null,null,null,null,null,null,null,null,null,null,null,null,null,null,null,null,null,null,null,null,null,null,null,null,null,null,null,null,null,null,null,null,null,null,null,0,0,0,0,0,0,0,0,0,0,0,0,0,0,0,0,0,0,0,0,0,0,0,0,0,0,0,0,0,0,0,0,0,0,0,0,0,0,0,0,0,0,0,0,0,0,0,0,0,0,0,0,0,0,0,0,0,0,0,0,0,0,0,0,0,0,0,0,0,0,0,0,0,0,0,0,0,0,0,0,0,0,0,0,0,0,0,0,0,0,0]
["",null,null,null,null,"","",null,null,null,null,null,null,null,null,null,null,null,null,null,null,null,null,null,null,null,null,null,null,null,null,null,null,null,null,null,null,null,null,null,null,null,null,null,null,null,null,null,null,null,null,null,null,null,null,null,null,null,null,null,null,null,null,null,null,null,null,null,null,null,null,null,null,null,null,null,null,null,null,null,null,null,null,null,null,null,null,null,null,null,null,null,null,null,null,null,null,null,null,0,0,0,0,0,0,0,0,0,0,0,0,0,0,0,0,0,0,0,0,0,0,0,0,0,0,0,0,0,0,0,0,0,0,0,0,0,0,0,0,0,0,0,0,0,0,0,0,0,0,0,0,0,0,0,0,0,0,0,0,0,0,0,0,0,0,0,0,0,0,0,0,0,0,0,0,0,0,0,0,0,0,0,0,0,0,0,0,0,0,0]
["",null,null,null,null,"","",null,null,null,null,null,null,null,null,null,null,null,null,null,null,null,null,null,null,null,null,null,null,null,null,null,null,null,null,null,null,null,null,null,null,null,null,null,null,null,null,null,null,null,null,null,null,null,null,null,null,null,null,null,null,null,null,null,null,null,null,null,null,null,null,null,null,null,null,null,null,null,null,null,null,null,null,null,null,null,null,null,null,null,null,null,null,null,null,null,null,null,null,0,0,0,0,0,0,0,0,0,0,0,0,0,0,0,0,0,0,0,0,0,0,0,0,0,0,0,0,0,0,0,0,0,0,0,0,0,0,0,0,0,0,0,0,0,0,0,0,0,0,0,0,0,0,0,0,0,0,0,0,0,0,0,0,0,0,0,0,0,0,0,0,0,0,0,0,0,0,0,0,0,0,0,0,0,0,0,0,0,0,0]
["",null,null,null,null,"","",null,null,null,null,null,null,null,null,null,null,null,null,null,null,null,null,null,null,null,null,null,null,null,null,null,null,null,null,null,null,null,null,null,null,null,null,null,null,null,null,null,null,null,null,null,null,null,null,null,null,null,null,null,null,null,null,null,null,null,null,null,null,null,null,null,null,null,null,null,null,null,null,null,null,null,null,null,null,null,null,null,null,null,null,null,null,null,null,null,null,null,null,0,0,0,0,0,0,0,0,0,0,0,0,0,0,0,0,0,0,0,0,0,0,0,0,0,0,0,0,0,0,0,0,0,0,0,0,0,0,0,0,0,0,0,0,0,0,0,0,0,0,0,0,0,0,0,0,0,0,0,0,0,0,0,0,0,0,0,0,0,0,0,0,0,0,0,0,0,0,0,0,0,0,0,0,0,0,0,0,0,0,0]
["",null,null,null,null,"","",null,null,null,null,null,null,null,null,null,null,null,null,null,null,null,null,null,null,null,null,null,null,null,null,null,null,null,null,null,null,null,null,null,null,null,null,null,null,null,null,null,null,null,null,null,null,null,null,null,null,null,null,null,null,null,null,null,null,null,null,null,null,null,null,null,null,null,null,null,null,null,null,null,null,null,null,null,null,null,null,null,null,null,null,null,null,null,null,null,null,null,null,0,0,0,0,0,0,0,0,0,0,0,0,0,0,0,0,0,0,0,0,0,0,0,0,0,0,0,0,0,0,0,0,0,0,0,0,0,0,0,0,0,0,0,0,0,0,0,0,0,0,0,0,0,0,0,0,0,0,0,0,0,0,0,0,0,0,0,0,0,0,0,0,0,0,0,0,0,0,0,0,0,0,0,0,0,0,0,0,0,0,0]
["",null,null,null,null,"","",null,null,null,null,null,null,null,null,null,null,null,null,null,null,null,null,null,null,null,null,null,null,null,null,null,null,null,null,null,null,null,null,null,null,null,null,null,null,null,null,null,null,null,null,null,null,null,null,null,null,null,null,null,null,null,null,null,null,null,null,null,null,null,null,null,null,null,null,null,null,null,null,null,null,null,null,null,null,null,null,null,null,null,null,null,null,null,null,null,null,null,null,0,0,0,0,0,0,0,0,0,0,0,0,0,0,0,0,0,0,0,0,0,0,0,0,0,0,0,0,0,0,0,0,0,0,0,0,0,0,0,0,0,0,0,0,0,0,0,0,0,0,0,0,0,0,0,0,0,0,0,0,0,0,0,0,0,0,0,0,0,0,0,0,0,0,0,0,0,0,0,0,0,0,0,0,0,0,0,0,0,0,0]
["",null,null,null,null,"","",null,null,null,null,null,null,null,null,null,null,null,null,null,null,null,null,null,null,null,null,null,null,null,null,null,null,null,null,null,null,null,null,null,null,null,null,null,null,null,null,null,null,null,null,null,null,null,null,null,null,null,null,null,null,null,null,null,null,null,null,null,null,null,null,null,null,null,null,null,null,null,null,null,null,null,null,null,null,null,null,null,null,null,null,null,null,null,null,null,null,null,null,0,0,0,0,0,0,0,0,0,0,0,0,0,0,0,0,0,0,0,0,0,0,0,0,0,0,0,0,0,0,0,0,0,0,0,0,0,0,0,0,0,0,0,0,0,0,0,0,0,0,0,0,0,0,0,0,0,0,0,0,0,0,0,0,0,0,0,0,0,0,0,0,0,0,0,0,0,0,0,0,0,0,0,0,0,0,0,0,0,0,0]
["",null,null,null,null,"","",null,null,null,null,null,null,null,null,null,null,null,null,null,null,null,null,null,null,null,null,null,null,null,null,null,null,null,null,null,null,null,null,null,null,null,null,null,null,null,null,null,null,null,null,null,null,null,null,null,null,null,null,null,null,null,null,null,null,null,null,null,null,null,null,null,null,null,null,null,null,null,null,null,null,null,null,null,null,null,null,null,null,null,null,null,null,null,null,null,null,null,null,0,0,0,0,0,0,0,0,0,0,0,0,0,0,0,0,0,0,0,0,0,0,0,0,0,0,0,0,0,0,0,0,0,0,0,0,0,0,0,0,0,0,0,0,0,0,0,0,0,0,0,0,0,0,0,0,0,0,0,0,0,0,0,0,0,0,0,0,0,0,0,0,0,0,0,0,0,0,0,0,0,0,0,0,0,0,0,0,0,0,0]
["",null,null,null,null,"","",null,null,null,null,null,null,null,null,null,null,null,null,null,null,null,null,null,null,null,null,null,null,null,null,null,null,null,null,null,null,null,null,null,null,null,null,null,null,null,null,null,null,null,null,null,null,null,null,null,null,null,null,null,null,null,null,null,null,null,null,null,null,null,null,null,null,null,null,null,null,null,null,null,null,null,null,null,null,null,null,null,null,null,null,null,null,null,null,null,null,null,null,0,0,0,0,0,0,0,0,0,0,0,0,0,0,0,0,0,0,0,0,0,0,0,0,0,0,0,0,0,0,0,0,0,0,0,0,0,0,0,0,0,0,0,0,0,0,0,0,0,0,0,0,0,0,0,0,0,0,0,0,0,0,0,0,0,0,0,0,0,0,0,0,0,0,0,0,0,0,0,0,0,0,0,0,0,0,0,0,0,0,0]
["",null,null,null,null,"","",null,null,null,null,null,null,null,null,null,null,null,null,null,null,null,null,null,null,null,null,null,null,null,null,null,null,null,null,null,null,null,null,null,null,null,null,null,null,null,null,null,null,null,null,null,null,null,null,null,null,null,null,null,null,null,null,null,null,null,null,null,null,null,null,null,null,null,null,null,null,null,null,null,null,null,null,null,null,null,null,null,null,null,null,null,null,null,null,null,null,null,null,0,0,0,0,0,0,0,0,0,0,0,0,0,0,0,0,0,0,0,0,0,0,0,0,0,0,0,0,0,0,0,0,0,0,0,0,0,0,0,0,0,0,0,0,0,0,0,0,0,0,0,0,0,0,0,0,0,0,0,0,0,0,0,0,0,0,0,0,0,0,0,0,0,0,0,0,0,0,0,0,0,0,0,0,0,0,0,0,0,0,0]
["",null,null,null,null,"","",null,null,null,null,null,null,null,null,null,null,null,null,null,null,null,null,null,null,null,null,null,null,null,null,null,null,null,null,null,null,null,null,null,null,null,null,null,null,null,null,null,null,null,null,null,null,null,null,null,null,null,null,null,null,null,null,null,null,null,null,null,null,null,null,null,null,null,null,null,null,null,null,null,null,null,null,null,null,null,null,null,null,null,null,null,null,null,null,null,null,null,null,0,0,0,0,0,0,0,0,0,0,0,0,0,0,0,0,0,0,0,0,0,0,0,0,0,0,0,0,0,0,0,0,0,0,0,0,0,0,0,0,0,0,0,0,0,0,0,0,0,0,0,0,0,0,0,0,0,0,0,0,0,0,0,0,0,0,0,0,0,0,0,0,0,0,0,0,0,0,0,0,0,0,0,0,0,0,0,0,0,0,0]
["",null,null,null,null,"","",null,null,null,null,null,null,null,null,null,null,null,null,null,null,null,null,null,null,null,null,null,null,null,null,null,null,null,null,null,null,null,null,null,null,null,null,null,null,null,null,null,null,null,null,null,null,null,null,null,null,null,null,null,null,null,null,null,null,null,null,null,null,null,null,null,null,null,null,null,null,null,null,null,null,null,null,null,null,null,null,null,null,null,null,null,null,null,null,null,null,null,null,0,0,0,0,0,0,0,0,0,0,0,0,0,0,0,0,0,0,0,0,0,0,0,0,0,0,0,0,0,0,0,0,0,0,0,0,0,0,0,0,0,0,0,0,0,0,0,0,0,0,0,0,0,0,0,0,0,0,0,0,0,0,0,0,0,0,0,0,0,0,0,0,0,0,0,0,0,0,0,0,0,0,0,0,0,0,0,0,0,0,0]
["",null,null,null,null,"","",null,null,null,null,null,null,null,null,null,null,null,null,null,null,null,null,null,null,null,null,null,null,null,null,null,null,null,null,null,null,null,null,null,null,null,null,null,null,null,null,null,null,null,null,null,null,null,null,null,null,null,null,null,null,null,null,null,null,null,null,null,null,null,null,null,null,null,null,null,null,null,null,null,null,null,null,null,null,null,null,null,null,null,null,null,null,null,null,null,null,null,null,0,0,0,0,0,0,0,0,0,0,0,0,0,0,0,0,0,0,0,0,0,0,0,0,0,0,0,0,0,0,0,0,0,0,0,0,0,0,0,0,0,0,0,0,0,0,0,0,0,0,0,0,0,0,0,0,0,0,0,0,0,0,0,0,0,0,0,0,0,0,0,0,0,0,0,0,0,0,0,0,0,0,0,0,0,0,0,0,0,0,0]
["",null,null,null,null,"","",null,null,null,null,null,null,null,null,null,null,null,null,null,null,null,null,null,null,null,null,null,null,null,null,null,null,null,null,null,null,null,null,null,null,null,null,null,null,null,null,null,null,null,null,null,null,null,null,null,null,null,null,null,null,null,null,null,null,null,null,null,null,null,null,null,null,null,null,null,null,null,null,null,null,null,null,null,null,null,null,null,null,null,null,null,null,null,null,null,null,null,null,0,0,0,0,0,0,0,0,0,0,0,0,0,0,0,0,0,0,0,0,0,0,0,0,0,0,0,0,0,0,0,0,0,0,0,0,0,0,0,0,0,0,0,0,0,0,0,0,0,0,0,0,0,0,0,0,0,0,0,0,0,0,0,0,0,0,0,0,0,0,0,0,0,0,0,0,0,0,0,0,0,0,0,0,0,0,0,0,0,0,0]
["",null,null,null,null,"","",null,null,null,null,null,null,null,null,null,null,null,null,null,null,null,null,null,null,null,null,null,null,null,null,null,null,null,null,null,null,null,null,null,null,null,null,null,null,null,null,null,null,null,null,null,null,null,null,null,null,null,null,null,null,null,null,null,null,null,null,null,null,null,null,null,null,null,null,null,null,null,null,null,null,null,null,null,null,null,null,null,null,null,null,null,null,null,null,null,null,null,null,0,0,0,0,0,0,0,0,0,0,0,0,0,0,0,0,0,0,0,0,0,0,0,0,0,0,0,0,0,0,0,0,0,0,0,0,0,0,0,0,0,0,0,0,0,0,0,0,0,0,0,0,0,0,0,0,0,0,0,0,0,0,0,0,0,0,0,0,0,0,0,0,0,0,0,0,0,0,0,0,0,0,0,0,0,0,0,0,0,0,0]
["",null,null,null,null,"","",null,null,null,null,null,null,null,null,null,null,null,null,null,null,null,null,null,null,null,null,null,null,null,null,null,null,null,null,null,null,null,null,null,null,null,null,null,null,null,null,null,null,null,null,null,null,null,null,null,null,null,null,null,null,null,null,null,null,null,null,null,null,null,null,null,null,null,null,null,null,null,null,null,null,null,null,null,null,null,null,null,null,null,null,null,null,null,null,null,null,null,null,0,0,0,0,0,0,0,0,0,0,0,0,0,0,0,0,0,0,0,0,0,0,0,0,0,0,0,0,0,0,0,0,0,0,0,0,0,0,0,0,0,0,0,0,0,0,0,0,0,0,0,0,0,0,0,0,0,0,0,0,0,0,0,0,0,0,0,0,0,0,0,0,0,0,0,0,0,0,0,0,0,0,0,0,0,0,0,0,0,0,0]
["",null,null,null,null,"","",null,null,null,null,null,null,null,null,null,null,null,null,null,null,null,null,null,null,null,null,null,null,null,null,null,null,null,null,null,null,null,null,null,null,null,null,null,null,null,null,null,null,null,null,null,null,null,null,null,null,null,null,null,null,null,null,null,null,null,null,null,null,null,null,null,null,null,null,null,null,null,null,null,null,null,null,null,null,null,null,null,null,null,null,null,null,null,null,null,null,null,null,0,0,0,0,0,0,0,0,0,0,0,0,0,0,0,0,0,0,0,0,0,0,0,0,0,0,0,0,0,0,0,0,0,0,0,0,0,0,0,0,0,0,0,0,0,0,0,0,0,0,0,0,0,0,0,0,0,0,0,0,0,0,0,0,0,0,0,0,0,0,0,0,0,0,0,0,0,0,0,0,0,0,0,0,0,0,0,0,0,0,0]
["",null,null,null,null,"","",null,null,null,null,null,null,null,null,null,null,null,null,null,null,null,null,null,null,null,null,null,null,null,null,null,null,null,null,null,null,null,null,null,null,null,null,null,null,null,null,null,null,null,null,null,null,null,null,null,null,null,null,null,null,null,null,null,null,null,null,null,null,null,null,null,null,null,null,null,null,null,null,null,null,null,null,null,null,null,null,null,null,null,null,null,null,null,null,null,null,null,null,0,0,0,0,0,0,0,0,0,0,0,0,0,0,0,0,0,0,0,0,0,0,0,0,0,0,0,0,0,0,0,0,0,0,0,0,0,0,0,0,0,0,0,0,0,0,0,0,0,0,0,0,0,0,0,0,0,0,0,0,0,0,0,0,0,0,0,0,0,0,0,0,0,0,0,0,0,0,0,0,0,0,0,0,0,0,0,0,0,0,0]
["",null,null,null,null,"","",null,null,null,null,null,null,null,null,null,null,null,null,null,null,null,null,null,null,null,null,null,null,null,null,null,null,null,null,null,null,null,null,null,null,null,null,null,null,null,null,null,null,null,null,null,null,null,null,null,null,null,null,null,null,null,null,null,null,null,null,null,null,null,null,null,null,null,null,null,null,null,null,null,null,null,null,null,null,null,null,null,null,null,null,null,null,null,null,null,null,null,null,0,0,0,0,0,0,0,0,0,0,0,0,0,0,0,0,0,0,0,0,0,0,0,0,0,0,0,0,0,0,0,0,0,0,0,0,0,0,0,0,0,0,0,0,0,0,0,0,0,0,0,0,0,0,0,0,0,0,0,0,0,0,0,0,0,0,0,0,0,0,0,0,0,0,0,0,0,0,0,0,0,0,0,0,0,0,0,0,0,0,0]

{"sheet":"Historical scenario - output","index":1,"n_rows":175,"n_cols":43,"rows_kept":175,"cut":false,"hidden":false,"merged":[]}
[null,null,null,"Replacement expenditure forecast ($,000)",null,null,null,null,null,null,null,null,null,null,null,null,null,null,null,null,null,null,null,"Replacement quantity forecast (#)"]
[null,null,null,1,2,3,4,5,6,7,8,9,10,11,12,13,14,15,16,17,18,19,20,1,2,3,4,5,6,7,8,9,10,11,12,13,14,15,16,17,18,19,20]
[]
[]
["ID","Asset group",null,2019,2020,2021,2022,2023,2024,2025,2026,2027,2028,2029,2030,2031,2032,2033,2034,2035,2036,2037,2038,2019,2020,2021,2022,2023,2024,2025,2026,2027,2028,2029,2030,2031,2032,2033,2034,2035,2036,2037,2038]
[1,"OVERHEAD CONDUCTORS",null,{"$f":"IFERROR(IF($A6=\"\",\"\",SUMIFS(D$21:D$175,$A$21:$A$175,$A6)),\"\")","v":14728.125382626024},{"$f":"IFERROR(IF($A6=\"\",\"\",SUMIFS(E$21:E$175,$A$21:$A$175,$A6)),\"\")","v":14460.525401621051},14451.05082909763,14694.660595786863,15186.222036653544,15920.416322855657,16891.256870922487,18091.319104186703,19510.80311014783,21136.561644435576,22951.224656893202,24932.538857675845,27053.018253702652,29279.971126215853,31575.93319350091,33899.49875724085,36206.504783002878,{"$f":"IFERROR(IF($A6=\"\",\"\",SUMIFS(U$21:U$175,$A$21:$A$175,$A6)),\"\")","v":38451.490445968848},40589.329711277896,42576.919401133819,{"$f":"IFERROR(IF($A6=\"\",\"\",SUMIFS(X$21:X$175,$A$21:$A$175,$A6)),\"\")","v":324.00576360680827},{"$f":"IFERROR(IF($A6=\"\",\"\",SUMIFS(Y$21:Y$175,$A$21:$A$175,$A6)),\"\")","v":314.635266158869},310.43675241950041,311.21501015544811,316.78550365071254,326.97666349792894,341.62366081453797,360.55555862730745,383.57817482956131,410.4551960145842,440.8900611348717,474.51091100683334,510.86050537758956,549.39248172746989,589.47471324116316,630.39986629742418,671.40261227792632,{"$f":"IFERROR(IF($A6=\"\",\"\",SUMIFS(AO$21:AO$175,$A$21:$A$175,$A6)),\"\")","v":711.68236651574671},750.42995704213331,786.85630726976819]
[2,"POLES",null,{"$f":"IFERROR(IF($A7=\"\",\"\",SUMIFS(D$21:D$175,$A$21:$A$175,$A7)),\"\")","v":30095.400398670488},30190.694075458548,30700.137121141423,31438.109386333519,32276.277920139917,33129.549053266477,33945.36297223407,34696.116659257052,35374.068209089455,35987.568158844908,36557.330855701635,37111.872751450719,37682.022993112143,38295.162269655892,38970.216335566554,39714.302961585825,40521.451120277641,41373.264007833874,42241.030154610933,43088.692423203596,7195.3907238503507,7175.4558118141522,7265.463120527048,7419.3527016636117,7605.1904322305054,7801.5938212842466,7995.0184757171755,8177.8271737153755,8346.9767996374085,8503.0583049297711,8649.4030002787258,8791.0595620249915,8933.6118843237036,9081.9666047498886,9239.3176367478663,9406.4690592222632,9581.5978976230908,9760.424323021889,9936.6803646108092,10102.749052203297]
[3,"SERVICE LINES",null,7976.2002665806267,6898.5339883517536,6105.4692295210525,5511.7636906863481,5061.2898367946091,4719.4125816258384,4466.5565072911422,4293.0571845895902,4195.2023322135001,4172.2797646033796,4224.4320622325713,4351.144524448875,4550.2384071326578,4817.2860575553414,5145.3951499085242,5525.3198448752073,5945.8485755879237,6394.3984629418865,6857.7256520193614,7322.6497088807409,16555.620438445341,14318.789612071037,12672.684472579247,11440.374064367761,10505.358723479038,9795.7490290396654,9270.9137750491154,8910.7932485912024,8707.6821641634269,8660.1023120887912,8768.3496593786676,9031.3559071724994,9444.598829374243,9998.8883108891259,10679.918499567491,11468.498529089629,12341.357414046663,13272.377830135722,14234.07050375914,15199.077786863661]
[4,"SWITCHGEAR",null,36213.12862160059,36225.304436436549,36404.84874896695,36635.605625656688,36832.937889684501,36942.975432986423,36941.651687525489,36833.114905361224,36647.263029262969,36436.29230939944,36270.284912928561,36231.980793105766,36410.970553285122,36897.600425060606,37776.896581746754,39122.799268342416,40992.956634488655,43424.274325005725,46429.360495418478,49993.957956607635,3077.0843311159447,3092.5154058376638,3145.550074731616,3217.0919211198607,3293.1676613709406,3364.6344429811084,3426.853230913619,3479.2759506881621,3524.9193233609335,3569.7193085119784,3621.7795232384756,3690.5435456426012,3785.9324114245919,3917.4935717832891,4093.60619359769,4320.7812661563266,4603.0854172123873,4941.7066128320575,5334.6697344515951,5776.7018957350956]
[5,"TRANSFORMERS",null,28760.33411039499,28504.753213921307,28521.851782923415,28737.818934194322,29139.209997783342,29739.78055983354,30565.057432453425,31641.775117826568,32992.441255942613,34631.454050191176,36563.988402919727,38786.929920197756,41291.536629555318,44066.9284037658,47103.222951408723,50393.112304011091,53930.986505920417,57709.332778884273,61712.920444045449,65912.002648533831,717.71257003955998,687.29233173094451,674.01296835572441,671.44733285928055,676.42895148353625,687.38940734642347,703.65982665194053,725.02529484805723,751.52008537896495,783.24995822930896,820.29139624301922,862.62838721896264,910.12662866019321,962.53199869444029,1019.4774594897544,1080.482791739058,1144.9362554962847,1212.056082332703,1280.8401791497208,1350.0211427280055]
[6,"UNDERGROUND CABLES",null,23215.792910866112,26386.698580981443,29870.189065353527,33682.438582022398,37837.110158150965,42343.166108894911,47202.03014985878,52404.269171812637,57926.111917571805,63726.262951162767,69743.574055699384,75896.171463079067,82082.581541737542,88185.237226324622,94076.487397900375,99626.896407703272,104715.25453973963,109239.37938366401,113126.53418038705,116342.1766857108,73.423253896752769,83.707257110572769,95.017155805872818,107.47232571467431,121.2041553684995,136.34333651226154,153.00200274475324,171.2518490839575,191.10029959002708,212.46762129073988,235.16844181238403,258.90125599303599,283.24908713330984,307.69346095613002,331.64231377383538,354.47055682432557,375.5700162248325,394.40368199541115,410.55795731708611,423.78617467575566]
[null,null,null,"","","","","","","","","","","","","","","","","","","","","","","","","","","","","","","","","","","","","","","",""]
[null,null,null,"","","","","","","","","","","","","","","","","","","","","","","","","","","","","","","","","","","","","","","",""]
[null,null,null,"","","","","","","","","","","","","","","","","","","","","","","","","","","","","","","","","","","","","","","",""]
[null,null,null,"","","","","","","","","","","","","","","","","","","","","","","","","","","","","","","","","","","","","","","",""]
[null,null,null,"","","","","","","","","","","","","","","","","","","","","","","","","","","","","","","","","","","","","","","",""]
[null,null,null,"","","","","","","","","","","","","","","","","","","","","","","","","","","","","","","","","","","","","","","",""]
[null,null,"Total",{"$f":"IFERROR(SUM(D$6:D$17),\"\")","v":140988.98169073884},{"$f":"IFERROR(SUM(E$6:E$17),\"\")","v":142666.50969677063},146053.546777004,150700.39681468013,156333.04783920688,162795.30005946284,170011.91562028538,177959.65214303377,186645.88985422818,196090.41887863725,206310.83494637511,217310.63830995804,229070.36837852543,241542.18550857811,254648.15161003184,268281.92954375868,282313.00215901714,296592.13940429862,310956.90063775919,325236.39882407041]
[]
["ID","Asset group","Asset category"]
[{"$f":"IFERROR('Historical scenario - input'!A6,\"\")","v":1},{"$f":"IFERROR('Historical scenario - input'!B6,\"\")","v":"OVERHEAD CONDUCTORS"},{"$f":"IFERROR('Historical scenario - input'!C6,\"\")","v":"˂ = 1 kv"},{"$f":"IFERROR(repcalc('Historical scenario - input'!$CV6:$GH6,'Historical scenario - input'!$G6,'Historical scenario - input'!$E6,'Historical scenario - input'!$F6,20,TRUE,TRUE),\"\")","v":8301.6634107492646},8124.3953733592189,8089.7428903829759,8193.9580941386139,8433.0802599756353,8803.0131218515126,9299.3814634670562,9917.2135167140768,10650.50924984415,11491.761703919303,12431.49938589402,13457.912910773191,14556.619377712894,15710.604300563111,16900.364372024917,18104.256146333595,19299.037235523549,20460.569276977054,21564.637198152639,22587.828509157014,{"$f":"IFERROR(IF(OR(D21=\"\",'Historical scenario - input'!$D6=\"\"),\"\",D21/'Historical scenario - input'!$D6),\"\")","v":129.30749984510976},{"$f":"IFERROR(IF(OR(E21=\"\",'Historical scenario - input'!$D6=\"\"),\"\",E21/'Historical scenario - input'!$D6),\"\")","v":126.54635601366074},{"$f":"IFERROR(IF(OR(F21=\"\",'Historical scenario - input'!$D6=\"\"),\"\",F21/'Historical scenario - input'!$D6),\"\")","v":126.00660563890075},{"$f":"IFERROR(IF(OR(G21=\"\",'Historical scenario - input'!$D6=\"\"),\"\",G21/'Historical scenario - input'!$D6),\"\")","v":127.62987157691039},{"$f":"IFERROR(IF(OR(H21=\"\",'Historical scenario - input'!$D6=\"\"),\"\",H21/'Historical scenario - input'!$D6),\"\")","v":131.3544612033576},{"$f":"IFERROR(IF(OR(I21=\"\",'Historical scenario - input'!$D6=\"\"),\"\",I21/'Historical scenario - input'!$D6),\"\")","v":137.11657068828052},{"$f":"IFERROR(IF(OR(J21=\"\",'Historical scenario - input'!$D6=\"\"),\"\",J21/'Historical scenario - input'!$D6),\"\")","v":144.84805124595545},{"$f":"IFERROR(IF(OR(K21=\"\",'Historical scenario - input'!$D6=\"\"),\"\",K21/'Historical scenario - input'!$D6),\"\")","v":154.47146214287261},{"$f":"IFERROR(IF(OR(L21=\"\",'Historical scenario - input'!$D6=\"\"),\"\",L21/'Historical scenario - input'!$D6),\"\")","v":165.89334631314139},{"$f":"IFERROR(IF(OR(M21=\"\",'Historical scenario - input'!$D6=\"\"),\"\",M21/'Historical scenario - input'!$D6),\"\")","v":178.99677464946359},{"$f":"IFERROR(IF(OR(N21=\"\",'Historical scenario - input'!$D6=\"\"),\"\",N21/'Historical scenario - input'!$D6),\"\")","v":193.63421827420123},{"$f":"IFERROR(IF(OR(O21=\"\",'Historical scenario - input'!$D6=\"\"),\"\",O21/'Historical scenario - input'!$D6),\"\")","v":209.62173308207431},{"$f":"IFERROR(IF(OR(P21=\"\",'Historical scenario - input'!$D6=\"\"),\"\",P21/'Historical scenario - input'!$D6),\"\")","v":226.73528963986831},{"$f":"IFERROR(IF(OR(Q21=\"\",'Historical scenario - input'!$D6=\"\"),\"\",Q21/'Historical scenario - input'!$D6),\"\")","v":244.70986869103774},{"$f":"IFERROR(IF(OR(R21=\"\",'Historical scenario - input'!$D6=\"\"),\"\",R21/'Historical scenario - input'!$D6),\"\")","v":263.24168486381365},{"$f":"IFERROR(IF(OR(S21=\"\",'Historical scenario - input'!$D6=\"\"),\"\",S21/'Historical scenario - input'!$D6),\"\")","v":281.99361778588064},{"$f":"IFERROR(IF(OR(T21=\"\",'Historical scenario - input'!$D6=\"\"),\"\",T21/'Historical scenario - input'!$D6),\"\")","v":300.6036418089368},{"$f":"IFERROR(IF(OR(U21=\"\",'Historical scenario - input'!$D6=\"\"),\"\",U21/'Historical scenario - input'!$D6),\"\")","v":318.69577549817575},{"$f":"IFERROR(IF(OR(V21=\"\",'Historical scenario - input'!$D6=\"\"),\"\",V21/'Historical scenario - input'!$D6),\"\")","v":335.89284257771391},{"$f":"IFERROR(IF(OR(W21=\"\",'Historical scenario - input'!$D6=\"\"),\"\",W21/'Historical scenario - input'!$D6),\"\")","v":351.83016787542488}]
[{"$f":"IFERROR('Historical scenario - input'!A7,\"\")","v":1},{"$f":"IFERROR('Historical scenario - input'!B7,\"\")","v":"OVERHEAD CONDUCTORS"},{"$f":"IFERROR('Historical scenario - input'!C7,\"\")","v":"˃ 11 kv & < = 22 kv ; swer"},{"$f":"IFERROR(repcalc('Historical scenario - input'!$CV7:$GH7,'Historical scenario - input'!$G7,'Historical scenario - input'!$E7,'Historical scenario - input'!$F7,20,TRUE,TRUE),\"\")","v":8.9577707401455877E-9},1.8020697998931623E-8,3.5857182909690019E-8,7.0568956279721752E-8,1.3736758731214504E-7,2.6447704039918863E-7,5.0364542711519973E-7,9.486261944150606E-7,1.7672529599247547E-6,3.2563854244376953E-6,5.9348051025303328E-6,1.0698202021476653E-5,1.9074313037486063E-5,3.3637282535416107E-5,5.8671460687203176E-5,1.0122015970879448E-4,1.7271950423797692E-4,2.9150776549991794E-4,4.8662385854202615E-4,8.0347310421171345E-4,{"$f":"IFERROR(IF(OR(D22=\"\",'Historical scenario - input'!$D7=\"\"),\"\",D22/'Historical scenario - input'!$D7),\"\")","v":2.3396005640254467E-10},{"$f":"IFERROR(IF(OR(E22=\"\",'Historical scenario - input'!$D7=\"\"),\"\",E22/'Historical scenario - input'!$D7),\"\")","v":4.7066660250056176E-10},{"$f":"IFERROR(IF(OR(F22=\"\",'Historical scenario - input'!$D7=\"\"),\"\",F22/'Historical scenario - input'!$D7),\"\")","v":9.3652190699525445E-10},{"$f":"IFERROR(IF(OR(G22=\"\",'Historical scenario - input'!$D7=\"\"),\"\",G22/'Historical scenario - input'!$D7),\"\")","v":1.8431278797389799E-9},{"$f":"IFERROR(IF(OR(H22=\"\",'Historical scenario - input'!$D7=\"\"),\"\",H22/'Historical scenario - input'!$D7),\"\")","v":3.5877819836800818E-9},{"$f":"IFERROR(IF(OR(I22=\"\",'Historical scenario - input'!$D7=\"\"),\"\",I22/'Historical scenario - input'!$D7),\"\")","v":6.9076408722608797E-9},{"$f":"IFERROR(IF(OR(J22=\"\",'Historical scenario - input'!$D7=\"\"),\"\",J22/'Historical scenario - input'!$D7),\"\")","v":1.3154267501697718E-8},{"$f":"IFERROR(IF(OR(K22=\"\",'Historical scenario - input'!$D7=\"\"),\"\",K22/'Historical scenario - input'!$D7),\"\")","v":2.4776324867929333E-8},{"$f":"IFERROR(IF(OR(L22=\"\",'Historical scenario - input'!$D7=\"\"),\"\",L22/'Historical scenario - input'!$D7),\"\")","v":4.6157310136164491E-8},{"$f":"IFERROR(IF(OR(M22=\"\",'Historical scenario - input'!$D7=\"\"),\"\",M22/'Historical scenario - input'!$D7),\"\")","v":8.5050638118640353E-8},{"$f":"IFERROR(IF(OR(N22=\"\",'Historical scenario - input'!$D7=\"\"),\"\",N22/'Historical scenario - input'!$D7),\"\")","v":1.5500590233944072E-7},{"$f":"IFERROR(IF(OR(O22=\"\",'Historical scenario - input'!$D7=\"\"),\"\",O22/'Historical scenario - input'!$D7),\"\")","v":2.7941683494233024E-7},{"$f":"IFERROR(IF(OR(P22=\"\",'Historical scenario - input'!$D7=\"\"),\"\",P22/'Historical scenario - input'!$D7),\"\")","v":4.9818503772262232E-7},{"$f":"IFERROR(IF(OR(Q22=\"\",'Historical scenario - input'!$D7=\"\"),\"\",Q22/'Historical scenario - input'!$D7),\"\")","v":8.7854230114917834E-7},{"$f":"IFERROR(IF(OR(R22=\"\",'Historical scenario - input'!$D7=\"\"),\"\",R22/'Historical scenario - input'!$D7),\"\")","v":1.5323877613968317E-6},{"$f":"IFERROR(IF(OR(S22=\"\",'Historical scenario - input'!$D7=\"\"),\"\",S22/'Historical scenario - input'!$D7),\"\")","v":2.6436794333675086E-6},{"$f":"IFERROR(IF(OR(T22=\"\",'Historical scenario - input'!$D7=\"\"),\"\",T22/'Historical scenario - input'!$D7),\"\")","v":4.5111072972916771E-6},{"$f":"IFERROR(IF(OR(U22=\"\",'Historical scenario - input'!$D7=\"\"),\"\",U22/'Historical scenario - input'!$D7),\"\")","v":7.6136323686524838E-6},{"$f":"IFERROR(IF(OR(V22=\"\",'Historical scenario - input'!$D7=\"\"),\"\",V22/'Historical scenario - input'!$D7),\"\")","v":1.2709696273100417E-5},{"$f":"IFERROR(IF(OR(W22=\"\",'Historical scenario - input'!$D7=\"\"),\"\",W22/'Historical scenario - input'!$D7),\"\")","v":2.0985200250419104E-5}]
[{"$f":"IFERROR('Historical scenario - input'!A8,\"\")","v":1},{"$f":"IFERROR('Historical scenario - input'!B8,\"\")","v":"OVERHEAD CONDUCTORS"},{"$f":"IFERROR('Historical scenario - input'!C8,\"\")","v":"> 1 kv & < = 11 kv"},{"$f":"IFERROR(repcalc('Historical scenario - input'!$CV8:$GH8,'Historical scenario - input'!$G8,'Historical scenario - input'!$E8,'Historical scenario - input'!$F8,20,TRUE,TRUE),\"\")","v":5759.3541766221651},5518.784115381115,5366.0042705819178,5296.7752431357039,5307.342980086778,5394.482344443144,5555.3838569746113,5787.4186952265145,6087.8239254406517,6453.3527415284689,6879.9334721510759,7362.3767524414088,7894.1631392333738,8467.3342853828999,9072.5003721734665,9698.9656765747568,10334.963783951598,10967.984866651981,11585.17034606249,12173.745673572981,{"$f":"IFERROR(IF(OR(D23=\"\",'Historical scenario - input'!$D8=\"\"),\"\",D23/'Historical scenario - input'!$D8),\"\")","v":186.50441408420946},{"$f":"IFERROR(IF(OR(E23=\"\",'Historical scenario - input'!$D8=\"\"),\"\",E23/'Historical scenario - input'!$D8),\"\")","v":178.71406521139906},{"$f":"IFERROR(IF(OR(F23=\"\",'Historical scenario - input'!$D8=\"\"),\"\",F23/'Historical scenario - input'!$D8),\"\")","v":173.76661545152643},{"$f":"IFERROR(IF(OR(G23=\"\",'Historical scenario - input'!$D8=\"\"),\"\",G23/'Historical scenario - input'!$D8),\"\")","v":171.52478089759589},{"$f":"IFERROR(IF(OR(H23=\"\",'Historical scenario - input'!$D8=\"\"),\"\",H23/'Historical scenario - input'!$D8),\"\")","v":171.86699454305224},{"$f":"IFERROR(IF(OR(I23=\"\",'Historical scenario - input'!$D8=\"\"),\"\",I23/'Historical scenario - input'!$D8),\"\")","v":174.68881719791216},{"$f":"IFERROR(IF(OR(J23=\"\",'Historical scenario - input'!$D8=\"\"),\"\",J23/'Historical scenario - input'!$D8),\"\")","v":179.89926986320464},{"$f":"IFERROR(IF(OR(K23=\"\",'Historical scenario - input'!$D8=\"\"),\"\",K23/'Historical scenario - input'!$D8),\"\")","v":187.41322372472536},{"$f":"IFERROR(IF(OR(L23=\"\",'Historical scenario - input'!$D8=\"\"),\"\",L23/'Historical scenario - input'!$D8),\"\")","v":197.14120705944347},{"$f":"IFERROR(IF(OR(M23=\"\",'Historical scenario - input'!$D8=\"\"),\"\",M23/'Historical scenario - input'!$D8),\"\")","v":208.97807896985205},{"$f":"IFERROR(IF(OR(N23=\"\",'Historical scenario - input'!$D8=\"\"),\"\",N23/'Historical scenario - input'!$D8),\"\")","v":222.79198705477631},{"$f":"IFERROR(IF(OR(O23=\"\",'Historical scenario - input'!$D8=\"\"),\"\",O23/'Historical scenario - input'!$D8),\"\")","v":238.41488478949839},{"$f":"IFERROR(IF(OR(P23=\"\",'Historical scenario - input'!$D8=\"\"),\"\",P23/'Historical scenario - input'!$D8),\"\")","v":255.63565389746165},{"$f":"IFERROR(IF(OR(Q23=\"\",'Historical scenario - input'!$D8=\"\"),\"\",Q23/'Historical scenario - input'!$D8),\"\")","v":274.19658026252296},{"$f":"IFERROR(IF(OR(R23=\"\",'Historical scenario - input'!$D8=\"\"),\"\",R23/'Historical scenario - input'!$D8),\"\")","v":293.79359461156997},{"$f":"IFERROR(IF(OR(S23=\"\",'Historical scenario - input'!$D8=\"\"),\"\",S23/'Historical scenario - input'!$D8),\"\")","v":314.08033874265828},{"$f":"IFERROR(IF(OR(T23=\"\",'Historical scenario - input'!$D8=\"\"),\"\",T23/'Historical scenario - input'!$D8),\"\")","v":334.67578238744414},{"$f":"IFERROR(IF(OR(U23=\"\",'Historical scenario - input'!$D8=\"\"),\"\",U23/'Historical scenario - input'!$D8),\"\")","v":355.17482143095532},{"$f":"IFERROR(IF(OR(V23=\"\",'Historical scenario - input'!$D8=\"\"),\"\",V23/'Historical scenario - input'!$D8),\"\")","v":375.16105820138591},{"$f":"IFERROR(IF(OR(W23=\"\",'Historical scenario - input'!$D8=\"\"),\"\",W23/'Historical scenario - input'!$D8),\"\")","v":394.22081615955102}]
[{"$f":"IFERROR('Historical scenario - input'!A9,\"\")","v":1},{"$f":"IFERROR('Historical scenario - input'!B9,\"\")","v":"OVERHEAD CONDUCTORS"},{"$f":"IFERROR('Historical scenario - input'!C9,\"\")","v":"> 22 kv & < = 66 kv"},{"$f":"IFERROR(repcalc('Historical scenario - input'!$CV9:$GH9,'Historical scenario - input'!$G9,'Historical scenario - input'!$E9,'Historical scenario - input'!$F9,20,TRUE,TRUE),\"\")","v":264.96118683398362},295.68742786848043,327.280962390176,359.35481550042385,391.49709520457634,423.28654379745694,454.30943919767395,484.17691940337687,512.54175201220653,539.11360511604789,563.67199515946606,586.07628038523774,606.27231432512542,624.29564380015722,640.27139718969875,654.41122849056148,667.0078327947798,678.42761014305734,689.10202041821037,699.51804918258097,{"$f":"IFERROR(IF(OR(D24=\"\",'Historical scenario - input'!$D9=\"\"),\"\",D24/'Historical scenario - input'!$D9),\"\")","v":6.9202858629039294},{"$f":"IFERROR(IF(OR(E24=\"\",'Historical scenario - input'!$D9=\"\"),\"\",E24/'Historical scenario - input'!$D9),\"\")","v":7.7227972570895123},{"$f":"IFERROR(IF(OR(F24=\"\",'Historical scenario - input'!$D9=\"\"),\"\",F24/'Historical scenario - input'!$D9),\"\")","v":8.5479607194144602},{"$f":"IFERROR(IF(OR(G24=\"\",'Historical scenario - input'!$D9=\"\"),\"\",G24/'Historical scenario - input'!$D9),\"\")","v":9.3856691962668783},{"$f":"IFERROR(IF(OR(H24=\"\",'Historical scenario - input'!$D9=\"\"),\"\",H24/'Historical scenario - input'!$D9),\"\")","v":10.225164846539309},{"$f":"IFERROR(IF(OR(I24=\"\",'Historical scenario - input'!$D9=\"\"),\"\",I24/'Historical scenario - input'!$D9),\"\")","v":11.055445214450943},{"$f":"IFERROR(IF(OR(J24=\"\",'Historical scenario - input'!$D9=\"\"),\"\",J24/'Historical scenario - input'!$D9),\"\")","v":11.865704660484393},{"$f":"IFERROR(IF(OR(K24=\"\",'Historical scenario - input'!$D9=\"\"),\"\",K24/'Historical scenario - input'!$D9),\"\")","v":12.645786843455573},{"$f":"IFERROR(IF(OR(L24=\"\",'Historical scenario - input'!$D9=\"\"),\"\",L24/'Historical scenario - input'!$D9),\"\")","v":13.386622708708213},{"$f":"IFERROR(IF(OR(M24=\"\",'Historical scenario - input'!$D9=\"\"),\"\",M24/'Historical scenario - input'!$D9),\"\")","v":14.08062933504813},{"$f":"IFERROR(IF(OR(N24=\"\",'Historical scenario - input'!$D9=\"\"),\"\",N24/'Historical scenario - input'!$D9),\"\")","v":14.722048108355608},{"$f":"IFERROR(IF(OR(O24=\"\",'Historical scenario - input'!$D9=\"\"),\"\",O24/'Historical scenario - input'!$D9),\"\")","v":15.307205731511639},{"$f":"IFERROR(IF(OR(P24=\"\",'Historical scenario - input'!$D9=\"\"),\"\",P24/'Historical scenario - input'!$D9),\"\")","v":15.834688001012882},{"$f":"IFERROR(IF(OR(Q24=\"\",'Historical scenario - input'!$D9=\"\"),\"\",Q24/'Historical scenario - input'!$D9),\"\")","v":16.305423332700055},{"$f":"IFERROR(IF(OR(R24=\"\",'Historical scenario - input'!$D9=\"\"),\"\",R24/'Historical scenario - input'!$D9),\"\")","v":16.722679843557078},{"$f":"IFERROR(IF(OR(S24=\"\",'Historical scenario - input'!$D9=\"\"),\"\",S24/'Historical scenario - input'!$D9),\"\")","v":17.091985536305646},{"$f":"IFERROR(IF(OR(T24=\"\",'Historical scenario - input'!$D9=\"\"),\"\",T24/'Historical scenario - input'!$D9),\"\")","v":17.420985054041413},{"$f":"IFERROR(IF(OR(U24=\"\",'Historical scenario - input'!$D9=\"\"),\"\",U24/'Historical scenario - input'!$D9),\"\")","v":17.719248073939159},{"$f":"IFERROR(IF(OR(V24=\"\",'Historical scenario - input'!$D9=\"\"),\"\",V24/'Historical scenario - input'!$D9),\"\")","v":17.99804351339446},{"$f":"IFERROR(IF(OR(W24=\"\",'Historical scenario - input'!$D9=\"\"),\"\",W24/'Historical scenario - input'!$D9),\"\")","v":18.270090515700645}]
[{"$f":"IFERROR('Historical scenario - input'!A10,\"\")","v":1},{"$f":"IFERROR('Historical scenario - input'!B10,\"\")","v":"OVERHEAD CONDUCTORS"},{"$f":"IFERROR('Historical scenario - input'!C10,\"\")","v":"> 66 kv & < = 132 kv"},{"$f":"IFERROR(repcalc('Historical scenario - input'!$CV10:$GH10,'Historical scenario - input'!$G10,'Historical scenario - input'!$E10,'Historical scenario - input'!$F10,20,TRUE,TRUE),\"\")","v":402.14660841165062},521.658484994216,668.02270570670487,844.57244294155203,1054.301701249186,1299.6343124990678,1582.1821107794999,1902.5099718941108,2259.9281810835664,2652.333590615372,3076.1197977538336,3526.1729033778038,3995.9634033569496,4477.736862832402,4962.7969934413677,5441.8656046217775,5905.4957580134505,6344.5084006889902,6750.4196600206897,7115.8263657481339,{"$f":"IFERROR(IF(OR(D25=\"\",'Historical scenario - input'!$D10=\"\"),\"\",D25/'Historical scenario - input'!$D10),\"\")","v":1.2735638143511732},{"$f":"IFERROR(IF(OR(E25=\"\",'Historical scenario - input'!$D10=\"\"),\"\",E25/'Historical scenario - input'!$D10),\"\")","v":1.6520476762490097},{"$f":"IFERROR(IF(OR(F25=\"\",'Historical scenario - input'!$D10=\"\"),\"\",F25/'Historical scenario - input'!$D10),\"\")","v":2.1155706087222454},{"$f":"IFERROR(IF(OR(G25=\"\",'Historical scenario - input'!$D10=\"\"),\"\",G25/'Historical scenario - input'!$D10),\"\")","v":2.6746884828318489},{"$f":"IFERROR(IF(OR(H25=\"\",'Historical scenario - input'!$D10=\"\"),\"\",H25/'Historical scenario - input'!$D10),\"\")","v":3.3388830541755827},{"$f":"IFERROR(IF(OR(I25=\"\",'Historical scenario - input'!$D10=\"\"),\"\",I25/'Historical scenario - input'!$D10),\"\")","v":4.1158303903776634},{"$f":"IFERROR(IF(OR(J25=\"\",'Historical scenario - input'!$D10=\"\"),\"\",J25/'Historical scenario - input'!$D10),\"\")","v":5.010635031739219},{"$f":"IFERROR(IF(OR(K25=\"\",'Historical scenario - input'!$D10=\"\"),\"\",K25/'Historical scenario - input'!$D10),\"\")","v":6.0250858914776089},{"$f":"IFERROR(IF(OR(L25=\"\",'Historical scenario - input'!$D10=\"\"),\"\",L25/'Historical scenario - input'!$D10),\"\")","v":7.1569987021109291},{"$f":"IFERROR(IF(OR(M25=\"\",'Historical scenario - input'!$D10=\"\"),\"\",M25/'Historical scenario - input'!$D10),\"\")","v":8.3997129751697646},{"$f":"IFERROR(IF(OR(N25=\"\",'Historical scenario - input'!$D10=\"\"),\"\",N25/'Historical scenario - input'!$D10),\"\")","v":9.7418075425326229},{"$f":"IFERROR(IF(OR(O25=\"\",'Historical scenario - input'!$D10=\"\"),\"\",O25/'Historical scenario - input'!$D10),\"\")","v":11.167087124332149},{"$f":"IFERROR(IF(OR(P25=\"\",'Historical scenario - input'!$D10=\"\"),\"\",P25/'Historical scenario - input'!$D10),\"\")","v":12.654873341061689},{"$f":"IFERROR(IF(OR(Q25=\"\",'Historical scenario - input'!$D10=\"\"),\"\",Q25/'Historical scenario - input'!$D10),\"\")","v":14.18060856266686},{"$f":"IFERROR(IF(OR(R25=\"\",'Historical scenario - input'!$D10=\"\"),\"\",R25/'Historical scenario - input'!$D10),\"\")","v":15.716752389834681},{"$f":"IFERROR(IF(OR(S25=\"\",'Historical scenario - input'!$D10=\"\"),\"\",S25/'Historical scenario - input'!$D10),\"\")","v":17.233921588900259},{"$f":"IFERROR(IF(OR(T25=\"\",'Historical scenario - input'!$D10=\"\"),\"\",T25/'Historical scenario - input'!$D10),\"\")","v":18.702198516396564},{"$f":"IFERROR(IF(OR(U25=\"\",'Historical scenario - input'!$D10=\"\"),\"\",U25/'Historical scenario - input'!$D10),\"\")","v":20.092513899044089},{"$f":"IFERROR(IF(OR(V25=\"\",'Historical scenario - input'!$D10=\"\"),\"\",V25/'Historical scenario - input'!$D10),\"\")","v":21.378000039942727},{"$f":"IFERROR(IF(OR(W25=\"\",'Historical scenario - input'!$D10=\"\"),\"\",W25/'Historical scenario - input'!$D10),\"\")","v":22.535211733891352}]
[{"$f":"IFERROR('Historical scenario - input'!A11,\"\")","v":2},{"$f":"IFERROR('Historical scenario - input'!B11,\"\")","v":"POLES"},{"$f":"IFERROR('Historical scenario - input'!C11,\"\")","v":"˂ = 1 kv ; concrete"},{"$f":"IFERROR(repcalc('Historical scenario - input'!$CV11:$GH11,'Historical scenario - input'!$G11,'Historical scenario - input'!$E11,'Historical scenario - input'!$F11,20,TRUE,TRUE),\"\")","v":105.667354782289},111.86324016502577,118.670812768997,125.82041614650736,133.07885700321509,140.23919565048831,147.11700637543191,153.55180009149652,159.41197134503849,164.6014858091616,169.0665540621402,172.80072233839115,175.84711919140361,178.29698922599138,180.28408058432728,181.97489600347782,183.55524111215522,185.21389021201512,187.1245263408847,189.42738553363978,{"$f":"IFERROR(IF(OR(D26=\"\",'Historical scenario - input'!$D11=\"\"),\"\",D26/'Historical scenario - input'!$D11),\"\")","v":33.120823254417026},{"$f":"IFERROR(IF(OR(E26=\"\",'Historical scenario - input'!$D11=\"\"),\"\",E26/'Historical scenario - input'!$D11),\"\")","v":35.062887812473384},{"$f":"IFERROR(IF(OR(F26=\"\",'Historical scenario - input'!$D11=\"\"),\"\",F26/'Historical scenario - input'!$D11),\"\")","v":37.196682204055278},{"$f":"IFERROR(IF(OR(G26=\"\",'Historical scenario - input'!$D11=\"\"),\"\",G26/'Historical scenario - input'!$D11),\"\")","v":39.437684170022862},{"$f":"IFERROR(IF(OR(H26=\"\",'Historical scenario - input'!$D11=\"\"),\"\",H26/'Historical scenario - input'!$D11),\"\")","v":41.71280061646911},{"$f":"IFERROR(IF(OR(I26=\"\",'Historical scenario - input'!$D11=\"\"),\"\",I26/'Historical scenario - input'!$D11),\"\")","v":43.957167490862162},{"$f":"IFERROR(IF(OR(J26=\"\",'Historical scenario - input'!$D11=\"\"),\"\",J26/'Historical scenario - input'!$D11),\"\")","v":46.112977616586747},{"$f":"IFERROR(IF(OR(K26=\"\",'Historical scenario - input'!$D11=\"\"),\"\",K26/'Historical scenario - input'!$D11),\"\")","v":48.12992661457691},{"$f":"IFERROR(IF(OR(L26=\"\",'Historical scenario - input'!$D11=\"\"),\"\",L26/'Historical scenario - input'!$D11),\"\")","v":49.966763514006054},{"$f":"IFERROR(IF(OR(M26=\"\",'Historical scenario - input'!$D11=\"\"),\"\",M26/'Historical scenario - input'!$D11),\"\")","v":51.593386908682646},{"$f":"IFERROR(IF(OR(N26=\"\",'Historical scenario - input'!$D11=\"\"),\"\",N26/'Historical scenario - input'!$D11),\"\")","v":52.992936814427047},{"$f":"IFERROR(IF(OR(O26=\"\",'Historical scenario - input'!$D11=\"\"),\"\",O26/'Historical scenario - input'!$D11),\"\")","v":54.163390335618899},{"$f":"IFERROR(IF(OR(P26=\"\",'Historical scenario - input'!$D11=\"\"),\"\",P26/'Historical scenario - input'!$D11),\"\")","v":55.118265868741922},{"$f":"IFERROR(IF(OR(Q26=\"\",'Historical scenario - input'!$D11=\"\"),\"\",Q26/'Historical scenario - input'!$D11),\"\")","v":55.886163509210483},{"$f":"IFERROR(IF(OR(R26=\"\",'Historical scenario - input'!$D11=\"\"),\"\",R26/'Historical scenario - input'!$D11),\"\")","v":56.509005841219476},{"$f":"IFERROR(IF(OR(S26=\"\",'Historical scenario - input'!$D11=\"\"),\"\",S26/'Historical scenario - input'!$D11),\"\")","v":57.038982187924759},{"$f":"IFERROR(IF(OR(T26=\"\",'Historical scenario - input'!$D11=\"\"),\"\",T26/'Historical scenario - input'!$D11),\"\")","v":57.534332252600166},{"$f":"IFERROR(IF(OR(U26=\"\",'Historical scenario - input'!$D11=\"\"),\"\",U26/'Historical scenario - input'!$D11),\"\")","v":58.054226251941252},{"$f":"IFERROR(IF(OR(V26=\"\",'Historical scenario - input'!$D11=\"\"),\"\",V26/'Historical scenario - input'!$D11),\"\")","v":58.653104132987629},{"$f":"IFERROR(IF(OR(W26=\"\",'Historical scenario - input'!$D11=\"\"),\"\",W26/'Historical scenario - input'!$D11),\"\")","v":59.374922072503558}]
[{"$f":"IFERROR('Historical scenario - input'!A12,\"\")","v":2},{"$f":"IFERROR('Historical scenario - input'!B12,\"\")","v":"POLES"},{"$f":"IFERROR('Historical scenario - input'!C12,\"\")","v":"˂ = 1 kv ; steel"},{"$f":"IFERROR(repcalc('Historical scenario - input'!$CV12:$GH12,'Historical scenario - input'!$G12,'Historical scenario - input'!$E12,'Historical scenario - input'!$F12,20,TRUE,TRUE),\"\")","v":2.1003142157906975E-2},2.8904255895798786E-2,3.9576808417067601E-2,5.4089906493827417E-2,7.4037818104767852E-2,0.10182142442915283,0.14105513116741977,0.19713360674254587,0.27799078481175671,0.39507449217353796,0.56454090464684825,0.8086411192992673,1.1572258621757727,1.649234264934019,2.3339625923532084,3.2718369662819935,4.5343534961397776,6.2028170699078595,8.3655260590905307,11.113132961728917,{"$f":"IFERROR(IF(OR(D27=\"\",'Historical scenario - input'!$D12=\"\"),\"\",D27/'Historical scenario - input'!$D12),\"\")","v":6.5833138402365777E-3},{"$f":"IFERROR(IF(OR(E27=\"\",'Historical scenario - input'!$D12=\"\"),\"\",E27/'Historical scenario - input'!$D12),\"\")","v":9.0598723967078264E-3},{"$f":"IFERROR(IF(OR(F27=\"\",'Historical scenario - input'!$D12=\"\"),\"\",F27/'Historical scenario - input'!$D12),\"\")","v":1.2405122464325445E-2},{"$f":"IFERROR(IF(OR(G27=\"\",'Historical scenario - input'!$D12=\"\"),\"\",G27/'Historical scenario - input'!$D12),\"\")","v":1.6954169398118377E-2},{"$f":"IFERROR(IF(OR(H27=\"\",'Historical scenario - input'!$D12=\"\"),\"\",H27/'Historical scenario - input'!$D12),\"\")","v":2.3206727306111265E-2},{"$f":"IFERROR(IF(OR(I27=\"\",'Historical scenario - input'!$D12=\"\"),\"\",I27/'Historical scenario - input'!$D12),\"\")","v":3.1915338554459619E-2},{"$f":"IFERROR(IF(OR(J27=\"\",'Historical scenario - input'!$D12=\"\"),\"\",J27/'Historical scenario - input'!$D12),\"\")","v":4.4212917775318203E-2},{"$f":"IFERROR(IF(OR(K27=\"\",'Historical scenario - input'!$D12=\"\"),\"\",K27/'Historical scenario - input'!$D12),\"\")","v":6.179039268919017E-2},{"$f":"IFERROR(IF(OR(L27=\"\",'Historical scenario - input'!$D12=\"\"),\"\",L27/'Historical scenario - input'!$D12),\"\")","v":8.7134609067076901E-2},{"$f":"IFERROR(IF(OR(M27=\"\",'Historical scenario - input'!$D12=\"\"),\"\",M27/'Historical scenario - input'!$D12),\"\")","v":0.12383382222984855},{"$f":"IFERROR(IF(OR(N27=\"\",'Historical scenario - input'!$D12=\"\"),\"\",N27/'Historical scenario - input'!$D12),\"\")","v":0.17695209235833881},{"$f":"IFERROR(IF(OR(O27=\"\",'Historical scenario - input'!$D12=\"\"),\"\",O27/'Historical scenario - input'!$D12),\"\")","v":0.25346389756559029},{"$f":"IFERROR(IF(OR(P27=\"\",'Historical scenario - input'!$D12=\"\"),\"\",P27/'Historical scenario - input'!$D12),\"\")","v":0.36272577586079935},{"$f":"IFERROR(IF(OR(Q27=\"\",'Historical scenario - input'!$D12=\"\"),\"\",Q27/'Historical scenario - input'!$D12),\"\")","v":0.51694297360383634},{"$f":"IFERROR(IF(OR(R27=\"\",'Historical scenario - input'!$D12=\"\"),\"\",R27/'Historical scenario - input'!$D12),\"\")","v":0.73156712082952957},{"$f":"IFERROR(IF(OR(S27=\"\",'Historical scenario - input'!$D12=\"\"),\"\",S27/'Historical scenario - input'!$D12),\"\")","v":1.0255384371148961},{"$f":"IFERROR(IF(OR(T27=\"\",'Historical scenario - input'!$D12=\"\"),\"\",T27/'Historical scenario - input'!$D12),\"\")","v":1.4212669658298813},{"$f":"IFERROR(IF(OR(U27=\"\",'Historical scenario - input'!$D12=\"\"),\"\",U27/'Historical scenario - input'!$D12),\"\")","v":1.9442372554435658},{"$f":"IFERROR(IF(OR(V27=\"\",'Historical scenario - input'!$D12=\"\"),\"\",V27/'Historical scenario - input'!$D12),\"\")","v":2.6221259215225263},{"$f":"IFERROR(IF(OR(W27=\"\",'Historical scenario - input'!$D12=\"\"),\"\",W27/'Historical scenario - input'!$D12),\"\")","v":3.4833474670263351}]
[{"$f":"IFERROR('Historical scenario - input'!A13,\"\")","v":2},{"$f":"IFERROR('Historical scenario - input'!B13,\"\")","v":"POLES"},{"$f":"IFERROR('Historical scenario - input'!C13,\"\")","v":"˂ = 1 kv ; wood"},{"$f":"IFERROR(repcalc('Historical scenario - input'!$CV13:$GH13,'Historical scenario - input'!$G13,'Historical scenario - input'!$E13,'Historical scenario - input'!$F13,20,TRUE,TRUE),\"\")","v":8691.1949295070372},8428.8625115109553,8366.5357553858921,8440.7754236230594,8606.9043348895484,8833.4318019388957,9098.1395240121474,9385.3501929321374,9684.0106918817382,9986.3208131545052,10286.721337524086,10581.120819849917,10866.289271605054,11139.381001507149,11397.570556457578,11637.797509250884,11856.620199096618,12050.177682267618,12214.25507211014,12344.441813353151,{"$f":"IFERROR(IF(OR(D28=\"\",'Historical scenario - input'!$D13=\"\"),\"\",D28/'Historical scenario - input'!$D13),\"\")","v":2724.2049516899274},{"$f":"IFERROR(IF(OR(E28=\"\",'Historical scenario - input'!$D13=\"\"),\"\",E28/'Historical scenario - input'!$D13),\"\")","v":2641.9783674411428},{"$f":"IFERROR(IF(OR(F28=\"\",'Historical scenario - input'!$D13=\"\"),\"\",F28/'Historical scenario - input'!$D13),\"\")","v":2622.4424050060788},{"$f":"IFERROR(IF(OR(G28=\"\",'Historical scenario - input'!$D13=\"\"),\"\",G28/'Historical scenario - input'!$D13),\"\")","v":2645.7124010726588},{"$f":"IFERROR(IF(OR(H28=\"\",'Historical scenario - input'!$D13=\"\"),\"\",H28/'Historical scenario - input'!$D13),\"\")","v":2697.7845506863482},{"$f":"IFERROR(IF(OR(I28=\"\",'Historical scenario - input'!$D13=\"\"),\"\",I28/'Historical scenario - input'!$D13),\"\")","v":2768.7882794526308},{"$f":"IFERROR(IF(OR(J28=\"\",'Historical scenario - input'!$D13=\"\"),\"\",J28/'Historical scenario - input'!$D13),\"\")","v":2851.7593890723542},{"$f":"IFERROR(IF(OR(K28=\"\",'Historical scenario - input'!$D13=\"\"),\"\",K28/'Historical scenario - input'!$D13),\"\")","v":2941.7839176666507},{"$f":"IFERROR(IF(OR(L28=\"\",'Historical scenario - input'!$D13=\"\"),\"\",L28/'Historical scenario - input'!$D13),\"\")","v":3035.3973294830666},{"$f":"IFERROR(IF(OR(M28=\"\",'Historical scenario - input'!$D13=\"\"),\"\",M28/'Historical scenario - input'!$D13),\"\")","v":3130.1546943790313},{"$f":"IFERROR(IF(OR(N28=\"\",'Historical scenario - input'!$D13=\"\"),\"\",N28/'Historical scenario - input'!$D13),\"\")","v":3224.3135071332495},{"$f":"IFERROR(IF(OR(O28=\"\",'Historical scenario - input'!$D13=\"\"),\"\",O28/'Historical scenario - input'!$D13),\"\")","v":3316.5913278508738},{"$f":"IFERROR(IF(OR(P28=\"\",'Historical scenario - input'!$D13=\"\"),\"\",P28/'Historical scenario - input'!$D13),\"\")","v":3405.9757352468723},{"$f":"IFERROR(IF(OR(Q28=\"\",'Historical scenario - input'!$D13=\"\"),\"\",Q28/'Historical scenario - input'!$D13),\"\")","v":3491.5747637923123},{"$f":"IFERROR(IF(OR(R28=\"\",'Historical scenario - input'!$D13=\"\"),\"\",R28/'Historical scenario - input'!$D13),\"\")","v":3572.5027915002897},{"$f":"IFERROR(IF(OR(S28=\"\",'Historical scenario - input'!$D13=\"\"),\"\",S28/'Historical scenario - input'!$D13),\"\")","v":3647.8005451045833},{"$f":"IFERROR(IF(OR(T28=\"\",'Historical scenario - input'!$D13=\"\"),\"\",T28/'Historical scenario - input'!$D13),\"\")","v":3716.3892558693146},{"$f":"IFERROR(IF(OR(U28=\"\",'Historical scenario - input'!$D13=\"\"),\"\",U28/'Historical scenario - input'!$D13),\"\")","v":3777.05873323898},{"$f":"IFERROR(IF(OR(V28=\"\",'Historical scenario - input'!$D13=\"\"),\"\",V28/'Historical scenario - input'!$D13),\"\")","v":3828.4878452879843},{"$f":"IFERROR(IF(OR(W28=\"\",'Historical scenario - input'!$D13=\"\"),\"\",W28/'Historical scenario - input'!$D13),\"\")","v":3869.2941288905436}]
[{"$f":"IFERROR('Historical scenario - input'!A14,\"\")","v":2},{"$f":"IFERROR('Historical scenario - input'!B14,\"\")","v":"POLES"},{"$f":"IFERROR('Historical scenario - input'!C14,\"\")","v":"˃ 11 kv & < = 22 kv ; wood"},{"$f":"IFERROR(repcalc('Historical scenario - input'!$CV14:$GH14,'Historical scenario - input'!$G14,'Historical scenario - input'!$E14,'Historical scenario - input'!$F14,20,TRUE,TRUE),\"\")","v":1.9159868514466528E-2},3.0095548302726371E-2,4.6763632793209241E-2,7.1852573311113485E-2,0.10912128359167142,0.16371819585263894,0.24253995811717902,0.3546060958393763,0.5114098835532046,0.72718757779643994,1.0190305489418525,1.406751444060732,1.9124110105743146,2.5594216282488467,3.3711712379339827,4.36915948908785,5.5707054286194442,6.9863673453188957,8.6173000986353792,10.452848950760453,{"$f":"IFERROR(IF(OR(D29=\"\",'Historical scenario - input'!$D14=\"\"),\"\",D29/'Historical scenario - input'!$D14),\"\")","v":4.4826569706784229E-3},{"$f":"IFERROR(IF(OR(E29=\"\",'Historical scenario - input'!$D14=\"\"),\"\",E29/'Historical scenario - input'!$D14),\"\")","v":7.0411766805050964E-3},{"$f":"IFERROR(IF(OR(F29=\"\",'Historical scenario - input'!$D14=\"\"),\"\",F29/'Historical scenario - input'!$D14),\"\")","v":1.0940854022899443E-2},{"$f":"IFERROR(IF(OR(G29=\"\",'Historical scenario - input'!$D14=\"\"),\"\",G29/'Historical scenario - input'!$D14),\"\")","v":1.6810681053006864E-2},{"$f":"IFERROR(IF(OR(H29=\"\",'Historical scenario - input'!$D14=\"\"),\"\",H29/'Historical scenario - input'!$D14),\"\")","v":2.5530096001037325E-2},{"$f":"IFERROR(IF(OR(I29=\"\",'Historical scenario - input'!$D14=\"\"),\"\",I29/'Historical scenario - input'!$D14),\"\")","v":3.8303629866332671E-2},{"$f":"IFERROR(IF(OR(J29=\"\",'Historical scenario - input'!$D14=\"\"),\"\",J29/'Historical scenario - input'!$D14),\"\")","v":5.6744827507617002E-2},{"$f":"IFERROR(IF(OR(K29=\"\",'Historical scenario - input'!$D14=\"\"),\"\",K29/'Historical scenario - input'!$D14),\"\")","v":8.2963903753266427E-2},{"$f":"IFERROR(IF(OR(L29=\"\",'Historical scenario - input'!$D14=\"\"),\"\",L29/'Historical scenario - input'!$D14),\"\")","v":0.11964983359111755},{"$f":"IFERROR(IF(OR(M29=\"\",'Historical scenario - input'!$D14=\"\"),\"\",M29/'Historical scenario - input'!$D14),\"\")","v":0.17013334210194242},{"$f":"IFERROR(IF(OR(N29=\"\",'Historical scenario - input'!$D14=\"\"),\"\",N29/'Historical scenario - input'!$D14),\"\")","v":0.23841313890538676},{"$f":"IFERROR(IF(OR(O29=\"\",'Historical scenario - input'!$D14=\"\"),\"\",O29/'Historical scenario - input'!$D14),\"\")","v":0.32912460552479716},{"$f":"IFERROR(IF(OR(P29=\"\",'Historical scenario - input'!$D14=\"\"),\"\",P29/'Historical scenario - input'!$D14),\"\")","v":0.44742909069967635},{"$f":"IFERROR(IF(OR(Q29=\"\",'Historical scenario - input'!$D14=\"\"),\"\",Q29/'Historical scenario - input'!$D14),\"\")","v":0.59880417206998016},{"$f":"IFERROR(IF(OR(R29=\"\",'Historical scenario - input'!$D14=\"\"),\"\",R29/'Historical scenario - input'!$D14),\"\")","v":0.78872170952871146},{"$f":"IFERROR(IF(OR(S29=\"\",'Historical scenario - input'!$D14=\"\"),\"\",S29/'Historical scenario - input'!$D14),\"\")","v":1.0222117769220374},{"$f":"IFERROR(IF(OR(T29=\"\",'Historical scenario - input'!$D14=\"\"),\"\",T29/'Historical scenario - input'!$D14),\"\")","v":1.3033263512399615},{"$f":"IFERROR(IF(OR(U29=\"\",'Historical scenario - input'!$D14=\"\"),\"\",U29/'Historical scenario - input'!$D14),\"\")","v":1.6345356575160104},{"$f":"IFERROR(IF(OR(V29=\"\",'Historical scenario - input'!$D14=\"\"),\"\",V29/'Historical scenario - input'!$D14),\"\")","v":2.0161098875187808},{"$f":"IFERROR(IF(OR(W29=\"\",'Historical scenario - input'!$D14=\"\"),\"\",W29/'Historical scenario - input'!$D14),\"\")","v":2.4455562509312769}]
[{"$f":"IFERROR('Historical scenario - input'!A15,\"\")","v":2},{"$f":"IFERROR('Historical scenario - input'!B15,\"\")","v":"POLES"},{"$f":"IFERROR('Historical scenario - input'!C15,\"\")","v":"> 1 kv & < = 11 kv ; concrete"},{"$f":"IFERROR(repcalc('Historical scenario - input'!$CV15:$GH15,'Historical scenario - input'!$G15,'Historical scenario - input'!$E15,'Historical scenario - input'!$F15,20,TRUE,TRUE),\"\")","v":686.5459753471813},695.493452373325,706.68463401428437,717.17524284074341,725.8803619369387,732.91772840792282,739.15006221361841,745.83989747684791,754.37107379920144,766.01777276328983,781.75818775990172,802.13818517606921,827.19264780896799,856.43023169788478,888.8824769277652,923.21196386375391,957.86778443071012,991.27114343950518,1022.0103165377956,1049.0230270738352,{"$f":"IFERROR(IF(OR(D30=\"\",'Historical scenario - input'!$D15=\"\"),\"\",D30/'Historical scenario - input'!$D15),\"\")","v":56.058959572851862},{"$f":"IFERROR(IF(OR(E30=\"\",'Historical scenario - input'!$D15=\"\"),\"\",E30/'Historical scenario - input'!$D15),\"\")","v":56.789553401814246},{"$f":"IFERROR(IF(OR(F30=\"\",'Historical scenario - input'!$D15=\"\"),\"\",F30/'Historical scenario - input'!$D15),\"\")","v":57.703353819718856},{"$f":"IFERROR(IF(OR(G30=\"\",'Historical scenario - input'!$D15=\"\"),\"\",G30/'Historical scenario - input'!$D15),\"\")","v":58.559949935950804},{"$f":"IFERROR(IF(OR(H30=\"\",'Historical scenario - input'!$D15=\"\"),\"\",H30/'Historical scenario - input'!$D15),\"\")","v":59.270754364224807},{"$f":"IFERROR(IF(OR(I30=\"\",'Historical scenario - input'!$D15=\"\"),\"\",I30/'Historical scenario - input'!$D15),\"\")","v":59.845380764586039},{"$f":"IFERROR(IF(OR(J30=\"\",'Historical scenario - input'!$D15=\"\"),\"\",J30/'Historical scenario - input'!$D15),\"\")","v":60.354273339014618},{"$f":"IFERROR(IF(OR(K30=\"\",'Historical scenario - input'!$D15=\"\"),\"\",K30/'Historical scenario - input'!$D15),\"\")","v":60.900522560533652},{"$f":"IFERROR(IF(OR(L30=\"\",'Historical scenario - input'!$D15=\"\"),\"\",L30/'Historical scenario - input'!$D15),\"\")","v":61.597123932818789},{"$f":"IFERROR(IF(OR(M30=\"\",'Historical scenario - input'!$D15=\"\"),\"\",M30/'Historical scenario - input'!$D15),\"\")","v":62.548118986070456},{"$f":"IFERROR(IF(OR(N30=\"\",'Historical scenario - input'!$D15=\"\"),\"\",N30/'Historical scenario - input'!$D15),\"\")","v":63.833380745137291},{"$f":"IFERROR(IF(OR(O30=\"\",'Historical scenario - input'!$D15=\"\"),\"\",O30/'Historical scenario - input'!$D15),\"\")","v":65.4974811728909},{"$f":"IFERROR(IF(OR(P30=\"\",'Historical scenario - input'!$D15=\"\"),\"\",P30/'Historical scenario - input'!$D15),\"\")","v":67.543268575762113},{"$f":"IFERROR(IF(OR(Q30=\"\",'Historical scenario - input'!$D15=\"\"),\"\",Q30/'Historical scenario - input'!$D15),\"\")","v":69.930622943993328},{"$f":"IFERROR(IF(OR(R30=\"\",'Historical scenario - input'!$D15=\"\"),\"\",R30/'Historical scenario - input'!$D15),\"\")","v":72.580466026199389},{"$f":"IFERROR(IF(OR(S30=\"\",'Historical scenario - input'!$D15=\"\"),\"\",S30/'Historical scenario - input'!$D15),\"\")","v":75.383592676717072},{"$f":"IFERROR(IF(OR(T30=\"\",'Historical scenario - input'!$D15=\"\"),\"\",T30/'Historical scenario - input'!$D15),\"\")","v":78.213365647339415},{"$f":"IFERROR(IF(OR(U30=\"\",'Historical scenario - input'!$D15=\"\"),\"\",U30/'Historical scenario - input'!$D15),\"\")","v":80.940870606238278},{"$f":"IFERROR(IF(OR(V30=\"\",'Historical scenario - input'!$D15=\"\"),\"\",V30/'Historical scenario - input'!$D15),\"\")","v":83.450835159083482},{"$f":"IFERROR(IF(OR(W30=\"\",'Historical scenario - input'!$D15=\"\"),\"\",W30/'Historical scenario - input'!$D15),\"\")","v":85.656520578952453}]
[{"$f":"IFERROR('Historical scenario - input'!A16,\"\")","v":2},{"$f":"IFERROR('Historical scenario - input'!B16,\"\")","v":"POLES"},{"$f":"IFERROR('Historical scenario - input'!C16,\"\")","v":"> 1 kv & < = 11 kv ; steel"},{"$f":"IFERROR(repcalc('Historical scenario - input'!$CV16:$GH16,'Historical scenario - input'!$G16,'Historical scenario - input'!$E16,'Historical scenario - input'!$F16,20,TRUE,TRUE),\"\")","v":5.2196037476332773},3.9908627748879493,3.1132415131881093,2.497248045885256,2.0710494721093666,1.7792640978570591,1.5808480811635621,1.4465719454835761,1.3564636924415188,1.2974741281135356,1.2615110151985351,1.2438994228905775,1.2422587436578427,1.2557416685142442,1.28455464015734,1.3296698588088287,1.3926424547396823,1.4754595649852971,1.5803674098204874,1.7096448654064158,{"$f":"IFERROR(IF(OR(D31=\"\",'Historical scenario - input'!$D16=\"\"),\"\",D31/'Historical scenario - input'!$D16),\"\")","v":0.42619950590623079},{"$f":"IFERROR(IF(OR(E31=\"\",'Historical scenario - input'!$D16=\"\"),\"\",E31/'Historical scenario - input'!$D16),\"\")","v":0.32586836569117972},{"$f":"IFERROR(IF(OR(F31=\"\",'Historical scenario - input'!$D16=\"\"),\"\",F31/'Historical scenario - input'!$D16),\"\")","v":0.25420741857831197},{"$f":"IFERROR(IF(OR(G31=\"\",'Historical scenario - input'!$D16=\"\"),\"\",G31/'Historical scenario - input'!$D16),\"\")","v":0.20390932621354507},{"$f":"IFERROR(IF(OR(H31=\"\",'Historical scenario - input'!$D16=\"\"),\"\",H31/'Historical scenario - input'!$D16),\"\")","v":0.16910867268815291},{"$f":"IFERROR(IF(OR(I31=\"\",'Historical scenario - input'!$D16=\"\"),\"\",I31/'Historical scenario - input'!$D16),\"\")","v":0.14528334257695699},{"$f":"IFERROR(IF(OR(J31=\"\",'Historical scenario - input'!$D16=\"\"),\"\",J31/'Historical scenario - input'!$D16),\"\")","v":0.12908195788046639},{"$f":"IFERROR(IF(OR(K31=\"\",'Historical scenario - input'!$D16=\"\"),\"\",K31/'Historical scenario - input'!$D16),\"\")","v":0.11811782622435033},{"$f":"IFERROR(IF(OR(L31=\"\",'Historical scenario - input'!$D16=\"\"),\"\",L31/'Historical scenario - input'!$D16),\"\")","v":0.11076016177673549},{"$f":"IFERROR(IF(OR(M31=\"\",'Historical scenario - input'!$D16=\"\"),\"\",M31/'Historical scenario - input'!$D16),\"\")","v":0.1059434507032924},{"$f":"IFERROR(IF(OR(N31=\"\",'Historical scenario - input'!$D16=\"\"),\"\",N31/'Historical scenario - input'!$D16),\"\")","v":0.10300693258883342},{"$f":"IFERROR(IF(OR(O31=\"\",'Historical scenario - input'!$D16=\"\"),\"\",O31/'Historical scenario - input'!$D16),\"\")","v":0.1015688824411997},{"$f":"IFERROR(IF(OR(P31=\"\",'Historical scenario - input'!$D16=\"\"),\"\",P31/'Historical scenario - input'!$D16),\"\")","v":0.10143491505360649},{"$f":"IFERROR(IF(OR(Q31=\"\",'Historical scenario - input'!$D16=\"\"),\"\",Q31/'Historical scenario - input'!$D16),\"\")","v":0.1025358445857716},{"$f":"IFERROR(IF(OR(R31=\"\",'Historical scenario - input'!$D16=\"\"),\"\",R31/'Historical scenario - input'!$D16),\"\")","v":0.10488852782988679},{"$f":"IFERROR(IF(OR(S31=\"\",'Historical scenario - input'!$D16=\"\"),\"\",S31/'Historical scenario - input'!$D16),\"\")","v":0.1085723484468895},{"$f":"IFERROR(IF(OR(T31=\"\",'Historical scenario - input'!$D16=\"\"),\"\",T31/'Historical scenario - input'!$D16),\"\")","v":0.11371428844253227},{"$f":"IFERROR(IF(OR(U31=\"\",'Historical scenario - input'!$D16=\"\"),\"\",U31/'Historical scenario - input'!$D16),\"\")","v":0.12047660473584619},{"$f":"IFERROR(IF(OR(V31=\"\",'Historical scenario - input'!$D16=\"\"),\"\",V31/'Historical scenario - input'!$D16),\"\")","v":0.12904270932850215},{"$f":"IFERROR(IF(OR(W31=\"\",'Historical scenario - input'!$D16=\"\"),\"\",W31/'Historical scenario - input'!$D16),\"\")","v":0.13959868069328638}]
[{"$f":"IFERROR('Historical scenario - input'!A17,\"\")","v":2},{"$f":"IFERROR('Historical scenario - input'!B17,\"\")","v":"POLES"},{"$f":"IFERROR('Historical scenario - input'!C17,\"\")","v":"> 1 kv & < = 11 kv ; wood"},{"$f":"IFERROR(repcalc('Historical scenario - input'!$CV17:$GH17,'Historical scenario - input'!$G17,'Historical scenario - input'!$E17,'Historical scenario - input'!$F17,20,TRUE,TRUE),\"\")","v":11768.311268871435},11245.388241378438,11007.318819453259,10976.025629638347,11096.354546167964,11329.079882523612,11645.90799496732,12025.958673210323,12453.303819156212,12915.243268333566,13401.087938733541,13901.295429652037,14406.860848538983,14908.90645244088,15398.439535673309,15866.261573995356,16303.015999361116,16699.360200727107,17046.242258048333,17335.256913244168,{"$f":"IFERROR(IF(OR(D32=\"\",'Historical scenario - input'!$D17=\"\"),\"\",D32/'Historical scenario - input'!$D17),\"\")","v":2753.3227852106056},{"$f":"IFERROR(IF(OR(E32=\"\",'Historical scenario - input'!$D17=\"\"),\"\",E32/'Historical scenario - input'!$D17),\"\")","v":2630.9793279708097},{"$f":"IFERROR(IF(OR(F32=\"\",'Historical scenario - input'!$D17=\"\"),\"\",F32/'Historical scenario - input'!$D17),\"\")","v":2575.2804304083074},{"$f":"IFERROR(IF(OR(G32=\"\",'Historical scenario - input'!$D17=\"\"),\"\",G32/'Historical scenario - input'!$D17),\"\")","v":2567.9590526361862},{"$f":"IFERROR(IF(OR(H32=\"\",'Historical scenario - input'!$D17=\"\"),\"\",H32/'Historical scenario - input'!$D17),\"\")","v":2596.1112947065535},{"$f":"IFERROR(IF(OR(I32=\"\",'Historical scenario - input'!$D17=\"\"),\"\",I32/'Historical scenario - input'!$D17),\"\")","v":2650.5598860672117},{"$f":"IFERROR(IF(OR(J32=\"\",'Historical scenario - input'!$D17=\"\"),\"\",J32/'Historical scenario - input'!$D17),\"\")","v":2724.6852249587773},{"$f":"IFERROR(IF(OR(K32=\"\",'Historical scenario - input'!$D17=\"\"),\"\",K32/'Historical scenario - input'!$D17),\"\")","v":2813.6021619800695},{"$f":"IFERROR(IF(OR(L32=\"\",'Historical scenario - input'!$D17=\"\"),\"\",L32/'Historical scenario - input'!$D17),\"\")","v":2913.5841475512925},{"$f":"IFERROR(IF(OR(M32=\"\",'Historical scenario - input'!$D17=\"\"),\"\",M32/'Historical scenario - input'!$D17),\"\")","v":3021.6598418245985},{"$f":"IFERROR(IF(OR(N32=\"\",'Historical scenario - input'!$D17=\"\"),\"\",N32/'Historical scenario - input'!$D17),\"\")","v":3135.3284192885312},{"$f":"IFERROR(IF(OR(O32=\"\",'Historical scenario - input'!$D17=\"\"),\"\",O32/'Historical scenario - input'!$D17),\"\")","v":3252.3573328355296},{"$f":"IFERROR(IF(OR(P32=\"\",'Historical scenario - input'!$D17=\"\"),\"\",P32/'Historical scenario - input'!$D17),\"\")","v":3370.6397911622344},{"$f":"IFERROR(IF(OR(Q32=\"\",'Historical scenario - input'!$D17=\"\"),\"\",Q32/'Historical scenario - input'!$D17),\"\")","v":3488.0987509786901},{"$f":"IFERROR(IF(OR(R32=\"\",'Historical scenario - input'!$D17=\"\"),\"\",R32/'Historical scenario - input'!$D17),\"\")","v":3602.6302722296145},{"$f":"IFERROR(IF(OR(S32=\"\",'Historical scenario - input'!$D17=\"\"),\"\",S32/'Historical scenario - input'!$D17),\"\")","v":3712.0822613984296},{"$f":"IFERROR(IF(OR(T32=\"\",'Historical scenario - input'!$D17=\"\"),\"\",T32/'Historical scenario - input'!$D17),\"\")","v":3814.2656489233614},{"$f":"IFERROR(IF(OR(U32=\"\",'Historical scenario - input'!$D17=\"\"),\"\",U32/'Historical scenario - input'!$D17),\"\")","v":3906.9946306332185},{"$f":"IFERROR(IF(OR(V32=\"\",'Historical scenario - input'!$D17=\"\"),\"\",V32/'Historical scenario - input'!$D17),\"\")","v":3988.1514126372394},{"$f":"IFERROR(IF(OR(W32=\"\",'Historical scenario - input'!$D17=\"\"),\"\",W32/'Historical scenario - input'!$D17),\"\")","v":4055.7694945548492}]
[{"$f":"IFERROR('Historical scenario - input'!A18,\"\")","v":2},{"$f":"IFERROR('Historical scenario - input'!B18,\"\")","v":"POLES"},{"$f":"IFERROR('Historical scenario - input'!C18,\"\")","v":"> 22 kv & < = 66 kv ; concrete"},{"$f":"IFERROR(repcalc('Historical scenario - input'!$CV18:$GH18,'Historical scenario - input'!$G18,'Historical scenario - input'!$E18,'Historical scenario - input'!$F18,20,TRUE,TRUE),\"\")","v":1.0772091229438321},1.3300930115037246,1.6621988189661998,2.1008797296431312,2.6804576925898655,3.4427689374516039,4.4373155567120532,5.720873628194262,7.3564173646733959,9.411248503673102,11.954273084980972,15.052443373150517,18.766476557966811,23.146065418203204,28.224897056547388,34.015879406223526,40.507026470832415,47.658459450255627,55.40093412785324,63.636204128215226,{"$f":"IFERROR(IF(OR(D33=\"\",'Historical scenario - input'!$D18=\"\"),\"\",D33/'Historical scenario - input'!$D18),\"\")","v":0.1400987309781242},{"$f":"IFERROR(IF(OR(E33=\"\",'Historical scenario - input'!$D18=\"\"),\"\",E33/'Historical scenario - input'!$D18),\"\")","v":0.17298808469547258},{"$f":"IFERROR(IF(OR(F33=\"\",'Historical scenario - input'!$D18=\"\"),\"\",F33/'Historical scenario - input'!$D18),\"\")","v":0.21618081411537007},{"$f":"IFERROR(IF(OR(G33=\"\",'Historical scenario - input'!$D18=\"\"),\"\",G33/'Historical scenario - input'!$D18),\"\")","v":0.27323439598832133},{"$f":"IFERROR(IF(OR(H33=\"\",'Historical scenario - input'!$D18=\"\"),\"\",H33/'Historical scenario - input'!$D18),\"\")","v":0.34861264463313679},{"$f":"IFERROR(IF(OR(I33=\"\",'Historical scenario - input'!$D18=\"\"),\"\",I33/'Historical scenario - input'!$D18),\"\")","v":0.44775666016432752},{"$f":"IFERROR(IF(OR(J33=\"\",'Historical scenario - input'!$D18=\"\"),\"\",J33/'Historical scenario - input'!$D18),\"\")","v":0.5771045428448921},{"$f":"IFERROR(IF(OR(K33=\"\",'Historical scenario - input'!$D18=\"\"),\"\",K33/'Historical scenario - input'!$D18),\"\")","v":0.74404042662199443},{"$f":"IFERROR(IF(OR(L33=\"\",'Historical scenario - input'!$D18=\"\"),\"\",L33/'Historical scenario - input'!$D18),\"\")","v":0.95675455710925905},{"$f":"IFERROR(IF(OR(M33=\"\",'Historical scenario - input'!$D18=\"\"),\"\",M33/'Historical scenario - input'!$D18),\"\")","v":1.2240000053853251},{"$f":"IFERROR(IF(OR(N33=\"\",'Historical scenario - input'!$D18=\"\"),\"\",N33/'Historical scenario - input'!$D18),\"\")","v":1.5547384934829469},{"$f":"IFERROR(IF(OR(O33=\"\",'Historical scenario - input'!$D18=\"\"),\"\",O33/'Historical scenario - input'!$D18),\"\")","v":1.9576776410279448},{"$f":"IFERROR(IF(OR(P33=\"\",'Historical scenario - input'!$D18=\"\"),\"\",P33/'Historical scenario - input'!$D18),\"\")","v":2.4407141516930473},{"$f":"IFERROR(IF(OR(Q33=\"\",'Historical scenario - input'!$D18=\"\"),\"\",Q33/'Historical scenario - input'!$D18),\"\")","v":3.0103109258535286},{"$f":"IFERROR(IF(OR(R33=\"\",'Historical scenario - input'!$D18=\"\"),\"\",R33/'Historical scenario - input'!$D18),\"\")","v":3.670849211529251},{"$f":"IFERROR(IF(OR(S33=\"\",'Historical scenario - input'!$D18=\"\"),\"\",S33/'Historical scenario - input'!$D18),\"\")","v":4.4240077775179705},{"$f":"IFERROR(IF(OR(T33=\"\",'Historical scenario - input'!$D18=\"\"),\"\",T33/'Historical scenario - input'!$D18),\"\")","v":5.2682277594828832},{"$f":"IFERROR(IF(OR(U33=\"\",'Historical scenario - input'!$D18=\"\"),\"\",U33/'Historical scenario - input'!$D18),\"\")","v":6.1983226349832456},{"$f":"IFERROR(IF(OR(V33=\"\",'Historical scenario - input'!$D18=\"\"),\"\",V33/'Historical scenario - input'!$D18),\"\")","v":7.205286699674188},{"$f":"IFERROR(IF(OR(W33=\"\",'Historical scenario - input'!$D18=\"\"),\"\",W33/'Historical scenario - input'!$D18),\"\")","v":8.2763423115686763}]
[{"$f":"IFERROR('Historical scenario - input'!A19,\"\")","v":2},{"$f":"IFERROR('Historical scenario - input'!B19,\"\")","v":"POLES"},{"$f":"IFERROR('Historical scenario - input'!C19,\"\")","v":"> 22 kv & < = 66 kv ; steel"},{"$f":"IFERROR(repcalc('Historical scenario - input'!$CV19:$GH19,'Historical scenario - input'!$G19,'Historical scenario - input'!$E19,'Historical scenario - input'!$F19,20,TRUE,TRUE),\"\")","v":2.1878176429036996E-4},3.585827857331852E-4,5.7876430406299587E-4,9.1994246015719228E-4,1.4400582406358063E-3,2.2201131239801592E-3,3.3710291943110093E-3,5.0415107811501323E-3,7.4265993926441211E-3,1.07763799163949E-2,1.540402764304254E-2,2.1692109199628065E-2,3.0095805818823585E-2,4.1141565611116739E-2,5.5419669643484173E-2,7.3569368784859396E-2,9.6255654205267785E-2,0.12413737689132279,0.15782730523168009,0.19784573455644941,{"$f":"IFERROR(IF(OR(D34=\"\",'Historical scenario - input'!$D19=\"\"),\"\",D34/'Historical scenario - input'!$D19),\"\")","v":2.8454129180109188E-5},{"$f":"IFERROR(IF(OR(E34=\"\",'Historical scenario - input'!$D19=\"\"),\"\",E34/'Historical scenario - input'!$D19),\"\")","v":4.6636249324115056E-5},{"$f":"IFERROR(IF(OR(F34=\"\",'Historical scenario - input'!$D19=\"\"),\"\",F34/'Historical scenario - input'!$D19),\"\")","v":7.5272426502547208E-5},{"$f":"IFERROR(IF(OR(G34=\"\",'Historical scenario - input'!$D19=\"\"),\"\",G34/'Historical scenario - input'!$D19),\"\")","v":1.1964507958185612E-4},{"$f":"IFERROR(IF(OR(H34=\"\",'Historical scenario - input'!$D19=\"\"),\"\",H34/'Historical scenario - input'!$D19),\"\")","v":1.8728984720842024E-4},{"$f":"IFERROR(IF(OR(I34=\"\",'Historical scenario - input'!$D19=\"\"),\"\",I34/'Historical scenario - input'!$D19),\"\")","v":2.8874154950293455E-4},{"$f":"IFERROR(IF(OR(J34=\"\",'Historical scenario - input'!$D19=\"\"),\"\",J34/'Historical scenario - input'!$D19),\"\")","v":4.3842639479558729E-4},{"$f":"IFERROR(IF(OR(K34=\"\",'Historical scenario - input'!$D19=\"\"),\"\",K34/'Historical scenario - input'!$D19),\"\")","v":6.5568444196001635E-4},{"$f":"IFERROR(IF(OR(L34=\"\",'Historical scenario - input'!$D19=\"\"),\"\",L34/'Historical scenario - input'!$D19),\"\")","v":9.6588223050780907E-4},{"$f":"IFERROR(IF(OR(M34=\"\",'Historical scenario - input'!$D19=\"\"),\"\",M34/'Historical scenario - input'!$D19),\"\")","v":1.4015450841143606E-3},{"$f":"IFERROR(IF(OR(N34=\"\",'Historical scenario - input'!$D19=\"\"),\"\",N34/'Historical scenario - input'!$D19),\"\")","v":2.0034036834412627E-3},{"$f":"IFERROR(IF(OR(O34=\"\",'Historical scenario - input'!$D19=\"\"),\"\",O34/'Historical scenario - input'!$D19),\"\")","v":2.8212135474694148E-3},{"$f":"IFERROR(IF(OR(P34=\"\",'Historical scenario - input'!$D19=\"\"),\"\",P34/'Historical scenario - input'!$D19),\"\")","v":3.9141742426563918E-3},{"$f":"IFERROR(IF(OR(Q34=\"\",'Historical scenario - input'!$D19=\"\"),\"\",Q34/'Historical scenario - input'!$D19),\"\")","v":5.3507541013196845E-3},{"$f":"IFERROR(IF(OR(R34=\"\",'Historical scenario - input'!$D19=\"\"),\"\",R34/'Historical scenario - input'!$D19),\"\")","v":7.2077233871364532E-3},{"$f":"IFERROR(IF(OR(S34=\"\",'Historical scenario - input'!$D19=\"\"),\"\",S34/'Historical scenario - input'!$D19),\"\")","v":9.5682212358666145E-3},{"$f":"IFERROR(IF(OR(T34=\"\",'Historical scenario - input'!$D19=\"\"),\"\",T34/'Historical scenario - input'!$D19),\"\")","v":1.2518734493051924E-2},{"$f":"IFERROR(IF(OR(U34=\"\",'Historical scenario - input'!$D19=\"\"),\"\",U34/'Historical scenario - input'!$D19),\"\")","v":1.6144951429578887E-2},{"$f":"IFERROR(IF(OR(V34=\"\",'Historical scenario - input'!$D19=\"\"),\"\",V34/'Historical scenario - input'!$D19),\"\")","v":2.0526566945727936E-2},{"$f":"IFERROR(IF(OR(W34=\"\",'Historical scenario - input'!$D19=\"\"),\"\",W34/'Historical scenario - input'!$D19),\"\")","v":2.5731249160836012E-2}]
[{"$f":"IFERROR('Historical scenario - input'!A20,\"\")","v":2},{"$f":"IFERROR('Historical scenario - input'!B20,\"\")","v":"POLES"},{"$f":"IFERROR('Historical scenario - input'!C20,\"\")","v":"> 22 kv & < = 66 kv ; wood"},{"$f":"IFERROR(repcalc('Historical scenario - input'!$CV20:$GH20,'Historical scenario - input'!$G20,'Historical scenario - input'!$E20,'Historical scenario - input'!$F20,20,TRUE,TRUE),\"\")","v":1437.3171598987508},1382.8576257997304,1360.3310927506066,1366.0157666235264,1396.4507131342882,1448.3932265306005,1518.7672183555078,1604.6095620724952,1703.0209732899893,1811.1272612813416,1926.0556743612708,2044.9296371521143,2164.8835230825275,2283.0973159673986,2396.8491973464579,2503.5823720377148,2600.9809482247056,2687.0485651048589,2760.1828513360815,2819.238815495884,{"$f":"IFERROR(IF(OR(D35=\"\",'Historical scenario - input'!$D20=\"\"),\"\",D35/'Historical scenario - input'!$D20),\"\")","v":186.93335010438477},{"$f":"IFERROR(IF(OR(E35=\"\",'Historical scenario - input'!$D20=\"\"),\"\",E35/'Historical scenario - input'!$D20),\"\")","v":179.85049919417159},{"$f":"IFERROR(IF(OR(F35=\"\",'Historical scenario - input'!$D20=\"\"),\"\",F35/'Historical scenario - input'!$D20),\"\")","v":176.92076287250512},{"$f":"IFERROR(IF(OR(G35=\"\",'Historical scenario - input'!$D20=\"\"),\"\",G35/'Historical scenario - input'!$D20),\"\")","v":177.66009526271372},{"$f":"IFERROR(IF(OR(H35=\"\",'Historical scenario - input'!$D20=\"\"),\"\",H35/'Historical scenario - input'!$D20),\"\")","v":181.61837717170118},{"$f":"IFERROR(IF(OR(I35=\"\",'Historical scenario - input'!$D20=\"\"),\"\",I35/'Historical scenario - input'!$D20),\"\")","v":188.37387158373377},{"$f":"IFERROR(IF(OR(J35=\"\",'Historical scenario - input'!$D20=\"\"),\"\",J35/'Historical scenario - input'!$D20),\"\")","v":197.52651125094209},{"$f":"IFERROR(IF(OR(K35=\"\",'Historical scenario - input'!$D20=\"\"),\"\",K35/'Historical scenario - input'!$D20),\"\")","v":208.69092042905203},{"$f":"IFERROR(IF(OR(L35=\"\",'Historical scenario - input'!$D20=\"\"),\"\",L35/'Historical scenario - input'!$D20),\"\")","v":221.49002650017297},{"$f":"IFERROR(IF(OR(M35=\"\",'Historical scenario - input'!$D20=\"\"),\"\",M35/'Historical scenario - input'!$D20),\"\")","v":235.55002045654962},{"$f":"IFERROR(IF(OR(N35=\"\",'Historical scenario - input'!$D20=\"\"),\"\",N35/'Historical scenario - input'!$D20),\"\")","v":250.49728044802234},{"$f":"IFERROR(IF(OR(O35=\"\",'Historical scenario - input'!$D20=\"\"),\"\",O35/'Historical scenario - input'!$D20),\"\")","v":265.95768732595991},{"$f":"IFERROR(IF(OR(P35=\"\",'Historical scenario - input'!$D20=\"\"),\"\",P35/'Historical scenario - input'!$D20),\"\")","v":281.55854591209891},{"$f":"IFERROR(IF(OR(Q35=\"\",'Historical scenario - input'!$D20=\"\"),\"\",Q35/'Historical scenario - input'!$D20),\"\")","v":296.93309298427852},{"$f":"IFERROR(IF(OR(R35=\"\",'Historical scenario - input'!$D20=\"\"),\"\",R35/'Historical scenario - input'!$D20),\"\")","v":311.72733663497149},{"$f":"IFERROR(IF(OR(S35=\"\",'Historical scenario - input'!$D20=\"\"),\"\",S35/'Historical scenario - input'!$D20),\"\")","v":325.60874741122541},{"$f":"IFERROR(IF(OR(T35=\"\",'Historical scenario - input'!$D20=\"\"),\"\",T35/'Historical scenario - input'!$D20),\"\")","v":338.27612706131868},{"$f":"IFERROR(IF(OR(U35=\"\",'Historical scenario - input'!$D20=\"\"),\"\",U35/'Historical scenario - input'!$D20),\"\")","v":349.46983462134051},{"$f":"IFERROR(IF(OR(V35=\"\",'Historical scenario - input'!$D20=\"\"),\"\",V35/'Historical scenario - input'!$D20),\"\")","v":358.98147026733704},{"$f":"IFERROR(IF(OR(W35=\"\",'Historical scenario - input'!$D20=\"\"),\"\",W35/'Historical scenario - input'!$D20),\"\")","v":366.6621196967323}]
[{"$f":"IFERROR('Historical scenario - input'!A21,\"\")","v":2},{"$f":"IFERROR('Historical scenario - input'!B21,\"\")","v":"POLES"},{"$f":"IFERROR('Historical scenario - input'!C21,\"\")","v":"> 66 kv & < = 132 kv ; concrete"},{"$f":"IFERROR(repcalc('Historical scenario - input'!$CV21:$GH21,'Historical scenario - input'!$G21,'Historical scenario - input'!$E21,'Historical scenario - input'!$F21,20,TRUE,TRUE),\"\")","v":224.07338424820981},269.7133761024366,318.18325350979649,368.032353350351,417.5802015420411,465.05274914768131,508.74822233123581,547.2141303835549,579.41321581156069,604.85560814212499,623.677443654282,636.65237388571529,645.1307821223271,650.91087917947357,656.05478144500773,662.66995221659749,672.68108611448804,687.61908973345476,708.45209318534228,735.47859783116633,{"$f":"IFERROR(IF(OR(D36=\"\",'Historical scenario - input'!$D21=\"\"),\"\",D36/'Historical scenario - input'!$D21),\"\")","v":9.6569208954887618},{"$f":"IFERROR(IF(OR(E36=\"\",'Historical scenario - input'!$D21=\"\"),\"\",E36/'Historical scenario - input'!$D21),\"\")","v":11.623873786773711},{"$f":"IFERROR(IF(OR(F36=\"\",'Historical scenario - input'!$D21=\"\"),\"\",F36/'Historical scenario - input'!$D21),\"\")","v":13.712786637835146},{"$f":"IFERROR(IF(OR(G36=\"\",'Historical scenario - input'!$D21=\"\"),\"\",G36/'Historical scenario - input'!$D21),\"\")","v":15.861140024323538},{"$f":"IFERROR(IF(OR(H36=\"\",'Historical scenario - input'!$D21=\"\"),\"\",H36/'Historical scenario - input'!$D21),\"\")","v":17.996510327825614},{"$f":"IFERROR(IF(OR(I36=\"\",'Historical scenario - input'!$D21=\"\"),\"\",I36/'Historical scenario - input'!$D21),\"\")","v":20.042441121762177},{"$f":"IFERROR(IF(OR(J36=\"\",'Historical scenario - input'!$D21=\"\"),\"\",J36/'Historical scenario - input'!$D21),\"\")","v":21.925590829346902},{"$f":"IFERROR(IF(OR(K36=\"\",'Historical scenario - input'!$D21=\"\"),\"\",K36/'Historical scenario - input'!$D21),\"\")","v":23.583361262371266},{"$f":"IFERROR(IF(OR(L36=\"\",'Historical scenario - input'!$D21=\"\"),\"\",L36/'Historical scenario - input'!$D21),\"\")","v":24.971049594604867},{"$f":"IFERROR(IF(OR(M36=\"\",'Historical scenario - input'!$D21=\"\"),\"\",M36/'Historical scenario - input'!$D21),\"\")","v":26.067543812124644},{"$f":"IFERROR(IF(OR(N36=\"\",'Historical scenario - input'!$D21=\"\"),\"\",N36/'Historical scenario - input'!$D21),\"\")","v":26.878710998529353},{"$f":"IFERROR(IF(OR(O36=\"\",'Historical scenario - input'!$D21=\"\"),\"\",O36/'Historical scenario - input'!$D21),\"\")","v":27.437893318597506},{"$f":"IFERROR(IF(OR(P36=\"\",'Historical scenario - input'!$D21=\"\"),\"\",P36/'Historical scenario - input'!$D21),\"\")","v":27.803288423131324},{"$f":"IFERROR(IF(OR(Q36=\"\",'Historical scenario - input'!$D21=\"\"),\"\",Q36/'Historical scenario - input'!$D21),\"\")","v":28.052394046435875},{"$f":"IFERROR(IF(OR(R36=\"\",'Historical scenario - input'!$D21=\"\"),\"\",R36/'Historical scenario - input'!$D21),\"\")","v":28.274081496906852},{"$f":"IFERROR(IF(OR(S36=\"\",'Historical scenario - input'!$D21=\"\"),\"\",S36/'Historical scenario - input'!$D21),\"\")","v":28.559176404835},{"$f":"IFERROR(IF(OR(T36=\"\",'Historical scenario - input'!$D21=\"\"),\"\",T36/'Historical scenario - input'!$D21),\"\")","v":28.990627594142627},{"$f":"IFERROR(IF(OR(U36=\"\",'Historical scenario - input'!$D21=\"\"),\"\",U36/'Historical scenario - input'!$D21),\"\")","v":29.634412753048839},{"$f":"IFERROR(IF(OR(V36=\"\",'Historical scenario - input'!$D21=\"\"),\"\",V36/'Historical scenario - input'!$D21),\"\")","v":30.532255515701401},{"$f":"IFERROR(IF(OR(W36=\"\",'Historical scenario - input'!$D21=\"\"),\"\",W36/'Historical scenario - input'!$D21),\"\")","v":31.697020435559871}]
[{"$f":"IFERROR('Historical scenario - input'!A22,\"\")","v":2},{"$f":"IFERROR('Historical scenario - input'!B22,\"\")","v":"POLES"},{"$f":"IFERROR('Historical scenario - input'!C22,\"\")","v":"> 66 kv & < = 132 kv ; steel"},{"$f":"IFERROR(repcalc('Historical scenario - input'!$CV22:$GH22,'Historical scenario - input'!$G22,'Historical scenario - input'!$E22,'Historical scenario - input'!$F22,20,TRUE,TRUE),\"\")","v":0.37677928986172754},0.47737336164364313,0.59123321581379407,0.71579699083267767,0.84713551741278059,0.98005541435500054,1.1083778907399282,1.2253857666895918,1.3244023841719181,1.3994398696577319,1.4458365400668898,1.4607987434648031,1.4437730980436481,1.3965995353954348,1.3234290571064624,1.2304256698836717,1.125301964065629,1.0167559613950421,0.91387985518493797,0.82559960158891676,{"$f":"IFERROR(IF(OR(D37=\"\",'Historical scenario - input'!$D22=\"\"),\"\",D37/'Historical scenario - input'!$D22),\"\")","v":1.6238107928171763E-2},{"$f":"IFERROR(IF(OR(E37=\"\",'Historical scenario - input'!$D22=\"\"),\"\",E37/'Historical scenario - input'!$D22),\"\")","v":2.0573424222038283E-2},{"$f":"IFERROR(IF(OR(F37=\"\",'Historical scenario - input'!$D22=\"\"),\"\",F37/'Historical scenario - input'!$D22),\"\")","v":2.5480457730645712E-2},{"$f":"IFERROR(IF(OR(G37=\"\",'Historical scenario - input'!$D22=\"\"),\"\",G37/'Historical scenario - input'!$D22),\"\")","v":3.0848799561321787E-2},{"$f":"IFERROR(IF(OR(H37=\"\",'Historical scenario - input'!$D22=\"\"),\"\",H37/'Historical scenario - input'!$D22),\"\")","v":3.6509113774763381E-2},{"$f":"IFERROR(IF(OR(I37=\"\",'Historical scenario - input'!$D22=\"\"),\"\",I37/'Historical scenario - input'!$D22),\"\")","v":4.2237580520218858E-2},{"$f":"IFERROR(IF(OR(J37=\"\",'Historical scenario - input'!$D22=\"\"),\"\",J37/'Historical scenario - input'!$D22),\"\")","v":4.7767911611169799E-2},{"$f":"IFERROR(IF(OR(K37=\"\",'Historical scenario - input'!$D22=\"\"),\"\",K37/'Historical scenario - input'!$D22),\"\")","v":5.2810615839456967E-2},{"$f":"IFERROR(IF(OR(L37=\"\",'Historical scenario - input'!$D22=\"\"),\"\",L37/'Historical scenario - input'!$D22),\"\")","v":5.7077948372385112E-2},{"$f":"IFERROR(IF(OR(M37=\"\",'Historical scenario - input'!$D22=\"\"),\"\",M37/'Historical scenario - input'!$D22),\"\")","v":6.0311849015980537E-2},{"$f":"IFERROR(IF(OR(N37=\"\",'Historical scenario - input'!$D22=\"\"),\"\",N37/'Historical scenario - input'!$D22),\"\")","v":6.2311412585114613E-2},{"$f":"IFERROR(IF(OR(O37=\"\",'Historical scenario - input'!$D22=\"\"),\"\",O37/'Historical scenario - input'!$D22),\"\")","v":6.2956240685161549E-2},{"$f":"IFERROR(IF(OR(P37=\"\",'Historical scenario - input'!$D22=\"\"),\"\",P37/'Historical scenario - input'!$D22),\"\")","v":6.2222484145631592E-2},{"$f":"IFERROR(IF(OR(Q37=\"\",'Historical scenario - input'!$D22=\"\"),\"\",Q37/'Historical scenario - input'!$D22),\"\")","v":6.0189438746774418E-2},{"$f":"IFERROR(IF(OR(R37=\"\",'Historical scenario - input'!$D22=\"\"),\"\",R37/'Historical scenario - input'!$D22),\"\")","v":5.7036000764425873E-2},{"$f":"IFERROR(IF(OR(S37=\"\",'Historical scenario - input'!$D22=\"\"),\"\",S37/'Historical scenario - input'!$D22),\"\")","v":5.3027821227903456E-2},{"$f":"IFERROR(IF(OR(T37=\"\",'Historical scenario - input'!$D22=\"\"),\"\",T37/'Historical scenario - input'!$D22),\"\")","v":4.8497290684387635E-2},{"$f":"IFERROR(IF(OR(U37=\"\",'Historical scenario - input'!$D22=\"\"),\"\",U37/'Historical scenario - input'!$D22),\"\")","v":4.381926895133683E-2},{"$f":"IFERROR(IF(OR(V37=\"\",'Historical scenario - input'!$D22=\"\"),\"\",V37/'Historical scenario - input'!$D22),\"\")","v":3.9385603511596798E-2},{"$f":"IFERROR(IF(OR(W37=\"\",'Historical scenario - input'!$D22=\"\"),\"\",W37/'Historical scenario - input'!$D22),\"\")","v":3.5580977502708042E-2}]
[{"$f":"IFERROR('Historical scenario - input'!A23,\"\")","v":2},{"$f":"IFERROR('Historical scenario - input'!B23,\"\")","v":"POLES"},{"$f":"IFERROR('Historical scenario - input'!C23,\"\")","v":"> 66 kv & < = 132 kv ; wood"},{"$f":"IFERROR(repcalc('Historical scenario - input'!$CV23:$GH23,'Historical scenario - input'!$G23,'Historical scenario - input'!$E23,'Historical scenario - input'!$F23,20,TRUE,TRUE),\"\")","v":369.04171491404378},337.86360276760024,315.54685593813343,299.77594665977335,289.12724958257087,282.73928898604703,280.18401191954263,281.4344468634348,286.86310370399048,297.23209453946339,313.65372688059273,337.51199019218046,370.34313989845589,413.67926116783502,468.86356301051256,536.85089322090687,618.01155217059988,711.96023113350122,817.43367921931656,932.23932488961555,{"$f":"IFERROR(IF(OR(D38=\"\",'Historical scenario - input'!$D23=\"\"),\"\",D38/'Historical scenario - input'!$D23),\"\")","v":15.904640615918703},{"$f":"IFERROR(IF(OR(E38=\"\",'Historical scenario - input'!$D23=\"\"),\"\",E38/'Historical scenario - input'!$D23),\"\")","v":14.560953307053113},{"$f":"IFERROR(IF(OR(F38=\"\",'Historical scenario - input'!$D23=\"\"),\"\",F38/'Historical scenario - input'!$D23),\"\")","v":13.599165455720955},{"$f":"IFERROR(IF(OR(G38=\"\",'Historical scenario - input'!$D23=\"\"),\"\",G38/'Historical scenario - input'!$D23),\"\")","v":12.919484449152367},{"$f":"IFERROR(IF(OR(H38=\"\",'Historical scenario - input'!$D23=\"\"),\"\",H38/'Historical scenario - input'!$D23),\"\")","v":12.460556113421712},{"$f":"IFERROR(IF(OR(I38=\"\",'Historical scenario - input'!$D23=\"\"),\"\",I38/'Historical scenario - input'!$D23),\"\")","v":12.185253313086456},{"$f":"IFERROR(IF(OR(J38=\"\",'Historical scenario - input'!$D23=\"\"),\"\",J38/'Historical scenario - input'!$D23),\"\")","v":12.075128192336035},{"$f":"IFERROR(IF(OR(K38=\"\",'Historical scenario - input'!$D23=\"\"),\"\",K38/'Historical scenario - input'!$D23),\"\")","v":12.129018355947549},{"$f":"IFERROR(IF(OR(L38=\"\",'Historical scenario - input'!$D23=\"\"),\"\",L38/'Historical scenario - input'!$D23),\"\")","v":12.362977912785986},{"$f":"IFERROR(IF(OR(M38=\"\",'Historical scenario - input'!$D23=\"\"),\"\",M38/'Historical scenario - input'!$D23),\"\")","v":12.809851710850694},{"$f":"IFERROR(IF(OR(N38=\"\",'Historical scenario - input'!$D23=\"\"),\"\",N38/'Historical scenario - input'!$D23),\"\")","v":13.517577017116526},{"$f":"IFERROR(IF(OR(O38=\"\",'Historical scenario - input'!$D23=\"\"),\"\",O38/'Historical scenario - input'!$D23),\"\")","v":14.545799812415273},{"$f":"IFERROR(IF(OR(P38=\"\",'Historical scenario - input'!$D23=\"\"),\"\",P38/'Historical scenario - input'!$D23),\"\")","v":15.960728304191216},{"$f":"IFERROR(IF(OR(Q38=\"\",'Historical scenario - input'!$D23=\"\"),\"\",Q38/'Historical scenario - input'!$D23),\"\")","v":17.828390973810784},{"$f":"IFERROR(IF(OR(R38=\"\",'Historical scenario - input'!$D23=\"\"),\"\",R38/'Historical scenario - input'!$D23),\"\")","v":20.206676281347345},{"$f":"IFERROR(IF(OR(S38=\"\",'Historical scenario - input'!$D23=\"\"),\"\",S38/'Historical scenario - input'!$D23),\"\")","v":23.13673543112116},{"$f":"IFERROR(IF(OR(T38=\"\",'Historical scenario - input'!$D23=\"\"),\"\",T38/'Historical scenario - input'!$D23),\"\")","v":26.634527308244508},{"$f":"IFERROR(IF(OR(U38=\"\",'Historical scenario - input'!$D23=\"\"),\"\",U38/'Historical scenario - input'!$D23),\"\")","v":30.683446210524426},{"$f":"IFERROR(IF(OR(V38=\"\",'Historical scenario - input'!$D23=\"\"),\"\",V38/'Historical scenario - input'!$D23),\"\")","v":35.229049643776882},{"$f":"IFERROR(IF(OR(W38=\"\",'Historical scenario - input'!$D23=\"\"),\"\",W38/'Historical scenario - input'!$D23),\"\")","v":40.176844056367614}]
[{"$f":"IFERROR('Historical scenario - input'!A24,\"\")","v":2},{"$f":"IFERROR('Historical scenario - input'!B24,\"\")","v":"POLES"},{"$f":"IFERROR('Historical scenario - input'!C24,\"\")","v":"staking of a wooden pole"},{"$f":"IFERROR(repcalc('Historical scenario - input'!$CV24:$GH24,'Historical scenario - input'!$G24,'Historical scenario - input'!$E24,'Historical scenario - input'!$F24,20,TRUE,TRUE),\"\")","v":6806.5346371486676},7712.7943378260161,8501.4123045669694,9139.0478202625836,9605.1184140413025,9891.225331898162,9999.8354244121692,9943.2083436730281,9742.8392493926804,9428.9286538701144,9039.0493966043377,8615.4293669922336,8200.9234197861842,7834.4119343883713,7546.6787098678533,7357.663260238056,7275.4920242986454,7297.1492084470528,7410.2935229772265,7595.6512695398778,{"$f":"IFERROR(IF(OR(D39=\"\",'Historical scenario - input'!$D24=\"\"),\"\",D39/'Historical scenario - input'!$D24),\"\")","v":1415.5946617370041},{"$f":"IFERROR(IF(OR(E39=\"\",'Historical scenario - input'!$D24=\"\"),\"\",E39/'Historical scenario - input'!$D24),\"\")","v":1604.0747713399796},{"$f":"IFERROR(IF(OR(F39=\"\",'Historical scenario - input'!$D24=\"\"),\"\",F39/'Historical scenario - input'!$D24),\"\")","v":1768.0882441834881},{"$f":"IFERROR(IF(OR(G39=\"\",'Historical scenario - input'!$D24=\"\"),\"\",G39/'Historical scenario - input'!$D24),\"\")","v":1900.7010170953081},{"$f":"IFERROR(IF(OR(H39=\"\",'Historical scenario - input'!$D24=\"\"),\"\",H39/'Historical scenario - input'!$D24),\"\")","v":1997.6324336997102},{"$f":"IFERROR(IF(OR(I39=\"\",'Historical scenario - input'!$D24=\"\"),\"\",I39/'Historical scenario - input'!$D24),\"\")","v":2057.1357561971422},{"$f":"IFERROR(IF(OR(J39=\"\",'Historical scenario - input'!$D24=\"\"),\"\",J39/'Historical scenario - input'!$D24),\"\")","v":2079.7240298738038},{"$f":"IFERROR(IF(OR(K39=\"\",'Historical scenario - input'!$D24=\"\"),\"\",K39/'Historical scenario - input'!$D24),\"\")","v":2067.946965996603},{"$f":"IFERROR(IF(OR(L39=\"\",'Historical scenario - input'!$D24=\"\"),\"\",L39/'Historical scenario - input'!$D24),\"\")","v":2026.2750381565122},{"$f":"IFERROR(IF(OR(M39=\"\",'Historical scenario - input'!$D24=\"\"),\"\",M39/'Historical scenario - input'!$D24),\"\")","v":1960.9892228373412},{"$f":"IFERROR(IF(OR(N39=\"\",'Historical scenario - input'!$D24=\"\"),\"\",N39/'Historical scenario - input'!$D24),\"\")","v":1879.9037623601102},{"$f":"IFERROR(IF(OR(O39=\"\",'Historical scenario - input'!$D24=\"\"),\"\",O39/'Historical scenario - input'!$D24),\"\")","v":1791.8010368923124},{"$f":"IFERROR(IF(OR(P39=\"\",'Historical scenario - input'!$D24=\"\"),\"\",P39/'Historical scenario - input'!$D24),\"\")","v":1705.5938202389746},{"$f":"IFERROR(IF(OR(Q39=\"\",'Historical scenario - input'!$D24=\"\"),\"\",Q39/'Historical scenario - input'!$D24),\"\")","v":1629.3682914121957},{"$f":"IFERROR(IF(OR(R39=\"\",'Historical scenario - input'!$D24=\"\"),\"\",R39/'Historical scenario - input'!$D24),\"\")","v":1569.5267364434476},{"$f":"IFERROR(IF(OR(S39=\"\",'Historical scenario - input'!$D24=\"\"),\"\",S39/'Historical scenario - input'!$D24),\"\")","v":1530.2160922249604},{"$f":"IFERROR(IF(OR(T39=\"\",'Historical scenario - input'!$D24=\"\"),\"\",T39/'Historical scenario - input'!$D24),\"\")","v":1513.1264615765972},{"$f":"IFERROR(IF(OR(U39=\"\",'Historical scenario - input'!$D24=\"\"),\"\",U39/'Historical scenario - input'!$D24),\"\")","v":1517.6306323335368},{"$f":"IFERROR(IF(OR(V39=\"\",'Historical scenario - input'!$D24=\"\"),\"\",V39/'Historical scenario - input'!$D24),\"\")","v":1541.1619145781979},{"$f":"IFERROR(IF(OR(W39=\"\",'Historical scenario - input'!$D24=\"\"),\"\",W39/'Historical scenario - input'!$D24),\"\")","v":1579.7118449809038}]
[{"$f":"IFERROR('Historical scenario - input'!A25,\"\")","v":3},{"$f":"IFERROR('Historical scenario - input'!B25,\"\")","v":"SERVICE LINES"},{"$f":"IFERROR('Historical scenario - input'!C25,\"\")","v":"˂ = 11 kv ; commercial and industrial ; simple type"},{"$f":"IFERROR(repcalc('Historical scenario - input'!$CV25:$GH25,'Historical scenario - input'!$G25,'Historical scenario - input'!$E25,'Historical scenario - input'!$F25,20,TRUE,TRUE),\"\")","v":634.77317909886904},548.25719768147553,484.66097499212094,437.12236412268493,401.12549640677383,373.88411449145087,353.8224663277212,340.16061284627915,332.59599877208728,331.06620600705628,335.57662900286857,346.07909075893735,362.3911491809219,384.14944955842219,410.79291250396057,441.5723484068472,475.58237933307322,511.8099220033273,549.19180317733776,586.6731954910307,{"$f":"IFERROR(IF(OR(D40=\"\",'Historical scenario - input'!$D25=\"\"),\"\",D40/'Historical scenario - input'!$D25),\"\")","v":1315.2889672136096},{"$f":"IFERROR(IF(OR(E40=\"\",'Historical scenario - input'!$D25=\"\"),\"\",E40/'Historical scenario - input'!$D25),\"\")","v":1136.0225463993308},{"$f":"IFERROR(IF(OR(F40=\"\",'Historical scenario - input'!$D25=\"\"),\"\",F40/'Historical scenario - input'!$D25),\"\")","v":1004.2472716807066},{"$f":"IFERROR(IF(OR(G40=\"\",'Historical scenario - input'!$D25=\"\"),\"\",G40/'Historical scenario - input'!$D25),\"\")","v":905.74435370614094},{"$f":"IFERROR(IF(OR(H40=\"\",'Historical scenario - input'!$D25=\"\"),\"\",H40/'Historical scenario - input'!$D25),\"\")","v":831.15663557318692},{"$f":"IFERROR(IF(OR(I40=\"\",'Historical scenario - input'!$D25=\"\"),\"\",I40/'Historical scenario - input'!$D25),\"\")","v":774.71082112377724},{"$f":"IFERROR(IF(OR(J40=\"\",'Historical scenario - input'!$D25=\"\"),\"\",J40/'Historical scenario - input'!$D25),\"\")","v":733.14185544798443},{"$f":"IFERROR(IF(OR(K40=\"\",'Historical scenario - input'!$D25=\"\"),\"\",K40/'Historical scenario - input'!$D25),\"\")","v":704.8336569488938},{"$f":"IFERROR(IF(OR(L40=\"\",'Historical scenario - input'!$D25=\"\"),\"\",L40/'Historical scenario - input'!$D25),\"\")","v":689.1593125363936},{"$f":"IFERROR(IF(OR(M40=\"\",'Historical scenario - input'!$D25=\"\"),\"\",M40/'Historical scenario - input'!$D25),\"\")","v":685.98948808220837},{"$f":"IFERROR(IF(OR(N40=\"\",'Historical scenario - input'!$D25=\"\"),\"\",N40/'Historical scenario - input'!$D25),\"\")","v":695.3353612211464},{"$f":"IFERROR(IF(OR(O40=\"\",'Historical scenario - input'!$D25=\"\"),\"\",O40/'Historical scenario - input'!$D25),\"\")","v":717.09710625257696},{"$f":"IFERROR(IF(OR(P40=\"\",'Historical scenario - input'!$D25=\"\"),\"\",P40/'Historical scenario - input'!$D25),\"\")","v":750.89669196512693},{"$f":"IFERROR(IF(OR(Q40=\"\",'Historical scenario - input'!$D25=\"\"),\"\",Q40/'Historical scenario - input'!$D25),\"\")","v":795.98122510887595},{"$f":"IFERROR(IF(OR(R40=\"\",'Historical scenario - input'!$D25=\"\"),\"\",R40/'Historical scenario - input'!$D25),\"\")","v":851.18811477359031},{"$f":"IFERROR(IF(OR(S40=\"\",'Historical scenario - input'!$D25=\"\"),\"\",S40/'Historical scenario - input'!$D25),\"\")","v":914.96499412693129},{"$f":"IFERROR(IF(OR(T40=\"\",'Historical scenario - input'!$D25=\"\"),\"\",T40/'Historical scenario - input'!$D25),\"\")","v":985.43586454927993},{"$f":"IFERROR(IF(OR(U40=\"\",'Historical scenario - input'!$D25=\"\"),\"\",U40/'Historical scenario - input'!$D25),\"\")","v":1060.5015553383732},{"$f":"IFERROR(IF(OR(V40=\"\",'Historical scenario - input'!$D25=\"\"),\"\",V40/'Historical scenario - input'!$D25),\"\")","v":1137.9591063200728},{"$f":"IFERROR(IF(OR(W40=\"\",'Historical scenario - input'!$D25=\"\"),\"\",W40/'Historical scenario - input'!$D25),\"\")","v":1215.622850487699}]
[{"$f":"IFERROR('Historical scenario - input'!A26,\"\")","v":3},{"$f":"IFERROR('Historical scenario - input'!B26,\"\")","v":"SERVICE LINES"},{"$f":"IFERROR('Historical scenario - input'!C26,\"\")","v":"˂ = 11 kv ; residential ; simple type"},{"$f":"IFERROR(repcalc('Historical scenario - input'!$CV26:$GH26,'Historical scenario - input'!$G26,'Historical scenario - input'!$E26,'Historical scenario - input'!$F26,20,TRUE,TRUE),\"\")","v":7341.4270874817576},6350.2767906702784,5620.8082545289317,5074.6413265636629,4660.1643403878352,4345.5284671343879,4112.7340409634207,3952.8965717433107,3862.606333441413,3841.2135585963233,3888.8554332297031,4005.0654336899374,4187.8472579517356,4433.1366079969193,4734.6022374045633,5083.7474964683597,5470.2661962548509,5882.5885409385592,6308.5338488420239,6735.9765133897099,{"$f":"IFERROR(IF(OR(D41=\"\",'Historical scenario - input'!$D26=\"\"),\"\",D41/'Historical scenario - input'!$D26),\"\")","v":15240.331471231731},{"$f":"IFERROR(IF(OR(E41=\"\",'Historical scenario - input'!$D26=\"\"),\"\",E41/'Historical scenario - input'!$D26),\"\")","v":13182.767065671707},{"$f":"IFERROR(IF(OR(F41=\"\",'Historical scenario - input'!$D26=\"\"),\"\",F41/'Historical scenario - input'!$D26),\"\")","v":11668.437200898541},{"$f":"IFERROR(IF(OR(G41=\"\",'Historical scenario - input'!$D26=\"\"),\"\",G41/'Historical scenario - input'!$D26),\"\")","v":10534.62971066162},{"$f":"IFERROR(IF(OR(H41=\"\",'Historical scenario - input'!$D26=\"\"),\"\",H41/'Historical scenario - input'!$D26),\"\")","v":9674.2020879058509},{"$f":"IFERROR(IF(OR(I41=\"\",'Historical scenario - input'!$D26=\"\"),\"\",I41/'Historical scenario - input'!$D26),\"\")","v":9021.0382079158881},{"$f":"IFERROR(IF(OR(J41=\"\",'Historical scenario - input'!$D26=\"\"),\"\",J41/'Historical scenario - input'!$D26),\"\")","v":8537.7719196011312},{"$f":"IFERROR(IF(OR(K41=\"\",'Historical scenario - input'!$D26=\"\"),\"\",K41/'Historical scenario - input'!$D26),\"\")","v":8205.9595916423095},{"$f":"IFERROR(IF(OR(L41=\"\",'Historical scenario - input'!$D26=\"\"),\"\",L41/'Historical scenario - input'!$D26),\"\")","v":8018.5228516270336},{"$f":"IFERROR(IF(OR(M41=\"\",'Historical scenario - input'!$D26=\"\"),\"\",M41/'Historical scenario - input'!$D26),\"\")","v":7974.1128240065827},{"$f":"IFERROR(IF(OR(N41=\"\",'Historical scenario - input'!$D26=\"\"),\"\",N41/'Historical scenario - input'!$D26),\"\")","v":8073.0142981575209},{"$f":"IFERROR(IF(OR(O41=\"\",'Historical scenario - input'!$D26=\"\"),\"\",O41/'Historical scenario - input'!$D26),\"\")","v":8314.2588009199226},{"$f":"IFERROR(IF(OR(P41=\"\",'Historical scenario - input'!$D26=\"\"),\"\",P41/'Historical scenario - input'!$D26),\"\")","v":8693.7021374091164},{"$f":"IFERROR(IF(OR(Q41=\"\",'Historical scenario - input'!$D26=\"\"),\"\",Q41/'Historical scenario - input'!$D26),\"\")","v":9202.9070857802508},{"$f":"IFERROR(IF(OR(R41=\"\",'Historical scenario - input'!$D26=\"\"),\"\",R41/'Historical scenario - input'!$D26),\"\")","v":9828.7303847939002},{"$f":"IFERROR(IF(OR(S41=\"\",'Historical scenario - input'!$D26=\"\"),\"\",S41/'Historical scenario - input'!$D26),\"\")","v":10553.533534962698},{"$f":"IFERROR(IF(OR(T41=\"\",'Historical scenario - input'!$D26=\"\"),\"\",T41/'Historical scenario - input'!$D26),\"\")","v":11355.921549497383},{"$f":"IFERROR(IF(OR(U41=\"\",'Historical scenario - input'!$D26=\"\"),\"\",U41/'Historical scenario - input'!$D26),\"\")","v":12211.876274797349},{"$f":"IFERROR(IF(OR(V41=\"\",'Historical scenario - input'!$D26=\"\"),\"\",V41/'Historical scenario - input'!$D26),\"\")","v":13096.111397439066},{"$f":"IFERROR(IF(OR(W41=\"\",'Historical scenario - input'!$D26=\"\"),\"\",W41/'Historical scenario - input'!$D26),\"\")","v":13983.454936375962}]
[{"$f":"IFERROR('Historical scenario - input'!A27,\"\")","v":4},{"$f":"IFERROR('Historical scenario - input'!B27,\"\")","v":"SWITCHGEAR"},{"$f":"IFERROR('Historical scenario - input'!C27,\"\")","v":"˂ = 11 kv ; circuit breaker"},{"$f":"IFERROR(repcalc('Historical scenario - input'!$CV27:$GH27,'Historical scenario - input'!$G27,'Historical scenario - input'!$E27,'Historical scenario - input'!$F27,20,TRUE,TRUE),\"\")","v":8992.1562495394974},8964.4099334914281,8937.7754465239359,8913.3955444794847,8889.2764735494311,8861.1944676359635,8823.9589768941187,8772.8884896062191,8705.3262890855913,8622.0148070794494,8528.1610086051041,8434.0601136547903,8355.1953424523672,8311.788537046561,8327.8307885044469,8429.6655673228779,8644.2250940682861,8997.0343084191409,9510.1004209025268,10199.806402760087,{"$f":"IFERROR(IF(OR(D42=\"\",'Historical scenario - input'!$D27=\"\"),\"\",D42/'Historical scenario - input'!$D27),\"\")","v":69.509712755321658},{"$f":"IFERROR(IF(OR(E42=\"\",'Historical scenario - input'!$D27=\"\"),\"\",E42/'Historical scenario - input'!$D27),\"\")","v":69.295232667898972},{"$f":"IFERROR(IF(OR(F42=\"\",'Historical scenario - input'!$D27=\"\"),\"\",F42/'Historical scenario - input'!$D27),\"\")","v":69.08934706191981},{"$f":"IFERROR(IF(OR(G42=\"\",'Historical scenario - input'!$D27=\"\"),\"\",G42/'Historical scenario - input'!$D27),\"\")","v":68.900889483883461},{"$f":"IFERROR(IF(OR(H42=\"\",'Historical scenario - input'!$D27=\"\"),\"\",H42/'Historical scenario - input'!$D27),\"\")","v":68.714448140367097},{"$f":"IFERROR(IF(OR(I42=\"\",'Historical scenario - input'!$D27=\"\"),\"\",I42/'Historical scenario - input'!$D27),\"\")","v":68.497373157407537},{"$f":"IFERROR(IF(OR(J42=\"\",'Historical scenario - input'!$D27=\"\"),\"\",J42/'Historical scenario - input'!$D27),\"\")","v":68.20954138558956},{"$f":"IFERROR(IF(OR(K42=\"\",'Historical scenario - input'!$D27=\"\"),\"\",K42/'Historical scenario - input'!$D27),\"\")","v":67.814764559748937},{"$f":"IFERROR(IF(OR(L42=\"\",'Historical scenario - input'!$D27=\"\"),\"\",L42/'Historical scenario - input'!$D27),\"\")","v":67.292506157983865},{"$f":"IFERROR(IF(OR(M42=\"\",'Historical scenario - input'!$D27=\"\"),\"\",M42/'Historical scenario - input'!$D27),\"\")","v":66.648505206180602},{"$f":"IFERROR(IF(OR(N42=\"\",'Historical scenario - input'!$D27=\"\"),\"\",N42/'Historical scenario - input'!$D27),\"\")","v":65.923011743666351},{"$f":"IFERROR(IF(OR(O42=\"\",'Historical scenario - input'!$D27=\"\"),\"\",O42/'Historical scenario - input'!$D27),\"\")","v":65.195608215914035},{"$f":"IFERROR(IF(OR(P42=\"\",'Historical scenario - input'!$D27=\"\"),\"\",P42/'Historical scenario - input'!$D27),\"\")","v":64.58598050920294},{"$f":"IFERROR(IF(OR(Q42=\"\",'Historical scenario - input'!$D27=\"\"),\"\",Q42/'Historical scenario - input'!$D27),\"\")","v":64.250444238295927},{"$f":"IFERROR(IF(OR(R42=\"\",'Historical scenario - input'!$D27=\"\"),\"\",R42/'Historical scenario - input'!$D27),\"\")","v":64.374451457459116},{"$f":"IFERROR(IF(OR(S42=\"\",'Historical scenario - input'!$D27=\"\"),\"\",S42/'Historical scenario - input'!$D27),\"\")","v":65.161638204190012},{"$f":"IFERROR(IF(OR(T42=\"\",'Historical scenario - input'!$D27=\"\"),\"\",T42/'Historical scenario - input'!$D27),\"\")","v":66.820191576608863},{"$f":"IFERROR(IF(OR(U42=\"\",'Historical scenario - input'!$D27=\"\"),\"\",U42/'Historical scenario - input'!$D27),\"\")","v":69.547420337587582},{"$f":"IFERROR(IF(OR(V42=\"\",'Historical scenario - input'!$D27=\"\"),\"\",V42/'Historical scenario - input'!$D27),\"\")","v":73.513441068714897},{"$f":"IFERROR(IF(OR(W42=\"\",'Historical scenario - input'!$D27=\"\"),\"\",W42/'Historical scenario - input'!$D27),\"\")","v":78.844894766152734}]
[{"$f":"IFERROR('Historical scenario - input'!A28,\"\")","v":4},{"$f":"IFERROR('Historical scenario - input'!B28,\"\")","v":"SWITCHGEAR"},{"$f":"IFERROR('Historical scenario - input'!C28,\"\")","v":"˂ = 11 kv ; switch"},{"$f":"IFERROR(repcalc('Historical scenario - input'!$CV28:$GH28,'Historical scenario - input'!$G28,'Historical scenario - input'!$E28,'Historical scenario - input'!$F28,20,TRUE,TRUE),\"\")","v":17503.074424265484},17597.772933099459,17917.264935538307,18348.722877888737,18809.501083026498,19245.364243918422,19628.524650695053,19955.17889479408,20242.383801999404,20524.235504680546,20847.431209946044,21266.39190203926,21838.192322354549,22617.574007227871,23652.308253958814,24979.136432030678,26620.456450911148,28581.858537358654,30850.551340792976,33394.670025800035,{"$f":"IFERROR(IF(OR(D43=\"\",'Historical scenario - input'!$D28=\"\"),\"\",D43/'Historical scenario - input'!$D28),\"\")","v":2952.5196549417437},{"$f":"IFERROR(IF(OR(E43=\"\",'Historical scenario - input'!$D28=\"\"),\"\",E43/'Historical scenario - input'!$D28),\"\")","v":2968.4939461918775},{"$f":"IFERROR(IF(OR(F43=\"\",'Historical scenario - input'!$D28=\"\"),\"\",F43/'Historical scenario - input'!$D28),\"\")","v":3022.3877018791436},{"$f":"IFERROR(IF(OR(G43=\"\",'Historical scenario - input'!$D28=\"\"),\"\",G43/'Historical scenario - input'!$D28),\"\")","v":3095.1685187911885},{"$f":"IFERROR(IF(OR(H43=\"\",'Historical scenario - input'!$D28=\"\"),\"\",H43/'Historical scenario - input'!$D28),\"\")","v":3172.8952469225587},{"$f":"IFERROR(IF(OR(I43=\"\",'Historical scenario - input'!$D28=\"\"),\"\",I43/'Historical scenario - input'!$D28),\"\")","v":3246.4191615334885},{"$f":"IFERROR(IF(OR(J43=\"\",'Historical scenario - input'!$D28=\"\"),\"\",J43/'Historical scenario - input'!$D28),\"\")","v":3311.0528712796522},{"$f":"IFERROR(IF(OR(K43=\"\",'Historical scenario - input'!$D28=\"\"),\"\",K43/'Historical scenario - input'!$D28),\"\")","v":3366.1547952442465},{"$f":"IFERROR(IF(OR(L43=\"\",'Historical scenario - input'!$D28=\"\"),\"\",L43/'Historical scenario - input'!$D28),\"\")","v":3414.6021772849604},{"$f":"IFERROR(IF(OR(M43=\"\",'Historical scenario - input'!$D28=\"\"),\"\",M43/'Historical scenario - input'!$D28),\"\")","v":3462.1465498776506},{"$f":"IFERROR(IF(OR(N43=\"\",'Historical scenario - input'!$D28=\"\"),\"\",N43/'Historical scenario - input'!$D28),\"\")","v":3516.6650675425371},{"$f":"IFERROR(IF(OR(O43=\"\",'Historical scenario - input'!$D28=\"\"),\"\",O43/'Historical scenario - input'!$D28),\"\")","v":3587.3377761232832},{"$f":"IFERROR(IF(OR(P43=\"\",'Historical scenario - input'!$D28=\"\"),\"\",P43/'Historical scenario - input'!$D28),\"\")","v":3683.792372542317},{"$f":"IFERROR(IF(OR(Q43=\"\",'Historical scenario - input'!$D28=\"\"),\"\",Q43/'Historical scenario - input'!$D28),\"\")","v":3815.2629752211183},{"$f":"IFERROR(IF(OR(R43=\"\",'Historical scenario - input'!$D28=\"\"),\"\",R43/'Historical scenario - input'!$D28),\"\")","v":3989.8079224150256},{"$f":"IFERROR(IF(OR(S43=\"\",'Historical scenario - input'!$D28=\"\"),\"\",S43/'Historical scenario - input'!$D28),\"\")","v":4213.6249604695913},{"$f":"IFERROR(IF(OR(T43=\"\",'Historical scenario - input'!$D28=\"\"),\"\",T43/'Historical scenario - input'!$D28),\"\")","v":4490.4922980771844},{"$f":"IFERROR(IF(OR(U43=\"\",'Historical scenario - input'!$D28=\"\"),\"\",U43/'Historical scenario - input'!$D28),\"\")","v":4821.3529269648452},{"$f":"IFERROR(IF(OR(V43=\"\",'Historical scenario - input'!$D28=\"\"),\"\",V43/'Historical scenario - input'!$D28),\"\")","v":5204.0491282606818},{"$f":"IFERROR(IF(OR(W43=\"\",'Historical scenario - input'!$D28=\"\"),\"\",W43/'Historical scenario - input'!$D28),\"\")","v":5633.2057575425752}]
[{"$f":"IFERROR('Historical scenario - input'!A29,\"\")","v":4},{"$f":"IFERROR('Historical scenario - input'!B29,\"\")","v":"SWITCHGEAR"},{"$f":"IFERROR('Historical scenario - input'!C29,\"\")","v":"> 11 kv & < = 22 kv ; switch"},{"$f":"IFERROR(repcalc('Historical scenario - input'!$CV29:$GH29,'Historical scenario - input'!$G29,'Historical scenario - input'!$E29,'Historical scenario - input'!$F29,20,TRUE,TRUE),\"\")","v":3.6231951607630517E-5},7.336010579730717E-5,1.4445732422317843E-4,2.7664997202293183E-4,5.1526802348733701E-4,9.3335594359498792E-4,1.644269469576792E-3,2.8171522745962189E-3,4.6941755559545342E-3,7.6071161758162198E-3,1.198926403925347E-2,1.8377092130762305E-2,2.7395099910622486E-2,3.9717403475021978E-2,5.6001635332631687E-2,7.6794922863773152E-2,0.10241799966218298,0.1328409898124786,0.1675714452931045,0.20557964839762469,{"$f":"IFERROR(IF(OR(D44=\"\",'Historical scenario - input'!$D29=\"\"),\"\",D44/'Historical scenario - input'!$D29),\"\")","v":6.1118147969548183E-6},{"$f":"IFERROR(IF(OR(E44=\"\",'Historical scenario - input'!$D29=\"\"),\"\",E44/'Historical scenario - input'!$D29),\"\")","v":1.2374806220036094E-5},{"$f":"IFERROR(IF(OR(F44=\"\",'Historical scenario - input'!$D29=\"\"),\"\",F44/'Historical scenario - input'!$D29),\"\")","v":2.4367895532565847E-5},{"$f":"IFERROR(IF(OR(G44=\"\",'Historical scenario - input'!$D29=\"\"),\"\",G44/'Historical scenario - input'!$D29),\"\")","v":4.6666914630974457E-5},{"$f":"IFERROR(IF(OR(H44=\"\",'Historical scenario - input'!$D29=\"\"),\"\",H44/'Historical scenario - input'!$D29),\"\")","v":8.6918385309510532E-5},{"$f":"IFERROR(IF(OR(I44=\"\",'Historical scenario - input'!$D29=\"\"),\"\",I44/'Historical scenario - input'!$D29),\"\")","v":1.574438696724301E-4},{"$f":"IFERROR(IF(OR(J44=\"\",'Historical scenario - input'!$D29=\"\"),\"\",J44/'Historical scenario - input'!$D29),\"\")","v":2.7736486798089148E-4},{"$f":"IFERROR(IF(OR(K44=\"\",'Historical scenario - input'!$D29=\"\"),\"\",K44/'Historical scenario - input'!$D29),\"\")","v":4.7521351164329684E-4},{"$f":"IFERROR(IF(OR(L44=\"\",'Historical scenario - input'!$D29=\"\"),\"\",L44/'Historical scenario - input'!$D29),\"\")","v":7.9184063649346387E-4},{"$f":"IFERROR(IF(OR(M44=\"\",'Historical scenario - input'!$D29=\"\"),\"\",M44/'Historical scenario - input'!$D29),\"\")","v":1.2832122792887687E-3},{"$f":"IFERROR(IF(OR(N44=\"\",'Historical scenario - input'!$D29=\"\"),\"\",N44/'Historical scenario - input'!$D29),\"\")","v":2.0224182829907387E-3},{"$f":"IFERROR(IF(OR(O44=\"\",'Historical scenario - input'!$D29=\"\"),\"\",O44/'Historical scenario - input'!$D29),\"\")","v":3.0999540081672206E-3},{"$f":"IFERROR(IF(OR(P44=\"\",'Historical scenario - input'!$D29=\"\"),\"\",P44/'Historical scenario - input'!$D29),\"\")","v":4.621163629577609E-3},{"$f":"IFERROR(IF(OR(Q44=\"\",'Historical scenario - input'!$D29=\"\"),\"\",Q44/'Historical scenario - input'!$D29),\"\")","v":6.6997609426079439E-3},{"$f":"IFERROR(IF(OR(R44=\"\",'Historical scenario - input'!$D29=\"\"),\"\",R44/'Historical scenario - input'!$D29),\"\")","v":9.4466791959272496E-3},{"$f":"IFERROR(IF(OR(S44=\"\",'Historical scenario - input'!$D29=\"\"),\"\",S44/'Historical scenario - input'!$D29),\"\")","v":1.2954210995108673E-2},{"$f":"IFERROR(IF(OR(T44=\"\",'Historical scenario - input'!$D29=\"\"),\"\",T44/'Historical scenario - input'!$D29),\"\")","v":1.7276459534628412E-2},{"$f":"IFERROR(IF(OR(U44=\"\",'Historical scenario - input'!$D29=\"\"),\"\",U44/'Historical scenario - input'!$D29),\"\")","v":2.2408385172579096E-2},{"$f":"IFERROR(IF(OR(V44=\"\",'Historical scenario - input'!$D29=\"\"),\"\",V44/'Historical scenario - input'!$D29),\"\")","v":2.8266918933337548E-2},{"$f":"IFERROR(IF(OR(W44=\"\",'Historical scenario - input'!$D29=\"\"),\"\",W44/'Historical scenario - input'!$D29),\"\")","v":3.4678362088691836E-2}]
[{"$f":"IFERROR('Historical scenario - input'!A30,\"\")","v":4},{"$f":"IFERROR('Historical scenario - input'!B30,\"\")","v":"SWITCHGEAR"},{"$f":"IFERROR('Historical scenario - input'!C30,\"\")","v":"> 22 kv & < = 33 kv ; circuit breaker"},{"$f":"IFERROR(repcalc('Historical scenario - input'!$CV30:$GH30,'Historical scenario - input'!$G30,'Historical scenario - input'!$E30,'Historical scenario - input'!$F30,20,TRUE,TRUE),\"\")","v":7255.8433598496586},7225.6534059365931,7152.6987347316963,7037.453947762926,6881.2451801373109,6686.5015294882387,6456.9181526850407,6197.4998387625355,5914.4742487210751,5615.0850049361561,5307.2927041264029,4999.4239398990658,4699.813157440849,4416.4797223523892,4156.8743446576354,3927.7171493543542,3734.9366552087886,3583.7068331250312,3478.5696829059443,3423.6239473899782,{"$f":"IFERROR(IF(OR(D45=\"\",'Historical scenario - input'!$D30=\"\"),\"\",D45/'Historical scenario - input'!$D30),\"\")","v":17.243596582776387},{"$f":"IFERROR(IF(OR(E45=\"\",'Historical scenario - input'!$D30=\"\"),\"\",E45/'Historical scenario - input'!$D30),\"\")","v":17.17184980430951},{"$f":"IFERROR(IF(OR(F45=\"\",'Historical scenario - input'!$D30=\"\"),\"\",F45/'Historical scenario - input'!$D30),\"\")","v":16.998472175177174},{"$f":"IFERROR(IF(OR(G45=\"\",'Historical scenario - input'!$D30=\"\"),\"\",G45/'Historical scenario - input'!$D30),\"\")","v":16.724591591459795},{"$f":"IFERROR(IF(OR(H45=\"\",'Historical scenario - input'!$D30=\"\"),\"\",H45/'Historical scenario - input'!$D30),\"\")","v":16.353359628744908},{"$f":"IFERROR(IF(OR(I45=\"\",'Historical scenario - input'!$D30=\"\"),\"\",I45/'Historical scenario - input'!$D30),\"\")","v":15.890549065960197},{"$f":"IFERROR(IF(OR(J45=\"\",'Historical scenario - input'!$D30=\"\"),\"\",J45/'Historical scenario - input'!$D30),\"\")","v":15.344941486610811},{"$f":"IFERROR(IF(OR(K45=\"\",'Historical scenario - input'!$D30=\"\"),\"\",K45/'Historical scenario - input'!$D30),\"\")","v":14.728430830355903},{"$f":"IFERROR(IF(OR(L45=\"\",'Historical scenario - input'!$D30=\"\"),\"\",L45/'Historical scenario - input'!$D30),\"\")","v":14.055817206379004},{"$f":"IFERROR(IF(OR(M45=\"\",'Historical scenario - input'!$D30=\"\"),\"\",M45/'Historical scenario - input'!$D30),\"\")","v":13.344315167950683},{"$f":"IFERROR(IF(OR(N45=\"\",'Historical scenario - input'!$D30=\"\"),\"\",N45/'Historical scenario - input'!$D30),\"\")","v":12.612843166251087},{"$f":"IFERROR(IF(OR(O45=\"\",'Historical scenario - input'!$D30=\"\"),\"\",O45/'Historical scenario - input'!$D30),\"\")","v":11.881189448345566},{"$f":"IFERROR(IF(OR(P45=\"\",'Historical scenario - input'!$D30=\"\"),\"\",P45/'Historical scenario - input'!$D30),\"\")","v":11.169160920669837},{"$f":"IFERROR(IF(OR(Q45=\"\",'Historical scenario - input'!$D30=\"\"),\"\",Q45/'Historical scenario - input'!$D30),\"\")","v":10.495815699339301},{"$f":"IFERROR(IF(OR(R45=\"\",'Historical scenario - input'!$D30=\"\"),\"\",R45/'Historical scenario - input'!$D30),\"\")","v":9.8788604838424252},{"$f":"IFERROR(IF(OR(S45=\"\",'Historical scenario - input'!$D30=\"\"),\"\",S45/'Historical scenario - input'!$D30),\"\")","v":9.3342657298106673},{"$f":"IFERROR(IF(OR(T45=\"\",'Historical scenario - input'!$D30=\"\"),\"\",T45/'Historical scenario - input'!$D30),\"\")","v":8.8761206314105152},{"$f":"IFERROR(IF(OR(U45=\"\",'Historical scenario - input'!$D30=\"\"),\"\",U45/'Historical scenario - input'!$D30),\"\")","v":8.5167211909915874},{"$f":"IFERROR(IF(OR(V45=\"\",'Historical scenario - input'!$D30=\"\"),\"\",V45/'Historical scenario - input'!$D30),\"\")","v":8.2668615241921835},{"$f":"IFERROR(IF(OR(W45=\"\",'Historical scenario - input'!$D30=\"\"),\"\",W45/'Historical scenario - input'!$D30),\"\")","v":8.1362823412919507}]
[{"$f":"IFERROR('Historical scenario - input'!A31,\"\")","v":4},{"$f":"IFERROR('Historical scenario - input'!B31,\"\")","v":"SWITCHGEAR"},{"$f":"IFERROR('Historical scenario - input'!C31,\"\")","v":"> 22 kv & < = 33 kv ; switch"},{"$f":"IFERROR(repcalc('Historical scenario - input'!$CV31:$GH31,'Historical scenario - input'!$G31,'Historical scenario - input'!$E31,'Historical scenario - input'!$F31,20,TRUE,TRUE),\"\")","v":2277.0887707922097},2253.358422837603,2214.1143774492566,2154.1063657619015,2071.7688900140165,1969.0766505110935,1851.0937388056468,1725.2904311713216,1600.7246258714483,1487.191309376778,1394.4320749062272,1331.4714277457938,1306.1145115340732,1324.6101748182948,1391.4607714863516,1509.3492685154702,1679.1546027517886,1900.033818339303,2169.5585813143489,2483.8988602313311,{"$f":"IFERROR(IF(OR(D46=\"\",'Historical scenario - input'!$D31=\"\"),\"\",D46/'Historical scenario - input'!$D31),\"\")","v":33.826912379241136},{"$f":"IFERROR(IF(OR(E46=\"\",'Historical scenario - input'!$D31=\"\"),\"\",E46/'Historical scenario - input'!$D31),\"\")","v":33.474390153807597},{"$f":"IFERROR(IF(OR(F46=\"\",'Historical scenario - input'!$D31=\"\"),\"\",F46/'Historical scenario - input'!$D31),\"\")","v":32.891406784082967},{"$f":"IFERROR(IF(OR(G46=\"\",'Historical scenario - input'!$D31=\"\"),\"\",G46/'Historical scenario - input'!$D31),\"\")","v":31.999967776769068},{"$f":"IFERROR(IF(OR(H46=\"\",'Historical scenario - input'!$D31=\"\"),\"\",H46/'Historical scenario - input'!$D31),\"\")","v":30.776817141019983},{"$f":"IFERROR(IF(OR(I46=\"\",'Historical scenario - input'!$D31=\"\"),\"\",I46/'Historical scenario - input'!$D31),\"\")","v":29.251289707811971},{"$f":"IFERROR(IF(OR(J46=\"\",'Historical scenario - input'!$D31=\"\"),\"\",J46/'Historical scenario - input'!$D31),\"\")","v":27.498614244430978},{"$f":"IFERROR(IF(OR(K46=\"\",'Historical scenario - input'!$D31=\"\"),\"\",K46/'Historical scenario - input'!$D31),\"\")","v":25.629764193897152},{"$f":"IFERROR(IF(OR(L46=\"\",'Historical scenario - input'!$D31=\"\"),\"\",L46/'Historical scenario - input'!$D31),\"\")","v":23.779297652857352},{"$f":"IFERROR(IF(OR(M46=\"\",'Historical scenario - input'!$D31=\"\"),\"\",M46/'Historical scenario - input'!$D31),\"\")","v":22.092722408865551},{"$f":"IFERROR(IF(OR(N46=\"\",'Historical scenario - input'!$D31=\"\"),\"\",N46/'Historical scenario - input'!$D31),\"\")","v":20.714753074929938},{"$f":"IFERROR(IF(OR(O46=\"\",'Historical scenario - input'!$D31=\"\"),\"\",O46/'Historical scenario - input'!$D31),\"\")","v":19.779451683893107},{"$f":"IFERROR(IF(OR(P46=\"\",'Historical scenario - input'!$D31=\"\"),\"\",P46/'Historical scenario - input'!$D31),\"\")","v":19.402766245053929},{"$f":"IFERROR(IF(OR(Q46=\"\",'Historical scenario - input'!$D31=\"\"),\"\",Q46/'Historical scenario - input'!$D31),\"\")","v":19.677525485596686},{"$f":"IFERROR(IF(OR(R46=\"\",'Historical scenario - input'!$D31=\"\"),\"\",R46/'Historical scenario - input'!$D31),\"\")","v":20.670613372637479},{"$f":"IFERROR(IF(OR(S46=\"\",'Historical scenario - input'!$D31=\"\"),\"\",S46/'Historical scenario - input'!$D31),\"\")","v":22.421886274544171},{"$f":"IFERROR(IF(OR(T46=\"\",'Historical scenario - input'!$D31=\"\"),\"\",T46/'Historical scenario - input'!$D31),\"\")","v":24.944401091013685},{"$f":"IFERROR(IF(OR(U46=\"\",'Historical scenario - input'!$D31=\"\"),\"\",U46/'Historical scenario - input'!$D31),\"\")","v":28.225635431945829},{"$f":"IFERROR(IF(OR(V46=\"\",'Historical scenario - input'!$D31=\"\"),\"\",V46/'Historical scenario - input'!$D31),\"\")","v":32.229515587228796},{"$f":"IFERROR(IF(OR(W46=\"\",'Historical scenario - input'!$D31=\"\"),\"\",W46/'Historical scenario - input'!$D31),\"\")","v":36.899145163633783}]
[{"$f":"IFERROR('Historical scenario - input'!A32,\"\")","v":4},{"$f":"IFERROR('Historical scenario - input'!B32,\"\")","v":"SWITCHGEAR"},{"$f":"IFERROR('Historical scenario - input'!C32,\"\")","v":"> 33 kv & < = 66 kv ; circuit breaker"},{"$f":"IFERROR(repcalc('Historical scenario - input'!$CV32:$GH32,'Historical scenario - input'!$G32,'Historical scenario - input'!$E32,'Historical scenario - input'!$F32,20,TRUE,TRUE),\"\")","v":1.0880346973494812E-3},2.0134607933428583E-3,3.6406013649382786E-3,6.4318013440207754E-3,1.1102523115885297E-2,1.8725798407030626E-2,3.0859481027227978E-2,4.9689717961948612E-2,7.8176118867616634E-2,0.12017423335091824,0.18050046073550663,0.26489574827813889,0.37984061140661013,0.53217878452189848,0.72852336723291578,0.97444918846494544,1.2735168862861819,1.6262227396493212,2.0290146280514847,2.4735470156620885,{"$f":"IFERROR(IF(OR(D47=\"\",'Historical scenario - input'!$D32=\"\"),\"\",D47/'Historical scenario - input'!$D32),\"\")","v":1.2621194629142613E-5},{"$f":"IFERROR(IF(OR(E47=\"\",'Historical scenario - input'!$D32=\"\"),\"\",E47/'Historical scenario - input'!$D32),\"\")","v":2.3356130657261179E-5},{"$f":"IFERROR(IF(OR(F47=\"\",'Historical scenario - input'!$D32=\"\"),\"\",F47/'Historical scenario - input'!$D32),\"\")","v":4.2230949533082167E-5},{"$f":"IFERROR(IF(OR(G47=\"\",'Historical scenario - input'!$D32=\"\"),\"\",G47/'Historical scenario - input'!$D32),\"\")","v":7.4608849126428975E-5},{"$f":"IFERROR(IF(OR(H47=\"\",'Historical scenario - input'!$D32=\"\"),\"\",H47/'Historical scenario - input'!$D32),\"\")","v":1.2878918793812495E-4},{"$f":"IFERROR(IF(OR(I47=\"\",'Historical scenario - input'!$D32=\"\"),\"\",I47/'Historical scenario - input'!$D32),\"\")","v":2.1721912624382808E-4},{"$f":"IFERROR(IF(OR(J47=\"\",'Historical scenario - input'!$D32=\"\"),\"\",J47/'Historical scenario - input'!$D32),\"\")","v":3.5796975698273564E-4},{"$f":"IFERROR(IF(OR(K47=\"\",'Historical scenario - input'!$D32=\"\"),\"\",K47/'Historical scenario - input'!$D32),\"\")","v":5.7640036939328964E-4},{"$f":"IFERROR(IF(OR(L47=\"\",'Historical scenario - input'!$D32=\"\"),\"\",L47/'Historical scenario - input'!$D32),\"\")","v":9.0684241410938496E-4},{"$f":"IFERROR(IF(OR(M47=\"\",'Historical scenario - input'!$D32=\"\"),\"\",M47/'Historical scenario - input'!$D32),\"\")","v":1.3940202387155642E-3},{"$f":"IFERROR(IF(OR(N47=\"\",'Historical scenario - input'!$D32=\"\"),\"\",N47/'Historical scenario - input'!$D32),\"\")","v":2.0938040405718773E-3},{"$f":"IFERROR(IF(OR(O47=\"\",'Historical scenario - input'!$D32=\"\"),\"\",O47/'Historical scenario - input'!$D32),\"\")","v":3.0727887663833187E-3},{"$f":"IFERROR(IF(OR(P47=\"\",'Historical scenario - input'!$D32=\"\"),\"\",P47/'Historical scenario - input'!$D32),\"\")","v":4.406148348296183E-3},{"$f":"IFERROR(IF(OR(Q47=\"\",'Historical scenario - input'!$D32=\"\"),\"\",Q47/'Historical scenario - input'!$D32),\"\")","v":6.1732700559217436E-3},{"$f":"IFERROR(IF(OR(R47=\"\",'Historical scenario - input'!$D32=\"\"),\"\",R47/'Historical scenario - input'!$D32),\"\")","v":8.4508657969494423E-3},{"$f":"IFERROR(IF(OR(S47=\"\",'Historical scenario - input'!$D32=\"\"),\"\",S47/'Historical scenario - input'!$D32),\"\")","v":1.130360354663924E-2},{"$f":"IFERROR(IF(OR(T47=\"\",'Historical scenario - input'!$D32=\"\"),\"\",T47/'Historical scenario - input'!$D32),\"\")","v":1.4772786680859655E-2},{"$f":"IFERROR(IF(OR(U47=\"\",'Historical scenario - input'!$D32=\"\"),\"\",U47/'Historical scenario - input'!$D32),\"\")","v":1.8864172031876777E-2},{"$f":"IFERROR(IF(OR(V47=\"\",'Historical scenario - input'!$D32=\"\"),\"\",V47/'Historical scenario - input'!$D32),\"\")","v":2.3536555027518218E-2},{"$f":"IFERROR(IF(OR(W47=\"\",'Historical scenario - input'!$D32=\"\"),\"\",W47/'Historical scenario - input'!$D32),\"\")","v":2.8693127512438493E-2}]
[{"$f":"IFERROR('Historical scenario - input'!A33,\"\")","v":4},{"$f":"IFERROR('Historical scenario - input'!B33,\"\")","v":"SWITCHGEAR"},{"$f":"IFERROR('Historical scenario - input'!C33,\"\")","v":"> 33 kv & < = 66 kv ; switch"},{"$f":"IFERROR(repcalc('Historical scenario - input'!$CV33:$GH33,'Historical scenario - input'!$G33,'Historical scenario - input'!$E33,'Historical scenario - input'!$F33,20,TRUE,TRUE),\"\")","v":7.4242368827901426E-6},1.4734200952718058E-5,2.8617556041362226E-5,5.4396342995368909E-5,1.0119011655720696E-4,1.8422040882545726E-4,3.2822273621558337E-4,5.7230939631749338E-4,9.7661728297744653E-4,1.6309823777129239E-3,2.6656644717981794E-3,4.263763116570723E-3,6.6743970664133187E-3,1.0224978738163389E-2,1.5330072387625711E-2,2.2493520359506535E-2,3.2299968701039565E-2,4.5391886505241744E-2,6.2428922028438666E-2,8.4028173495404007E-2,{"$f":"IFERROR(IF(OR(D48=\"\",'Historical scenario - input'!$D33=\"\"),\"\",D48/'Historical scenario - input'!$D33),\"\")","v":7.7401767761825717E-7},{"$f":"IFERROR(IF(OR(E48=\"\",'Historical scenario - input'!$D33=\"\"),\"\",E48/'Historical scenario - input'!$D33),\"\")","v":1.5361217836973899E-6},{"$f":"IFERROR(IF(OR(F48=\"\",'Historical scenario - input'!$D33=\"\"),\"\",F48/'Historical scenario - input'!$D33),\"\")","v":2.9835381893042477E-6},{"$f":"IFERROR(IF(OR(G48=\"\",'Historical scenario - input'!$D33=\"\"),\"\",G48/'Historical scenario - input'!$D33),\"\")","v":5.6711190309405052E-6},{"$f":"IFERROR(IF(OR(H48=\"\",'Historical scenario - input'!$D33=\"\"),\"\",H48/'Historical scenario - input'!$D33),\"\")","v":1.0549628231433143E-5},{"$f":"IFERROR(IF(OR(I48=\"\",'Historical scenario - input'!$D33=\"\"),\"\",I48/'Historical scenario - input'!$D33),\"\")","v":1.9205994536556174E-5},{"$f":"IFERROR(IF(OR(J48=\"\",'Historical scenario - input'!$D33=\"\"),\"\",J48/'Historical scenario - input'!$D33),\"\")","v":3.4219032075336974E-5},{"$f":"IFERROR(IF(OR(K48=\"\",'Historical scenario - input'!$D33=\"\"),\"\",K48/'Historical scenario - input'!$D33),\"\")","v":5.966641377561961E-5},{"$f":"IFERROR(IF(OR(L48=\"\",'Historical scenario - input'!$D33=\"\"),\"\",L48/'Historical scenario - input'!$D33),\"\")","v":1.0181774278300901E-4},{"$f":"IFERROR(IF(OR(M48=\"\",'Historical scenario - input'!$D33=\"\"),\"\",M48/'Historical scenario - input'!$D33),\"\")","v":1.7003891607499834E-4},{"$f":"IFERROR(IF(OR(N48=\"\",'Historical scenario - input'!$D33=\"\"),\"\",N48/'Historical scenario - input'!$D33),\"\")","v":2.7791023594000893E-4},{"$f":"IFERROR(IF(OR(O48=\"\",'Historical scenario - input'!$D33=\"\"),\"\",O48/'Historical scenario - input'!$D33),\"\")","v":4.4452084133422435E-4},{"$f":"IFERROR(IF(OR(P48=\"\",'Historical scenario - input'!$D33=\"\"),\"\",P48/'Historical scenario - input'!$D33),\"\")","v":6.9584273756440876E-4},{"$f":"IFERROR(IF(OR(Q48=\"\",'Historical scenario - input'!$D33=\"\"),\"\",Q48/'Historical scenario - input'!$D33),\"\")","v":1.0660104764376756E-3},{"$f":"IFERROR(IF(OR(R48=\"\",'Historical scenario - input'!$D33=\"\"),\"\",R48/'Historical scenario - input'!$D33),\"\")","v":1.5982446700610249E-3},{"$f":"IFERROR(IF(OR(S48=\"\",'Historical scenario - input'!$D33=\"\"),\"\",S48/'Historical scenario - input'!$D33),\"\")","v":2.3450736641341032E-3},{"$f":"IFERROR(IF(OR(T48=\"\",'Historical scenario - input'!$D33=\"\"),\"\",T48/'Historical scenario - input'!$D33),\"\")","v":3.3674500363901874E-3},{"$f":"IFERROR(IF(OR(U48=\"\",'Historical scenario - input'!$D33=\"\"),\"\",U48/'Historical scenario - input'!$D33),\"\")","v":4.7323547362748989E-3},{"$f":"IFERROR(IF(OR(V48=\"\",'Historical scenario - input'!$D33=\"\"),\"\",V48/'Historical scenario - input'!$D33),\"\")","v":6.5085597358396172E-3},{"$f":"IFERROR(IF(OR(W48=\"\",'Historical scenario - input'!$D33=\"\"),\"\",W48/'Historical scenario - input'!$D33),\"\")","v":8.7604009314656769E-3}]
[{"$f":"IFERROR('Historical scenario - input'!A34,\"\")","v":4},{"$f":"IFERROR('Historical scenario - input'!B34,\"\")","v":"SWITCHGEAR"},{"$f":"IFERROR('Historical scenario - input'!C34,\"\")","v":"> 66 kv & < = 132 kv ; circuit breaker"},{"$f":"IFERROR(repcalc('Historical scenario - input'!$CV34:$GH34,'Historical scenario - input'!$G34,'Historical scenario - input'!$E34,'Historical scenario - input'!$F34,20,TRUE,TRUE),\"\")","v":165.11863863081669},163.12343576373175,160.7544745756133,158.31058699256161,156.02644792970639,154.07253269038765,152.57065704526414,151.62296871739605,151.35052517154767,151.93641274414421,153.66779708929636,156.97131859642181,162.43676939706461,170.8248842413623,183.0562086616703,200.17925304793837,223.31742062519069,253.59549304623025,292.04782071857636,339.51189961132349,{"$f":"IFERROR(IF(OR(D49=\"\",'Historical scenario - input'!$D34=\"\"),\"\",D49/'Historical scenario - input'!$D34),\"\")","v":1.9153750152778592},{"$f":"IFERROR(IF(OR(E49=\"\",'Historical scenario - input'!$D34=\"\"),\"\",E49/'Historical scenario - input'!$D34),\"\")","v":1.8922306764332921},{"$f":"IFERROR(IF(OR(F49=\"\",'Historical scenario - input'!$D34=\"\"),\"\",F49/'Historical scenario - input'!$D34),\"\")","v":1.8647507437648176},{"$f":"IFERROR(IF(OR(G49=\"\",'Historical scenario - input'!$D34=\"\"),\"\",G49/'Historical scenario - input'!$D34),\"\")","v":1.8364016654563959},{"$f":"IFERROR(IF(OR(H49=\"\",'Historical scenario - input'!$D34=\"\"),\"\",H49/'Historical scenario - input'!$D34),\"\")","v":1.8099056688282082},{"$f":"IFERROR(IF(OR(I49=\"\",'Historical scenario - input'!$D34=\"\"),\"\",I49/'Historical scenario - input'!$D34),\"\")","v":1.7872402661674616},{"$f":"IFERROR(IF(OR(J49=\"\",'Historical scenario - input'!$D34=\"\"),\"\",J49/'Historical scenario - input'!$D34),\"\")","v":1.7698185195337837},{"$f":"IFERROR(IF(OR(K49=\"\",'Historical scenario - input'!$D34=\"\"),\"\",K49/'Historical scenario - input'!$D34),\"\")","v":1.7588253417767439},{"$f":"IFERROR(IF(OR(L49=\"\",'Historical scenario - input'!$D34=\"\"),\"\",L49/'Historical scenario - input'!$D34),\"\")","v":1.7556649986130721},{"$f":"IFERROR(IF(OR(M49=\"\",'Historical scenario - input'!$D34=\"\"),\"\",M49/'Historical scenario - input'!$D34),\"\")","v":1.76246129022266},{"$f":"IFERROR(IF(OR(N49=\"\",'Historical scenario - input'!$D34=\"\"),\"\",N49/'Historical scenario - input'!$D34),\"\")","v":1.7825453361186678},{"$f":"IFERROR(IF(OR(O49=\"\",'Historical scenario - input'!$D34=\"\"),\"\",O49/'Historical scenario - input'!$D34),\"\")","v":1.8208661617362323},{"$f":"IFERROR(IF(OR(P49=\"\",'Historical scenario - input'!$D34=\"\"),\"\",P49/'Historical scenario - input'!$D34),\"\")","v":1.884265351540525},{"$f":"IFERROR(IF(OR(Q49=\"\",'Historical scenario - input'!$D34=\"\"),\"\",Q49/'Historical scenario - input'!$D34),\"\")","v":1.98156742313749},{"$f":"IFERROR(IF(OR(R49=\"\",'Historical scenario - input'!$D34=\"\"),\"\",R49/'Historical scenario - input'!$D34),\"\")","v":2.1234506980523036},{"$f":"IFERROR(IF(OR(S49=\"\",'Historical scenario - input'!$D34=\"\"),\"\",S49/'Historical scenario - input'!$D34),\"\")","v":2.3220778892338001},{"$f":"IFERROR(IF(OR(T49=\"\",'Historical scenario - input'!$D34=\"\"),\"\",T49/'Historical scenario - input'!$D34),\"\")","v":2.5904804659766416},{"$f":"IFERROR(IF(OR(U49=\"\",'Historical scenario - input'!$D34=\"\"),\"\",U49/'Historical scenario - input'!$D34),\"\")","v":2.9417058873277671},{"$f":"IFERROR(IF(OR(V49=\"\",'Historical scenario - input'!$D34=\"\"),\"\",V49/'Historical scenario - input'!$D34),\"\")","v":3.387752610542111},{"$f":"IFERROR(IF(OR(W49=\"\",'Historical scenario - input'!$D34=\"\"),\"\",W49/'Historical scenario - input'!$D34),\"\")","v":3.9383355828109843}]
[{"$f":"IFERROR('Historical scenario - input'!A35,\"\")","v":4},{"$f":"IFERROR('Historical scenario - input'!B35,\"\")","v":"SWITCHGEAR"},{"$f":"IFERROR('Historical scenario - input'!C35,\"\")","v":"> 66 kv & < = 132 kv ; switch"},{"$f":"IFERROR(repcalc('Historical scenario - input'!$CV35:$GH35,'Historical scenario - input'!$G35,'Historical scenario - input'!$E35,'Historical scenario - input'!$F35,20,TRUE,TRUE),\"\")","v":19.846046832040589},20.984203752638187,22.236966471884468,23.609539923419309,25.108096046283681,26.746165367561705,28.552679427135772,30.581203130038826,32.919691502191128,35.699858250457048,39.104962866234416,43.374554566898155,48.80453999783407,55.740978207406002,64.566359402880451,75.677860439412498,89.458176068804875,106.24087910139642,126.2736337887319,149.68366597733262,{"$f":"IFERROR(IF(OR(D50=\"\",'Historical scenario - input'!$D35=\"\"),\"\",D50/'Historical scenario - input'!$D35),\"\")","v":2.069059934556702},{"$f":"IFERROR(IF(OR(E50=\"\",'Historical scenario - input'!$D35=\"\"),\"\",E50/'Historical scenario - input'!$D35),\"\")","v":2.1877190762778138},{"$f":"IFERROR(IF(OR(F50=\"\",'Historical scenario - input'!$D35=\"\"),\"\",F50/'Historical scenario - input'!$D35),\"\")","v":2.3183265051444053},{"$f":"IFERROR(IF(OR(G50=\"\",'Historical scenario - input'!$D35=\"\"),\"\",G50/'Historical scenario - input'!$D35),\"\")","v":2.4614248642202283},{"$f":"IFERROR(IF(OR(H50=\"\",'Historical scenario - input'!$D35=\"\"),\"\",H50/'Historical scenario - input'!$D35),\"\")","v":2.6176576122200723},{"$f":"IFERROR(IF(OR(I50=\"\",'Historical scenario - input'!$D35=\"\"),\"\",I50/'Historical scenario - input'!$D35),\"\")","v":2.7884353812824245},{"$f":"IFERROR(IF(OR(J50=\"\",'Historical scenario - input'!$D35=\"\"),\"\",J50/'Historical scenario - input'!$D35),\"\")","v":2.9767744441452404},{"$f":"IFERROR(IF(OR(K50=\"\",'Historical scenario - input'!$D35=\"\"),\"\",K50/'Historical scenario - input'!$D35),\"\")","v":3.1882592378422507},{"$f":"IFERROR(IF(OR(L50=\"\",'Historical scenario - input'!$D35=\"\"),\"\",L50/'Historical scenario - input'!$D35),\"\")","v":3.4320595593468615},{"$f":"IFERROR(IF(OR(M50=\"\",'Historical scenario - input'!$D35=\"\"),\"\",M50/'Historical scenario - input'!$D35),\"\")","v":3.7219072896735335},{"$f":"IFERROR(IF(OR(N50=\"\",'Historical scenario - input'!$D35=\"\"),\"\",N50/'Historical scenario - input'!$D35),\"\")","v":4.0769082424126255},{"$f":"IFERROR(IF(OR(O50=\"\",'Historical scenario - input'!$D35=\"\"),\"\",O50/'Historical scenario - input'!$D35),\"\")","v":4.5220367458129589},{"$f":"IFERROR(IF(OR(P50=\"\",'Historical scenario - input'!$D35=\"\"),\"\",P50/'Historical scenario - input'!$D35),\"\")","v":5.0881427010925631},{"$f":"IFERROR(IF(OR(Q50=\"\",'Historical scenario - input'!$D35=\"\"),\"\",Q50/'Historical scenario - input'!$D35),\"\")","v":5.8113046743265961},{"$f":"IFERROR(IF(OR(R50=\"\",'Historical scenario - input'!$D35=\"\"),\"\",R50/'Historical scenario - input'!$D35),\"\")","v":6.7313993810097399},{"$f":"IFERROR(IF(OR(S50=\"\",'Historical scenario - input'!$D35=\"\"),\"\",S50/'Historical scenario - input'!$D35),\"\")","v":7.8898347007509377},{"$f":"IFERROR(IF(OR(T50=\"\",'Historical scenario - input'!$D35=\"\"),\"\",T50/'Historical scenario - input'!$D35),\"\")","v":9.3265086739418805},{"$f":"IFERROR(IF(OR(U50=\"\",'Historical scenario - input'!$D35=\"\"),\"\",U50/'Historical scenario - input'!$D35),\"\")","v":11.076198107418241},{"$f":"IFERROR(IF(OR(V50=\"\",'Historical scenario - input'!$D35=\"\"),\"\",V50/'Historical scenario - input'!$D35),\"\")","v":13.164723366536911},{"$f":"IFERROR(IF(OR(W50=\"\",'Historical scenario - input'!$D35=\"\"),\"\",W50/'Historical scenario - input'!$D35),\"\")","v":15.605348448098114}]
[{"$f":"IFERROR('Historical scenario - input'!A36,\"\")","v":5},{"$f":"IFERROR('Historical scenario - input'!B36,\"\")","v":"TRANSFORMERS"},{"$f":"IFERROR('Historical scenario - input'!C36,\"\")","v":"ground outdoor / indoor chamber mounted ; ˂ 22 kv ; < = 60 kva ; multiple phase"},{"$f":"IFERROR(repcalc('Historical scenario - input'!$CV36:$GH36,'Historical scenario - input'!$G36,'Historical scenario - input'!$E36,'Historical scenario - input'!$F36,20,TRUE,TRUE),\"\")","v":0.46029923914540138},0.60068061579370235,0.77301206198140171,0.98099822030252126,1.2276921140454125,1.5151304031057378,1.8439530621380296,2.2130387317788451,2.619192832954405,3.0569282122352961,3.518376533616578,3.9933621865391591,4.4696590784152077,4.9334349824662507,5.3698695195576214,5.7639123990356929,6.1011306575695432,6.3685798062187757,6.5556261886336564,6.6546479369117968,{"$f":"IFERROR(IF(OR(D51=\"\",'Historical scenario - input'!$D36=\"\"),\"\",D51/'Historical scenario - input'!$D36),\"\")","v":3.2812930561699981E-3},{"$f":"IFERROR(IF(OR(E51=\"\",'Historical scenario - input'!$D36=\"\"),\"\",E51/'Historical scenario - input'!$D36),\"\")","v":4.2820169271606872E-3},{"$f":"IFERROR(IF(OR(F51=\"\",'Historical scenario - input'!$D36=\"\"),\"\",F51/'Historical scenario - input'!$D36),\"\")","v":5.5105003345747253E-3},{"$f":"IFERROR(IF(OR(G51=\"\",'Historical scenario - input'!$D36=\"\"),\"\",G51/'Historical scenario - input'!$D36),\"\")","v":6.9931522249963469E-3},{"$f":"IFERROR(IF(OR(H51=\"\",'Historical scenario - input'!$D36=\"\"),\"\",H51/'Historical scenario - input'!$D36),\"\")","v":8.7517364061063824E-3},{"$f":"IFERROR(IF(OR(I51=\"\",'Historical scenario - input'!$D36=\"\"),\"\",I51/'Historical scenario - input'!$D36),\"\")","v":1.0800771428893153E-2},{"$f":"IFERROR(IF(OR(J51=\"\",'Historical scenario - input'!$D36=\"\"),\"\",J51/'Historical scenario - input'!$D36),\"\")","v":1.3144819422101297E-2},{"$f":"IFERROR(IF(OR(K51=\"\",'Historical scenario - input'!$D36=\"\"),\"\",K51/'Historical scenario - input'!$D36),\"\")","v":1.5775886653871588E-2},{"$f":"IFERROR(IF(OR(L51=\"\",'Historical scenario - input'!$D36=\"\"),\"\",L51/'Historical scenario - input'!$D36),\"\")","v":1.8671200220751825E-2},{"$f":"IFERROR(IF(OR(M51=\"\",'Historical scenario - input'!$D36=\"\"),\"\",M51/'Historical scenario - input'!$D36),\"\")","v":2.1791644354313845E-2},{"$f":"IFERROR(IF(OR(N51=\"\",'Historical scenario - input'!$D36=\"\"),\"\",N51/'Historical scenario - input'!$D36),\"\")","v":2.508112876784642E-2},{"$f":"IFERROR(IF(OR(O51=\"\",'Historical scenario - input'!$D36=\"\"),\"\",O51/'Historical scenario - input'!$D36),\"\")","v":2.846711551770266E-2},{"$f":"IFERROR(IF(OR(P51=\"\",'Historical scenario - input'!$D36=\"\"),\"\",P51/'Historical scenario - input'!$D36),\"\")","v":3.1862449576672384E-2},{"$f":"IFERROR(IF(OR(Q51=\"\",'Historical scenario - input'!$D36=\"\"),\"\",Q51/'Historical scenario - input'!$D36),\"\")","v":3.5168526415745631E-2},{"$f":"IFERROR(IF(OR(R51=\"\",'Historical scenario - input'!$D36=\"\"),\"\",R51/'Historical scenario - input'!$D36),\"\")","v":3.8279697354653731E-2},{"$f":"IFERROR(IF(OR(S51=\"\",'Historical scenario - input'!$D36=\"\"),\"\",S51/'Historical scenario - input'!$D36),\"\")","v":4.1088674763925963E-2},{"$f":"IFERROR(IF(OR(T51=\"\",'Historical scenario - input'!$D36=\"\"),\"\",T51/'Historical scenario - input'!$D36),\"\")","v":4.3492571698874688E-2},{"$f":"IFERROR(IF(OR(U51=\"\",'Historical scenario - input'!$D36=\"\"),\"\",U51/'Historical scenario - input'!$D36),\"\")","v":4.5399111965964051E-2},{"$f":"IFERROR(IF(OR(V51=\"\",'Historical scenario - input'!$D36=\"\"),\"\",V51/'Historical scenario - input'!$D36),\"\")","v":4.6732492392443079E-2},{"$f":"IFERROR(IF(OR(W51=\"\",'Historical scenario - input'!$D36=\"\"),\"\",W51/'Historical scenario - input'!$D36),\"\")","v":4.7438379666204657E-2}]
[{"$f":"IFERROR('Historical scenario - input'!A37,\"\")","v":5},{"$f":"IFERROR('Historical scenario - input'!B37,\"\")","v":"TRANSFORMERS"},{"$f":"IFERROR('Historical scenario - input'!C37,\"\")","v":"ground outdoor / indoor chamber mounted ; ˂ 22 kv ; > 60 kva and < = 600 kva ; multiple phase"},{"$f":"IFERROR(repcalc('Historical scenario - input'!$CV37:$GH37,'Historical scenario - input'!$G37,'Historical scenario - input'!$E37,'Historical scenario - input'!$F37,20,TRUE,TRUE),\"\")","v":762.63738957619239},771.43262776243216,780.50942406360502,790.56748724478359,802.27980159953654,816.25601132380211,833.00534575683412,852.90211761166984,876.15731876321274,902.79990543402823,932.67091006857618,965.43252042331551,1000.5927951247195,1037.5448928105582,1075.6178020276664,1114.133834739861,1152.4668538561457,1190.0945730926146,1226.6384488814563,1261.8857282047404,{"$f":"IFERROR(IF(OR(D52=\"\",'Historical scenario - input'!$D37=\"\"),\"\",D52/'Historical scenario - input'!$D37),\"\")","v":5.4365433569649957},{"$f":"IFERROR(IF(OR(E52=\"\",'Historical scenario - input'!$D37=\"\"),\"\",E52/'Historical scenario - input'!$D37),\"\")","v":5.4992411664192353},{"$f":"IFERROR(IF(OR(F52=\"\",'Historical scenario - input'!$D37=\"\"),\"\",F52/'Historical scenario - input'!$D37),\"\")","v":5.5639460934371572},{"$f":"IFERROR(IF(OR(G52=\"\",'Historical scenario - input'!$D37=\"\"),\"\",G52/'Historical scenario - input'!$D37),\"\")","v":5.6356460878499117},{"$f":"IFERROR(IF(OR(H52=\"\",'Historical scenario - input'!$D37=\"\"),\"\",H52/'Historical scenario - input'!$D37),\"\")","v":5.719138591194656},{"$f":"IFERROR(IF(OR(I52=\"\",'Historical scenario - input'!$D37=\"\"),\"\",I52/'Historical scenario - input'!$D37),\"\")","v":5.8187695182519175},{"$f":"IFERROR(IF(OR(J52=\"\",'Historical scenario - input'!$D37=\"\"),\"\",J52/'Historical scenario - input'!$D37),\"\")","v":5.9381689656040697},{"$f":"IFERROR(IF(OR(K52=\"\",'Historical scenario - input'!$D37=\"\"),\"\",K52/'Historical scenario - input'!$D37),\"\")","v":6.0800052620287257},{"$f":"IFERROR(IF(OR(L52=\"\",'Historical scenario - input'!$D37=\"\"),\"\",L52/'Historical scenario - input'!$D37),\"\")","v":6.2457824859930051},{"$f":"IFERROR(IF(OR(M52=\"\",'Historical scenario - input'!$D37=\"\"),\"\",M52/'Historical scenario - input'!$D37),\"\")","v":6.4357070550704236},{"$f":"IFERROR(IF(OR(N52=\"\",'Historical scenario - input'!$D37=\"\"),\"\",N52/'Historical scenario - input'!$D37),\"\")","v":6.6486457517976687},{"$f":"IFERROR(IF(OR(O52=\"\",'Historical scenario - input'!$D37=\"\"),\"\",O52/'Historical scenario - input'!$D37),\"\")","v":6.8821904449532347},{"$f":"IFERROR(IF(OR(P52=\"\",'Historical scenario - input'!$D37=\"\"),\"\",P52/'Historical scenario - input'!$D37),\"\")","v":7.1328342770937052},{"$f":"IFERROR(IF(OR(Q52=\"\",'Historical scenario - input'!$D37=\"\"),\"\",Q52/'Historical scenario - input'!$D37),\"\")","v":7.3962513137426766},{"$f":"IFERROR(IF(OR(R52=\"\",'Historical scenario - input'!$D37=\"\"),\"\",R52/'Historical scenario - input'!$D37),\"\")","v":7.6676581769698071},{"$f":"IFERROR(IF(OR(S52=\"\",'Historical scenario - input'!$D37=\"\"),\"\",S52/'Historical scenario - input'!$D37),\"\")","v":7.9422238940984817},{"$f":"IFERROR(IF(OR(T52=\"\",'Historical scenario - input'!$D37=\"\"),\"\",T52/'Historical scenario - input'!$D37),\"\")","v":8.2154849789567255},{"$f":"IFERROR(IF(OR(U52=\"\",'Historical scenario - input'!$D37=\"\"),\"\",U52/'Historical scenario - input'!$D37),\"\")","v":8.4837182571158891},{"$f":"IFERROR(IF(OR(V52=\"\",'Historical scenario - input'!$D37=\"\"),\"\",V52/'Historical scenario - input'!$D37),\"\")","v":8.7442252396911684},{"$f":"IFERROR(IF(OR(W52=\"\",'Historical scenario - input'!$D37=\"\"),\"\",W52/'Historical scenario - input'!$D37),\"\")","v":8.9954892937163429}]
[{"$f":"IFERROR('Historical scenario - input'!A38,\"\")","v":5},{"$f":"IFERROR('Historical scenario - input'!B38,\"\")","v":"TRANSFORMERS"},{"$f":"IFERROR('Historical scenario - input'!C38,\"\")","v":"ground outdoor / indoor chamber mounted ; ˂ 22 kv ; > 600 kva ; multiple phase"},{"$f":"IFERROR(repcalc('Historical scenario - input'!$CV38:$GH38,'Historical scenario - input'!$G38,'Historical scenario - input'!$E38,'Historical scenario - input'!$F38,20,TRUE,TRUE),\"\")","v":824.28834706469786},844.91194825132368,885.10684270249328,944.963092257075,1024.6346008955825,1124.1936747794841,1243.4607388415907,1381.8279807255867,1538.0980265889252,1710.3594258967873,1895.9193488394671,2091.3102407114311,2292.3812208696236,2494.4770450024339,2692.6980856920595,2882.2249596117354,3058.6823049451568,3218.5090415395753,3359.2983746161067,3480.0706622340558,{"$f":"IFERROR(IF(OR(D53=\"\",'Historical scenario - input'!$D38=\"\"),\"\",D53/'Historical scenario - input'!$D38),\"\")","v":12.003177681102134},{"$f":"IFERROR(IF(OR(E53=\"\",'Historical scenario - input'!$D38=\"\"),\"\",E53/'Historical scenario - input'!$D38),\"\")","v":12.303495828688209},{"$f":"IFERROR(IF(OR(F53=\"\",'Historical scenario - input'!$D38=\"\"),\"\",F53/'Historical scenario - input'!$D38),\"\")","v":12.888808555343397},{"$f":"IFERROR(IF(OR(G53=\"\",'Historical scenario - input'!$D38=\"\"),\"\",G53/'Historical scenario - input'!$D38),\"\")","v":13.760427329630938},{"$f":"IFERROR(IF(OR(H53=\"\",'Historical scenario - input'!$D38=\"\"),\"\",H53/'Historical scenario - input'!$D38),\"\")","v":14.920593280920807},{"$f":"IFERROR(IF(OR(I53=\"\",'Historical scenario - input'!$D38=\"\"),\"\",I53/'Historical scenario - input'!$D38),\"\")","v":16.370359321954805},{"$f":"IFERROR(IF(OR(J53=\"\",'Historical scenario - input'!$D38=\"\"),\"\",J53/'Historical scenario - input'!$D38),\"\")","v":18.107110504400541},{"$f":"IFERROR(IF(OR(K53=\"\",'Historical scenario - input'!$D38=\"\"),\"\",K53/'Historical scenario - input'!$D38),\"\")","v":20.121995945268338},{"$f":"IFERROR(IF(OR(L53=\"\",'Historical scenario - input'!$D38=\"\"),\"\",L53/'Historical scenario - input'!$D38),\"\")","v":22.397579645330531},{"$f":"IFERROR(IF(OR(M53=\"\",'Historical scenario - input'!$D38=\"\"),\"\",M53/'Historical scenario - input'!$D38),\"\")","v":24.906027315190968},{"$f":"IFERROR(IF(OR(N53=\"\",'Historical scenario - input'!$D38=\"\"),\"\",N53/'Historical scenario - input'!$D38),\"\")","v":27.60812632399545},{"$f":"IFERROR(IF(OR(O53=\"\",'Historical scenario - input'!$D38=\"\"),\"\",O53/'Historical scenario - input'!$D38),\"\")","v":30.453382599617793},{"$f":"IFERROR(IF(OR(P53=\"\",'Historical scenario - input'!$D38=\"\"),\"\",P53/'Historical scenario - input'!$D38),\"\")","v":33.38135156817912},{"$f":"IFERROR(IF(OR(Q53=\"\",'Historical scenario - input'!$D38=\"\"),\"\",Q53/'Historical scenario - input'!$D38),\"\")","v":36.324244178893771},{"$f":"IFERROR(IF(OR(R53=\"\",'Historical scenario - input'!$D38=\"\"),\"\",R53/'Historical scenario - input'!$D38),\"\")","v":39.21071270656762},{"$f":"IFERROR(IF(OR(S53=\"\",'Historical scenario - input'!$D38=\"\"),\"\",S53/'Historical scenario - input'!$D38),\"\")","v":41.970577929826874},{"$f":"IFERROR(IF(OR(T53=\"\",'Historical scenario - input'!$D38=\"\"),\"\",T53/'Historical scenario - input'!$D38),\"\")","v":44.540126409694459},{"$f":"IFERROR(IF(OR(U53=\"\",'Historical scenario - input'!$D38=\"\"),\"\",U53/'Historical scenario - input'!$D38),\"\")","v":46.867502168875163},{"$f":"IFERROR(IF(OR(V53=\"\",'Historical scenario - input'!$D38=\"\"),\"\",V53/'Historical scenario - input'!$D38),\"\")","v":48.917657780730295},{"$f":"IFERROR(IF(OR(W53=\"\",'Historical scenario - input'!$D38=\"\"),\"\",W53/'Historical scenario - input'!$D38),\"\")","v":50.676327829134642}]
[{"$f":"IFERROR('Historical scenario - input'!A39,\"\")","v":5},{"$f":"IFERROR('Historical scenario - input'!B39,\"\")","v":"TRANSFORMERS"},{"$f":"IFERROR('Historical scenario - input'!C39,\"\")","v":"ground outdoor / indoor chamber mounted ; > = 22 kv & < = 33 kv ; < = 15 mva"},{"$f":"IFERROR(repcalc('Historical scenario - input'!$CV39:$GH39,'Historical scenario - input'!$G39,'Historical scenario - input'!$E39,'Historical scenario - input'!$F39,20,TRUE,TRUE),\"\")","v":1079.0813053328159},1147.0290185300469,1217.9744362943438,1293.4050457082515,1374.8597891800159,1463.7904698192369,1561.4169866837751,1668.5891961313343,1785.6681256072809,1912.4378436658053,2048.0566554466641,2191.0527393201942,2339.3652751125674,2490.4280037719163,2641.2884658341059,2788.7532903995047,2929.548131051175,3060.4803054658905,3178.5928676034669,3281.3005548147416,{"$f":"IFERROR(IF(OR(D54=\"\",'Historical scenario - input'!$D39=\"\"),\"\",D54/'Historical scenario - input'!$D39),\"\")","v":0.89356292298527673},{"$f":"IFERROR(IF(OR(E54=\"\",'Historical scenario - input'!$D39=\"\"),\"\",E54/'Historical scenario - input'!$D39),\"\")","v":0.94982889378342406},{"$f":"IFERROR(IF(OR(F54=\"\",'Historical scenario - input'!$D39=\"\"),\"\",F54/'Historical scenario - input'!$D39),\"\")","v":1.0085771962112235},{"$f":"IFERROR(IF(OR(G54=\"\",'Historical scenario - input'!$D39=\"\"),\"\",G54/'Historical scenario - input'!$D39),\"\")","v":1.0710395848165599},{"$f":"IFERROR(IF(OR(H54=\"\",'Historical scenario - input'!$D39=\"\"),\"\",H54/'Historical scenario - input'!$D39),\"\")","v":1.1384904231435171},{"$f":"IFERROR(IF(OR(I54=\"\",'Historical scenario - input'!$D39=\"\"),\"\",I54/'Historical scenario - input'!$D39),\"\")","v":1.2121319166457545},{"$f":"IFERROR(IF(OR(J54=\"\",'Historical scenario - input'!$D39=\"\"),\"\",J54/'Historical scenario - input'!$D39),\"\")","v":1.292974236255251},{"$f":"IFERROR(IF(OR(K54=\"\",'Historical scenario - input'!$D39=\"\"),\"\",K54/'Historical scenario - input'!$D39),\"\")","v":1.3817211288790787},{"$f":"IFERROR(IF(OR(L54=\"\",'Historical scenario - input'!$D39=\"\"),\"\",L54/'Historical scenario - input'!$D39),\"\")","v":1.4786715532127181},{"$f":"IFERROR(IF(OR(M54=\"\",'Historical scenario - input'!$D39=\"\"),\"\",M54/'Historical scenario - input'!$D39),\"\")","v":1.5836467012896807},{"$f":"IFERROR(IF(OR(N54=\"\",'Historical scenario - input'!$D39=\"\"),\"\",N54/'Historical scenario - input'!$D39),\"\")","v":1.6959495845551062},{"$f":"IFERROR(IF(OR(O54=\"\",'Historical scenario - input'!$D39=\"\"),\"\",O54/'Historical scenario - input'!$D39),\"\")","v":1.8143614206697816},{"$f":"IFERROR(IF(OR(P54=\"\",'Historical scenario - input'!$D39=\"\"),\"\",P54/'Historical scenario - input'!$D39),\"\")","v":1.9371756908670741},{"$f":"IFERROR(IF(OR(Q54=\"\",'Historical scenario - input'!$D39=\"\"),\"\",Q54/'Historical scenario - input'!$D39),\"\")","v":2.0622673338302957},{"$f":"IFERROR(IF(OR(R54=\"\",'Historical scenario - input'!$D39=\"\"),\"\",R54/'Historical scenario - input'!$D39),\"\")","v":2.1871914843803997},{"$f":"IFERROR(IF(OR(S54=\"\",'Historical scenario - input'!$D39=\"\"),\"\",S54/'Historical scenario - input'!$D39),\"\")","v":2.3093037840050585},{"$f":"IFERROR(IF(OR(T54=\"\",'Historical scenario - input'!$D39=\"\"),\"\",T54/'Historical scenario - input'!$D39),\"\")","v":2.4258928201900103},{"$f":"IFERROR(IF(OR(U54=\"\",'Historical scenario - input'!$D39=\"\"),\"\",U54/'Historical scenario - input'!$D39),\"\")","v":2.5343148046175386},{"$f":"IFERROR(IF(OR(V54=\"\",'Historical scenario - input'!$D39=\"\"),\"\",V54/'Historical scenario - input'!$D39),\"\")","v":2.6321211568760288},{"$f":"IFERROR(IF(OR(W54=\"\",'Historical scenario - input'!$D39=\"\"),\"\",W54/'Historical scenario - input'!$D39),\"\")","v":2.7171710791979229}]
[{"$f":"IFERROR('Historical scenario - input'!A40,\"\")","v":5},{"$f":"IFERROR('Historical scenario - input'!B40,\"\")","v":"TRANSFORMERS"},{"$f":"IFERROR('Historical scenario - input'!C40,\"\")","v":"ground outdoor / indoor chamber mounted ; > = 22 kv & < = 33 kv ; > 15 mva and < = 40 mva"},{"$f":"IFERROR(repcalc('Historical scenario - input'!$CV40:$GH40,'Historical scenario - input'!$G40,'Historical scenario - input'!$E40,'Historical scenario - input'!$F40,20,TRUE,TRUE),\"\")","v":7634.5434090553463},7358.4641436179163,6993.3605970210392,6568.7600859684107,6116.3452419465384,5668.0087200857579,5254.4225590524948,4904.2246300743582,4643.8027780505008,4497.5539096628499,4488.4221645663847,4638.4806954826227,4969.3133234833776,5501.9719106089497,6256.3309071471285,7249.7327202774604,8494.9170361505621,9997.3510036173866,11752.214712457628,13741.427917805509,{"$f":"IFERROR(IF(OR(D55=\"\",'Historical scenario - input'!$D40=\"\"),\"\",D55/'Historical scenario - input'!$D40),\"\")","v":2.7426081111755019},{"$f":"IFERROR(IF(OR(E55=\"\",'Historical scenario - input'!$D40=\"\"),\"\",E55/'Historical scenario - input'!$D40),\"\")","v":2.6434303094201304},{"$f":"IFERROR(IF(OR(F55=\"\",'Historical scenario - input'!$D40=\"\"),\"\",F55/'Historical scenario - input'!$D40),\"\")","v":2.5122717194869262},{"$f":"IFERROR(IF(OR(G55=\"\",'Historical scenario - input'!$D40=\"\"),\"\",G55/'Historical scenario - input'!$D40),\"\")","v":2.3597396369211276},{"$f":"IFERROR(IF(OR(H55=\"\",'Historical scenario - input'!$D40=\"\"),\"\",H55/'Historical scenario - input'!$D40),\"\")","v":2.1972156254185045},{"$f":"IFERROR(IF(OR(I55=\"\",'Historical scenario - input'!$D40=\"\"),\"\",I55/'Historical scenario - input'!$D40),\"\")","v":2.0361566968736557},{"$f":"IFERROR(IF(OR(J55=\"\",'Historical scenario - input'!$D40=\"\"),\"\",J55/'Historical scenario - input'!$D40),\"\")","v":1.8875813729617683},{"$f":"IFERROR(IF(OR(K55=\"\",'Historical scenario - input'!$D40=\"\"),\"\",K55/'Historical scenario - input'!$D40),\"\")","v":1.7617774277784715},{"$f":"IFERROR(IF(OR(L55=\"\",'Historical scenario - input'!$D40=\"\"),\"\",L55/'Historical scenario - input'!$D40),\"\")","v":1.668224343406612},{"$f":"IFERROR(IF(OR(M55=\"\",'Historical scenario - input'!$D40=\"\"),\"\",M55/'Historical scenario - input'!$D40),\"\")","v":1.6156863838719973},{"$f":"IFERROR(IF(OR(N55=\"\",'Historical scenario - input'!$D40=\"\"),\"\",N55/'Historical scenario - input'!$D40),\"\")","v":1.6124059259809533},{"$f":"IFERROR(IF(OR(O55=\"\",'Historical scenario - input'!$D40=\"\"),\"\",O55/'Historical scenario - input'!$D40),\"\")","v":1.6663124560759701},{"$f":"IFERROR(IF(OR(P55=\"\",'Historical scenario - input'!$D40=\"\"),\"\",P55/'Historical scenario - input'!$D40),\"\")","v":1.7851596746169212},{"$f":"IFERROR(IF(OR(Q55=\"\",'Historical scenario - input'!$D40=\"\"),\"\",Q55/'Historical scenario - input'!$D40),\"\")","v":1.9765101828614786},{"$f":"IFERROR(IF(OR(R55=\"\",'Historical scenario - input'!$D40=\"\"),\"\",R55/'Historical scenario - input'!$D40),\"\")","v":2.2475036125654584},{"$f":"IFERROR(IF(OR(S55=\"\",'Historical scenario - input'!$D40=\"\"),\"\",S55/'Historical scenario - input'!$D40),\"\")","v":2.6043699926971309},{"$f":"IFERROR(IF(OR(T55=\"\",'Historical scenario - input'!$D40=\"\"),\"\",T55/'Historical scenario - input'!$D40),\"\")","v":3.0516858859529719},{"$f":"IFERROR(IF(OR(U55=\"\",'Historical scenario - input'!$D40=\"\"),\"\",U55/'Historical scenario - input'!$D40),\"\")","v":3.5914152927951237},{"$f":"IFERROR(IF(OR(V55=\"\",'Historical scenario - input'!$D40=\"\"),\"\",V55/'Historical scenario - input'!$D40),\"\")","v":4.2218267246253722},{"$f":"IFERROR(IF(OR(W55=\"\",'Historical scenario - input'!$D40=\"\"),\"\",W55/'Historical scenario - input'!$D40),\"\")","v":4.936425094106589}]
[{"$f":"IFERROR('Historical scenario - input'!A41,\"\")","v":5},{"$f":"IFERROR('Historical scenario - input'!B41,\"\")","v":"TRANSFORMERS"},{"$f":"IFERROR('Historical scenario - input'!C41,\"\")","v":"ground outdoor / indoor chamber mounted ; > 33 kv & < = 66 kv ; > 15 mva and < = 40 mva"},{"$f":"IFERROR(repcalc('Historical scenario - input'!$CV41:$GH41,'Historical scenario - input'!$G41,'Historical scenario - input'!$E41,'Historical scenario - input'!$F41,20,TRUE,TRUE),\"\")","v":9.6239780582425202E-2},0.17428295341261452,0.30797671106687674,0.53105995146244778,0.8935769620930113,1.4671791275024446,2.3506994580427039,3.6751400193382264,5.6067799535818468,8.3467228970591751,12.124989255791348,17.187378172475722,23.773921603550782,32.088909734884318,42.26414205978773,54.319045871335781,68.123226366821868,83.368369486262281,99.556692832100182,116.01194595804714,{"$f":"IFERROR(IF(OR(D56=\"\",'Historical scenario - input'!$D41=\"\"),\"\",D56/'Historical scenario - input'!$D41),\"\")","v":3.4572860314087772E-5},{"$f":"IFERROR(IF(OR(E56=\"\",'Historical scenario - input'!$D41=\"\"),\"\",E56/'Historical scenario - input'!$D41),\"\")","v":6.2608831472765484E-5},{"$f":"IFERROR(IF(OR(F56=\"\",'Historical scenario - input'!$D41=\"\"),\"\",F56/'Historical scenario - input'!$D41),\"\")","v":1.1063653457301952E-4},{"$f":"IFERROR(IF(OR(G56=\"\",'Historical scenario - input'!$D41=\"\"),\"\",G56/'Historical scenario - input'!$D41),\"\")","v":1.9077621965890362E-4},{"$f":"IFERROR(IF(OR(H56=\"\",'Historical scenario - input'!$D41=\"\"),\"\",H56/'Historical scenario - input'!$D41),\"\")","v":3.2100563097054889E-4},{"$f":"IFERROR(IF(OR(I56=\"\",'Historical scenario - input'!$D41=\"\"),\"\",I56/'Historical scenario - input'!$D41),\"\")","v":5.2706457479341181E-4},{"$f":"IFERROR(IF(OR(J56=\"\",'Historical scenario - input'!$D41=\"\"),\"\",J56/'Historical scenario - input'!$D41),\"\")","v":8.4445749472285682E-4},{"$f":"IFERROR(IF(OR(K56=\"\",'Historical scenario - input'!$D41=\"\"),\"\",K56/'Historical scenario - input'!$D41),\"\")","v":1.3202451393212898E-3},{"$f":"IFERROR(IF(OR(L56=\"\",'Historical scenario - input'!$D41=\"\"),\"\",L56/'Historical scenario - input'!$D41),\"\")","v":2.0141610774039023E-3},{"$f":"IFERROR(IF(OR(M56=\"\",'Historical scenario - input'!$D41=\"\"),\"\",M56/'Historical scenario - input'!$D41),\"\")","v":2.9984491138077469E-3},{"$f":"IFERROR(IF(OR(N56=\"\",'Historical scenario - input'!$D41=\"\"),\"\",N56/'Historical scenario - input'!$D41),\"\")","v":4.355741018042601E-3},{"$f":"IFERROR(IF(OR(O56=\"\",'Historical scenario - input'!$D41=\"\"),\"\",O56/'Historical scenario - input'!$D41),\"\")","v":6.1743368607691624E-3},{"$f":"IFERROR(IF(OR(P56=\"\",'Historical scenario - input'!$D41=\"\"),\"\",P56/'Historical scenario - input'!$D41),\"\")","v":8.5404649277404081E-3},{"$f":"IFERROR(IF(OR(Q56=\"\",'Historical scenario - input'!$D41=\"\"),\"\",Q56/'Historical scenario - input'!$D41),\"\")","v":1.1527513749320834E-2},{"$f":"IFERROR(IF(OR(R56=\"\",'Historical scenario - input'!$D41=\"\"),\"\",R56/'Historical scenario - input'!$D41),\"\")","v":1.5182830539356384E-2},{"$f":"IFERROR(IF(OR(S56=\"\",'Historical scenario - input'!$D41=\"\"),\"\",S56/'Historical scenario - input'!$D41),\"\")","v":1.9513394294325335E-2},{"$f":"IFERROR(IF(OR(T56=\"\",'Historical scenario - input'!$D41=\"\"),\"\",T56/'Historical scenario - input'!$D41),\"\")","v":2.4472362416786412E-2},{"$f":"IFERROR(IF(OR(U56=\"\",'Historical scenario - input'!$D41=\"\"),\"\",U56/'Historical scenario - input'!$D41),\"\")","v":2.9948977184058027E-2},{"$f":"IFERROR(IF(OR(V56=\"\",'Historical scenario - input'!$D41=\"\"),\"\",V56/'Historical scenario - input'!$D41),\"\")","v":3.5764416894829197E-2},{"$f":"IFERROR(IF(OR(W56=\"\",'Historical scenario - input'!$D41=\"\"),\"\",W56/'Historical scenario - input'!$D41),\"\")","v":4.1675747576522489E-2}]
[{"$f":"IFERROR('Historical scenario - input'!A42,\"\")","v":5},{"$f":"IFERROR('Historical scenario - input'!B42,\"\")","v":"TRANSFORMERS"},{"$f":"IFERROR('Historical scenario - input'!C42,\"\")","v":"ground outdoor / indoor chamber mounted ; > 66 kv & < = 132 kv ; < = 100 mva"},{"$f":"IFERROR(repcalc('Historical scenario - input'!$CV42:$GH42,'Historical scenario - input'!$G42,'Historical scenario - input'!$E42,'Historical scenario - input'!$F42,20,TRUE,TRUE),\"\")","v":2611.4155625029734},2816.4935624807658,3036.6236118628108,3267.9756006592293,3505.161482800851,3741.5206576959108,3969.5392827864325,4181.3792930092623,4369.4861061985912,4527.2383432174765,4649.5982032834845,4733.7176570049751,4779.4540050027963,4789.7494423842663,4770.8337892675518,4732.2177954881299,4686.4561127706975,4648.673283960049,4635.861681999806,4665.9759252440381,{"$f":"IFERROR(IF(OR(D57=\"\",'Historical scenario - input'!$D42=\"\"),\"\",D57/'Historical scenario - input'!$D42),\"\")","v":0.93811628536627656},{"$f":"IFERROR(IF(OR(E57=\"\",'Historical scenario - input'!$D42=\"\"),\"\",E57/'Historical scenario - input'!$D42),\"\")","v":1.0117878274647367},{"$f":"IFERROR(IF(OR(F57=\"\",'Historical scenario - input'!$D42=\"\"),\"\",F57/'Historical scenario - input'!$D42),\"\")","v":1.0908666179831814},{"$f":"IFERROR(IF(OR(G57=\"\",'Historical scenario - input'!$D42=\"\"),\"\",G57/'Historical scenario - input'!$D42),\"\")","v":1.1739767408828758},{"$f":"IFERROR(IF(OR(H57=\"\",'Historical scenario - input'!$D42=\"\"),\"\",H57/'Historical scenario - input'!$D42),\"\")","v":1.2591826123232503},{"$f":"IFERROR(IF(OR(I57=\"\",'Historical scenario - input'!$D42=\"\"),\"\",I57/'Historical scenario - input'!$D42),\"\")","v":1.3440915001879863},{"$f":"IFERROR(IF(OR(J57=\"\",'Historical scenario - input'!$D42=\"\"),\"\",J57/'Historical scenario - input'!$D42),\"\")","v":1.4260041565402448},{"$f":"IFERROR(IF(OR(K57=\"\",'Historical scenario - input'!$D42=\"\"),\"\",K57/'Historical scenario - input'!$D42),\"\")","v":1.5021048608232954},{"$f":"IFERROR(IF(OR(L57=\"\",'Historical scenario - input'!$D42=\"\"),\"\",L57/'Historical scenario - input'!$D42),\"\")","v":1.5696797299383907},{"$f":"IFERROR(IF(OR(M57=\"\",'Historical scenario - input'!$D42=\"\"),\"\",M57/'Historical scenario - input'!$D42),\"\")","v":1.6263501215548566},{"$f":"IFERROR(IF(OR(N57=\"\",'Historical scenario - input'!$D42=\"\"),\"\",N57/'Historical scenario - input'!$D42),\"\")","v":1.6703062727899514},{"$f":"IFERROR(IF(OR(O57=\"\",'Historical scenario - input'!$D42=\"\"),\"\",O57/'Historical scenario - input'!$D42),\"\")","v":1.7005250669892968},{"$f":"IFERROR(IF(OR(P57=\"\",'Historical scenario - input'!$D42=\"\"),\"\",P57/'Historical scenario - input'!$D42),\"\")","v":1.7169552413001259},{"$f":"IFERROR(IF(OR(Q57=\"\",'Historical scenario - input'!$D42=\"\"),\"\",Q57/'Historical scenario - input'!$D42),\"\")","v":1.7206537401569177},{"$f":"IFERROR(IF(OR(R57=\"\",'Historical scenario - input'!$D42=\"\"),\"\",R57/'Historical scenario - input'!$D42),\"\")","v":1.71385854352413},{"$f":"IFERROR(IF(OR(S57=\"\",'Historical scenario - input'!$D42=\"\"),\"\",S57/'Historical scenario - input'!$D42),\"\")","v":1.6999862617011037},{"$f":"IFERROR(IF(OR(T57=\"\",'Historical scenario - input'!$D42=\"\"),\"\",T57/'Historical scenario - input'!$D42),\"\")","v":1.6835469862294354},{"$f":"IFERROR(IF(OR(U57=\"\",'Historical scenario - input'!$D42=\"\"),\"\",U57/'Historical scenario - input'!$D42),\"\")","v":1.6699740078328056},{"$f":"IFERROR(IF(OR(V57=\"\",'Historical scenario - input'!$D42=\"\"),\"\",V57/'Historical scenario - input'!$D42),\"\")","v":1.6653716103388523},{"$f":"IFERROR(IF(OR(W57=\"\",'Historical scenario - input'!$D42=\"\"),\"\",W57/'Historical scenario - input'!$D42),\"\")","v":1.6761897514323434}]
[{"$f":"IFERROR('Historical scenario - input'!A43,\"\")","v":5},{"$f":"IFERROR('Historical scenario - input'!B43,\"\")","v":"TRANSFORMERS"},{"$f":"IFERROR('Historical scenario - input'!C43,\"\")","v":"ground outdoor / indoor chamber mounted ; > 66 kv & < = 132 kv ; > 100 mva"},{"$f":"IFERROR(repcalc('Historical scenario - input'!$CV43:$GH43,'Historical scenario - input'!$G43,'Historical scenario - input'!$E43,'Historical scenario - input'!$F43,20,TRUE,TRUE),\"\")","v":4.3058805182654925E-2},7.7924187904416825E-2,0.13825386524905883,0.24048979918114732,0.41015947205321107,0.68591591141663322,1.1248117231287329,1.808890671345015,2.8530245487863808,4.4136883255849373,6.6980563992530815,9.9724403589811317,14.568721395497604,20.887129936695178,29.393580170424467,40.609868862016071,55.095466975202726,73.420393467981413,96.129718673837317,123.70147518934614,{"$f":"IFERROR(IF(OR(D58=\"\",'Historical scenario - input'!$D43=\"\"),\"\",D58/'Historical scenario - input'!$D43),\"\")","v":1.5468302690034389E-5},{"$f":"IFERROR(IF(OR(E58=\"\",'Historical scenario - input'!$D43=\"\"),\"\",E58/'Historical scenario - input'!$D43),\"\")","v":2.79932274076704E-5},{"$f":"IFERROR(IF(OR(F58=\"\",'Historical scenario - input'!$D43=\"\"),\"\",F58/'Historical scenario - input'!$D43),\"\")","v":4.9665861062980147E-5},{"$f":"IFERROR(IF(OR(G58=\"\",'Historical scenario - input'!$D43=\"\"),\"\",G58/'Historical scenario - input'!$D43),\"\")","v":8.639275966482369E-5},{"$f":"IFERROR(IF(OR(H58=\"\",'Historical scenario - input'!$D43=\"\"),\"\",H58/'Historical scenario - input'!$D43),\"\")","v":1.4734433150178231E-4},{"$f":"IFERROR(IF(OR(I58=\"\",'Historical scenario - input'!$D43=\"\"),\"\",I58/'Historical scenario - input'!$D43),\"\")","v":2.464061622865753E-4},{"$f":"IFERROR(IF(OR(J58=\"\",'Historical scenario - input'!$D43=\"\"),\"\",J58/'Historical scenario - input'!$D43),\"\")","v":4.0407364135740313E-4},{"$f":"IFERROR(IF(OR(K58=\"\",'Historical scenario - input'!$D43=\"\"),\"\",K58/'Historical scenario - input'!$D43),\"\")","v":6.4981989906248922E-4},{"$f":"IFERROR(IF(OR(L58=\"\",'Historical scenario - input'!$D43=\"\"),\"\",L58/'Historical scenario - input'!$D43),\"\")","v":1.0249110981022688E-3},{"$f":"IFERROR(IF(OR(M58=\"\",'Historical scenario - input'!$D43=\"\"),\"\",M58/'Historical scenario - input'!$D43),\"\")","v":1.5855587889633432E-3},{"$f":"IFERROR(IF(OR(N58=\"\",'Historical scenario - input'!$D43=\"\"),\"\",N58/'Historical scenario - input'!$D43),\"\")","v":2.4061876166574171E-3},{"$f":"IFERROR(IF(OR(O58=\"\",'Historical scenario - input'!$D43=\"\"),\"\",O58/'Historical scenario - input'!$D43),\"\")","v":3.5824664752465893E-3},{"$f":"IFERROR(IF(OR(P58=\"\",'Historical scenario - input'!$D43=\"\"),\"\",P58/'Historical scenario - input'!$D43),\"\")","v":5.233619265476384E-3},{"$f":"IFERROR(IF(OR(Q58=\"\",'Historical scenario - input'!$D43=\"\"),\"\",Q58/'Historical scenario - input'!$D43),\"\")","v":7.5034234418800668E-3},{"$f":"IFERROR(IF(OR(R58=\"\",'Historical scenario - input'!$D43=\"\"),\"\",R58/'Historical scenario - input'!$D43),\"\")","v":1.0559252475567282E-2},{"$f":"IFERROR(IF(OR(S58=\"\",'Historical scenario - input'!$D43=\"\"),\"\",S58/'Historical scenario - input'!$D43),\"\")","v":1.4588554909863282E-2},{"$f":"IFERROR(IF(OR(T58=\"\",'Historical scenario - input'!$D43=\"\"),\"\",T58/'Historical scenario - input'!$D43),\"\")","v":1.979231324246146E-2},{"$f":"IFERROR(IF(OR(U58=\"\",'Historical scenario - input'!$D43=\"\"),\"\",U58/'Historical scenario - input'!$D43),\"\")","v":2.6375299197610849E-2},{"$f":"IFERROR(IF(OR(V58=\"\",'Historical scenario - input'!$D43=\"\"),\"\",V58/'Historical scenario - input'!$D43),\"\")","v":3.4533322038247126E-2},{"$f":"IFERROR(IF(OR(W58=\"\",'Historical scenario - input'!$D43=\"\"),\"\",W58/'Historical scenario - input'!$D43),\"\")","v":4.4438108612529906E-2}]
[{"$f":"IFERROR('Historical scenario - input'!A44,\"\")","v":5},{"$f":"IFERROR('Historical scenario - input'!B44,\"\")","v":"TRANSFORMERS"},{"$f":"IFERROR('Historical scenario - input'!C44,\"\")","v":"kiosk mounted ; < = 22 kv ; > 60 kva and < = 600 kva ; multiple phase"},{"$f":"IFERROR(repcalc('Historical scenario - input'!$CV44:$GH44,'Historical scenario - input'!$G44,'Historical scenario - input'!$E44,'Historical scenario - input'!$F44,20,TRUE,TRUE),\"\")","v":6065.3940704749584},6186.2983559594049,6302.9729229587165,6416.0644662698878,6527.6888364629867,6641.9277346253048,6765.1793396324929,6906.3589586453791,7076.9457017254072,7290.8570937791692,7564.1125389074032,7914.2283804928556,8359.2821775554439,8916.6003434814684,9601.0664117427023,10423.116260408528,11386.57387047902,12486.571236511398,13707.8673455344,15023.909870550469,{"$f":"IFERROR(IF(OR(D59=\"\",'Historical scenario - input'!$D44=\"\"),\"\",D59/'Historical scenario - input'!$D44),\"\")","v":102.39038059557397},{"$f":"IFERROR(IF(OR(E59=\"\",'Historical scenario - input'!$D44=\"\"),\"\",E59/'Historical scenario - input'!$D44),\"\")","v":104.43137507384685},{"$f":"IFERROR(IF(OR(F59=\"\",'Historical scenario - input'!$D44=\"\"),\"\",F59/'Historical scenario - input'!$D44),\"\")","v":106.40096735129434},{"$f":"IFERROR(IF(OR(G59=\"\",'Historical scenario - input'!$D44=\"\"),\"\",G59/'Historical scenario - input'!$D44),\"\")","v":108.3100743321809},{"$f":"IFERROR(IF(OR(H59=\"\",'Historical scenario - input'!$D44=\"\"),\"\",H59/'Historical scenario - input'!$D44),\"\")","v":110.19441385159446},{"$f":"IFERROR(IF(OR(I59=\"\",'Historical scenario - input'!$D44=\"\"),\"\",I59/'Historical scenario - input'!$D44),\"\")","v":112.12288941736142},{"$f":"IFERROR(IF(OR(J59=\"\",'Historical scenario - input'!$D44=\"\"),\"\",J59/'Historical scenario - input'!$D44),\"\")","v":114.20350917579258},{"$f":"IFERROR(IF(OR(K59=\"\",'Historical scenario - input'!$D44=\"\"),\"\",K59/'Historical scenario - input'!$D44),\"\")","v":116.58677310804613},{"$f":"IFERROR(IF(OR(L59=\"\",'Historical scenario - input'!$D44=\"\"),\"\",L59/'Historical scenario - input'!$D44),\"\")","v":119.46646094787609},{"$f":"IFERROR(IF(OR(M59=\"\",'Historical scenario - input'!$D44=\"\"),\"\",M59/'Historical scenario - input'!$D44),\"\")","v":123.07751549629039},{"$f":"IFERROR(IF(OR(N59=\"\",'Historical scenario - input'!$D44=\"\"),\"\",N59/'Historical scenario - input'!$D44),\"\")","v":127.6903615375208},{"$f":"IFERROR(IF(OR(O59=\"\",'Historical scenario - input'!$D44=\"\"),\"\",O59/'Historical scenario - input'!$D44),\"\")","v":133.60069380215913},{"$f":"IFERROR(IF(OR(P59=\"\",'Historical scenario - input'!$D44=\"\"),\"\",P59/'Historical scenario - input'!$D44),\"\")","v":141.11368094483549},{"$f":"IFERROR(IF(OR(Q59=\"\",'Historical scenario - input'!$D44=\"\"),\"\",Q59/'Historical scenario - input'!$D44),\"\")","v":150.52181147336427},{"$f":"IFERROR(IF(OR(R59=\"\",'Historical scenario - input'!$D44=\"\"),\"\",R59/'Historical scenario - input'!$D44),\"\")","v":162.07633545312868},{"$f":"IFERROR(IF(OR(S59=\"\",'Historical scenario - input'!$D44=\"\"),\"\",S59/'Historical scenario - input'!$D44),\"\")","v":175.95342173893977},{"$f":"IFERROR(IF(OR(T59=\"\",'Historical scenario - input'!$D44=\"\"),\"\",T59/'Historical scenario - input'!$D44),\"\")","v":192.21762324614622},{"$f":"IFERROR(IF(OR(U59=\"\",'Historical scenario - input'!$D44=\"\"),\"\",U59/'Historical scenario - input'!$D44),\"\")","v":210.78676280303645},{"$f":"IFERROR(IF(OR(V59=\"\",'Historical scenario - input'!$D44=\"\"),\"\",V59/'Historical scenario - input'!$D44),\"\")","v":231.4035557054911},{"$f":"IFERROR(IF(OR(W59=\"\",'Historical scenario - input'!$D44=\"\"),\"\",W59/'Historical scenario - input'!$D44),\"\")","v":253.61977009332293}]
[{"$f":"IFERROR('Historical scenario - input'!A45,\"\")","v":5},{"$f":"IFERROR('Historical scenario - input'!B45,\"\")","v":"TRANSFORMERS"},{"$f":"IFERROR('Historical scenario - input'!C45,\"\")","v":"kiosk mounted ; < = 22 kv ; > 600 kva ; multiple phase"},{"$f":"IFERROR(repcalc('Historical scenario - input'!$CV45:$GH45,'Historical scenario - input'!$G45,'Historical scenario - input'!$E45,'Historical scenario - input'!$F45,20,TRUE,TRUE),\"\")","v":1091.0428243480283},1357.6319535152873,1676.0106473942344,2056.9671362593326,2512.3155455920682,3053.0710174443302,3686.8350623689676,4414.7513776318756,5228.6317307162635,6108.9822789621403,7024.612912155887,7934.2593200482142,8790.2264151706077,9543.5731443969871,10149.942640347945,10574.933155903263,10797.984554844241,10814.112352825763,10633.35218356459,10278.316323678731,{"$f":"IFERROR(IF(OR(D60=\"\",'Historical scenario - input'!$D45=\"\"),\"\",D60/'Historical scenario - input'!$D45),\"\")","v":16.074444139762882},{"$f":"IFERROR(IF(OR(E60=\"\",'Historical scenario - input'!$D45=\"\"),\"\",E60/'Historical scenario - input'!$D45),\"\")","v":20.002128708540351},{"$f":"IFERROR(IF(OR(F60=\"\",'Historical scenario - input'!$D45=\"\"),\"\",F60/'Historical scenario - input'!$D45),\"\")","v":24.692834165593339},{"$f":"IFERROR(IF(OR(G60=\"\",'Historical scenario - input'!$D45=\"\"),\"\",G60/'Historical scenario - input'!$D45),\"\")","v":30.305504597298462},{"$f":"IFERROR(IF(OR(H60=\"\",'Historical scenario - input'!$D45=\"\"),\"\",H60/'Historical scenario - input'!$D45),\"\")","v":37.014198707745336},{"$f":"IFERROR(IF(OR(I60=\"\",'Historical scenario - input'!$D45=\"\"),\"\",I60/'Historical scenario - input'!$D45),\"\")","v":44.981203697448258},{"$f":"IFERROR(IF(OR(J60=\"\",'Historical scenario - input'!$D45=\"\"),\"\",J60/'Historical scenario - input'!$D45),\"\")","v":54.318513389227697},{"$f":"IFERROR(IF(OR(K60=\"\",'Historical scenario - input'!$D45=\"\"),\"\",K60/'Historical scenario - input'!$D45),\"\")","v":65.042977990429478},{"$f":"IFERROR(IF(OR(L60=\"\",'Historical scenario - input'!$D45=\"\"),\"\",L60/'Historical scenario - input'!$D45),\"\")","v":77.033959444272284},{"$f":"IFERROR(IF(OR(M60=\"\",'Historical scenario - input'!$D45=\"\"),\"\",M60/'Historical scenario - input'!$D45),\"\")","v":90.004252997730404},{"$f":"IFERROR(IF(OR(N60=\"\",'Historical scenario - input'!$D45=\"\"),\"\",N60/'Historical scenario - input'!$D45),\"\")","v":103.49433160644473},{"$f":"IFERROR(IF(OR(O60=\"\",'Historical scenario - input'!$D45=\"\"),\"\",O60/'Historical scenario - input'!$D45),\"\")","v":116.89624401931344},{"$f":"IFERROR(IF(OR(P60=\"\",'Historical scenario - input'!$D45=\"\"),\"\",P60/'Historical scenario - input'!$D45),\"\")","v":129.50729369487689},{"$f":"IFERROR(IF(OR(Q60=\"\",'Historical scenario - input'!$D45=\"\"),\"\",Q60/'Historical scenario - input'!$D45),\"\")","v":140.60642715378472},{"$f":"IFERROR(IF(OR(R60=\"\",'Historical scenario - input'!$D45=\"\"),\"\",R60/'Historical scenario - input'!$D45),\"\")","v":149.5401301883511},{"$f":"IFERROR(IF(OR(S60=\"\",'Historical scenario - input'!$D45=\"\"),\"\",S60/'Historical scenario - input'!$D45),\"\")","v":155.80155838325743},{"$f":"IFERROR(IF(OR(T60=\"\",'Historical scenario - input'!$D45=\"\"),\"\",T60/'Historical scenario - input'!$D45),\"\")","v":159.08779717476889},{"$f":"IFERROR(IF(OR(U60=\"\",'Historical scenario - input'!$D45=\"\"),\"\",U60/'Historical scenario - input'!$D45),\"\")","v":159.32540965153513},{"$f":"IFERROR(IF(OR(V60=\"\",'Historical scenario - input'!$D45=\"\"),\"\",V60/'Historical scenario - input'!$D45),\"\")","v":156.66225181882666},{"$f":"IFERROR(IF(OR(W60=\"\",'Historical scenario - input'!$D45=\"\"),\"\",W60/'Historical scenario - input'!$D45),\"\")","v":151.43147263217261}]
[{"$f":"IFERROR('Historical scenario - input'!A46,\"\")","v":5},{"$f":"IFERROR('Historical scenario - input'!B46,\"\")","v":"TRANSFORMERS"},{"$f":"IFERROR('Historical scenario - input'!C46,\"\")","v":"pole mounted ; < = 22 kv ; < = 60 kva ; multiple phase"},{"$f":"IFERROR(repcalc('Historical scenario - input'!$CV46:$GH46,'Historical scenario - input'!$G46,'Historical scenario - input'!$E46,'Historical scenario - input'!$F46,20,TRUE,TRUE),\"\")","v":869.76803649694727},809.31785211945964,772.16477075542002,751.22049560140863,742.0390615054946,741.86685426359657,748.97647924576268,762.20859982725062,780.66555883150068,803.5164696021734,829.885191777979,858.80057678869935,889.19333308332352,919.92670577494994,949.84974390728974,977.86296036300382,1002.9871929804331,1024.4277433971679,1041.6274779671032,1054.304427278335,{"$f":"IFERROR(IF(OR(D61=\"\",'Historical scenario - input'!$D46=\"\"),\"\",D61/'Historical scenario - input'!$D46),\"\")","v":91.12672202871191},{"$f":"IFERROR(IF(OR(E61=\"\",'Historical scenario - input'!$D46=\"\"),\"\",E61/'Historical scenario - input'!$D46),\"\")","v":84.793278033071317},{"$f":"IFERROR(IF(OR(F61=\"\",'Historical scenario - input'!$D46=\"\"),\"\",F61/'Historical scenario - input'!$D46),\"\")","v":80.900701649594566},{"$f":"IFERROR(IF(OR(G61=\"\",'Historical scenario - input'!$D46=\"\"),\"\",G61/'Historical scenario - input'!$D46),\"\")","v":78.706342855105632},{"$f":"IFERROR(IF(OR(H61=\"\",'Historical scenario - input'!$D46=\"\"),\"\",H61/'Historical scenario - input'!$D46),\"\")","v":77.744392130803249},{"$f":"IFERROR(IF(OR(I61=\"\",'Historical scenario - input'!$D46=\"\"),\"\",I61/'Historical scenario - input'!$D46),\"\")","v":77.726349755359138},{"$f":"IFERROR(IF(OR(J61=\"\",'Historical scenario - input'!$D46=\"\"),\"\",J61/'Historical scenario - input'!$D46),\"\")","v":78.471234359405528},{"$f":"IFERROR(IF(OR(K61=\"\",'Historical scenario - input'!$D46=\"\"),\"\",K61/'Historical scenario - input'!$D46),\"\")","v":79.857580745432884},{"$f":"IFERROR(IF(OR(L61=\"\",'Historical scenario - input'!$D46=\"\"),\"\",L61/'Historical scenario - input'!$D46),\"\")","v":81.791340210139907},{"$f":"IFERROR(IF(OR(M61=\"\",'Historical scenario - input'!$D46=\"\"),\"\",M61/'Historical scenario - input'!$D46),\"\")","v":84.185459683981151},{"$f":"IFERROR(IF(OR(N61=\"\",'Historical scenario - input'!$D46=\"\"),\"\",N61/'Historical scenario - input'!$D46),\"\")","v":86.948144808218174},{"$f":"IFERROR(IF(OR(O61=\"\",'Historical scenario - input'!$D46=\"\"),\"\",O61/'Historical scenario - input'!$D46),\"\")","v":89.977647091191926},{"$f":"IFERROR(IF(OR(P61=\"\",'Historical scenario - input'!$D46=\"\"),\"\",P61/'Historical scenario - input'!$D46),\"\")","v":93.161935474220272},{"$f":"IFERROR(IF(OR(Q61=\"\",'Historical scenario - input'!$D46=\"\"),\"\",Q61/'Historical scenario - input'!$D46),\"\")","v":96.381910677671513},{"$f":"IFERROR(IF(OR(R61=\"\",'Historical scenario - input'!$D46=\"\"),\"\",R61/'Historical scenario - input'!$D46),\"\")","v":99.516986081364905},{"$f":"IFERROR(IF(OR(S61=\"\",'Historical scenario - input'!$D46=\"\"),\"\",S61/'Historical scenario - input'!$D46),\"\")","v":102.45196699808309},{"$f":"IFERROR(IF(OR(T61=\"\",'Historical scenario - input'!$D46=\"\"),\"\",T61/'Historical scenario - input'!$D46),\"\")","v":105.084265341828},{"$f":"IFERROR(IF(OR(U61=\"\",'Historical scenario - input'!$D46=\"\"),\"\",U61/'Historical scenario - input'!$D46),\"\")","v":107.3306195374104},{"$f":"IFERROR(IF(OR(V61=\"\",'Historical scenario - input'!$D46=\"\"),\"\",V61/'Historical scenario - input'!$D46),\"\")","v":109.1326579722036},{"$f":"IFERROR(IF(OR(W61=\"\",'Historical scenario - input'!$D46=\"\"),\"\",W61/'Historical scenario - input'!$D46),\"\")","v":110.46083834625986}]
[{"$f":"IFERROR('Historical scenario - input'!A47,\"\")","v":5},{"$f":"IFERROR('Historical scenario - input'!B47,\"\")","v":"TRANSFORMERS"},{"$f":"IFERROR('Historical scenario - input'!C47,\"\")","v":"pole mounted ; < = 22 kv ; < = 60 kva ; single phase"},{"$f":"IFERROR(repcalc('Historical scenario - input'!$CV47:$GH47,'Historical scenario - input'!$G47,'Historical scenario - input'!$E47,'Historical scenario - input'!$F47,20,TRUE,TRUE),\"\")","v":756.28162982420804},778.10479092796538,802.94356593051771,828.46047333678985,852.73988474891235,874.27571267274175,891.98064049097059,905.19263140898465,913.66358191240397,917.52392946613895,917.22445336601049,913.46162936318422,907.09543721206956,899.06865694655323,890.33496301000798,881.80029539755401,874.27887785820712,868.46259752713684,864.90077230384588,863.98683302261384,{"$f":"IFERROR(IF(OR(D62=\"\",'Historical scenario - input'!$D47=\"\"),\"\",D62/'Historical scenario - input'!$D47),\"\")","v":109.7366032279991},{"$f":"IFERROR(IF(OR(E62=\"\",'Historical scenario - input'!$D47=\"\"),\"\",E62/'Historical scenario - input'!$D47),\"\")","v":112.90314790763171},{"$f":"IFERROR(IF(OR(F62=\"\",'Historical scenario - input'!$D47=\"\"),\"\",F62/'Historical scenario - input'!$D47),\"\")","v":116.50725871719639},{"$f":"IFERROR(IF(OR(G62=\"\",'Historical scenario - input'!$D47=\"\"),\"\",G62/'Historical scenario - input'!$D47),\"\")","v":120.20976666294479},{"$f":"IFERROR(IF(OR(H62=\"\",'Historical scenario - input'!$D47=\"\"),\"\",H62/'Historical scenario - input'!$D47),\"\")","v":123.73271371292238},{"$f":"IFERROR(IF(OR(I62=\"\",'Historical scenario - input'!$D47=\"\"),\"\",I62/'Historical scenario - input'!$D47),\"\")","v":126.85756629543593},{"$f":"IFERROR(IF(OR(J62=\"\",'Historical scenario - input'!$D47=\"\"),\"\",J62/'Historical scenario - input'!$D47),\"\")","v":129.42655456984497},{"$f":"IFERROR(IF(OR(K62=\"\",'Historical scenario - input'!$D47=\"\"),\"\",K62/'Historical scenario - input'!$D47),\"\")","v":131.34361687579974},{"$f":"IFERROR(IF(OR(L62=\"\",'Historical scenario - input'!$D47=\"\"),\"\",L62/'Historical scenario - input'!$D47),\"\")","v":132.57275334784893},{"$f":"IFERROR(IF(OR(M62=\"\",'Historical scenario - input'!$D47=\"\"),\"\",M62/'Historical scenario - input'!$D47),\"\")","v":133.13289048607993},{"$f":"IFERROR(IF(OR(N62=\"\",'Historical scenario - input'!$D47=\"\"),\"\",N62/'Historical scenario - input'!$D47),\"\")","v":133.08943644901214},{"$f":"IFERROR(IF(OR(O62=\"\",'Historical scenario - input'!$D47=\"\"),\"\",O62/'Historical scenario - input'!$D47),\"\")","v":132.54344999590879},{"$f":"IFERROR(IF(OR(P62=\"\",'Historical scenario - input'!$D47=\"\"),\"\",P62/'Historical scenario - input'!$D47),\"\")","v":131.61971434689869},{"$f":"IFERROR(IF(OR(Q62=\"\",'Historical scenario - input'!$D47=\"\"),\"\",Q62/'Historical scenario - input'!$D47),\"\")","v":130.45502705785262},{"$f":"IFERROR(IF(OR(R62=\"\",'Historical scenario - input'!$D47=\"\"),\"\",R62/'Historical scenario - input'!$D47),\"\")","v":129.18776646545635},{"$f":"IFERROR(IF(OR(S62=\"\",'Historical scenario - input'!$D47=\"\"),\"\",S62/'Historical scenario - input'!$D47),\"\")","v":127.94938462919727},{"$f":"IFERROR(IF(OR(T62=\"\",'Historical scenario - input'!$D47=\"\"),\"\",T62/'Historical scenario - input'!$D47),\"\")","v":126.85802556442761},{"$f":"IFERROR(IF(OR(U62=\"\",'Historical scenario - input'!$D47=\"\"),\"\",U62/'Historical scenario - input'!$D47),\"\")","v":126.01408222138775},{"$f":"IFERROR(IF(OR(V62=\"\",'Historical scenario - input'!$D47=\"\"),\"\",V62/'Historical scenario - input'!$D47),\"\")","v":125.49726072806837},{"$f":"IFERROR(IF(OR(W62=\"\",'Historical scenario - input'!$D47=\"\"),\"\",W62/'Historical scenario - input'!$D47),\"\")","v":125.36464797069867}]
[{"$f":"IFERROR('Historical scenario - input'!A48,\"\")","v":5},{"$f":"IFERROR('Historical scenario - input'!B48,\"\")","v":"TRANSFORMERS"},{"$f":"IFERROR('Historical scenario - input'!C48,\"\")","v":"pole mounted ; < = 22 kv ; > 60 kva and < = 600 kva ; multiple phase"},{"$f":"IFERROR(repcalc('Historical scenario - input'!$CV48:$GH48,'Historical scenario - input'!$G48,'Historical scenario - input'!$E48,'Historical scenario - input'!$F48,20,TRUE,TRUE),\"\")","v":7062.9191511455238},6431.1623301900318,6049.0650685527271,5812.7476721751209,5672.4178239603525,5603.4642634209986,5595.2994558966748,5644.7118901409895,5753.4818902022871,5926.1430686361227,6168.6976594011558,6487.4659248337193,6888.0904558115799,7374.5979464572374,7948.4764432876036,8607.7742914627488,9346.27372987942,10152.835349096142,11011.037356337007,11899.234597126386,{"$f":"IFERROR(IF(OR(D63=\"\",'Historical scenario - input'!$D48=\"\"),\"\",D63/'Historical scenario - input'!$D48),\"\")","v":376.241214868969},{"$f":"IFERROR(IF(OR(E63=\"\",'Historical scenario - input'!$D48=\"\"),\"\",E63/'Historical scenario - input'!$D48),\"\")","v":342.58757269475535},{"$f":"IFERROR(IF(OR(F63=\"\",'Historical scenario - input'!$D48=\"\"),\"\",F63/'Historical scenario - input'!$D48),\"\")","v":322.2332779845845},{"$f":"IFERROR(IF(OR(G63=\"\",'Historical scenario - input'!$D48=\"\"),\"\",G63/'Historical scenario - input'!$D48),\"\")","v":309.64466661794273},{"$f":"IFERROR(IF(OR(H63=\"\",'Historical scenario - input'!$D48=\"\"),\"\",H63/'Historical scenario - input'!$D48),\"\")","v":302.16930530559654},{"$f":"IFERROR(IF(OR(I63=\"\",'Historical scenario - input'!$D48=\"\"),\"\",I63/'Historical scenario - input'!$D48),\"\")","v":298.49615390294173},{"$f":"IFERROR(IF(OR(J63=\"\",'Historical scenario - input'!$D48=\"\"),\"\",J63/'Historical scenario - input'!$D48),\"\")","v":298.06121517061536},{"$f":"IFERROR(IF(OR(K63=\"\",'Historical scenario - input'!$D48=\"\"),\"\",K63/'Historical scenario - input'!$D48),\"\")","v":300.69341212655797},{"$f":"IFERROR(IF(OR(L63=\"\",'Historical scenario - input'!$D48=\"\"),\"\",L63/'Historical scenario - input'!$D48),\"\")","v":306.48758250973771},{"$f":"IFERROR(IF(OR(M63=\"\",'Historical scenario - input'!$D48=\"\"),\"\",M63/'Historical scenario - input'!$D48),\"\")","v":315.68523154754638},{"$f":"IFERROR(IF(OR(N63=\"\",'Historical scenario - input'!$D48=\"\"),\"\",N63/'Historical scenario - input'!$D48),\"\")","v":328.60609782798235},{"$f":"IFERROR(IF(OR(O63=\"\",'Historical scenario - input'!$D48=\"\"),\"\",O63/'Historical scenario - input'!$D48),\"\")","v":345.58686128873495},{"$f":"IFERROR(IF(OR(P63=\"\",'Historical scenario - input'!$D48=\"\"),\"\",P63/'Historical scenario - input'!$D48),\"\")","v":366.92810235574819},{"$f":"IFERROR(IF(OR(Q63=\"\",'Historical scenario - input'!$D48=\"\"),\"\",Q63/'Historical scenario - input'!$D48),\"\")","v":392.8443227465321},{"$f":"IFERROR(IF(OR(R63=\"\",'Historical scenario - input'!$D48=\"\"),\"\",R63/'Historical scenario - input'!$D48),\"\")","v":423.41479059616273},{"$f":"IFERROR(IF(OR(S63=\"\",'Historical scenario - input'!$D48=\"\"),\"\",S63/'Historical scenario - input'!$D48),\"\")","v":458.53554138624958},{"$f":"IFERROR(IF(OR(T63=\"\",'Historical scenario - input'!$D48=\"\"),\"\",T63/'Historical scenario - input'!$D48),\"\")","v":497.87535541270279},{"$f":"IFERROR(IF(OR(U63=\"\",'Historical scenario - input'!$D48=\"\"),\"\",U63/'Historical scenario - input'!$D48),\"\")","v":540.84083710472589},{"$f":"IFERROR(IF(OR(V63=\"\",'Historical scenario - input'!$D48=\"\"),\"\",V63/'Historical scenario - input'!$D48),\"\")","v":586.55719869650784},{"$f":"IFERROR(IF(OR(W63=\"\",'Historical scenario - input'!$D48=\"\"),\"\",W63/'Historical scenario - input'!$D48),\"\")","v":633.87140430562386}]
[{"$f":"IFERROR('Historical scenario - input'!A49,\"\")","v":5},{"$f":"IFERROR('Historical scenario - input'!B49,\"\")","v":"TRANSFORMERS"},{"$f":"IFERROR('Historical scenario - input'!C49,\"\")","v":"pole mounted ; < = 22 kv ; > 60 kva and < = 600 kva ; single phase"},{"$f":"IFERROR(repcalc('Historical scenario - input'!$CV49:$GH49,'Historical scenario - input'!$G49,'Historical scenario - input'!$E49,'Historical scenario - input'!$F49,20,TRUE,TRUE),\"\")","v":0.46036820389870076},0.57411707501283871,0.69745194773784647,0.82544683858431167,0.95191206765307612,1.0699405972798666,1.1726946942719541,1.2543636585945965,1.311188301005626,1.3424296751532097,1.3511618295031478,1.3447885948391314,1.3352148427960884,1.3386328587337242,1.3749057396661826,1.4665390873802637,1.6372347865928454,1.91002857707816,2.3050415577052648,2.8369359639789762,{"$f":"IFERROR(IF(OR(D64=\"\",'Historical scenario - input'!$D49=\"\"),\"\",D64/'Historical scenario - input'!$D49),\"\")","v":2.452378239297838E-2},{"$f":"IFERROR(IF(OR(E64=\"\",'Historical scenario - input'!$D49=\"\"),\"\",E64/'Historical scenario - input'!$D49),\"\")","v":3.0583176892916248E-2},{"$f":"IFERROR(IF(OR(F64=\"\",'Historical scenario - input'!$D49=\"\"),\"\",F64/'Historical scenario - input'!$D49),\"\")","v":3.715321703591299E-2},{"$f":"IFERROR(IF(OR(G64=\"\",'Historical scenario - input'!$D49=\"\"),\"\",G64/'Historical scenario - input'!$D49),\"\")","v":4.3971496022057785E-2},{"$f":"IFERROR(IF(OR(H64=\"\",'Historical scenario - input'!$D49=\"\"),\"\",H64/'Historical scenario - input'!$D49),\"\")","v":5.0708290031061448E-2},{"$f":"IFERROR(IF(OR(I64=\"\",'Historical scenario - input'!$D49=\"\"),\"\",I64/'Historical scenario - input'!$D49),\"\")","v":5.6995661644083435E-2},{"$f":"IFERROR(IF(OR(J64=\"\",'Historical scenario - input'!$D49=\"\"),\"\",J64/'Historical scenario - input'!$D49),\"\")","v":6.2469365286690844E-2},{"$f":"IFERROR(IF(OR(K64=\"\",'Historical scenario - input'!$D49=\"\"),\"\",K64/'Historical scenario - input'!$D49),\"\")","v":6.6819865369770221E-2},{"$f":"IFERROR(IF(OR(L64=\"\",'Historical scenario - input'!$D49=\"\"),\"\",L64/'Historical scenario - input'!$D49),\"\")","v":6.9846910142292204E-2},{"$f":"IFERROR(IF(OR(M64=\"\",'Historical scenario - input'!$D49=\"\"),\"\",M64/'Historical scenario - input'!$D49),\"\")","v":7.1511135983183566E-2},{"$f":"IFERROR(IF(OR(N64=\"\",'Historical scenario - input'!$D49=\"\"),\"\",N64/'Historical scenario - input'!$D49),\"\")","v":7.1976297241685472E-2},{"$f":"IFERROR(IF(OR(O64=\"\",'Historical scenario - input'!$D49=\"\"),\"\",O64/'Historical scenario - input'!$D49),\"\")","v":7.1636795471762812E-2},{"$f":"IFERROR(IF(OR(P64=\"\",'Historical scenario - input'!$D49=\"\"),\"\",P64/'Historical scenario - input'!$D49),\"\")","v":7.1126802362335165E-2},{"$f":"IFERROR(IF(OR(Q64=\"\",'Historical scenario - input'!$D49=\"\"),\"\",Q64/'Historical scenario - input'!$D49),\"\")","v":7.1308879835019962E-2},{"$f":"IFERROR(IF(OR(R64=\"\",'Historical scenario - input'!$D49=\"\"),\"\",R64/'Historical scenario - input'!$D49),\"\")","v":7.324113369447581E-2},{"$f":"IFERROR(IF(OR(S64=\"\",'Historical scenario - input'!$D49=\"\"),\"\",S64/'Historical scenario - input'!$D49),\"\")","v":7.8122435791904588E-2},{"$f":"IFERROR(IF(OR(T64=\"\",'Historical scenario - input'!$D49=\"\"),\"\",T64/'Historical scenario - input'!$D49),\"\")","v":8.7215383887485384E-2},{"$f":"IFERROR(IF(OR(U64=\"\",'Historical scenario - input'!$D49=\"\"),\"\",U64/'Historical scenario - input'!$D49),\"\")","v":0.10174709024635817},{"$f":"IFERROR(IF(OR(V64=\"\",'Historical scenario - input'!$D49=\"\"),\"\",V64/'Historical scenario - input'!$D49),\"\")","v":0.1227894044141552},{"$f":"IFERROR(IF(OR(W64=\"\",'Historical scenario - input'!$D49=\"\"),\"\",W64/'Historical scenario - input'!$D49),\"\")","v":0.15112338266250777}]
[{"$f":"IFERROR('Historical scenario - input'!A50,\"\")","v":5},{"$f":"IFERROR('Historical scenario - input'!B50,\"\")","v":"TRANSFORMERS"},{"$f":"IFERROR('Historical scenario - input'!C50,\"\")","v":"pole mounted ; < = 22 kv ; > 600 kva ; multiple phase"},{"$f":"IFERROR(repcalc('Historical scenario - input'!$CV50:$GH50,'Historical scenario - input'!$G50,'Historical scenario - input'!$E50,'Historical scenario - input'!$F50,20,TRUE,TRUE),\"\")","v":1.902418544493818},2.4796257345492445,3.2032008014750883,4.1093839045002625,5.244588475158432,6.6672776630687531,8.4493827598437043,10.67700953881781,13.450251709911196,16.882012758451175,21.095781088551906,26.222266415705615,32.394674208956495,39.742204617693325,48.381201655234811,58.40337373953669,69.860782319163945,82.747920513628216,96.982143527777168,112.38480352592846,{"$f":"IFERROR(IF(OR(D65=\"\",'Historical scenario - input'!$D50=\"\"),\"\",D65/'Historical scenario - input'!$D50),\"\")","v":0.10134170433672889},{"$f":"IFERROR(IF(OR(E65=\"\",'Historical scenario - input'!$D50=\"\"),\"\",E65/'Historical scenario - input'!$D50),\"\")","v":0.13208949144432097},{"$f":"IFERROR(IF(OR(F65=\"\",'Historical scenario - input'!$D50=\"\"),\"\",F65/'Historical scenario - input'!$D50),\"\")","v":0.17063428523329149},{"$f":"IFERROR(IF(OR(G65=\"\",'Historical scenario - input'!$D50=\"\"),\"\",G65/'Historical scenario - input'!$D50),\"\")","v":0.21890659648021077},{"$f":"IFERROR(IF(OR(H65=\"\",'Historical scenario - input'!$D50=\"\"),\"\",H65/'Historical scenario - input'!$D50),\"\")","v":0.27937886547396862},{"$f":"IFERROR(IF(OR(I65=\"\",'Historical scenario - input'!$D50=\"\"),\"\",I65/'Historical scenario - input'!$D50),\"\")","v":0.35516542015278169},{"$f":"IFERROR(IF(OR(J65=\"\",'Historical scenario - input'!$D50=\"\"),\"\",J65/'Historical scenario - input'!$D50),\"\")","v":0.45009803544769716},{"$f":"IFERROR(IF(OR(K65=\"\",'Historical scenario - input'!$D50=\"\"),\"\",K65/'Historical scenario - input'!$D50),\"\")","v":0.56876355995110761},{"$f":"IFERROR(IF(OR(L65=\"\",'Historical scenario - input'!$D50=\"\"),\"\",L65/'Historical scenario - input'!$D50),\"\")","v":0.71649397867022946},{"$f":"IFERROR(IF(OR(M65=\"\",'Historical scenario - input'!$D50=\"\"),\"\",M65/'Historical scenario - input'!$D50),\"\")","v":0.89930365246258415},{"$f":"IFERROR(IF(OR(N65=\"\",'Historical scenario - input'!$D50=\"\"),\"\",N65/'Historical scenario - input'!$D50),\"\")","v":1.1237708000776541},{"$f":"IFERROR(IF(OR(O65=\"\",'Historical scenario - input'!$D50=\"\"),\"\",O65/'Historical scenario - input'!$D50),\"\")","v":1.396858319022767},{"$f":"IFERROR(IF(OR(P65=\"\",'Historical scenario - input'!$D50=\"\"),\"\",P65/'Historical scenario - input'!$D50),\"\")","v":1.7256620554244149},{"$f":"IFERROR(IF(OR(Q65=\"\",'Historical scenario - input'!$D50=\"\"),\"\",Q65/'Historical scenario - input'!$D50),\"\")","v":2.1170644923079629},{"$f":"IFERROR(IF(OR(R65=\"\",'Historical scenario - input'!$D50=\"\"),\"\",R65/'Historical scenario - input'!$D50),\"\")","v":2.577263267219164},{"$f":"IFERROR(IF(OR(S65=\"\",'Historical scenario - input'!$D50=\"\"),\"\",S65/'Historical scenario - input'!$D50),\"\")","v":3.1111436812420306},{"$f":"IFERROR(IF(OR(T65=\"\",'Historical scenario - input'!$D50=\"\"),\"\",T65/'Historical scenario - input'!$D50),\"\")","v":3.721479044142221},{"$f":"IFERROR(IF(OR(U65=\"\",'Historical scenario - input'!$D50=\"\"),\"\",U65/'Historical scenario - input'!$D50),\"\")","v":4.4079760047768515},{"$f":"IFERROR(IF(OR(V65=\"\",'Historical scenario - input'!$D50=\"\"),\"\",V65/'Historical scenario - input'!$D50),\"\")","v":5.166232080622013},{"$f":"IFERROR(IF(OR(W65=\"\",'Historical scenario - input'!$D50=\"\"),\"\",W65/'Historical scenario - input'!$D50),\"\")","v":5.986730713822169}]
[{"$f":"IFERROR('Historical scenario - input'!A51,\"\")","v":6},{"$f":"IFERROR('Historical scenario - input'!B51,\"\")","v":"UNDERGROUND CABLES"},{"$f":"IFERROR('Historical scenario - input'!C51,\"\")","v":"˂ = 1 kv"},{"$f":"IFERROR(repcalc('Historical scenario - input'!$CV51:$GH51,'Historical scenario - input'!$G51,'Historical scenario - input'!$E51,'Historical scenario - input'!$F51,20,TRUE,TRUE),\"\")","v":10683.527490306218},12106.328973106609,13659.794531226727,15368.500130818749,17261.596308798104,19370.277995318655,21724.112323777234,24346.46572883398,27249.46590651766,30429.103077111322,33861.18414356553,37498.871405873084,41272.44282548,45091.697824011579,48851.116005015923,52437.492098782241,55739.373056278295,58657.277459406447,61113.44815256646,63059.828844449788,{"$f":"IFERROR(IF(OR(D66=\"\",'Historical scenario - input'!$D51=\"\"),\"\",D66/'Historical scenario - input'!$D51),\"\")","v":54.168631810853419},{"$f":"IFERROR(IF(OR(E66=\"\",'Historical scenario - input'!$D51=\"\"),\"\",E66/'Historical scenario - input'!$D51),\"\")","v":61.382654494997936},{"$f":"IFERROR(IF(OR(F66=\"\",'Historical scenario - input'!$D51=\"\"),\"\",F66/'Historical scenario - input'!$D51),\"\")","v":69.259182535479326},{"$f":"IFERROR(IF(OR(G66=\"\",'Historical scenario - input'!$D51=\"\"),\"\",G66/'Historical scenario - input'!$D51),\"\")","v":77.922823320924692},{"$f":"IFERROR(IF(OR(H66=\"\",'Historical scenario - input'!$D51=\"\"),\"\",H66/'Historical scenario - input'!$D51),\"\")","v":87.521378661428443},{"$f":"IFERROR(IF(OR(I66=\"\",'Historical scenario - input'!$D51=\"\"),\"\",I66/'Historical scenario - input'!$D51),\"\")","v":98.213016043095095},{"$f":"IFERROR(IF(OR(J66=\"\",'Historical scenario - input'!$D51=\"\"),\"\",J66/'Historical scenario - input'!$D51),\"\")","v":110.14764954291169},{"$f":"IFERROR(IF(OR(K66=\"\",'Historical scenario - input'!$D51=\"\"),\"\",K66/'Historical scenario - input'!$D51),\"\")","v":123.44375386850511},{"$f":"IFERROR(IF(OR(L66=\"\",'Historical scenario - input'!$D51=\"\"),\"\",L66/'Historical scenario - input'!$D51),\"\")","v":138.16282001163739},{"$f":"IFERROR(IF(OR(M66=\"\",'Historical scenario - input'!$D51=\"\"),\"\",M66/'Historical scenario - input'!$D51),\"\")","v":154.28451720783704},{"$f":"IFERROR(IF(OR(N66=\"\",'Historical scenario - input'!$D51=\"\"),\"\",N66/'Historical scenario - input'!$D51),\"\")","v":171.68617932762353},{"$f":"IFERROR(IF(OR(O66=\"\",'Historical scenario - input'!$D51=\"\"),\"\",O66/'Historical scenario - input'!$D51),\"\")","v":190.13032543327662},{"$f":"IFERROR(IF(OR(P66=\"\",'Historical scenario - input'!$D51=\"\"),\"\",P66/'Historical scenario - input'!$D51),\"\")","v":209.2634442487726},{"$f":"IFERROR(IF(OR(Q66=\"\",'Historical scenario - input'!$D51=\"\"),\"\",Q66/'Historical scenario - input'!$D51),\"\")","v":228.6281922680889},{"$f":"IFERROR(IF(OR(R66=\"\",'Historical scenario - input'!$D51=\"\"),\"\",R66/'Historical scenario - input'!$D51),\"\")","v":247.68954999423593},{"$f":"IFERROR(IF(OR(S66=\"\",'Historical scenario - input'!$D51=\"\"),\"\",S66/'Historical scenario - input'!$D51),\"\")","v":265.87353335878908},{"$f":"IFERROR(IF(OR(T66=\"\",'Historical scenario - input'!$D51=\"\"),\"\",T66/'Historical scenario - input'!$D51),\"\")","v":282.61504256837929},{"$f":"IFERROR(IF(OR(U66=\"\",'Historical scenario - input'!$D51=\"\"),\"\",U66/'Historical scenario - input'!$D51),\"\")","v":297.40967752539444},{"$f":"IFERROR(IF(OR(V66=\"\",'Historical scenario - input'!$D51=\"\"),\"\",V66/'Historical scenario - input'!$D51),\"\")","v":309.86318654318984},{"$f":"IFERROR(IF(OR(W66=\"\",'Historical scenario - input'!$D51=\"\"),\"\",W66/'Historical scenario - input'!$D51),\"\")","v":319.73191006714273}]
[{"$f":"IFERROR('Historical scenario - input'!A52,\"\")","v":6},{"$f":"IFERROR('Historical scenario - input'!B52,\"\")","v":"UNDERGROUND CABLES"},{"$f":"IFERROR('Historical scenario - input'!C52,\"\")","v":"> 1 kv & < = 11 kv"},{"$f":"IFERROR(repcalc('Historical scenario - input'!$CV52:$GH52,'Historical scenario - input'!$G52,'Historical scenario - input'!$E52,'Historical scenario - input'!$F52,20,TRUE,TRUE),\"\")","v":5584.7626074567215},6721.2667857892538,8016.8988620901091,9475.0582388350267,11095.712152580529,12875.171337837679,14805.97412945716,16876.866644971829,19072.863956177876,21375.38108471411,23762.433303175363,26208.92106088026,28687.032755553362,31166.814151979863,33616.961520376179,36005.891855453418,38303.124491882925,40480.972963847329,42516.495897671208,44393.596049177453,{"$f":"IFERROR(IF(OR(D67=\"\",'Historical scenario - input'!$D52=\"\"),\"\",D67/'Historical scenario - input'!$D52),\"\")","v":11.907625570504347},{"$f":"IFERROR(IF(OR(E67=\"\",'Historical scenario - input'!$D52=\"\"),\"\",E67/'Historical scenario - input'!$D52),\"\")","v":14.330838008724777},{"$f":"IFERROR(IF(OR(F67=\"\",'Historical scenario - input'!$D52=\"\"),\"\",F67/'Historical scenario - input'!$D52),\"\")","v":17.093337102442121},{"$f":"IFERROR(IF(OR(G67=\"\",'Historical scenario - input'!$D52=\"\"),\"\",G67/'Historical scenario - input'!$D52),\"\")","v":20.202370932674274},{"$f":"IFERROR(IF(OR(H67=\"\",'Historical scenario - input'!$D52=\"\"),\"\",H67/'Historical scenario - input'!$D52),\"\")","v":23.657869642411224},{"$f":"IFERROR(IF(OR(I67=\"\",'Historical scenario - input'!$D52=\"\"),\"\",I67/'Historical scenario - input'!$D52),\"\")","v":27.451967115371911},{"$f":"IFERROR(IF(OR(J67=\"\",'Historical scenario - input'!$D52=\"\"),\"\",J67/'Historical scenario - input'!$D52),\"\")","v":31.568753863369324},{"$f":"IFERROR(IF(OR(K67=\"\",'Historical scenario - input'!$D52=\"\"),\"\",K67/'Historical scenario - input'!$D52),\"\")","v":35.984234771829698},{"$f":"IFERROR(IF(OR(L67=\"\",'Historical scenario - input'!$D52=\"\"),\"\",L67/'Historical scenario - input'!$D52),\"\")","v":40.666459527589573},{"$f":"IFERROR(IF(OR(M67=\"\",'Historical scenario - input'!$D52=\"\"),\"\",M67/'Historical scenario - input'!$D52),\"\")","v":45.575801922855348},{"$f":"IFERROR(IF(OR(N67=\"\",'Historical scenario - input'!$D52=\"\"),\"\",N67/'Historical scenario - input'!$D52),\"\")","v":50.665386929875467},{"$f":"IFERROR(IF(OR(O67=\"\",'Historical scenario - input'!$D52=\"\"),\"\",O67/'Historical scenario - input'!$D52),\"\")","v":55.88169820919039},{"$f":"IFERROR(IF(OR(P67=\"\",'Historical scenario - input'!$D52=\"\"),\"\",P67/'Historical scenario - input'!$D52),\"\")","v":61.165436884609804},{"$f":"IFERROR(IF(OR(Q67=\"\",'Historical scenario - input'!$D52=\"\"),\"\",Q67/'Historical scenario - input'!$D52),\"\")","v":66.452735636739973},{"$f":"IFERROR(IF(OR(R67=\"\",'Historical scenario - input'!$D52=\"\"),\"\",R67/'Historical scenario - input'!$D52),\"\")","v":71.676849803466624},{"$f":"IFERROR(IF(OR(S67=\"\",'Historical scenario - input'!$D52=\"\"),\"\",S67/'Historical scenario - input'!$D52),\"\")","v":76.77043926170748},{"$f":"IFERROR(IF(OR(T67=\"\",'Historical scenario - input'!$D52=\"\"),\"\",T67/'Historical scenario - input'!$D52),\"\")","v":81.668514257128322},{"$f":"IFERROR(IF(OR(U67=\"\",'Historical scenario - input'!$D52=\"\"),\"\",U67/'Historical scenario - input'!$D52),\"\")","v":86.312042724895548},{"$f":"IFERROR(IF(OR(V67=\"\",'Historical scenario - input'!$D52=\"\"),\"\",V67/'Historical scenario - input'!$D52),\"\")","v":90.652109911240501},{"$f":"IFERROR(IF(OR(W67=\"\",'Historical scenario - input'!$D52=\"\"),\"\",W67/'Historical scenario - input'!$D52),\"\")","v":94.654393863763289}]
[{"$f":"IFERROR('Historical scenario - input'!A53,\"\")","v":6},{"$f":"IFERROR('Historical scenario - input'!B53,\"\")","v":"UNDERGROUND CABLES"},{"$f":"IFERROR('Historical scenario - input'!C53,\"\")","v":"> 22 kv & < = 33 kv"},{"$f":"IFERROR(repcalc('Historical scenario - input'!$CV53:$GH53,'Historical scenario - input'!$G53,'Historical scenario - input'!$E53,'Historical scenario - input'!$F53,20,TRUE,TRUE),\"\")","v":6947.4993925865456},7559.0961348096343,8193.4828132420462,8838.8558930042,9479.7564577462217,10097.634002073126,10671.794726669097,11180.673077882222,11603.322817279422,11920.992117257445,12118.630968025112,12186.181394741599,12119.521867258209,11920.974361523469,11599.330923910362,11169.409743263706,10651.201419965935,10068.707534199153,9448.6003992091373,8818.8418905309172,{"$f":"IFERROR(IF(OR(D68=\"\",'Historical scenario - input'!$D53=\"\"),\"\",D68/'Historical scenario - input'!$D53),\"\")","v":7.3469928981926254},{"$f":"IFERROR(IF(OR(E68=\"\",'Historical scenario - input'!$D53=\"\"),\"\",E68/'Historical scenario - input'!$D53),\"\")","v":7.9937575350439127},{"$f":"IFERROR(IF(OR(F68=\"\",'Historical scenario - input'!$D53=\"\"),\"\",F68/'Historical scenario - input'!$D53),\"\")","v":8.6646225697532877},{"$f":"IFERROR(IF(OR(G68=\"\",'Historical scenario - input'!$D53=\"\"),\"\",G68/'Historical scenario - input'!$D53),\"\")","v":9.3471057433044518},{"$f":"IFERROR(IF(OR(H68=\"\",'Historical scenario - input'!$D53=\"\"),\"\",H68/'Historical scenario - input'!$D53),\"\")","v":10.024859224309685},{"$f":"IFERROR(IF(OR(I68=\"\",'Historical scenario - input'!$D53=\"\"),\"\",I68/'Historical scenario - input'!$D53),\"\")","v":10.678265820496863},{"$f":"IFERROR(IF(OR(J68=\"\",'Historical scenario - input'!$D53=\"\"),\"\",J68/'Historical scenario - input'!$D53),\"\")","v":11.285441802480973},{"$f":"IFERROR(IF(OR(K68=\"\",'Historical scenario - input'!$D53=\"\"),\"\",K68/'Historical scenario - input'!$D53),\"\")","v":11.823581559124388},{"$f":"IFERROR(IF(OR(L68=\"\",'Historical scenario - input'!$D53=\"\"),\"\",L68/'Historical scenario - input'!$D53),\"\")","v":12.270534406229011},{"$f":"IFERROR(IF(OR(M68=\"\",'Historical scenario - input'!$D53=\"\"),\"\",M68/'Historical scenario - input'!$D53),\"\")","v":12.606470252931322},{"$f":"IFERROR(IF(OR(N68=\"\",'Historical scenario - input'!$D53=\"\"),\"\",N68/'Historical scenario - input'!$D53),\"\")","v":12.815473687252805},{"$f":"IFERROR(IF(OR(O68=\"\",'Historical scenario - input'!$D53=\"\"),\"\",O68/'Historical scenario - input'!$D53),\"\")","v":12.886908383006141},{"$f":"IFERROR(IF(OR(P68=\"\",'Historical scenario - input'!$D53=\"\"),\"\",P68/'Historical scenario - input'!$D53),\"\")","v":12.816415814767856},{"$f":"IFERROR(IF(OR(Q68=\"\",'Historical scenario - input'!$D53=\"\"),\"\",Q68/'Historical scenario - input'!$D53),\"\")","v":12.606451476211232},{"$f":"IFERROR(IF(OR(R68=\"\",'Historical scenario - input'!$D53=\"\"),\"\",R68/'Historical scenario - input'!$D53),\"\")","v":12.266312971929336},{"$f":"IFERROR(IF(OR(S68=\"\",'Historical scenario - input'!$D53=\"\"),\"\",S68/'Historical scenario - input'!$D53),\"\")","v":11.81167056283981},{"$f":"IFERROR(IF(OR(T68=\"\",'Historical scenario - input'!$D53=\"\"),\"\",T68/'Historical scenario - input'!$D53),\"\")","v":11.263664344211616},{"$f":"IFERROR(IF(OR(U68=\"\",'Historical scenario - input'!$D53=\"\"),\"\",U68/'Historical scenario - input'!$D53),\"\")","v":10.647676029547526},{"$f":"IFERROR(IF(OR(V68=\"\",'Historical scenario - input'!$D53=\"\"),\"\",V68/'Historical scenario - input'!$D53),\"\")","v":9.9919116372898298},{"$f":"IFERROR(IF(OR(W68=\"\",'Historical scenario - input'!$D53=\"\"),\"\",W68/'Historical scenario - input'!$D53),\"\")","v":9.3259409002830154}]
[{"$f":"IFERROR('Historical scenario - input'!A54,\"\")","v":6},{"$f":"IFERROR('Historical scenario - input'!B54,\"\")","v":"UNDERGROUND CABLES"},{"$f":"IFERROR('Historical scenario - input'!C54,\"\")","v":"> 66 kv & < = 132 kv"},{"$f":"IFERROR(repcalc('Historical scenario - input'!$CV54:$GH54,'Historical scenario - input'!$G54,'Historical scenario - input'!$E54,'Historical scenario - input'!$F54,20,TRUE,TRUE),\"\")","v":3.4205166271989358E-3},6.6872759437567788E-3,1.2858794642090615E-2,2.4319364417598046E-2,4.5239026112839101E-2,8.2773665455735043E-2,0.14896995529065629,0.26372012460700772,0.45923759684929644,0.78667207989050947,1.3256409333910872,2.1976015841138641,3.5840934459644957,5.7508888097122259,9.0789485979163231,14.102710203904637,21.555571612485821,32.42142621107093,47.989730940239284,69.909901552648861,{"$f":"IFERROR(IF(OR(D69=\"\",'Historical scenario - input'!$D54=\"\"),\"\",D69/'Historical scenario - input'!$D54),\"\")","v":3.6172023843566416E-6},{"$f":"IFERROR(IF(OR(E69=\"\",'Historical scenario - input'!$D54=\"\"),\"\",E69/'Historical scenario - input'!$D54),\"\")","v":7.0718061407046616E-6},{"$f":"IFERROR(IF(OR(F69=\"\",'Historical scenario - input'!$D54=\"\"),\"\",F69/'Historical scenario - input'!$D54),\"\")","v":1.3598198081969859E-5},{"$f":"IFERROR(IF(OR(G69=\"\",'Historical scenario - input'!$D54=\"\"),\"\",G69/'Historical scenario - input'!$D54),\"\")","v":2.5717770893986519E-5},{"$f":"IFERROR(IF(OR(H69=\"\",'Historical scenario - input'!$D54=\"\"),\"\",H69/'Historical scenario - input'!$D54),\"\")","v":4.7840350144807763E-5},{"$f":"IFERROR(IF(OR(I69=\"\",'Historical scenario - input'!$D54=\"\"),\"\",I69/'Historical scenario - input'!$D54),\"\")","v":8.7533297650890294E-5},{"$f":"IFERROR(IF(OR(J69=\"\",'Historical scenario - input'!$D54=\"\"),\"\",J69/'Historical scenario - input'!$D54),\"\")","v":1.5753599125642394E-4},{"$f":"IFERROR(IF(OR(K69=\"\",'Historical scenario - input'!$D54=\"\"),\"\",K69/'Historical scenario - input'!$D54),\"\")","v":2.7888449830821969E-4},{"$f":"IFERROR(IF(OR(L69=\"\",'Historical scenario - input'!$D54=\"\"),\"\",L69/'Historical scenario - input'!$D54),\"\")","v":4.856445710862721E-4},{"$f":"IFERROR(IF(OR(M69=\"\",'Historical scenario - input'!$D54=\"\"),\"\",M69/'Historical scenario - input'!$D54),\"\")","v":8.3190711615308672E-4},{"$f":"IFERROR(IF(OR(N69=\"\",'Historical scenario - input'!$D54=\"\"),\"\",N69/'Historical scenario - input'!$D54),\"\")","v":1.4018676321973403E-3},{"$f":"IFERROR(IF(OR(O69=\"\",'Historical scenario - input'!$D54=\"\"),\"\",O69/'Historical scenario - input'!$D54),\"\")","v":2.3239675628860148E-3},{"$f":"IFERROR(IF(OR(P69=\"\",'Historical scenario - input'!$D54=\"\"),\"\",P69/'Historical scenario - input'!$D54),\"\")","v":3.7901851595781712E-3},{"$f":"IFERROR(IF(OR(Q69=\"\",'Historical scenario - input'!$D54=\"\"),\"\",Q69/'Historical scenario - input'!$D54),\"\")","v":6.0815750899289953E-3},{"$f":"IFERROR(IF(OR(R69=\"\",'Historical scenario - input'!$D54=\"\"),\"\",R69/'Historical scenario - input'!$D54),\"\")","v":9.6010042034870447E-3},{"$f":"IFERROR(IF(OR(S69=\"\",'Historical scenario - input'!$D54=\"\"),\"\",S69/'Historical scenario - input'!$D54),\"\")","v":1.4913640989147495E-2},{"$f":"IFERROR(IF(OR(T69=\"\",'Historical scenario - input'!$D54=\"\"),\"\",T69/'Historical scenario - input'!$D54),\"\")","v":2.2795055113269385E-2},{"$f":"IFERROR(IF(OR(U69=\"\",'Historical scenario - input'!$D54=\"\"),\"\",U69/'Historical scenario - input'!$D54),\"\")","v":3.428571557360479E-2},{"$f":"IFERROR(IF(OR(V69=\"\",'Historical scenario - input'!$D54=\"\"),\"\",V69/'Historical scenario - input'!$D54),\"\")","v":5.0749225365941016E-2},{"$f":"IFERROR(IF(OR(W69=\"\",'Historical scenario - input'!$D54=\"\"),\"\",W69/'Historical scenario - input'!$D54),\"\")","v":7.3929844566626698E-2}]
[{"$f":"IFERROR('Historical scenario - input'!A55,\"\")","v":""},{"$f":"IFERROR('Historical scenario - input'!B55,\"\")","v":0},{"$f":"IFERROR('Historical scenario - input'!C55,\"\")","v":0},{"$f":"IFERROR(repcalc('Historical scenario - input'!$CV55:$GH55,'Historical scenario - input'!$G55,'Historical scenario - input'!$E55,'Historical scenario - input'!$F55,20,TRUE,TRUE),\"\")","v":""},"","","","","","","","","","","","","","","","","","","",{"$f":"IFERROR(IF(OR(D70=\"\",'Historical scenario - input'!$D55=\"\"),\"\",D70/'Historical scenario - input'!$D55),\"\")","v":""},{"$f":"IFERROR(IF(OR(E70=\"\",'Historical scenario - input'!$D55=\"\"),\"\",E70/'Historical scenario - input'!$D55),\"\")","v":""},{"$f":"IFERROR(IF(OR(F70=\"\",'Historical scenario - input'!$D55=\"\"),\"\",F70/'Historical scenario - input'!$D55),\"\")","v":""},{"$f":"IFERROR(IF(OR(G70=\"\",'Historical scenario - input'!$D55=\"\"),\"\",G70/'Historical scenario - input'!$D55),\"\")","v":""},{"$f":"IFERROR(IF(OR(H70=\"\",'Historical scenario - input'!$D55=\"\"),\"\",H70/'Historical scenario - input'!$D55),\"\")","v":""},{"$f":"IFERROR(IF(OR(I70=\"\",'Historical scenario - input'!$D55=\"\"),\"\",I70/'Historical scenario - input'!$D55),\"\")","v":""},{"$f":"IFERROR(IF(OR(J70=\"\",'Historical scenario - input'!$D55=\"\"),\"\",J70/'Historical scenario - input'!$D55),\"\")","v":""},{"$f":"IFERROR(IF(OR(K70=\"\",'Historical scenario - input'!$D55=\"\"),\"\",K70/'Historical scenario - input'!$D55),\"\")","v":""},{"$f":"IFERROR(IF(OR(L70=\"\",'Historical scenario - input'!$D55=\"\"),\"\",L70/'Historical scenario - input'!$D55),\"\")","v":""},{"$f":"IFERROR(IF(OR(M70=\"\",'Historical scenario - input'!$D55=\"\"),\"\",M70/'Historical scenario - input'!$D55),\"\")","v":""},{"$f":"IFERROR(IF(OR(N70=\"\",'Historical scenario - input'!$D55=\"\"),\"\",N70/'Historical scenario - input'!$D55),\"\")","v":""},{"$f":"IFERROR(IF(OR(O70=\"\",'Historical scenario - input'!$D55=\"\"),\"\",O70/'Historical scenario - input'!$D55),\"\")","v":""},{"$f":"IFERROR(IF(OR(P70=\"\",'Historical scenario - input'!$D55=\"\"),\"\",P70/'Historical scenario - input'!$D55),\"\")","v":""},{"$f":"IFERROR(IF(OR(Q70=\"\",'Historical scenario - input'!$D55=\"\"),\"\",Q70/'Historical scenario - input'!$D55),\"\")","v":""},{"$f":"IFERROR(IF(OR(R70=\"\",'Historical scenario - input'!$D55=\"\"),\"\",R70/'Historical scenario - input'!$D55),\"\")","v":""},{"$f":"IFERROR(IF(OR(S70=\"\",'Historical scenario - input'!$D55=\"\"),\"\",S70/'Historical scenario - input'!$D55),\"\")","v":""},{"$f":"IFERROR(IF(OR(T70=\"\",'Historical scenario - input'!$D55=\"\"),\"\",T70/'Historical scenario - input'!$D55),\"\")","v":""},{"$f":"IFERROR(IF(OR(U70=\"\",'Historical scenario - input'!$D55=\"\"),\"\",U70/'Historical scenario - input'!$D55),\"\")","v":""},{"$f":"IFERROR(IF(OR(V70=\"\",'Historical scenario - input'!$D55=\"\"),\"\",V70/'Historical scenario - input'!$D55),\"\")","v":""},{"$f":"IFERROR(IF(OR(W70=\"\",'Historical scenario - input'!$D55=\"\"),\"\",W70/'Historical scenario - input'!$D55),\"\")","v":""}]
[{"$f":"IFERROR('Historical scenario - input'!A56,\"\")","v":""},{"$f":"IFERROR('Historical scenario - input'!B56,\"\")","v":0},{"$f":"IFERROR('Historical scenario - input'!C56,\"\")","v":0},{"$f":"IFERROR(repcalc('Historical scenario - input'!$CV56:$GH56,'Historical scenario - input'!$G56,'Historical scenario - input'!$E56,'Historical scenario - input'!$F56,20,TRUE,TRUE),\"\")","v":""},"","","","","","","","","","","","","","","","","","","",{"$f":"IFERROR(IF(OR(D71=\"\",'Historical scenario - input'!$D56=\"\"),\"\",D71/'Historical scenario - input'!$D56),\"\")","v":""},{"$f":"IFERROR(IF(OR(E71=\"\",'Historical scenario - input'!$D56=\"\"),\"\",E71/'Historical scenario - input'!$D56),\"\")","v":""},{"$f":"IFERROR(IF(OR(F71=\"\",'Historical scenario - input'!$D56=\"\"),\"\",F71/'Historical scenario - input'!$D56),\"\")","v":""},{"$f":"IFERROR(IF(OR(G71=\"\",'Historical scenario - input'!$D56=\"\"),\"\",G71/'Historical scenario - input'!$D56),\"\")","v":""},{"$f":"IFERROR(IF(OR(H71=\"\",'Historical scenario - input'!$D56=\"\"),\"\",H71/'Historical scenario - input'!$D56),\"\")","v":""},{"$f":"IFERROR(IF(OR(I71=\"\",'Historical scenario - input'!$D56=\"\"),\"\",I71/'Historical scenario - input'!$D56),\"\")","v":""},{"$f":"IFERROR(IF(OR(J71=\"\",'Historical scenario - input'!$D56=\"\"),\"\",J71/'Historical scenario - input'!$D56),\"\")","v":""},{"$f":"IFERROR(IF(OR(K71=\"\",'Historical scenario - input'!$D56=\"\"),\"\",K71/'Historical scenario - input'!$D56),\"\")","v":""},{"$f":"IFERROR(IF(OR(L71=\"\",'Historical scenario - input'!$D56=\"\"),\"\",L71/'Historical scenario - input'!$D56),\"\")","v":""},{"$f":"IFERROR(IF(OR(M71=\"\",'Historical scenario - input'!$D56=\"\"),\"\",M71/'Historical scenario - input'!$D56),\"\")","v":""},{"$f":"IFERROR(IF(OR(N71=\"\",'Historical scenario - input'!$D56=\"\"),\"\",N71/'Historical scenario - input'!$D56),\"\")","v":""},{"$f":"IFERROR(IF(OR(O71=\"\",'Historical scenario - input'!$D56=\"\"),\"\",O71/'Historical scenario - input'!$D56),\"\")","v":""},{"$f":"IFERROR(IF(OR(P71=\"\",'Historical scenario - input'!$D56=\"\"),\"\",P71/'Historical scenario - input'!$D56),\"\")","v":""},{"$f":"IFERROR(IF(OR(Q71=\"\",'Historical scenario - input'!$D56=\"\"),\"\",Q71/'Historical scenario - input'!$D56),\"\")","v":""},{"$f":"IFERROR(IF(OR(R71=\"\",'Historical scenario - input'!$D56=\"\"),\"\",R71/'Historical scenario - input'!$D56),\"\")","v":""},{"$f":"IFERROR(IF(OR(S71=\"\",'Historical scenario - input'!$D56=\"\"),\"\",S71/'Historical scenario - input'!$D56),\"\")","v":""},{"$f":"IFERROR(IF(OR(T71=\"\",'Historical scenario - input'!$D56=\"\"),\"\",T71/'Historical scenario - input'!$D56),\"\")","v":""},{"$f":"IFERROR(IF(OR(U71=\"\",'Historical scenario - input'!$D56=\"\"),\"\",U71/'Historical scenario - input'!$D56),\"\")","v":""},{"$f":"IFERROR(IF(OR(V71=\"\",'Historical scenario - input'!$D56=\"\"),\"\",V71/'Historical scenario - input'!$D56),\"\")","v":""},{"$f":"IFERROR(IF(OR(W71=\"\",'Historical scenario - input'!$D56=\"\"),\"\",W71/'Historical scenario - input'!$D56),\"\")","v":""}]
[{"$f":"IFERROR('Historical scenario - input'!A57,\"\")","v":""},{"$f":"IFERROR('Historical scenario - input'!B57,\"\")","v":0},{"$f":"IFERROR('Historical scenario - input'!C57,\"\")","v":0},{"$f":"IFERROR(repcalc('Historical scenario - input'!$CV57:$GH57,'Historical scenario - input'!$G57,'Historical scenario - input'!$E57,'Historical scenario - input'!$F57,20,TRUE,TRUE),\"\")","v":""},"","","","","","","","","","","","","","","","","","","",{"$f":"IFERROR(IF(OR(D72=\"\",'Historical scenario - input'!$D57=\"\"),\"\",D72/'Historical scenario - input'!$D57),\"\")","v":""},{"$f":"IFERROR(IF(OR(E72=\"\",'Historical scenario - input'!$D57=\"\"),\"\",E72/'Historical scenario - input'!$D57),\"\")","v":""},{"$f":"IFERROR(IF(OR(F72=\"\",'Historical scenario - input'!$D57=\"\"),\"\",F72/'Historical scenario - input'!$D57),\"\")","v":""},{"$f":"IFERROR(IF(OR(G72=\"\",'Historical scenario - input'!$D57=\"\"),\"\",G72/'Historical scenario - input'!$D57),\"\")","v":""},{"$f":"IFERROR(IF(OR(H72=\"\",'Historical scenario - input'!$D57=\"\"),\"\",H72/'Historical scenario - input'!$D57),\"\")","v":""},{"$f":"IFERROR(IF(OR(I72=\"\",'Historical scenario - input'!$D57=\"\"),\"\",I72/'Historical scenario - input'!$D57),\"\")","v":""},{"$f":"IFERROR(IF(OR(J72=\"\",'Historical scenario - input'!$D57=\"\"),\"\",J72/'Historical scenario - input'!$D57),\"\")","v":""},{"$f":"IFERROR(IF(OR(K72=\"\",'Historical scenario - input'!$D57=\"\"),\"\",K72/'Historical scenario - input'!$D57),\"\")","v":""},{"$f":"IFERROR(IF(OR(L72=\"\",'Historical scenario - input'!$D57=\"\"),\"\",L72/'Historical scenario - input'!$D57),\"\")","v":""},{"$f":"IFERROR(IF(OR(M72=\"\",'Historical scenario - input'!$D57=\"\"),\"\",M72/'Historical scenario - input'!$D57),\"\")","v":""},{"$f":"IFERROR(IF(OR(N72=\"\",'Historical scenario - input'!$D57=\"\"),\"\",N72/'Historical scenario - input'!$D57),\"\")","v":""},{"$f":"IFERROR(IF(OR(O72=\"\",'Historical scenario - input'!$D57=\"\"),\"\",O72/'Historical scenario - input'!$D57),\"\")","v":""},{"$f":"IFERROR(IF(OR(P72=\"\",'Historical scenario - input'!$D57=\"\"),\"\",P72/'Historical scenario - input'!$D57),\"\")","v":""},{"$f":"IFERROR(IF(OR(Q72=\"\",'Historical scenario - input'!$D57=\"\"),\"\",Q72/'Historical scenario - input'!$D57),\"\")","v":""},{"$f":"IFERROR(IF(OR(R72=\"\",'Historical scenario - input'!$D57=\"\"),\"\",R72/'Historical scenario - input'!$D57),\"\")","v":""},{"$f":"IFERROR(IF(OR(S72=\"\",'Historical scenario - input'!$D57=\"\"),\"\",S72/'Historical scenario - input'!$D57),\"\")","v":""},{"$f":"IFERROR(IF(OR(T72=\"\",'Historical scenario - input'!$D57=\"\"),\"\",T72/'Historical scenario - input'!$D57),\"\")","v":""},{"$f":"IFERROR(IF(OR(U72=\"\",'Historical scenario - input'!$D57=\"\"),\"\",U72/'Historical scenario - input'!$D57),\"\")","v":""},{"$f":"IFERROR(IF(OR(V72=\"\",'Historical scenario - input'!$D57=\"\"),\"\",V72/'Historical scenario - input'!$D57),\"\")","v":""},{"$f":"IFERROR(IF(OR(W72=\"\",'Historical scenario - input'!$D57=\"\"),\"\",W72/'Historical scenario - input'!$D57),\"\")","v":""}]
[{"$f":"IFERROR('Historical scenario - input'!A58,\"\")","v":""},{"$f":"IFERROR('Historical scenario - input'!B58,\"\")","v":0},{"$f":"IFERROR('Historical scenario - input'!C58,\"\")","v":0},{"$f":"IFERROR(repcalc('Historical scenario - input'!$CV58:$GH58,'Historical scenario - input'!$G58,'Historical scenario - input'!$E58,'Historical scenario - input'!$F58,20,TRUE,TRUE),\"\")","v":""},"","","","","","","","","","","","","","","","","","","",{"$f":"IFERROR(IF(OR(D73=\"\",'Historical scenario - input'!$D58=\"\"),\"\",D73/'Historical scenario - input'!$D58),\"\")","v":""},{"$f":"IFERROR(IF(OR(E73=\"\",'Historical scenario - input'!$D58=\"\"),\"\",E73/'Historical scenario - input'!$D58),\"\")","v":""},{"$f":"IFERROR(IF(OR(F73=\"\",'Historical scenario - input'!$D58=\"\"),\"\",F73/'Historical scenario - input'!$D58),\"\")","v":""},{"$f":"IFERROR(IF(OR(G73=\"\",'Historical scenario - input'!$D58=\"\"),\"\",G73/'Historical scenario - input'!$D58),\"\")","v":""},{"$f":"IFERROR(IF(OR(H73=\"\",'Historical scenario - input'!$D58=\"\"),\"\",H73/'Historical scenario - input'!$D58),\"\")","v":""},{"$f":"IFERROR(IF(OR(I73=\"\",'Historical scenario - input'!$D58=\"\"),\"\",I73/'Historical scenario - input'!$D58),\"\")","v":""},{"$f":"IFERROR(IF(OR(J73=\"\",'Historical scenario - input'!$D58=\"\"),\"\",J73/'Historical scenario - input'!$D58),\"\")","v":""},{"$f":"IFERROR(IF(OR(K73=\"\",'Historical scenario - input'!$D58=\"\"),\"\",K73/'Historical scenario - input'!$D58),\"\")","v":""},{"$f":"IFERROR(IF(OR(L73=\"\",'Historical scenario - input'!$D58=\"\"),\"\",L73/'Historical scenario - input'!$D58),\"\")","v":""},{"$f":"IFERROR(IF(OR(M73=\"\",'Historical scenario - input'!$D58=\"\"),\"\",M73/'Historical scenario - input'!$D58),\"\")","v":""},{"$f":"IFERROR(IF(OR(N73=\"\",'Historical scenario - input'!$D58=\"\"),\"\",N73/'Historical scenario - input'!$D58),\"\")","v":""},{"$f":"IFERROR(IF(OR(O73=\"\",'Historical scenario - input'!$D58=\"\"),\"\",O73/'Historical scenario - input'!$D58),\"\")","v":""},{"$f":"IFERROR(IF(OR(P73=\"\",'Historical scenario - input'!$D58=\"\"),\"\",P73/'Historical scenario - input'!$D58),\"\")","v":""},{"$f":"IFERROR(IF(OR(Q73=\"\",'Historical scenario - input'!$D58=\"\"),\"\",Q73/'Historical scenario - input'!$D58),\"\")","v":""},{"$f":"IFERROR(IF(OR(R73=\"\",'Historical scenario - input'!$D58=\"\"),\"\",R73/'Historical scenario - input'!$D58),\"\")","v":""},{"$f":"IFERROR(IF(OR(S73=\"\",'Historical scenario - input'!$D58=\"\"),\"\",S73/'Historical scenario - input'!$D58),\"\")","v":""},{"$f":"IFERROR(IF(OR(T73=\"\",'Historical scenario - input'!$D58=\"\"),\"\",T73/'Historical scenario - input'!$D58),\"\")","v":""},{"$f":"IFERROR(IF(OR(U73=\"\",'Historical scenario - input'!$D58=\"\"),\"\",U73/'Historical scenario - input'!$D58),\"\")","v":""},{"$f":"IFERROR(IF(OR(V73=\"\",'Historical scenario - input'!$D58=\"\"),\"\",V73/'Historical scenario - input'!$D58),\"\")","v":""},{"$f":"IFERROR(IF(OR(W73=\"\",'Historical scenario - input'!$D58=\"\"),\"\",W73/'Historical scenario - input'!$D58),\"\")","v":""}]
[{"$f":"IFERROR('Historical scenario - input'!A59,\"\")","v":""},{"$f":"IFERROR('Historical scenario - input'!B59,\"\")","v":0},{"$f":"IFERROR('Historical scenario - input'!C59,\"\")","v":0},{"$f":"IFERROR(repcalc('Historical scenario - input'!$CV59:$GH59,'Historical scenario - input'!$G59,'Historical scenario - input'!$E59,'Historical scenario - input'!$F59,20,TRUE,TRUE),\"\")","v":""},"","","","","","","","","","","","","","","","","","","",{"$f":"IFERROR(IF(OR(D74=\"\",'Historical scenario - input'!$D59=\"\"),\"\",D74/'Historical scenario - input'!$D59),\"\")","v":""},{"$f":"IFERROR(IF(OR(E74=\"\",'Historical scenario - input'!$D59=\"\"),\"\",E74/'Historical scenario - input'!$D59),\"\")","v":""},{"$f":"IFERROR(IF(OR(F74=\"\",'Historical scenario - input'!$D59=\"\"),\"\",F74/'Historical scenario - input'!$D59),\"\")","v":""},{"$f":"IFERROR(IF(OR(G74=\"\",'Historical scenario - input'!$D59=\"\"),\"\",G74/'Historical scenario - input'!$D59),\"\")","v":""},{"$f":"IFERROR(IF(OR(H74=\"\",'Historical scenario - input'!$D59=\"\"),\"\",H74/'Historical scenario - input'!$D59),\"\")","v":""},{"$f":"IFERROR(IF(OR(I74=\"\",'Historical scenario - input'!$D59=\"\"),\"\",I74/'Historical scenario - input'!$D59),\"\")","v":""},{"$f":"IFERROR(IF(OR(J74=\"\",'Historical scenario - input'!$D59=\"\"),\"\",J74/'Historical scenario - input'!$D59),\"\")","v":""},{"$f":"IFERROR(IF(OR(K74=\"\",'Historical scenario - input'!$D59=\"\"),\"\",K74/'Historical scenario - input'!$D59),\"\")","v":""},{"$f":"IFERROR(IF(OR(L74=\"\",'Historical scenario - input'!$D59=\"\"),\"\",L74/'Historical scenario - input'!$D59),\"\")","v":""},{"$f":"IFERROR(IF(OR(M74=\"\",'Historical scenario - input'!$D59=\"\"),\"\",M74/'Historical scenario - input'!$D59),\"\")","v":""},{"$f":"IFERROR(IF(OR(N74=\"\",'Historical scenario - input'!$D59=\"\"),\"\",N74/'Historical scenario - input'!$D59),\"\")","v":""},{"$f":"IFERROR(IF(OR(O74=\"\",'Historical scenario - input'!$D59=\"\"),\"\",O74/'Historical scenario - input'!$D59),\"\")","v":""},{"$f":"IFERROR(IF(OR(P74=\"\",'Historical scenario - input'!$D59=\"\"),\"\",P74/'Historical scenario - input'!$D59),\"\")","v":""},{"$f":"IFERROR(IF(OR(Q74=\"\",'Historical scenario - input'!$D59=\"\"),\"\",Q74/'Historical scenario - input'!$D59),\"\")","v":""},{"$f":"IFERROR(IF(OR(R74=\"\",'Historical scenario - input'!$D59=\"\"),\"\",R74/'Historical scenario - input'!$D59),\"\")","v":""},{"$f":"IFERROR(IF(OR(S74=\"\",'Historical scenario - input'!$D59=\"\"),\"\",S74/'Historical scenario - input'!$D59),\"\")","v":""},{"$f":"IFERROR(IF(OR(T74=\"\",'Historical scenario - input'!$D59=\"\"),\"\",T74/'Historical scenario - input'!$D59),\"\")","v":""},{"$f":"IFERROR(IF(OR(U74=\"\",'Historical scenario - input'!$D59=\"\"),\"\",U74/'Historical scenario - input'!$D59),\"\")","v":""},{"$f":"IFERROR(IF(OR(V74=\"\",'Historical scenario - input'!$D59=\"\"),\"\",V74/'Historical scenario - input'!$D59),\"\")","v":""},{"$f":"IFERROR(IF(OR(W74=\"\",'Historical scenario - input'!$D59=\"\"),\"\",W74/'Historical scenario - input'!$D59),\"\")","v":""}]
[{"$f":"IFERROR('Historical scenario - input'!A60,\"\")","v":""},{"$f":"IFERROR('Historical scenario - input'!B60,\"\")","v":0},{"$f":"IFERROR('Historical scenario - input'!C60,\"\")","v":0},{"$f":"IFERROR(repcalc('Historical scenario - input'!$CV60:$GH60,'Historical scenario - input'!$G60,'Historical scenario - input'!$E60,'Historical scenario - input'!$F60,20,TRUE,TRUE),\"\")","v":""},"","","","","","","","","","","","","","","","","","","",{"$f":"IFERROR(IF(OR(D75=\"\",'Historical scenario - input'!$D60=\"\"),\"\",D75/'Historical scenario - input'!$D60),\"\")","v":""},{"$f":"IFERROR(IF(OR(E75=\"\",'Historical scenario - input'!$D60=\"\"),\"\",E75/'Historical scenario - input'!$D60),\"\")","v":""},{"$f":"IFERROR(IF(OR(F75=\"\",'Historical scenario - input'!$D60=\"\"),\"\",F75/'Historical scenario - input'!$D60),\"\")","v":""},{"$f":"IFERROR(IF(OR(G75=\"\",'Historical scenario - input'!$D60=\"\"),\"\",G75/'Historical scenario - input'!$D60),\"\")","v":""},{"$f":"IFERROR(IF(OR(H75=\"\",'Historical scenario - input'!$D60=\"\"),\"\",H75/'Historical scenario - input'!$D60),\"\")","v":""},{"$f":"IFERROR(IF(OR(I75=\"\",'Historical scenario - input'!$D60=\"\"),\"\",I75/'Historical scenario - input'!$D60),\"\")","v":""},{"$f":"IFERROR(IF(OR(J75=\"\",'Historical scenario - input'!$D60=\"\"),\"\",J75/'Historical scenario - input'!$D60),\"\")","v":""},{"$f":"IFERROR(IF(OR(K75=\"\",'Historical scenario - input'!$D60=\"\"),\"\",K75/'Historical scenario - input'!$D60),\"\")","v":""},{"$f":"IFERROR(IF(OR(L75=\"\",'Historical scenario - input'!$D60=\"\"),\"\",L75/'Historical scenario - input'!$D60),\"\")","v":""},{"$f":"IFERROR(IF(OR(M75=\"\",'Historical scenario - input'!$D60=\"\"),\"\",M75/'Historical scenario - input'!$D60),\"\")","v":""},{"$f":"IFERROR(IF(OR(N75=\"\",'Historical scenario - input'!$D60=\"\"),\"\",N75/'Historical scenario - input'!$D60),\"\")","v":""},{"$f":"IFERROR(IF(OR(O75=\"\",'Historical scenario - input'!$D60=\"\"),\"\",O75/'Historical scenario - input'!$D60),\"\")","v":""},{"$f":"IFERROR(IF(OR(P75=\"\",'Historical scenario - input'!$D60=\"\"),\"\",P75/'Historical scenario - input'!$D60),\"\")","v":""},{"$f":"IFERROR(IF(OR(Q75=\"\",'Historical scenario - input'!$D60=\"\"),\"\",Q75/'Historical scenario - input'!$D60),\"\")","v":""},{"$f":"IFERROR(IF(OR(R75=\"\",'Historical scenario - input'!$D60=\"\"),\"\",R75/'Historical scenario - input'!$D60),\"\")","v":""},{"$f":"IFERROR(IF(OR(S75=\"\",'Historical scenario - input'!$D60=\"\"),\"\",S75/'Historical scenario - input'!$D60),\"\")","v":""},{"$f":"IFERROR(IF(OR(T75=\"\",'Historical scenario - input'!$D60=\"\"),\"\",T75/'Historical scenario - input'!$D60),\"\")","v":""},{"$f":"IFERROR(IF(OR(U75=\"\",'Historical scenario - input'!$D60=\"\"),\"\",U75/'Historical scenario - input'!$D60),\"\")","v":""},{"$f":"IFERROR(IF(OR(V75=\"\",'Historical scenario - input'!$D60=\"\"),\"\",V75/'Historical scenario - input'!$D60),\"\")","v":""},{"$f":"IFERROR(IF(OR(W75=\"\",'Historical scenario - input'!$D60=\"\"),\"\",W75/'Historical scenario - input'!$D60),\"\")","v":""}]
[{"$f":"IFERROR('Historical scenario - input'!A61,\"\")","v":""},{"$f":"IFERROR('Historical scenario - input'!B61,\"\")","v":0},{"$f":"IFERROR('Historical scenario - input'!C61,\"\")","v":0},{"$f":"IFERROR(repcalc('Historical scenario - input'!$CV61:$GH61,'Historical scenario - input'!$G61,'Historical scenario - input'!$E61,'Historical scenario - input'!$F61,20,TRUE,TRUE),\"\")","v":""},"","","","","","","","","","","","","","","","","","","",{"$f":"IFERROR(IF(OR(D76=\"\",'Historical scenario - input'!$D61=\"\"),\"\",D76/'Historical scenario - input'!$D61),\"\")","v":""},{"$f":"IFERROR(IF(OR(E76=\"\",'Historical scenario - input'!$D61=\"\"),\"\",E76/'Historical scenario - input'!$D61),\"\")","v":""},{"$f":"IFERROR(IF(OR(F76=\"\",'Historical scenario - input'!$D61=\"\"),\"\",F76/'Historical scenario - input'!$D61),\"\")","v":""},{"$f":"IFERROR(IF(OR(G76=\"\",'Historical scenario - input'!$D61=\"\"),\"\",G76/'Historical scenario - input'!$D61),\"\")","v":""},{"$f":"IFERROR(IF(OR(H76=\"\",'Historical scenario - input'!$D61=\"\"),\"\",H76/'Historical scenario - input'!$D61),\"\")","v":""},{"$f":"IFERROR(IF(OR(I76=\"\",'Historical scenario - input'!$D61=\"\"),\"\",I76/'Historical scenario - input'!$D61),\"\")","v":""},{"$f":"IFERROR(IF(OR(J76=\"\",'Historical scenario - input'!$D61=\"\"),\"\",J76/'Historical scenario - input'!$D61),\"\")","v":""},{"$f":"IFERROR(IF(OR(K76=\"\",'Historical scenario - input'!$D61=\"\"),\"\",K76/'Historical scenario - input'!$D61),\"\")","v":""},{"$f":"IFERROR(IF(OR(L76=\"\",'Historical scenario - input'!$D61=\"\"),\"\",L76/'Historical scenario - input'!$D61),\"\")","v":""},{"$f":"IFERROR(IF(OR(M76=\"\",'Historical scenario - input'!$D61=\"\"),\"\",M76/'Historical scenario - input'!$D61),\"\")","v":""},{"$f":"IFERROR(IF(OR(N76=\"\",'Historical scenario - input'!$D61=\"\"),\"\",N76/'Historical scenario - input'!$D61),\"\")","v":""},{"$f":"IFERROR(IF(OR(O76=\"\",'Historical scenario - input'!$D61=\"\"),\"\",O76/'Historical scenario - input'!$D61),\"\")","v":""},{"$f":"IFERROR(IF(OR(P76=\"\",'Historical scenario - input'!$D61=\"\"),\"\",P76/'Historical scenario - input'!$D61),\"\")","v":""},{"$f":"IFERROR(IF(OR(Q76=\"\",'Historical scenario - input'!$D61=\"\"),\"\",Q76/'Historical scenario - input'!$D61),\"\")","v":""},{"$f":"IFERROR(IF(OR(R76=\"\",'Historical scenario - input'!$D61=\"\"),\"\",R76/'Historical scenario - input'!$D61),\"\")","v":""},{"$f":"IFERROR(IF(OR(S76=\"\",'Historical scenario - input'!$D61=\"\"),\"\",S76/'Historical scenario - input'!$D61),\"\")","v":""},{"$f":"IFERROR(IF(OR(T76=\"\",'Historical scenario - input'!$D61=\"\"),\"\",T76/'Historical scenario - input'!$D61),\"\")","v":""},{"$f":"IFERROR(IF(OR(U76=\"\",'Historical scenario - input'!$D61=\"\"),\"\",U76/'Historical scenario - input'!$D61),\"\")","v":""},{"$f":"IFERROR(IF(OR(V76=\"\",'Historical scenario - input'!$D61=\"\"),\"\",V76/'Historical scenario - input'!$D61),\"\")","v":""},{"$f":"IFERROR(IF(OR(W76=\"\",'Historical scenario - input'!$D61=\"\"),\"\",W76/'Historical scenario - input'!$D61),\"\")","v":""}]
[{"$f":"IFERROR('Historical scenario - input'!A62,\"\")","v":""},{"$f":"IFERROR('Historical scenario - input'!B62,\"\")","v":0},{"$f":"IFERROR('Historical scenario - input'!C62,\"\")","v":0},{"$f":"IFERROR(repcalc('Historical scenario - input'!$CV62:$GH62,'Historical scenario - input'!$G62,'Historical scenario - input'!$E62,'Historical scenario - input'!$F62,20,TRUE,TRUE),\"\")","v":""},"","","","","","","","","","","","","","","","","","","",{"$f":"IFERROR(IF(OR(D77=\"\",'Historical scenario - input'!$D62=\"\"),\"\",D77/'Historical scenario - input'!$D62),\"\")","v":""},{"$f":"IFERROR(IF(OR(E77=\"\",'Historical scenario - input'!$D62=\"\"),\"\",E77/'Historical scenario - input'!$D62),\"\")","v":""},{"$f":"IFERROR(IF(OR(F77=\"\",'Historical scenario - input'!$D62=\"\"),\"\",F77/'Historical scenario - input'!$D62),\"\")","v":""},{"$f":"IFERROR(IF(OR(G77=\"\",'Historical scenario - input'!$D62=\"\"),\"\",G77/'Historical scenario - input'!$D62),\"\")","v":""},{"$f":"IFERROR(IF(OR(H77=\"\",'Historical scenario - input'!$D62=\"\"),\"\",H77/'Historical scenario - input'!$D62),\"\")","v":""},{"$f":"IFERROR(IF(OR(I77=\"\",'Historical scenario - input'!$D62=\"\"),\"\",I77/'Historical scenario - input'!$D62),\"\")","v":""},{"$f":"IFERROR(IF(OR(J77=\"\",'Historical scenario - input'!$D62=\"\"),\"\",J77/'Historical scenario - input'!$D62),\"\")","v":""},{"$f":"IFERROR(IF(OR(K77=\"\",'Historical scenario - input'!$D62=\"\"),\"\",K77/'Historical scenario - input'!$D62),\"\")","v":""},{"$f":"IFERROR(IF(OR(L77=\"\",'Historical scenario - input'!$D62=\"\"),\"\",L77/'Historical scenario - input'!$D62),\"\")","v":""},{"$f":"IFERROR(IF(OR(M77=\"\",'Historical scenario - input'!$D62=\"\"),\"\",M77/'Historical scenario - input'!$D62),\"\")","v":""},{"$f":"IFERROR(IF(OR(N77=\"\",'Historical scenario - input'!$D62=\"\"),\"\",N77/'Historical scenario - input'!$D62),\"\")","v":""},{"$f":"IFERROR(IF(OR(O77=\"\",'Historical scenario - input'!$D62=\"\"),\"\",O77/'Historical scenario - input'!$D62),\"\")","v":""},{"$f":"IFERROR(IF(OR(P77=\"\",'Historical scenario - input'!$D62=\"\"),\"\",P77/'Historical scenario - input'!$D62),\"\")","v":""},{"$f":"IFERROR(IF(OR(Q77=\"\",'Historical scenario - input'!$D62=\"\"),\"\",Q77/'Historical scenario - input'!$D62),\"\")","v":""},{"$f":"IFERROR(IF(OR(R77=\"\",'Historical scenario - input'!$D62=\"\"),\"\",R77/'Historical scenario - input'!$D62),\"\")","v":""},{"$f":"IFERROR(IF(OR(S77=\"\",'Historical scenario - input'!$D62=\"\"),\"\",S77/'Historical scenario - input'!$D62),\"\")","v":""},{"$f":"IFERROR(IF(OR(T77=\"\",'Historical scenario - input'!$D62=\"\"),\"\",T77/'Historical scenario - input'!$D62),\"\")","v":""},{"$f":"IFERROR(IF(OR(U77=\"\",'Historical scenario - input'!$D62=\"\"),\"\",U77/'Historical scenario - input'!$D62),\"\")","v":""},{"$f":"IFERROR(IF(OR(V77=\"\",'Historical scenario - input'!$D62=\"\"),\"\",V77/'Historical scenario - input'!$D62),\"\")","v":""},{"$f":"IFERROR(IF(OR(W77=\"\",'Historical scenario - input'!$D62=\"\"),\"\",W77/'Historical scenario - input'!$D62),\"\")","v":""}]
[{"$f":"IFERROR('Historical scenario - input'!A63,\"\")","v":""},{"$f":"IFERROR('Historical scenario - input'!B63,\"\")","v":0},{"$f":"IFERROR('Historical scenario - input'!C63,\"\")","v":0},{"$f":"IFERROR(repcalc('Historical scenario - input'!$CV63:$GH63,'Historical scenario - input'!$G63,'Historical scenario - input'!$E63,'Historical scenario - input'!$F63,20,TRUE,TRUE),\"\")","v":""},"","","","","","","","","","","","","","","","","","","",{"$f":"IFERROR(IF(OR(D78=\"\",'Historical scenario - input'!$D63=\"\"),\"\",D78/'Historical scenario - input'!$D63),\"\")","v":""},{"$f":"IFERROR(IF(OR(E78=\"\",'Historical scenario - input'!$D63=\"\"),\"\",E78/'Historical scenario - input'!$D63),\"\")","v":""},{"$f":"IFERROR(IF(OR(F78=\"\",'Historical scenario - input'!$D63=\"\"),\"\",F78/'Historical scenario - input'!$D63),\"\")","v":""},{"$f":"IFERROR(IF(OR(G78=\"\",'Historical scenario - input'!$D63=\"\"),\"\",G78/'Historical scenario - input'!$D63),\"\")","v":""},{"$f":"IFERROR(IF(OR(H78=\"\",'Historical scenario - input'!$D63=\"\"),\"\",H78/'Historical scenario - input'!$D63),\"\")","v":""},{"$f":"IFERROR(IF(OR(I78=\"\",'Historical scenario - input'!$D63=\"\"),\"\",I78/'Historical scenario - input'!$D63),\"\")","v":""},{"$f":"IFERROR(IF(OR(J78=\"\",'Historical scenario - input'!$D63=\"\"),\"\",J78/'Historical scenario - input'!$D63),\"\")","v":""},{"$f":"IFERROR(IF(OR(K78=\"\",'Historical scenario - input'!$D63=\"\"),\"\",K78/'Historical scenario - input'!$D63),\"\")","v":""},{"$f":"IFERROR(IF(OR(L78=\"\",'Historical scenario - input'!$D63=\"\"),\"\",L78/'Historical scenario - input'!$D63),\"\")","v":""},{"$f":"IFERROR(IF(OR(M78=\"\",'Historical scenario - input'!$D63=\"\"),\"\",M78/'Historical scenario - input'!$D63),\"\")","v":""},{"$f":"IFERROR(IF(OR(N78=\"\",'Historical scenario - input'!$D63=\"\"),\"\",N78/'Historical scenario - input'!$D63),\"\")","v":""},{"$f":"IFERROR(IF(OR(O78=\"\",'Historical scenario - input'!$D63=\"\"),\"\",O78/'Historical scenario - input'!$D63),\"\")","v":""},{"$f":"IFERROR(IF(OR(P78=\"\",'Historical scenario - input'!$D63=\"\"),\"\",P78/'Historical scenario - input'!$D63),\"\")","v":""},{"$f":"IFERROR(IF(OR(Q78=\"\",'Historical scenario - input'!$D63=\"\"),\"\",Q78/'Historical scenario - input'!$D63),\"\")","v":""},{"$f":"IFERROR(IF(OR(R78=\"\",'Historical scenario - input'!$D63=\"\"),\"\",R78/'Historical scenario - input'!$D63),\"\")","v":""},{"$f":"IFERROR(IF(OR(S78=\"\",'Historical scenario - input'!$D63=\"\"),\"\",S78/'Historical scenario - input'!$D63),\"\")","v":""},{"$f":"IFERROR(IF(OR(T78=\"\",'Historical scenario - input'!$D63=\"\"),\"\",T78/'Historical scenario - input'!$D63),\"\")","v":""},{"$f":"IFERROR(IF(OR(U78=\"\",'Historical scenario - input'!$D63=\"\"),\"\",U78/'Historical scenario - input'!$D63),\"\")","v":""},{"$f":"IFERROR(IF(OR(V78=\"\",'Historical scenario - input'!$D63=\"\"),\"\",V78/'Historical scenario - input'!$D63),\"\")","v":""},{"$f":"IFERROR(IF(OR(W78=\"\",'Historical scenario - input'!$D63=\"\"),\"\",W78/'Historical scenario - input'!$D63),\"\")","v":""}]
[{"$f":"IFERROR('Historical scenario - input'!A64,\"\")","v":""},{"$f":"IFERROR('Historical scenario - input'!B64,\"\")","v":0},{"$f":"IFERROR('Historical scenario - input'!C64,\"\")","v":0},{"$f":"IFERROR(repcalc('Historical scenario - input'!$CV64:$GH64,'Historical scenario - input'!$G64,'Historical scenario - input'!$E64,'Historical scenario - input'!$F64,20,TRUE,TRUE),\"\")","v":""},"","","","","","","","","","","","","","","","","","","",{"$f":"IFERROR(IF(OR(D79=\"\",'Historical scenario - input'!$D64=\"\"),\"\",D79/'Historical scenario - input'!$D64),\"\")","v":""},{"$f":"IFERROR(IF(OR(E79=\"\",'Historical scenario - input'!$D64=\"\"),\"\",E79/'Historical scenario - input'!$D64),\"\")","v":""},{"$f":"IFERROR(IF(OR(F79=\"\",'Historical scenario - input'!$D64=\"\"),\"\",F79/'Historical scenario - input'!$D64),\"\")","v":""},{"$f":"IFERROR(IF(OR(G79=\"\",'Historical scenario - input'!$D64=\"\"),\"\",G79/'Historical scenario - input'!$D64),\"\")","v":""},{"$f":"IFERROR(IF(OR(H79=\"\",'Historical scenario - input'!$D64=\"\"),\"\",H79/'Historical scenario - input'!$D64),\"\")","v":""},{"$f":"IFERROR(IF(OR(I79=\"\",'Historical scenario - input'!$D64=\"\"),\"\",I79/'Historical scenario - input'!$D64),\"\")","v":""},{"$f":"IFERROR(IF(OR(J79=\"\",'Historical scenario - input'!$D64=\"\"),\"\",J79/'Historical scenario - input'!$D64),\"\")","v":""},{"$f":"IFERROR(IF(OR(K79=\"\",'Historical scenario - input'!$D64=\"\"),\"\",K79/'Historical scenario - input'!$D64),\"\")","v":""},{"$f":"IFERROR(IF(OR(L79=\"\",'Historical scenario - input'!$D64=\"\"),\"\",L79/'Historical scenario - input'!$D64),\"\")","v":""},{"$f":"IFERROR(IF(OR(M79=\"\",'Historical scenario - input'!$D64=\"\"),\"\",M79/'Historical scenario - input'!$D64),\"\")","v":""},{"$f":"IFERROR(IF(OR(N79=\"\",'Historical scenario - input'!$D64=\"\"),\"\",N79/'Historical scenario - input'!$D64),\"\")","v":""},{"$f":"IFERROR(IF(OR(O79=\"\",'Historical scenario - input'!$D64=\"\"),\"\",O79/'Historical scenario - input'!$D64),\"\")","v":""},{"$f":"IFERROR(IF(OR(P79=\"\",'Historical scenario - input'!$D64=\"\"),\"\",P79/'Historical scenario - input'!$D64),\"\")","v":""},{"$f":"IFERROR(IF(OR(Q79=\"\",'Historical scenario - input'!$D64=\"\"),\"\",Q79/'Historical scenario - input'!$D64),\"\")","v":""},{"$f":"IFERROR(IF(OR(R79=\"\",'Historical scenario - input'!$D64=\"\"),\"\",R79/'Historical scenario - input'!$D64),\"\")","v":""},{"$f":"IFERROR(IF(OR(S79=\"\",'Historical scenario - input'!$D64=\"\"),\"\",S79/'Historical scenario - input'!$D64),\"\")","v":""},{"$f":"IFERROR(IF(OR(T79=\"\",'Historical scenario - input'!$D64=\"\"),\"\",T79/'Historical scenario - input'!$D64),\"\")","v":""},{"$f":"IFERROR(IF(OR(U79=\"\",'Historical scenario - input'!$D64=\"\"),\"\",U79/'Historical scenario - input'!$D64),\"\")","v":""},{"$f":"IFERROR(IF(OR(V79=\"\",'Historical scenario - input'!$D64=\"\"),\"\",V79/'Historical scenario - input'!$D64),\"\")","v":""},{"$f":"IFERROR(IF(OR(W79=\"\",'Historical scenario - input'!$D64=\"\"),\"\",W79/'Historical scenario - input'!$D64),\"\")","v":""}]
[{"$f":"IFERROR('Historical scenario - input'!A65,\"\")","v":""},{"$f":"IFERROR('Historical scenario - input'!B65,\"\")","v":0},{"$f":"IFERROR('Historical scenario - input'!C65,\"\")","v":0},{"$f":"IFERROR(repcalc('Historical scenario - input'!$CV65:$GH65,'Historical scenario - input'!$G65,'Historical scenario - input'!$E65,'Historical scenario - input'!$F65,20,TRUE,TRUE),\"\")","v":""},"","","","","","","","","","","","","","","","","","","",{"$f":"IFERROR(IF(OR(D80=\"\",'Historical scenario - input'!$D65=\"\"),\"\",D80/'Historical scenario - input'!$D65),\"\")","v":""},{"$f":"IFERROR(IF(OR(E80=\"\",'Historical scenario - input'!$D65=\"\"),\"\",E80/'Historical scenario - input'!$D65),\"\")","v":""},{"$f":"IFERROR(IF(OR(F80=\"\",'Historical scenario - input'!$D65=\"\"),\"\",F80/'Historical scenario - input'!$D65),\"\")","v":""},{"$f":"IFERROR(IF(OR(G80=\"\",'Historical scenario - input'!$D65=\"\"),\"\",G80/'Historical scenario - input'!$D65),\"\")","v":""},{"$f":"IFERROR(IF(OR(H80=\"\",'Historical scenario - input'!$D65=\"\"),\"\",H80/'Historical scenario - input'!$D65),\"\")","v":""},{"$f":"IFERROR(IF(OR(I80=\"\",'Historical scenario - input'!$D65=\"\"),\"\",I80/'Historical scenario - input'!$D65),\"\")","v":""},{"$f":"IFERROR(IF(OR(J80=\"\",'Historical scenario - input'!$D65=\"\"),\"\",J80/'Historical scenario - input'!$D65),\"\")","v":""},{"$f":"IFERROR(IF(OR(K80=\"\",'Historical scenario - input'!$D65=\"\"),\"\",K80/'Historical scenario - input'!$D65),\"\")","v":""},{"$f":"IFERROR(IF(OR(L80=\"\",'Historical scenario - input'!$D65=\"\"),\"\",L80/'Historical scenario - input'!$D65),\"\")","v":""},{"$f":"IFERROR(IF(OR(M80=\"\",'Historical scenario - input'!$D65=\"\"),\"\",M80/'Historical scenario - input'!$D65),\"\")","v":""},{"$f":"IFERROR(IF(OR(N80=\"\",'Historical scenario - input'!$D65=\"\"),\"\",N80/'Historical scenario - input'!$D65),\"\")","v":""},{"$f":"IFERROR(IF(OR(O80=\"\",'Historical scenario - input'!$D65=\"\"),\"\",O80/'Historical scenario - input'!$D65),\"\")","v":""},{"$f":"IFERROR(IF(OR(P80=\"\",'Historical scenario - input'!$D65=\"\"),\"\",P80/'Historical scenario - input'!$D65),\"\")","v":""},{"$f":"IFERROR(IF(OR(Q80=\"\",'Historical scenario - input'!$D65=\"\"),\"\",Q80/'Historical scenario - input'!$D65),\"\")","v":""},{"$f":"IFERROR(IF(OR(R80=\"\",'Historical scenario - input'!$D65=\"\"),\"\",R80/'Historical scenario - input'!$D65),\"\")","v":""},{"$f":"IFERROR(IF(OR(S80=\"\",'Historical scenario - input'!$D65=\"\"),\"\",S80/'Historical scenario - input'!$D65),\"\")","v":""},{"$f":"IFERROR(IF(OR(T80=\"\",'Historical scenario - input'!$D65=\"\"),\"\",T80/'Historical scenario - input'!$D65),\"\")","v":""},{"$f":"IFERROR(IF(OR(U80=\"\",'Historical scenario - input'!$D65=\"\"),\"\",U80/'Historical scenario - input'!$D65),\"\")","v":""},{"$f":"IFERROR(IF(OR(V80=\"\",'Historical scenario - input'!$D65=\"\"),\"\",V80/'Historical scenario - input'!$D65),\"\")","v":""},{"$f":"IFERROR(IF(OR(W80=\"\",'Historical scenario - input'!$D65=\"\"),\"\",W80/'Historical scenario - input'!$D65),\"\")","v":""}]
[{"$f":"IFERROR('Historical scenario - input'!A66,\"\")","v":""},{"$f":"IFERROR('Historical scenario - input'!B66,\"\")","v":0},{"$f":"IFERROR('Historical scenario - input'!C66,\"\")","v":0},{"$f":"IFERROR(repcalc('Historical scenario - input'!$CV66:$GH66,'Historical scenario - input'!$G66,'Historical scenario - input'!$E66,'Historical scenario - input'!$F66,20,TRUE,TRUE),\"\")","v":""},"","","","","","","","","","","","","","","","","","","",{"$f":"IFERROR(IF(OR(D81=\"\",'Historical scenario - input'!$D66=\"\"),\"\",D81/'Historical scenario - input'!$D66),\"\")","v":""},{"$f":"IFERROR(IF(OR(E81=\"\",'Historical scenario - input'!$D66=\"\"),\"\",E81/'Historical scenario - input'!$D66),\"\")","v":""},{"$f":"IFERROR(IF(OR(F81=\"\",'Historical scenario - input'!$D66=\"\"),\"\",F81/'Historical scenario - input'!$D66),\"\")","v":""},{"$f":"IFERROR(IF(OR(G81=\"\",'Historical scenario - input'!$D66=\"\"),\"\",G81/'Historical scenario - input'!$D66),\"\")","v":""},{"$f":"IFERROR(IF(OR(H81=\"\",'Historical scenario - input'!$D66=\"\"),\"\",H81/'Historical scenario - input'!$D66),\"\")","v":""},{"$f":"IFERROR(IF(OR(I81=\"\",'Historical scenario - input'!$D66=\"\"),\"\",I81/'Historical scenario - input'!$D66),\"\")","v":""},{"$f":"IFERROR(IF(OR(J81=\"\",'Historical scenario - input'!$D66=\"\"),\"\",J81/'Historical scenario - input'!$D66),\"\")","v":""},{"$f":"IFERROR(IF(OR(K81=\"\",'Historical scenario - input'!$D66=\"\"),\"\",K81/'Historical scenario - input'!$D66),\"\")","v":""},{"$f":"IFERROR(IF(OR(L81=\"\",'Historical scenario - input'!$D66=\"\"),\"\",L81/'Historical scenario - input'!$D66),\"\")","v":""},{"$f":"IFERROR(IF(OR(M81=\"\",'Historical scenario - input'!$D66=\"\"),\"\",M81/'Historical scenario - input'!$D66),\"\")","v":""},{"$f":"IFERROR(IF(OR(N81=\"\",'Historical scenario - input'!$D66=\"\"),\"\",N81/'Historical scenario - input'!$D66),\"\")","v":""},{"$f":"IFERROR(IF(OR(O81=\"\",'Historical scenario - input'!$D66=\"\"),\"\",O81/'Historical scenario - input'!$D66),\"\")","v":""},{"$f":"IFERROR(IF(OR(P81=\"\",'Historical scenario - input'!$D66=\"\"),\"\",P81/'Historical scenario - input'!$D66),\"\")","v":""},{"$f":"IFERROR(IF(OR(Q81=\"\",'Historical scenario - input'!$D66=\"\"),\"\",Q81/'Historical scenario - input'!$D66),\"\")","v":""},{"$f":"IFERROR(IF(OR(R81=\"\",'Historical scenario - input'!$D66=\"\"),\"\",R81/'Historical scenario - input'!$D66),\"\")","v":""},{"$f":"IFERROR(IF(OR(S81=\"\",'Historical scenario - input'!$D66=\"\"),\"\",S81/'Historical scenario - input'!$D66),\"\")","v":""},{"$f":"IFERROR(IF(OR(T81=\"\",'Historical scenario - input'!$D66=\"\"),\"\",T81/'Historical scenario - input'!$D66),\"\")","v":""},{"$f":"IFERROR(IF(OR(U81=\"\",'Historical scenario - input'!$D66=\"\"),\"\",U81/'Historical scenario - input'!$D66),\"\")","v":""},{"$f":"IFERROR(IF(OR(V81=\"\",'Historical scenario - input'!$D66=\"\"),\"\",V81/'Historical scenario - input'!$D66),\"\")","v":""},{"$f":"IFERROR(IF(OR(W81=\"\",'Historical scenario - input'!$D66=\"\"),\"\",W81/'Historical scenario - input'!$D66),\"\")","v":""}]
[{"$f":"IFERROR('Historical scenario - input'!A67,\"\")","v":""},{"$f":"IFERROR('Historical scenario - input'!B67,\"\")","v":0},{"$f":"IFERROR('Historical scenario - input'!C67,\"\")","v":0},{"$f":"IFERROR(repcalc('Historical scenario - input'!$CV67:$GH67,'Historical scenario - input'!$G67,'Historical scenario - input'!$E67,'Historical scenario - input'!$F67,20,TRUE,TRUE),\"\")","v":""},"","","","","","","","","","","","","","","","","","","",{"$f":"IFERROR(IF(OR(D82=\"\",'Historical scenario - input'!$D67=\"\"),\"\",D82/'Historical scenario - input'!$D67),\"\")","v":""},{"$f":"IFERROR(IF(OR(E82=\"\",'Historical scenario - input'!$D67=\"\"),\"\",E82/'Historical scenario - input'!$D67),\"\")","v":""},{"$f":"IFERROR(IF(OR(F82=\"\",'Historical scenario - input'!$D67=\"\"),\"\",F82/'Historical scenario - input'!$D67),\"\")","v":""},{"$f":"IFERROR(IF(OR(G82=\"\",'Historical scenario - input'!$D67=\"\"),\"\",G82/'Historical scenario - input'!$D67),\"\")","v":""},{"$f":"IFERROR(IF(OR(H82=\"\",'Historical scenario - input'!$D67=\"\"),\"\",H82/'Historical scenario - input'!$D67),\"\")","v":""},{"$f":"IFERROR(IF(OR(I82=\"\",'Historical scenario - input'!$D67=\"\"),\"\",I82/'Historical scenario - input'!$D67),\"\")","v":""},{"$f":"IFERROR(IF(OR(J82=\"\",'Historical scenario - input'!$D67=\"\"),\"\",J82/'Historical scenario - input'!$D67),\"\")","v":""},{"$f":"IFERROR(IF(OR(K82=\"\",'Historical scenario - input'!$D67=\"\"),\"\",K82/'Historical scenario - input'!$D67),\"\")","v":""},{"$f":"IFERROR(IF(OR(L82=\"\",'Historical scenario - input'!$D67=\"\"),\"\",L82/'Historical scenario - input'!$D67),\"\")","v":""},{"$f":"IFERROR(IF(OR(M82=\"\",'Historical scenario - input'!$D67=\"\"),\"\",M82/'Historical scenario - input'!$D67),\"\")","v":""},{"$f":"IFERROR(IF(OR(N82=\"\",'Historical scenario - input'!$D67=\"\"),\"\",N82/'Historical scenario - input'!$D67),\"\")","v":""},{"$f":"IFERROR(IF(OR(O82=\"\",'Historical scenario - input'!$D67=\"\"),\"\",O82/'Historical scenario - input'!$D67),\"\")","v":""},{"$f":"IFERROR(IF(OR(P82=\"\",'Historical scenario - input'!$D67=\"\"),\"\",P82/'Historical scenario - input'!$D67),\"\")","v":""},{"$f":"IFERROR(IF(OR(Q82=\"\",'Historical scenario - input'!$D67=\"\"),\"\",Q82/'Historical scenario - input'!$D67),\"\")","v":""},{"$f":"IFERROR(IF(OR(R82=\"\",'Historical scenario - input'!$D67=\"\"),\"\",R82/'Historical scenario - input'!$D67),\"\")","v":""},{"$f":"IFERROR(IF(OR(S82=\"\",'Historical scenario - input'!$D67=\"\"),\"\",S82/'Historical scenario - input'!$D67),\"\")","v":""},{"$f":"IFERROR(IF(OR(T82=\"\",'Historical scenario - input'!$D67=\"\"),\"\",T82/'Historical scenario - input'!$D67),\"\")","v":""},{"$f":"IFERROR(IF(OR(U82=\"\",'Historical scenario - input'!$D67=\"\"),\"\",U82/'Historical scenario - input'!$D67),\"\")","v":""},{"$f":"IFERROR(IF(OR(V82=\"\",'Historical scenario - input'!$D67=\"\"),\"\",V82/'Historical scenario - input'!$D67),\"\")","v":""},{"$f":"IFERROR(IF(OR(W82=\"\",'Historical scenario - input'!$D67=\"\"),\"\",W82/'Historical scenario - input'!$D67),\"\")","v":""}]
[{"$f":"IFERROR('Historical scenario - input'!A68,\"\")","v":""},{"$f":"IFERROR('Historical scenario - input'!B68,\"\")","v":0},{"$f":"IFERROR('Historical scenario - input'!C68,\"\")","v":0},{"$f":"IFERROR(repcalc('Historical scenario - input'!$CV68:$GH68,'Historical scenario - input'!$G68,'Historical scenario - input'!$E68,'Historical scenario - input'!$F68,20,TRUE,TRUE),\"\")","v":""},"","","","","","","","","","","","","","","","","","","",{"$f":"IFERROR(IF(OR(D83=\"\",'Historical scenario - input'!$D68=\"\"),\"\",D83/'Historical scenario - input'!$D68),\"\")","v":""},{"$f":"IFERROR(IF(OR(E83=\"\",'Historical scenario - input'!$D68=\"\"),\"\",E83/'Historical scenario - input'!$D68),\"\")","v":""},{"$f":"IFERROR(IF(OR(F83=\"\",'Historical scenario - input'!$D68=\"\"),\"\",F83/'Historical scenario - input'!$D68),\"\")","v":""},{"$f":"IFERROR(IF(OR(G83=\"\",'Historical scenario - input'!$D68=\"\"),\"\",G83/'Historical scenario - input'!$D68),\"\")","v":""},{"$f":"IFERROR(IF(OR(H83=\"\",'Historical scenario - input'!$D68=\"\"),\"\",H83/'Historical scenario - input'!$D68),\"\")","v":""},{"$f":"IFERROR(IF(OR(I83=\"\",'Historical scenario - input'!$D68=\"\"),\"\",I83/'Historical scenario - input'!$D68),\"\")","v":""},{"$f":"IFERROR(IF(OR(J83=\"\",'Historical scenario - input'!$D68=\"\"),\"\",J83/'Historical scenario - input'!$D68),\"\")","v":""},{"$f":"IFERROR(IF(OR(K83=\"\",'Historical scenario - input'!$D68=\"\"),\"\",K83/'Historical scenario - input'!$D68),\"\")","v":""},{"$f":"IFERROR(IF(OR(L83=\"\",'Historical scenario - input'!$D68=\"\"),\"\",L83/'Historical scenario - input'!$D68),\"\")","v":""},{"$f":"IFERROR(IF(OR(M83=\"\",'Historical scenario - input'!$D68=\"\"),\"\",M83/'Historical scenario - input'!$D68),\"\")","v":""},{"$f":"IFERROR(IF(OR(N83=\"\",'Historical scenario - input'!$D68=\"\"),\"\",N83/'Historical scenario - input'!$D68),\"\")","v":""},{"$f":"IFERROR(IF(OR(O83=\"\",'Historical scenario - input'!$D68=\"\"),\"\",O83/'Historical scenario - input'!$D68),\"\")","v":""},{"$f":"IFERROR(IF(OR(P83=\"\",'Historical scenario - input'!$D68=\"\"),\"\",P83/'Historical scenario - input'!$D68),\"\")","v":""},{"$f":"IFERROR(IF(OR(Q83=\"\",'Historical scenario - input'!$D68=\"\"),\"\",Q83/'Historical scenario - input'!$D68),\"\")","v":""},{"$f":"IFERROR(IF(OR(R83=\"\",'Historical scenario - input'!$D68=\"\"),\"\",R83/'Historical scenario - input'!$D68),\"\")","v":""},{"$f":"IFERROR(IF(OR(S83=\"\",'Historical scenario - input'!$D68=\"\"),\"\",S83/'Historical scenario - input'!$D68),\"\")","v":""},{"$f":"IFERROR(IF(OR(T83=\"\",'Historical scenario - input'!$D68=\"\"),\"\",T83/'Historical scenario - input'!$D68),\"\")","v":""},{"$f":"IFERROR(IF(OR(U83=\"\",'Historical scenario - input'!$D68=\"\"),\"\",U83/'Historical scenario - input'!$D68),\"\")","v":""},{"$f":"IFERROR(IF(OR(V83=\"\",'Historical scenario - input'!$D68=\"\"),\"\",V83/'Historical scenario - input'!$D68),\"\")","v":""},{"$f":"IFERROR(IF(OR(W83=\"\",'Historical scenario - input'!$D68=\"\"),\"\",W83/'Historical scenario - input'!$D68),\"\")","v":""}]
[{"$f":"IFERROR('Historical scenario - input'!A69,\"\")","v":""},{"$f":"IFERROR('Historical scenario - input'!B69,\"\")","v":0},{"$f":"IFERROR('Historical scenario - input'!C69,\"\")","v":0},{"$f":"IFERROR(repcalc('Historical scenario - input'!$CV69:$GH69,'Historical scenario - input'!$G69,'Historical scenario - input'!$E69,'Historical scenario - input'!$F69,20,TRUE,TRUE),\"\")","v":""},"","","","","","","","","","","","","","","","","","","",{"$f":"IFERROR(IF(OR(D84=\"\",'Historical scenario - input'!$D69=\"\"),\"\",D84/'Historical scenario - input'!$D69),\"\")","v":""},{"$f":"IFERROR(IF(OR(E84=\"\",'Historical scenario - input'!$D69=\"\"),\"\",E84/'Historical scenario - input'!$D69),\"\")","v":""},{"$f":"IFERROR(IF(OR(F84=\"\",'Historical scenario - input'!$D69=\"\"),\"\",F84/'Historical scenario - input'!$D69),\"\")","v":""},{"$f":"IFERROR(IF(OR(G84=\"\",'Historical scenario - input'!$D69=\"\"),\"\",G84/'Historical scenario - input'!$D69),\"\")","v":""},{"$f":"IFERROR(IF(OR(H84=\"\",'Historical scenario - input'!$D69=\"\"),\"\",H84/'Historical scenario - input'!$D69),\"\")","v":""},{"$f":"IFERROR(IF(OR(I84=\"\",'Historical scenario - input'!$D69=\"\"),\"\",I84/'Historical scenario - input'!$D69),\"\")","v":""},{"$f":"IFERROR(IF(OR(J84=\"\",'Historical scenario - input'!$D69=\"\"),\"\",J84/'Historical scenario - input'!$D69),\"\")","v":""},{"$f":"IFERROR(IF(OR(K84=\"\",'Historical scenario - input'!$D69=\"\"),\"\",K84/'Historical scenario - input'!$D69),\"\")","v":""},{"$f":"IFERROR(IF(OR(L84=\"\",'Historical scenario - input'!$D69=\"\"),\"\",L84/'Historical scenario - input'!$D69),\"\")","v":""},{"$f":"IFERROR(IF(OR(M84=\"\",'Historical scenario - input'!$D69=\"\"),\"\",M84/'Historical scenario - input'!$D69),\"\")","v":""},{"$f":"IFERROR(IF(OR(N84=\"\",'Historical scenario - input'!$D69=\"\"),\"\",N84/'Historical scenario - input'!$D69),\"\")","v":""},{"$f":"IFERROR(IF(OR(O84=\"\",'Historical scenario - input'!$D69=\"\"),\"\",O84/'Historical scenario - input'!$D69),\"\")","v":""},{"$f":"IFERROR(IF(OR(P84=\"\",'Historical scenario - input'!$D69=\"\"),\"\",P84/'Historical scenario - input'!$D69),\"\")","v":""},{"$f":"IFERROR(IF(OR(Q84=\"\",'Historical scenario - input'!$D69=\"\"),\"\",Q84/'Historical scenario - input'!$D69),\"\")","v":""},{"$f":"IFERROR(IF(OR(R84=\"\",'Historical scenario - input'!$D69=\"\"),\"\",R84/'Historical scenario - input'!$D69),\"\")","v":""},{"$f":"IFERROR(IF(OR(S84=\"\",'Historical scenario - input'!$D69=\"\"),\"\",S84/'Historical scenario - input'!$D69),\"\")","v":""},{"$f":"IFERROR(IF(OR(T84=\"\",'Historical scenario - input'!$D69=\"\"),\"\",T84/'Historical scenario - input'!$D69),\"\")","v":""},{"$f":"IFERROR(IF(OR(U84=\"\",'Historical scenario - input'!$D69=\"\"),\"\",U84/'Historical scenario - input'!$D69),\"\")","v":""},{"$f":"IFERROR(IF(OR(V84=\"\",'Historical scenario - input'!$D69=\"\"),\"\",V84/'Historical scenario - input'!$D69),\"\")","v":""},{"$f":"IFERROR(IF(OR(W84=\"\",'Historical scenario - input'!$D69=\"\"),\"\",W84/'Historical scenario - input'!$D69),\"\")","v":""}]
[{"$f":"IFERROR('Historical scenario - input'!A70,\"\")","v":""},{"$f":"IFERROR('Historical scenario - input'!B70,\"\")","v":0},{"$f":"IFERROR('Historical scenario - input'!C70,\"\")","v":0},{"$f":"IFERROR(repcalc('Historical scenario - input'!$CV70:$GH70,'Historical scenario - input'!$G70,'Historical scenario - input'!$E70,'Historical scenario - input'!$F70,20,TRUE,TRUE),\"\")","v":""},"","","","","","","","","","","","","","","","","","","",{"$f":"IFERROR(IF(OR(D85=\"\",'Historical scenario - input'!$D70=\"\"),\"\",D85/'Historical scenario - input'!$D70),\"\")","v":""},{"$f":"IFERROR(IF(OR(E85=\"\",'Historical scenario - input'!$D70=\"\"),\"\",E85/'Historical scenario - input'!$D70),\"\")","v":""},{"$f":"IFERROR(IF(OR(F85=\"\",'Historical scenario - input'!$D70=\"\"),\"\",F85/'Historical scenario - input'!$D70),\"\")","v":""},{"$f":"IFERROR(IF(OR(G85=\"\",'Historical scenario - input'!$D70=\"\"),\"\",G85/'Historical scenario - input'!$D70),\"\")","v":""},{"$f":"IFERROR(IF(OR(H85=\"\",'Historical scenario - input'!$D70=\"\"),\"\",H85/'Historical scenario - input'!$D70),\"\")","v":""},{"$f":"IFERROR(IF(OR(I85=\"\",'Historical scenario - input'!$D70=\"\"),\"\",I85/'Historical scenario - input'!$D70),\"\")","v":""},{"$f":"IFERROR(IF(OR(J85=\"\",'Historical scenario - input'!$D70=\"\"),\"\",J85/'Historical scenario - input'!$D70),\"\")","v":""},{"$f":"IFERROR(IF(OR(K85=\"\",'Historical scenario - input'!$D70=\"\"),\"\",K85/'Historical scenario - input'!$D70),\"\")","v":""},{"$f":"IFERROR(IF(OR(L85=\"\",'Historical scenario - input'!$D70=\"\"),\"\",L85/'Historical scenario - input'!$D70),\"\")","v":""},{"$f":"IFERROR(IF(OR(M85=\"\",'Historical scenario - input'!$D70=\"\"),\"\",M85/'Historical scenario - input'!$D70),\"\")","v":""},{"$f":"IFERROR(IF(OR(N85=\"\",'Historical scenario - input'!$D70=\"\"),\"\",N85/'Historical scenario - input'!$D70),\"\")","v":""},{"$f":"IFERROR(IF(OR(O85=\"\",'Historical scenario - input'!$D70=\"\"),\"\",O85/'Historical scenario - input'!$D70),\"\")","v":""},{"$f":"IFERROR(IF(OR(P85=\"\",'Historical scenario - input'!$D70=\"\"),\"\",P85/'Historical scenario - input'!$D70),\"\")","v":""},{"$f":"IFERROR(IF(OR(Q85=\"\",'Historical scenario - input'!$D70=\"\"),\"\",Q85/'Historical scenario - input'!$D70),\"\")","v":""},{"$f":"IFERROR(IF(OR(R85=\"\",'Historical scenario - input'!$D70=\"\"),\"\",R85/'Historical scenario - input'!$D70),\"\")","v":""},{"$f":"IFERROR(IF(OR(S85=\"\",'Historical scenario - input'!$D70=\"\"),\"\",S85/'Historical scenario - input'!$D70),\"\")","v":""},{"$f":"IFERROR(IF(OR(T85=\"\",'Historical scenario - input'!$D70=\"\"),\"\",T85/'Historical scenario - input'!$D70),\"\")","v":""},{"$f":"IFERROR(IF(OR(U85=\"\",'Historical scenario - input'!$D70=\"\"),\"\",U85/'Historical scenario - input'!$D70),\"\")","v":""},{"$f":"IFERROR(IF(OR(V85=\"\",'Historical scenario - input'!$D70=\"\"),\"\",V85/'Historical scenario - input'!$D70),\"\")","v":""},{"$f":"IFERROR(IF(OR(W85=\"\",'Historical scenario - input'!$D70=\"\"),\"\",W85/'Historical scenario - input'!$D70),\"\")","v":""}]
[{"$f":"IFERROR('Historical scenario - input'!A71,\"\")","v":""},{"$f":"IFERROR('Historical scenario - input'!B71,\"\")","v":0},{"$f":"IFERROR('Historical scenario - input'!C71,\"\")","v":0},{"$f":"IFERROR(repcalc('Historical scenario - input'!$CV71:$GH71,'Historical scenario - input'!$G71,'Historical scenario - input'!$E71,'Historical scenario - input'!$F71,20,TRUE,TRUE),\"\")","v":""},"","","","","","","","","","","","","","","","","","","",{"$f":"IFERROR(IF(OR(D86=\"\",'Historical scenario - input'!$D71=\"\"),\"\",D86/'Historical scenario - input'!$D71),\"\")","v":""},{"$f":"IFERROR(IF(OR(E86=\"\",'Historical scenario - input'!$D71=\"\"),\"\",E86/'Historical scenario - input'!$D71),\"\")","v":""},{"$f":"IFERROR(IF(OR(F86=\"\",'Historical scenario - input'!$D71=\"\"),\"\",F86/'Historical scenario - input'!$D71),\"\")","v":""},{"$f":"IFERROR(IF(OR(G86=\"\",'Historical scenario - input'!$D71=\"\"),\"\",G86/'Historical scenario - input'!$D71),\"\")","v":""},{"$f":"IFERROR(IF(OR(H86=\"\",'Historical scenario - input'!$D71=\"\"),\"\",H86/'Historical scenario - input'!$D71),\"\")","v":""},{"$f":"IFERROR(IF(OR(I86=\"\",'Historical scenario - input'!$D71=\"\"),\"\",I86/'Historical scenario - input'!$D71),\"\")","v":""},{"$f":"IFERROR(IF(OR(J86=\"\",'Historical scenario - input'!$D71=\"\"),\"\",J86/'Historical scenario - input'!$D71),\"\")","v":""},{"$f":"IFERROR(IF(OR(K86=\"\",'Historical scenario - input'!$D71=\"\"),\"\",K86/'Historical scenario - input'!$D71),\"\")","v":""},{"$f":"IFERROR(IF(OR(L86=\"\",'Historical scenario - input'!$D71=\"\"),\"\",L86/'Historical scenario - input'!$D71),\"\")","v":""},{"$f":"IFERROR(IF(OR(M86=\"\",'Historical scenario - input'!$D71=\"\"),\"\",M86/'Historical scenario - input'!$D71),\"\")","v":""},{"$f":"IFERROR(IF(OR(N86=\"\",'Historical scenario - input'!$D71=\"\"),\"\",N86/'Historical scenario - input'!$D71),\"\")","v":""},{"$f":"IFERROR(IF(OR(O86=\"\",'Historical scenario - input'!$D71=\"\"),\"\",O86/'Historical scenario - input'!$D71),\"\")","v":""},{"$f":"IFERROR(IF(OR(P86=\"\",'Historical scenario - input'!$D71=\"\"),\"\",P86/'Historical scenario - input'!$D71),\"\")","v":""},{"$f":"IFERROR(IF(OR(Q86=\"\",'Historical scenario - input'!$D71=\"\"),\"\",Q86/'Historical scenario - input'!$D71),\"\")","v":""},{"$f":"IFERROR(IF(OR(R86=\"\",'Historical scenario - input'!$D71=\"\"),\"\",R86/'Historical scenario - input'!$D71),\"\")","v":""},{"$f":"IFERROR(IF(OR(S86=\"\",'Historical scenario - input'!$D71=\"\"),\"\",S86/'Historical scenario - input'!$D71),\"\")","v":""},{"$f":"IFERROR(IF(OR(T86=\"\",'Historical scenario - input'!$D71=\"\"),\"\",T86/'Historical scenario - input'!$D71),\"\")","v":""},{"$f":"IFERROR(IF(OR(U86=\"\",'Historical scenario - input'!$D71=\"\"),\"\",U86/'Historical scenario - input'!$D71),\"\")","v":""},{"$f":"IFERROR(IF(OR(V86=\"\",'Historical scenario - input'!$D71=\"\"),\"\",V86/'Historical scenario - input'!$D71),\"\")","v":""},{"$f":"IFERROR(IF(OR(W86=\"\",'Historical scenario - input'!$D71=\"\"),\"\",W86/'Historical scenario - input'!$D71),\"\")","v":""}]
[{"$f":"IFERROR('Historical scenario - input'!A72,\"\")","v":""},{"$f":"IFERROR('Historical scenario - input'!B72,\"\")","v":0},{"$f":"IFERROR('Historical scenario - input'!C72,\"\")","v":0},{"$f":"IFERROR(repcalc('Historical scenario - input'!$CV72:$GH72,'Historical scenario - input'!$G72,'Historical scenario - input'!$E72,'Historical scenario - input'!$F72,20,TRUE,TRUE),\"\")","v":""},"","","","","","","","","","","","","","","","","","","",{"$f":"IFERROR(IF(OR(D87=\"\",'Historical scenario - input'!$D72=\"\"),\"\",D87/'Historical scenario - input'!$D72),\"\")","v":""},{"$f":"IFERROR(IF(OR(E87=\"\",'Historical scenario - input'!$D72=\"\"),\"\",E87/'Historical scenario - input'!$D72),\"\")","v":""},{"$f":"IFERROR(IF(OR(F87=\"\",'Historical scenario - input'!$D72=\"\"),\"\",F87/'Historical scenario - input'!$D72),\"\")","v":""},{"$f":"IFERROR(IF(OR(G87=\"\",'Historical scenario - input'!$D72=\"\"),\"\",G87/'Historical scenario - input'!$D72),\"\")","v":""},{"$f":"IFERROR(IF(OR(H87=\"\",'Historical scenario - input'!$D72=\"\"),\"\",H87/'Historical scenario - input'!$D72),\"\")","v":""},{"$f":"IFERROR(IF(OR(I87=\"\",'Historical scenario - input'!$D72=\"\"),\"\",I87/'Historical scenario - input'!$D72),\"\")","v":""},{"$f":"IFERROR(IF(OR(J87=\"\",'Historical scenario - input'!$D72=\"\"),\"\",J87/'Historical scenario - input'!$D72),\"\")","v":""},{"$f":"IFERROR(IF(OR(K87=\"\",'Historical scenario - input'!$D72=\"\"),\"\",K87/'Historical scenario - input'!$D72),\"\")","v":""},{"$f":"IFERROR(IF(OR(L87=\"\",'Historical scenario - input'!$D72=\"\"),\"\",L87/'Historical scenario - input'!$D72),\"\")","v":""},{"$f":"IFERROR(IF(OR(M87=\"\",'Historical scenario - input'!$D72=\"\"),\"\",M87/'Historical scenario - input'!$D72),\"\")","v":""},{"$f":"IFERROR(IF(OR(N87=\"\",'Historical scenario - input'!$D72=\"\"),\"\",N87/'Historical scenario - input'!$D72),\"\")","v":""},{"$f":"IFERROR(IF(OR(O87=\"\",'Historical scenario - input'!$D72=\"\"),\"\",O87/'Historical scenario - input'!$D72),\"\")","v":""},{"$f":"IFERROR(IF(OR(P87=\"\",'Historical scenario - input'!$D72=\"\"),\"\",P87/'Historical scenario - input'!$D72),\"\")","v":""},{"$f":"IFERROR(IF(OR(Q87=\"\",'Historical scenario - input'!$D72=\"\"),\"\",Q87/'Historical scenario - input'!$D72),\"\")","v":""},{"$f":"IFERROR(IF(OR(R87=\"\",'Historical scenario - input'!$D72=\"\"),\"\",R87/'Historical scenario - input'!$D72),\"\")","v":""},{"$f":"IFERROR(IF(OR(S87=\"\",'Historical scenario - input'!$D72=\"\"),\"\",S87/'Historical scenario - input'!$D72),\"\")","v":""},{"$f":"IFERROR(IF(OR(T87=\"\",'Historical scenario - input'!$D72=\"\"),\"\",T87/'Historical scenario - input'!$D72),\"\")","v":""},{"$f":"IFERROR(IF(OR(U87=\"\",'Historical scenario - input'!$D72=\"\"),\"\",U87/'Historical scenario - input'!$D72),\"\")","v":""},{"$f":"IFERROR(IF(OR(V87=\"\",'Historical scenario - input'!$D72=\"\"),\"\",V87/'Historical scenario - input'!$D72),\"\")","v":""},{"$f":"IFERROR(IF(OR(W87=\"\",'Historical scenario - input'!$D72=\"\"),\"\",W87/'Historical scenario - input'!$D72),\"\")","v":""}]
[{"$f":"IFERROR('Historical scenario - input'!A73,\"\")","v":""},{"$f":"IFERROR('Historical scenario - input'!B73,\"\")","v":0},{"$f":"IFERROR('Historical scenario - input'!C73,\"\")","v":0},{"$f":"IFERROR(repcalc('Historical scenario - input'!$CV73:$GH73,'Historical scenario - input'!$G73,'Historical scenario - input'!$E73,'Historical scenario - input'!$F73,20,TRUE,TRUE),\"\")","v":""},"","","","","","","","","","","","","","","","","","","",{"$f":"IFERROR(IF(OR(D88=\"\",'Historical scenario - input'!$D73=\"\"),\"\",D88/'Historical scenario - input'!$D73),\"\")","v":""},{"$f":"IFERROR(IF(OR(E88=\"\",'Historical scenario - input'!$D73=\"\"),\"\",E88/'Historical scenario - input'!$D73),\"\")","v":""},{"$f":"IFERROR(IF(OR(F88=\"\",'Historical scenario - input'!$D73=\"\"),\"\",F88/'Historical scenario - input'!$D73),\"\")","v":""},{"$f":"IFERROR(IF(OR(G88=\"\",'Historical scenario - input'!$D73=\"\"),\"\",G88/'Historical scenario - input'!$D73),\"\")","v":""},{"$f":"IFERROR(IF(OR(H88=\"\",'Historical scenario - input'!$D73=\"\"),\"\",H88/'Historical scenario - input'!$D73),\"\")","v":""},{"$f":"IFERROR(IF(OR(I88=\"\",'Historical scenario - input'!$D73=\"\"),\"\",I88/'Historical scenario - input'!$D73),\"\")","v":""},{"$f":"IFERROR(IF(OR(J88=\"\",'Historical scenario - input'!$D73=\"\"),\"\",J88/'Historical scenario - input'!$D73),\"\")","v":""},{"$f":"IFERROR(IF(OR(K88=\"\",'Historical scenario - input'!$D73=\"\"),\"\",K88/'Historical scenario - input'!$D73),\"\")","v":""},{"$f":"IFERROR(IF(OR(L88=\"\",'Historical scenario - input'!$D73=\"\"),\"\",L88/'Historical scenario - input'!$D73),\"\")","v":""},{"$f":"IFERROR(IF(OR(M88=\"\",'Historical scenario - input'!$D73=\"\"),\"\",M88/'Historical scenario - input'!$D73),\"\")","v":""},{"$f":"IFERROR(IF(OR(N88=\"\",'Historical scenario - input'!$D73=\"\"),\"\",N88/'Historical scenario - input'!$D73),\"\")","v":""},{"$f":"IFERROR(IF(OR(O88=\"\",'Historical scenario - input'!$D73=\"\"),\"\",O88/'Historical scenario - input'!$D73),\"\")","v":""},{"$f":"IFERROR(IF(OR(P88=\"\",'Historical scenario - input'!$D73=\"\"),\"\",P88/'Historical scenario - input'!$D73),\"\")","v":""},{"$f":"IFERROR(IF(OR(Q88=\"\",'Historical scenario - input'!$D73=\"\"),\"\",Q88/'Historical scenario - input'!$D73),\"\")","v":""},{"$f":"IFERROR(IF(OR(R88=\"\",'Historical scenario - input'!$D73=\"\"),\"\",R88/'Historical scenario - input'!$D73),\"\")","v":""},{"$f":"IFERROR(IF(OR(S88=\"\",'Historical scenario - input'!$D73=\"\"),\"\",S88/'Historical scenario - input'!$D73),\"\")","v":""},{"$f":"IFERROR(IF(OR(T88=\"\",'Historical scenario - input'!$D73=\"\"),\"\",T88/'Historical scenario - input'!$D73),\"\")","v":""},{"$f":"IFERROR(IF(OR(U88=\"\",'Historical scenario - input'!$D73=\"\"),\"\",U88/'Historical scenario - input'!$D73),\"\")","v":""},{"$f":"IFERROR(IF(OR(V88=\"\",'Historical scenario - input'!$D73=\"\"),\"\",V88/'Historical scenario - input'!$D73),\"\")","v":""},{"$f":"IFERROR(IF(OR(W88=\"\",'Historical scenario - input'!$D73=\"\"),\"\",W88/'Historical scenario - input'!$D73),\"\")","v":""}]
[{"$f":"IFERROR('Historical scenario - input'!A74,\"\")","v":""},{"$f":"IFERROR('Historical scenario - input'!B74,\"\")","v":0},{"$f":"IFERROR('Historical scenario - input'!C74,\"\")","v":0},{"$f":"IFERROR(repcalc('Historical scenario - input'!$CV74:$GH74,'Historical scenario - input'!$G74,'Historical scenario - input'!$E74,'Historical scenario - input'!$F74,20,TRUE,TRUE),\"\")","v":""},"","","","","","","","","","","","","","","","","","","",{"$f":"IFERROR(IF(OR(D89=\"\",'Historical scenario - input'!$D74=\"\"),\"\",D89/'Historical scenario - input'!$D74),\"\")","v":""},{"$f":"IFERROR(IF(OR(E89=\"\",'Historical scenario - input'!$D74=\"\"),\"\",E89/'Historical scenario - input'!$D74),\"\")","v":""},{"$f":"IFERROR(IF(OR(F89=\"\",'Historical scenario - input'!$D74=\"\"),\"\",F89/'Historical scenario - input'!$D74),\"\")","v":""},{"$f":"IFERROR(IF(OR(G89=\"\",'Historical scenario - input'!$D74=\"\"),\"\",G89/'Historical scenario - input'!$D74),\"\")","v":""},{"$f":"IFERROR(IF(OR(H89=\"\",'Historical scenario - input'!$D74=\"\"),\"\",H89/'Historical scenario - input'!$D74),\"\")","v":""},{"$f":"IFERROR(IF(OR(I89=\"\",'Historical scenario - input'!$D74=\"\"),\"\",I89/'Historical scenario - input'!$D74),\"\")","v":""},{"$f":"IFERROR(IF(OR(J89=\"\",'Historical scenario - input'!$D74=\"\"),\"\",J89/'Historical scenario - input'!$D74),\"\")","v":""},{"$f":"IFERROR(IF(OR(K89=\"\",'Historical scenario - input'!$D74=\"\"),\"\",K89/'Historical scenario - input'!$D74),\"\")","v":""},{"$f":"IFERROR(IF(OR(L89=\"\",'Historical scenario - input'!$D74=\"\"),\"\",L89/'Historical scenario - input'!$D74),\"\")","v":""},{"$f":"IFERROR(IF(OR(M89=\"\",'Historical scenario - input'!$D74=\"\"),\"\",M89/'Historical scenario - input'!$D74),\"\")","v":""},{"$f":"IFERROR(IF(OR(N89=\"\",'Historical scenario - input'!$D74=\"\"),\"\",N89/'Historical scenario - input'!$D74),\"\")","v":""},{"$f":"IFERROR(IF(OR(O89=\"\",'Historical scenario - input'!$D74=\"\"),\"\",O89/'Historical scenario - input'!$D74),\"\")","v":""},{"$f":"IFERROR(IF(OR(P89=\"\",'Historical scenario - input'!$D74=\"\"),\"\",P89/'Historical scenario - input'!$D74),\"\")","v":""},{"$f":"IFERROR(IF(OR(Q89=\"\",'Historical scenario - input'!$D74=\"\"),\"\",Q89/'Historical scenario - input'!$D74),\"\")","v":""},{"$f":"IFERROR(IF(OR(R89=\"\",'Historical scenario - input'!$D74=\"\"),\"\",R89/'Historical scenario - input'!$D74),\"\")","v":""},{"$f":"IFERROR(IF(OR(S89=\"\",'Historical scenario - input'!$D74=\"\"),\"\",S89/'Historical scenario - input'!$D74),\"\")","v":""},{"$f":"IFERROR(IF(OR(T89=\"\",'Historical scenario - input'!$D74=\"\"),\"\",T89/'Historical scenario - input'!$D74),\"\")","v":""},{"$f":"IFERROR(IF(OR(U89=\"\",'Historical scenario - input'!$D74=\"\"),\"\",U89/'Historical scenario - input'!$D74),\"\")","v":""},{"$f":"IFERROR(IF(OR(V89=\"\",'Historical scenario - input'!$D74=\"\"),\"\",V89/'Historical scenario - input'!$D74),\"\")","v":""},{"$f":"IFERROR(IF(OR(W89=\"\",'Historical scenario - input'!$D74=\"\"),\"\",W89/'Historical scenario - input'!$D74),\"\")","v":""}]
[{"$f":"IFERROR('Historical scenario - input'!A75,\"\")","v":""},{"$f":"IFERROR('Historical scenario - input'!B75,\"\")","v":0},{"$f":"IFERROR('Historical scenario - input'!C75,\"\")","v":0},{"$f":"IFERROR(repcalc('Historical scenario - input'!$CV75:$GH75,'Historical scenario - input'!$G75,'Historical scenario - input'!$E75,'Historical scenario - input'!$F75,20,TRUE,TRUE),\"\")","v":""},"","","","","","","","","","","","","","","","","","","",{"$f":"IFERROR(IF(OR(D90=\"\",'Historical scenario - input'!$D75=\"\"),\"\",D90/'Historical scenario - input'!$D75),\"\")","v":""},{"$f":"IFERROR(IF(OR(E90=\"\",'Historical scenario - input'!$D75=\"\"),\"\",E90/'Historical scenario - input'!$D75),\"\")","v":""},{"$f":"IFERROR(IF(OR(F90=\"\",'Historical scenario - input'!$D75=\"\"),\"\",F90/'Historical scenario - input'!$D75),\"\")","v":""},{"$f":"IFERROR(IF(OR(G90=\"\",'Historical scenario - input'!$D75=\"\"),\"\",G90/'Historical scenario - input'!$D75),\"\")","v":""},{"$f":"IFERROR(IF(OR(H90=\"\",'Historical scenario - input'!$D75=\"\"),\"\",H90/'Historical scenario - input'!$D75),\"\")","v":""},{"$f":"IFERROR(IF(OR(I90=\"\",'Historical scenario - input'!$D75=\"\"),\"\",I90/'Historical scenario - input'!$D75),\"\")","v":""},{"$f":"IFERROR(IF(OR(J90=\"\",'Historical scenario - input'!$D75=\"\"),\"\",J90/'Historical scenario - input'!$D75),\"\")","v":""},{"$f":"IFERROR(IF(OR(K90=\"\",'Historical scenario - input'!$D75=\"\"),\"\",K90/'Historical scenario - input'!$D75),\"\")","v":""},{"$f":"IFERROR(IF(OR(L90=\"\",'Historical scenario - input'!$D75=\"\"),\"\",L90/'Historical scenario - input'!$D75),\"\")","v":""},{"$f":"IFERROR(IF(OR(M90=\"\",'Historical scenario - input'!$D75=\"\"),\"\",M90/'Historical scenario - input'!$D75),\"\")","v":""},{"$f":"IFERROR(IF(OR(N90=\"\",'Historical scenario - input'!$D75=\"\"),\"\",N90/'Historical scenario - input'!$D75),\"\")","v":""},{"$f":"IFERROR(IF(OR(O90=\"\",'Historical scenario - input'!$D75=\"\"),\"\",O90/'Historical scenario - input'!$D75),\"\")","v":""},{"$f":"IFERROR(IF(OR(P90=\"\",'Historical scenario - input'!$D75=\"\"),\"\",P90/'Historical scenario - input'!$D75),\"\")","v":""},{"$f":"IFERROR(IF(OR(Q90=\"\",'Historical scenario - input'!$D75=\"\"),\"\",Q90/'Historical scenario - input'!$D75),\"\")","v":""},{"$f":"IFERROR(IF(OR(R90=\"\",'Historical scenario - input'!$D75=\"\"),\"\",R90/'Historical scenario - input'!$D75),\"\")","v":""},{"$f":"IFERROR(IF(OR(S90=\"\",'Historical scenario - input'!$D75=\"\"),\"\",S90/'Historical scenario - input'!$D75),\"\")","v":""},{"$f":"IFERROR(IF(OR(T90=\"\",'Historical scenario - input'!$D75=\"\"),\"\",T90/'Historical scenario - input'!$D75),\"\")","v":""},{"$f":"IFERROR(IF(OR(U90=\"\",'Historical scenario - input'!$D75=\"\"),\"\",U90/'Historical scenario - input'!$D75),\"\")","v":""},{"$f":"IFERROR(IF(OR(V90=\"\",'Historical scenario - input'!$D75=\"\"),\"\",V90/'Historical scenario - input'!$D75),\"\")","v":""},{"$f":"IFERROR(IF(OR(W90=\"\",'Historical scenario - input'!$D75=\"\"),\"\",W90/'Historical scenario - input'!$D75),\"\")","v":""}]
[{"$f":"IFERROR('Historical scenario - input'!A76,\"\")","v":""},{"$f":"IFERROR('Historical scenario - input'!B76,\"\")","v":0},{"$f":"IFERROR('Historical scenario - input'!C76,\"\")","v":0},{"$f":"IFERROR(repcalc('Historical scenario - input'!$CV76:$GH76,'Historical scenario - input'!$G76,'Historical scenario - input'!$E76,'Historical scenario - input'!$F76,20,TRUE,TRUE),\"\")","v":""},"","","","","","","","","","","","","","","","","","","",{"$f":"IFERROR(IF(OR(D91=\"\",'Historical scenario - input'!$D76=\"\"),\"\",D91/'Historical scenario - input'!$D76),\"\")","v":""},{"$f":"IFERROR(IF(OR(E91=\"\",'Historical scenario - input'!$D76=\"\"),\"\",E91/'Historical scenario - input'!$D76),\"\")","v":""},{"$f":"IFERROR(IF(OR(F91=\"\",'Historical scenario - input'!$D76=\"\"),\"\",F91/'Historical scenario - input'!$D76),\"\")","v":""},{"$f":"IFERROR(IF(OR(G91=\"\",'Historical scenario - input'!$D76=\"\"),\"\",G91/'Historical scenario - input'!$D76),\"\")","v":""},{"$f":"IFERROR(IF(OR(H91=\"\",'Historical scenario - input'!$D76=\"\"),\"\",H91/'Historical scenario - input'!$D76),\"\")","v":""},{"$f":"IFERROR(IF(OR(I91=\"\",'Historical scenario - input'!$D76=\"\"),\"\",I91/'Historical scenario - input'!$D76),\"\")","v":""},{"$f":"IFERROR(IF(OR(J91=\"\",'Historical scenario - input'!$D76=\"\"),\"\",J91/'Historical scenario - input'!$D76),\"\")","v":""},{"$f":"IFERROR(IF(OR(K91=\"\",'Historical scenario - input'!$D76=\"\"),\"\",K91/'Historical scenario - input'!$D76),\"\")","v":""},{"$f":"IFERROR(IF(OR(L91=\"\",'Historical scenario - input'!$D76=\"\"),\"\",L91/'Historical scenario - input'!$D76),\"\")","v":""},{"$f":"IFERROR(IF(OR(M91=\"\",'Historical scenario - input'!$D76=\"\"),\"\",M91/'Historical scenario - input'!$D76),\"\")","v":""},{"$f":"IFERROR(IF(OR(N91=\"\",'Historical scenario - input'!$D76=\"\"),\"\",N91/'Historical scenario - input'!$D76),\"\")","v":""},{"$f":"IFERROR(IF(OR(O91=\"\",'Historical scenario - input'!$D76=\"\"),\"\",O91/'Historical scenario - input'!$D76),\"\")","v":""},{"$f":"IFERROR(IF(OR(P91=\"\",'Historical scenario - input'!$D76=\"\"),\"\",P91/'Historical scenario - input'!$D76),\"\")","v":""},{"$f":"IFERROR(IF(OR(Q91=\"\",'Historical scenario - input'!$D76=\"\"),\"\",Q91/'Historical scenario - input'!$D76),\"\")","v":""},{"$f":"IFERROR(IF(OR(R91=\"\",'Historical scenario - input'!$D76=\"\"),\"\",R91/'Historical scenario - input'!$D76),\"\")","v":""},{"$f":"IFERROR(IF(OR(S91=\"\",'Historical scenario - input'!$D76=\"\"),\"\",S91/'Historical scenario - input'!$D76),\"\")","v":""},{"$f":"IFERROR(IF(OR(T91=\"\",'Historical scenario - input'!$D76=\"\"),\"\",T91/'Historical scenario - input'!$D76),\"\")","v":""},{"$f":"IFERROR(IF(OR(U91=\"\",'Historical scenario - input'!$D76=\"\"),\"\",U91/'Historical scenario - input'!$D76),\"\")","v":""},{"$f":"IFERROR(IF(OR(V91=\"\",'Historical scenario - input'!$D76=\"\"),\"\",V91/'Historical scenario - input'!$D76),\"\")","v":""},{"$f":"IFERROR(IF(OR(W91=\"\",'Historical scenario - input'!$D76=\"\"),\"\",W91/'Historical scenario - input'!$D76),\"\")","v":""}]
[{"$f":"IFERROR('Historical scenario - input'!A77,\"\")","v":""},{"$f":"IFERROR('Historical scenario - input'!B77,\"\")","v":0},{"$f":"IFERROR('Historical scenario - input'!C77,\"\")","v":0},{"$f":"IFERROR(repcalc('Historical scenario - input'!$CV77:$GH77,'Historical scenario - input'!$G77,'Historical scenario - input'!$E77,'Historical scenario - input'!$F77,20,TRUE,TRUE),\"\")","v":""},"","","","","","","","","","","","","","","","","","","",{"$f":"IFERROR(IF(OR(D92=\"\",'Historical scenario - input'!$D77=\"\"),\"\",D92/'Historical scenario - input'!$D77),\"\")","v":""},{"$f":"IFERROR(IF(OR(E92=\"\",'Historical scenario - input'!$D77=\"\"),\"\",E92/'Historical scenario - input'!$D77),\"\")","v":""},{"$f":"IFERROR(IF(OR(F92=\"\",'Historical scenario - input'!$D77=\"\"),\"\",F92/'Historical scenario - input'!$D77),\"\")","v":""},{"$f":"IFERROR(IF(OR(G92=\"\",'Historical scenario - input'!$D77=\"\"),\"\",G92/'Historical scenario - input'!$D77),\"\")","v":""},{"$f":"IFERROR(IF(OR(H92=\"\",'Historical scenario - input'!$D77=\"\"),\"\",H92/'Historical scenario - input'!$D77),\"\")","v":""},{"$f":"IFERROR(IF(OR(I92=\"\",'Historical scenario - input'!$D77=\"\"),\"\",I92/'Historical scenario - input'!$D77),\"\")","v":""},{"$f":"IFERROR(IF(OR(J92=\"\",'Historical scenario - input'!$D77=\"\"),\"\",J92/'Historical scenario - input'!$D77),\"\")","v":""},{"$f":"IFERROR(IF(OR(K92=\"\",'Historical scenario - input'!$D77=\"\"),\"\",K92/'Historical scenario - input'!$D77),\"\")","v":""},{"$f":"IFERROR(IF(OR(L92=\"\",'Historical scenario - input'!$D77=\"\"),\"\",L92/'Historical scenario - input'!$D77),\"\")","v":""},{"$f":"IFERROR(IF(OR(M92=\"\",'Historical scenario - input'!$D77=\"\"),\"\",M92/'Historical scenario - input'!$D77),\"\")","v":""},{"$f":"IFERROR(IF(OR(N92=\"\",'Historical scenario - input'!$D77=\"\"),\"\",N92/'Historical scenario - input'!$D77),\"\")","v":""},{"$f":"IFERROR(IF(OR(O92=\"\",'Historical scenario - input'!$D77=\"\"),\"\",O92/'Historical scenario - input'!$D77),\"\")","v":""},{"$f":"IFERROR(IF(OR(P92=\"\",'Historical scenario - input'!$D77=\"\"),\"\",P92/'Historical scenario - input'!$D77),\"\")","v":""},{"$f":"IFERROR(IF(OR(Q92=\"\",'Historical scenario - input'!$D77=\"\"),\"\",Q92/'Historical scenario - input'!$D77),\"\")","v":""},{"$f":"IFERROR(IF(OR(R92=\"\",'Historical scenario - input'!$D77=\"\"),\"\",R92/'Historical scenario - input'!$D77),\"\")","v":""},{"$f":"IFERROR(IF(OR(S92=\"\",'Historical scenario - input'!$D77=\"\"),\"\",S92/'Historical scenario - input'!$D77),\"\")","v":""},{"$f":"IFERROR(IF(OR(T92=\"\",'Historical scenario - input'!$D77=\"\"),\"\",T92/'Historical scenario - input'!$D77),\"\")","v":""},{"$f":"IFERROR(IF(OR(U92=\"\",'Historical scenario - input'!$D77=\"\"),\"\",U92/'Historical scenario - input'!$D77),\"\")","v":""},{"$f":"IFERROR(IF(OR(V92=\"\",'Historical scenario - input'!$D77=\"\"),\"\",V92/'Historical scenario - input'!$D77),\"\")","v":""},{"$f":"IFERROR(IF(OR(W92=\"\",'Historical scenario - input'!$D77=\"\"),\"\",W92/'Historical scenario - input'!$D77),\"\")","v":""}]
[{"$f":"IFERROR('Historical scenario - input'!A78,\"\")","v":""},{"$f":"IFERROR('Historical scenario - input'!B78,\"\")","v":0},{"$f":"IFERROR('Historical scenario - input'!C78,\"\")","v":0},{"$f":"IFERROR(repcalc('Historical scenario - input'!$CV78:$GH78,'Historical scenario - input'!$G78,'Historical scenario - input'!$E78,'Historical scenario - input'!$F78,20,TRUE,TRUE),\"\")","v":""},"","","","","","","","","","","","","","","","","","","",{"$f":"IFERROR(IF(OR(D93=\"\",'Historical scenario - input'!$D78=\"\"),\"\",D93/'Historical scenario - input'!$D78),\"\")","v":""},{"$f":"IFERROR(IF(OR(E93=\"\",'Historical scenario - input'!$D78=\"\"),\"\",E93/'Historical scenario - input'!$D78),\"\")","v":""},{"$f":"IFERROR(IF(OR(F93=\"\",'Historical scenario - input'!$D78=\"\"),\"\",F93/'Historical scenario - input'!$D78),\"\")","v":""},{"$f":"IFERROR(IF(OR(G93=\"\",'Historical scenario - input'!$D78=\"\"),\"\",G93/'Historical scenario - input'!$D78),\"\")","v":""},{"$f":"IFERROR(IF(OR(H93=\"\",'Historical scenario - input'!$D78=\"\"),\"\",H93/'Historical scenario - input'!$D78),\"\")","v":""},{"$f":"IFERROR(IF(OR(I93=\"\",'Historical scenario - input'!$D78=\"\"),\"\",I93/'Historical scenario - input'!$D78),\"\")","v":""},{"$f":"IFERROR(IF(OR(J93=\"\",'Historical scenario - input'!$D78=\"\"),\"\",J93/'Historical scenario - input'!$D78),\"\")","v":""},{"$f":"IFERROR(IF(OR(K93=\"\",'Historical scenario - input'!$D78=\"\"),\"\",K93/'Historical scenario - input'!$D78),\"\")","v":""},{"$f":"IFERROR(IF(OR(L93=\"\",'Historical scenario - input'!$D78=\"\"),\"\",L93/'Historical scenario - input'!$D78),\"\")","v":""},{"$f":"IFERROR(IF(OR(M93=\"\",'Historical scenario - input'!$D78=\"\"),\"\",M93/'Historical scenario - input'!$D78),\"\")","v":""},{"$f":"IFERROR(IF(OR(N93=\"\",'Historical scenario - input'!$D78=\"\"),\"\",N93/'Historical scenario - input'!$D78),\"\")","v":""},{"$f":"IFERROR(IF(OR(O93=\"\",'Historical scenario - input'!$D78=\"\"),\"\",O93/'Historical scenario - input'!$D78),\"\")","v":""},{"$f":"IFERROR(IF(OR(P93=\"\",'Historical scenario - input'!$D78=\"\"),\"\",P93/'Historical scenario - input'!$D78),\"\")","v":""},{"$f":"IFERROR(IF(OR(Q93=\"\",'Historical scenario - input'!$D78=\"\"),\"\",Q93/'Historical scenario - input'!$D78),\"\")","v":""},{"$f":"IFERROR(IF(OR(R93=\"\",'Historical scenario - input'!$D78=\"\"),\"\",R93/'Historical scenario - input'!$D78),\"\")","v":""},{"$f":"IFERROR(IF(OR(S93=\"\",'Historical scenario - input'!$D78=\"\"),\"\",S93/'Historical scenario - input'!$D78),\"\")","v":""},{"$f":"IFERROR(IF(OR(T93=\"\",'Historical scenario - input'!$D78=\"\"),\"\",T93/'Historical scenario - input'!$D78),\"\")","v":""},{"$f":"IFERROR(IF(OR(U93=\"\",'Historical scenario - input'!$D78=\"\"),\"\",U93/'Historical scenario - input'!$D78),\"\")","v":""},{"$f":"IFERROR(IF(OR(V93=\"\",'Historical scenario - input'!$D78=\"\"),\"\",V93/'Historical scenario - input'!$D78),\"\")","v":""},{"$f":"IFERROR(IF(OR(W93=\"\",'Historical scenario - input'!$D78=\"\"),\"\",W93/'Historical scenario - input'!$D78),\"\")","v":""}]
[{"$f":"IFERROR('Historical scenario - input'!A79,\"\")","v":""},{"$f":"IFERROR('Historical scenario - input'!B79,\"\")","v":0},{"$f":"IFERROR('Historical scenario - input'!C79,\"\")","v":0},{"$f":"IFERROR(repcalc('Historical scenario - input'!$CV79:$GH79,'Historical scenario - input'!$G79,'Historical scenario - input'!$E79,'Historical scenario - input'!$F79,20,TRUE,TRUE),\"\")","v":""},"","","","","","","","","","","","","","","","","","","",{"$f":"IFERROR(IF(OR(D94=\"\",'Historical scenario - input'!$D79=\"\"),\"\",D94/'Historical scenario - input'!$D79),\"\")","v":""},{"$f":"IFERROR(IF(OR(E94=\"\",'Historical scenario - input'!$D79=\"\"),\"\",E94/'Historical scenario - input'!$D79),\"\")","v":""},{"$f":"IFERROR(IF(OR(F94=\"\",'Historical scenario - input'!$D79=\"\"),\"\",F94/'Historical scenario - input'!$D79),\"\")","v":""},{"$f":"IFERROR(IF(OR(G94=\"\",'Historical scenario - input'!$D79=\"\"),\"\",G94/'Historical scenario - input'!$D79),\"\")","v":""},{"$f":"IFERROR(IF(OR(H94=\"\",'Historical scenario - input'!$D79=\"\"),\"\",H94/'Historical scenario - input'!$D79),\"\")","v":""},{"$f":"IFERROR(IF(OR(I94=\"\",'Historical scenario - input'!$D79=\"\"),\"\",I94/'Historical scenario - input'!$D79),\"\")","v":""},{"$f":"IFERROR(IF(OR(J94=\"\",'Historical scenario - input'!$D79=\"\"),\"\",J94/'Historical scenario - input'!$D79),\"\")","v":""},{"$f":"IFERROR(IF(OR(K94=\"\",'Historical scenario - input'!$D79=\"\"),\"\",K94/'Historical scenario - input'!$D79),\"\")","v":""},{"$f":"IFERROR(IF(OR(L94=\"\",'Historical scenario - input'!$D79=\"\"),\"\",L94/'Historical scenario - input'!$D79),\"\")","v":""},{"$f":"IFERROR(IF(OR(M94=\"\",'Historical scenario - input'!$D79=\"\"),\"\",M94/'Historical scenario - input'!$D79),\"\")","v":""},{"$f":"IFERROR(IF(OR(N94=\"\",'Historical scenario - input'!$D79=\"\"),\"\",N94/'Historical scenario - input'!$D79),\"\")","v":""},{"$f":"IFERROR(IF(OR(O94=\"\",'Historical scenario - input'!$D79=\"\"),\"\",O94/'Historical scenario - input'!$D79),\"\")","v":""},{"$f":"IFERROR(IF(OR(P94=\"\",'Historical scenario - input'!$D79=\"\"),\"\",P94/'Historical scenario - input'!$D79),\"\")","v":""},{"$f":"IFERROR(IF(OR(Q94=\"\",'Historical scenario - input'!$D79=\"\"),\"\",Q94/'Historical scenario - input'!$D79),\"\")","v":""},{"$f":"IFERROR(IF(OR(R94=\"\",'Historical scenario - input'!$D79=\"\"),\"\",R94/'Historical scenario - input'!$D79),\"\")","v":""},{"$f":"IFERROR(IF(OR(S94=\"\",'Historical scenario - input'!$D79=\"\"),\"\",S94/'Historical scenario - input'!$D79),\"\")","v":""},{"$f":"IFERROR(IF(OR(T94=\"\",'Historical scenario - input'!$D79=\"\"),\"\",T94/'Historical scenario - input'!$D79),\"\")","v":""},{"$f":"IFERROR(IF(OR(U94=\"\",'Historical scenario - input'!$D79=\"\"),\"\",U94/'Historical scenario - input'!$D79),\"\")","v":""},{"$f":"IFERROR(IF(OR(V94=\"\",'Historical scenario - input'!$D79=\"\"),\"\",V94/'Historical scenario - input'!$D79),\"\")","v":""},{"$f":"IFERROR(IF(OR(W94=\"\",'Historical scenario - input'!$D79=\"\"),\"\",W94/'Historical scenario - input'!$D79),\"\")","v":""}]
[{"$f":"IFERROR('Historical scenario - input'!A80,\"\")","v":""},{"$f":"IFERROR('Historical scenario - input'!B80,\"\")","v":0},{"$f":"IFERROR('Historical scenario - input'!C80,\"\")","v":0},{"$f":"IFERROR(repcalc('Historical scenario - input'!$CV80:$GH80,'Historical scenario - input'!$G80,'Historical scenario - input'!$E80,'Historical scenario - input'!$F80,20,TRUE,TRUE),\"\")","v":""},"","","","","","","","","","","","","","","","","","","",{"$f":"IFERROR(IF(OR(D95=\"\",'Historical scenario - input'!$D80=\"\"),\"\",D95/'Historical scenario - input'!$D80),\"\")","v":""},{"$f":"IFERROR(IF(OR(E95=\"\",'Historical scenario - input'!$D80=\"\"),\"\",E95/'Historical scenario - input'!$D80),\"\")","v":""},{"$f":"IFERROR(IF(OR(F95=\"\",'Historical scenario - input'!$D80=\"\"),\"\",F95/'Historical scenario - input'!$D80),\"\")","v":""},{"$f":"IFERROR(IF(OR(G95=\"\",'Historical scenario - input'!$D80=\"\"),\"\",G95/'Historical scenario - input'!$D80),\"\")","v":""},{"$f":"IFERROR(IF(OR(H95=\"\",'Historical scenario - input'!$D80=\"\"),\"\",H95/'Historical scenario - input'!$D80),\"\")","v":""},{"$f":"IFERROR(IF(OR(I95=\"\",'Historical scenario - input'!$D80=\"\"),\"\",I95/'Historical scenario - input'!$D80),\"\")","v":""},{"$f":"IFERROR(IF(OR(J95=\"\",'Historical scenario - input'!$D80=\"\"),\"\",J95/'Historical scenario - input'!$D80),\"\")","v":""},{"$f":"IFERROR(IF(OR(K95=\"\",'Historical scenario - input'!$D80=\"\"),\"\",K95/'Historical scenario - input'!$D80),\"\")","v":""},{"$f":"IFERROR(IF(OR(L95=\"\",'Historical scenario - input'!$D80=\"\"),\"\",L95/'Historical scenario - input'!$D80),\"\")","v":""},{"$f":"IFERROR(IF(OR(M95=\"\",'Historical scenario - input'!$D80=\"\"),\"\",M95/'Historical scenario - input'!$D80),\"\")","v":""},{"$f":"IFERROR(IF(OR(N95=\"\",'Historical scenario - input'!$D80=\"\"),\"\",N95/'Historical scenario - input'!$D80),\"\")","v":""},{"$f":"IFERROR(IF(OR(O95=\"\",'Historical scenario - input'!$D80=\"\"),\"\",O95/'Historical scenario - input'!$D80),\"\")","v":""},{"$f":"IFERROR(IF(OR(P95=\"\",'Historical scenario - input'!$D80=\"\"),\"\",P95/'Historical scenario - input'!$D80),\"\")","v":""},{"$f":"IFERROR(IF(OR(Q95=\"\",'Historical scenario - input'!$D80=\"\"),\"\",Q95/'Historical scenario - input'!$D80),\"\")","v":""},{"$f":"IFERROR(IF(OR(R95=\"\",'Historical scenario - input'!$D80=\"\"),\"\",R95/'Historical scenario - input'!$D80),\"\")","v":""},{"$f":"IFERROR(IF(OR(S95=\"\",'Historical scenario - input'!$D80=\"\"),\"\",S95/'Historical scenario - input'!$D80),\"\")","v":""},{"$f":"IFERROR(IF(OR(T95=\"\",'Historical scenario - input'!$D80=\"\"),\"\",T95/'Historical scenario - input'!$D80),\"\")","v":""},{"$f":"IFERROR(IF(OR(U95=\"\",'Historical scenario - input'!$D80=\"\"),\"\",U95/'Historical scenario - input'!$D80),\"\")","v":""},{"$f":"IFERROR(IF(OR(V95=\"\",'Historical scenario - input'!$D80=\"\"),\"\",V95/'Historical scenario - input'!$D80),\"\")","v":""},{"$f":"IFERROR(IF(OR(W95=\"\",'Historical scenario - input'!$D80=\"\"),\"\",W95/'Historical scenario - input'!$D80),\"\")","v":""}]
[{"$f":"IFERROR('Historical scenario - input'!A81,\"\")","v":""},{"$f":"IFERROR('Historical scenario - input'!B81,\"\")","v":0},{"$f":"IFERROR('Historical scenario - input'!C81,\"\")","v":0},{"$f":"IFERROR(repcalc('Historical scenario - input'!$CV81:$GH81,'Historical scenario - input'!$G81,'Historical scenario - input'!$E81,'Historical scenario - input'!$F81,20,TRUE,TRUE),\"\")","v":""},"","","","","","","","","","","","","","","","","","","",{"$f":"IFERROR(IF(OR(D96=\"\",'Historical scenario - input'!$D81=\"\"),\"\",D96/'Historical scenario - input'!$D81),\"\")","v":""},{"$f":"IFERROR(IF(OR(E96=\"\",'Historical scenario - input'!$D81=\"\"),\"\",E96/'Historical scenario - input'!$D81),\"\")","v":""},{"$f":"IFERROR(IF(OR(F96=\"\",'Historical scenario - input'!$D81=\"\"),\"\",F96/'Historical scenario - input'!$D81),\"\")","v":""},{"$f":"IFERROR(IF(OR(G96=\"\",'Historical scenario - input'!$D81=\"\"),\"\",G96/'Historical scenario - input'!$D81),\"\")","v":""},{"$f":"IFERROR(IF(OR(H96=\"\",'Historical scenario - input'!$D81=\"\"),\"\",H96/'Historical scenario - input'!$D81),\"\")","v":""},{"$f":"IFERROR(IF(OR(I96=\"\",'Historical scenario - input'!$D81=\"\"),\"\",I96/'Historical scenario - input'!$D81),\"\")","v":""},{"$f":"IFERROR(IF(OR(J96=\"\",'Historical scenario - input'!$D81=\"\"),\"\",J96/'Historical scenario - input'!$D81),\"\")","v":""},{"$f":"IFERROR(IF(OR(K96=\"\",'Historical scenario - input'!$D81=\"\"),\"\",K96/'Historical scenario - input'!$D81),\"\")","v":""},{"$f":"IFERROR(IF(OR(L96=\"\",'Historical scenario - input'!$D81=\"\"),\"\",L96/'Historical scenario - input'!$D81),\"\")","v":""},{"$f":"IFERROR(IF(OR(M96=\"\",'Historical scenario - input'!$D81=\"\"),\"\",M96/'Historical scenario - input'!$D81),\"\")","v":""},{"$f":"IFERROR(IF(OR(N96=\"\",'Historical scenario - input'!$D81=\"\"),\"\",N96/'Historical scenario - input'!$D81),\"\")","v":""},{"$f":"IFERROR(IF(OR(O96=\"\",'Historical scenario - input'!$D81=\"\"),\"\",O96/'Historical scenario - input'!$D81),\"\")","v":""},{"$f":"IFERROR(IF(OR(P96=\"\",'Historical scenario - input'!$D81=\"\"),\"\",P96/'Historical scenario - input'!$D81),\"\")","v":""},{"$f":"IFERROR(IF(OR(Q96=\"\",'Historical scenario - input'!$D81=\"\"),\"\",Q96/'Historical scenario - input'!$D81),\"\")","v":""},{"$f":"IFERROR(IF(OR(R96=\"\",'Historical scenario - input'!$D81=\"\"),\"\",R96/'Historical scenario - input'!$D81),\"\")","v":""},{"$f":"IFERROR(IF(OR(S96=\"\",'Historical scenario - input'!$D81=\"\"),\"\",S96/'Historical scenario - input'!$D81),\"\")","v":""},{"$f":"IFERROR(IF(OR(T96=\"\",'Historical scenario - input'!$D81=\"\"),\"\",T96/'Historical scenario - input'!$D81),\"\")","v":""},{"$f":"IFERROR(IF(OR(U96=\"\",'Historical scenario - input'!$D81=\"\"),\"\",U96/'Historical scenario - input'!$D81),\"\")","v":""},{"$f":"IFERROR(IF(OR(V96=\"\",'Historical scenario - input'!$D81=\"\"),\"\",V96/'Historical scenario - input'!$D81),\"\")","v":""},{"$f":"IFERROR(IF(OR(W96=\"\",'Historical scenario - input'!$D81=\"\"),\"\",W96/'Historical scenario - input'!$D81),\"\")","v":""}]
[{"$f":"IFERROR('Historical scenario - input'!A82,\"\")","v":""},{"$f":"IFERROR('Historical scenario - input'!B82,\"\")","v":0},{"$f":"IFERROR('Historical scenario - input'!C82,\"\")","v":0},{"$f":"IFERROR(repcalc('Historical scenario - input'!$CV82:$GH82,'Historical scenario - input'!$G82,'Historical scenario - input'!$E82,'Historical scenario - input'!$F82,20,TRUE,TRUE),\"\")","v":""},"","","","","","","","","","","","","","","","","","","",{"$f":"IFERROR(IF(OR(D97=\"\",'Historical scenario - input'!$D82=\"\"),\"\",D97/'Historical scenario - input'!$D82),\"\")","v":""},{"$f":"IFERROR(IF(OR(E97=\"\",'Historical scenario - input'!$D82=\"\"),\"\",E97/'Historical scenario - input'!$D82),\"\")","v":""},{"$f":"IFERROR(IF(OR(F97=\"\",'Historical scenario - input'!$D82=\"\"),\"\",F97/'Historical scenario - input'!$D82),\"\")","v":""},{"$f":"IFERROR(IF(OR(G97=\"\",'Historical scenario - input'!$D82=\"\"),\"\",G97/'Historical scenario - input'!$D82),\"\")","v":""},{"$f":"IFERROR(IF(OR(H97=\"\",'Historical scenario - input'!$D82=\"\"),\"\",H97/'Historical scenario - input'!$D82),\"\")","v":""},{"$f":"IFERROR(IF(OR(I97=\"\",'Historical scenario - input'!$D82=\"\"),\"\",I97/'Historical scenario - input'!$D82),\"\")","v":""},{"$f":"IFERROR(IF(OR(J97=\"\",'Historical scenario - input'!$D82=\"\"),\"\",J97/'Historical scenario - input'!$D82),\"\")","v":""},{"$f":"IFERROR(IF(OR(K97=\"\",'Historical scenario - input'!$D82=\"\"),\"\",K97/'Historical scenario - input'!$D82),\"\")","v":""},{"$f":"IFERROR(IF(OR(L97=\"\",'Historical scenario - input'!$D82=\"\"),\"\",L97/'Historical scenario - input'!$D82),\"\")","v":""},{"$f":"IFERROR(IF(OR(M97=\"\",'Historical scenario - input'!$D82=\"\"),\"\",M97/'Historical scenario - input'!$D82),\"\")","v":""},{"$f":"IFERROR(IF(OR(N97=\"\",'Historical scenario - input'!$D82=\"\"),\"\",N97/'Historical scenario - input'!$D82),\"\")","v":""},{"$f":"IFERROR(IF(OR(O97=\"\",'Historical scenario - input'!$D82=\"\"),\"\",O97/'Historical scenario - input'!$D82),\"\")","v":""},{"$f":"IFERROR(IF(OR(P97=\"\",'Historical scenario - input'!$D82=\"\"),\"\",P97/'Historical scenario - input'!$D82),\"\")","v":""},{"$f":"IFERROR(IF(OR(Q97=\"\",'Historical scenario - input'!$D82=\"\"),\"\",Q97/'Historical scenario - input'!$D82),\"\")","v":""},{"$f":"IFERROR(IF(OR(R97=\"\",'Historical scenario - input'!$D82=\"\"),\"\",R97/'Historical scenario - input'!$D82),\"\")","v":""},{"$f":"IFERROR(IF(OR(S97=\"\",'Historical scenario - input'!$D82=\"\"),\"\",S97/'Historical scenario - input'!$D82),\"\")","v":""},{"$f":"IFERROR(IF(OR(T97=\"\",'Historical scenario - input'!$D82=\"\"),\"\",T97/'Historical scenario - input'!$D82),\"\")","v":""},{"$f":"IFERROR(IF(OR(U97=\"\",'Historical scenario - input'!$D82=\"\"),\"\",U97/'Historical scenario - input'!$D82),\"\")","v":""},{"$f":"IFERROR(IF(OR(V97=\"\",'Historical scenario - input'!$D82=\"\"),\"\",V97/'Historical scenario - input'!$D82),\"\")","v":""},{"$f":"IFERROR(IF(OR(W97=\"\",'Historical scenario - input'!$D82=\"\"),\"\",W97/'Historical scenario - input'!$D82),\"\")","v":""}]
[{"$f":"IFERROR('Historical scenario - input'!A83,\"\")","v":""},{"$f":"IFERROR('Historical scenario - input'!B83,\"\")","v":0},{"$f":"IFERROR('Historical scenario - input'!C83,\"\")","v":0},{"$f":"IFERROR(repcalc('Historical scenario - input'!$CV83:$GH83,'Historical scenario - input'!$G83,'Historical scenario - input'!$E83,'Historical scenario - input'!$F83,20,TRUE,TRUE),\"\")","v":""},"","","","","","","","","","","","","","","","","","","",{"$f":"IFERROR(IF(OR(D98=\"\",'Historical scenario - input'!$D83=\"\"),\"\",D98/'Historical scenario - input'!$D83),\"\")","v":""},{"$f":"IFERROR(IF(OR(E98=\"\",'Historical scenario - input'!$D83=\"\"),\"\",E98/'Historical scenario - input'!$D83),\"\")","v":""},{"$f":"IFERROR(IF(OR(F98=\"\",'Historical scenario - input'!$D83=\"\"),\"\",F98/'Historical scenario - input'!$D83),\"\")","v":""},{"$f":"IFERROR(IF(OR(G98=\"\",'Historical scenario - input'!$D83=\"\"),\"\",G98/'Historical scenario - input'!$D83),\"\")","v":""},{"$f":"IFERROR(IF(OR(H98=\"\",'Historical scenario - input'!$D83=\"\"),\"\",H98/'Historical scenario - input'!$D83),\"\")","v":""},{"$f":"IFERROR(IF(OR(I98=\"\",'Historical scenario - input'!$D83=\"\"),\"\",I98/'Historical scenario - input'!$D83),\"\")","v":""},{"$f":"IFERROR(IF(OR(J98=\"\",'Historical scenario - input'!$D83=\"\"),\"\",J98/'Historical scenario - input'!$D83),\"\")","v":""},{"$f":"IFERROR(IF(OR(K98=\"\",'Historical scenario - input'!$D83=\"\"),\"\",K98/'Historical scenario - input'!$D83),\"\")","v":""},{"$f":"IFERROR(IF(OR(L98=\"\",'Historical scenario - input'!$D83=\"\"),\"\",L98/'Historical scenario - input'!$D83),\"\")","v":""},{"$f":"IFERROR(IF(OR(M98=\"\",'Historical scenario - input'!$D83=\"\"),\"\",M98/'Historical scenario - input'!$D83),\"\")","v":""},{"$f":"IFERROR(IF(OR(N98=\"\",'Historical scenario - input'!$D83=\"\"),\"\",N98/'Historical scenario - input'!$D83),\"\")","v":""},{"$f":"IFERROR(IF(OR(O98=\"\",'Historical scenario - input'!$D83=\"\"),\"\",O98/'Historical scenario - input'!$D83),\"\")","v":""},{"$f":"IFERROR(IF(OR(P98=\"\",'Historical scenario - input'!$D83=\"\"),\"\",P98/'Historical scenario - input'!$D83),\"\")","v":""},{"$f":"IFERROR(IF(OR(Q98=\"\",'Historical scenario - input'!$D83=\"\"),\"\",Q98/'Historical scenario - input'!$D83),\"\")","v":""},{"$f":"IFERROR(IF(OR(R98=\"\",'Historical scenario - input'!$D83=\"\"),\"\",R98/'Historical scenario - input'!$D83),\"\")","v":""},{"$f":"IFERROR(IF(OR(S98=\"\",'Historical scenario - input'!$D83=\"\"),\"\",S98/'Historical scenario - input'!$D83),\"\")","v":""},{"$f":"IFERROR(IF(OR(T98=\"\",'Historical scenario - input'!$D83=\"\"),\"\",T98/'Historical scenario - input'!$D83),\"\")","v":""},{"$f":"IFERROR(IF(OR(U98=\"\",'Historical scenario - input'!$D83=\"\"),\"\",U98/'Historical scenario - input'!$D83),\"\")","v":""},{"$f":"IFERROR(IF(OR(V98=\"\",'Historical scenario - input'!$D83=\"\"),\"\",V98/'Historical scenario - input'!$D83),\"\")","v":""},{"$f":"IFERROR(IF(OR(W98=\"\",'Historical scenario - input'!$D83=\"\"),\"\",W98/'Historical scenario - input'!$D83),\"\")","v":""}]
[{"$f":"IFERROR('Historical scenario - input'!A84,\"\")","v":""},{"$f":"IFERROR('Historical scenario - input'!B84,\"\")","v":0},{"$f":"IFERROR('Historical scenario - input'!C84,\"\")","v":0},{"$f":"IFERROR(repcalc('Historical scenario - input'!$CV84:$GH84,'Historical scenario - input'!$G84,'Historical scenario - input'!$E84,'Historical scenario - input'!$F84,20,TRUE,TRUE),\"\")","v":""},"","","","","","","","","","","","","","","","","","","",{"$f":"IFERROR(IF(OR(D99=\"\",'Historical scenario - input'!$D84=\"\"),\"\",D99/'Historical scenario - input'!$D84),\"\")","v":""},{"$f":"IFERROR(IF(OR(E99=\"\",'Historical scenario - input'!$D84=\"\"),\"\",E99/'Historical scenario - input'!$D84),\"\")","v":""},{"$f":"IFERROR(IF(OR(F99=\"\",'Historical scenario - input'!$D84=\"\"),\"\",F99/'Historical scenario - input'!$D84),\"\")","v":""},{"$f":"IFERROR(IF(OR(G99=\"\",'Historical scenario - input'!$D84=\"\"),\"\",G99/'Historical scenario - input'!$D84),\"\")","v":""},{"$f":"IFERROR(IF(OR(H99=\"\",'Historical scenario - input'!$D84=\"\"),\"\",H99/'Historical scenario - input'!$D84),\"\")","v":""},{"$f":"IFERROR(IF(OR(I99=\"\",'Historical scenario - input'!$D84=\"\"),\"\",I99/'Historical scenario - input'!$D84),\"\")","v":""},{"$f":"IFERROR(IF(OR(J99=\"\",'Historical scenario - input'!$D84=\"\"),\"\",J99/'Historical scenario - input'!$D84),\"\")","v":""},{"$f":"IFERROR(IF(OR(K99=\"\",'Historical scenario - input'!$D84=\"\"),\"\",K99/'Historical scenario - input'!$D84),\"\")","v":""},{"$f":"IFERROR(IF(OR(L99=\"\",'Historical scenario - input'!$D84=\"\"),\"\",L99/'Historical scenario - input'!$D84),\"\")","v":""},{"$f":"IFERROR(IF(OR(M99=\"\",'Historical scenario - input'!$D84=\"\"),\"\",M99/'Historical scenario - input'!$D84),\"\")","v":""},{"$f":"IFERROR(IF(OR(N99=\"\",'Historical scenario - input'!$D84=\"\"),\"\",N99/'Historical scenario - input'!$D84),\"\")","v":""},{"$f":"IFERROR(IF(OR(O99=\"\",'Historical scenario - input'!$D84=\"\"),\"\",O99/'Historical scenario - input'!$D84),\"\")","v":""},{"$f":"IFERROR(IF(OR(P99=\"\",'Historical scenario - input'!$D84=\"\"),\"\",P99/'Historical scenario - input'!$D84),\"\")","v":""},{"$f":"IFERROR(IF(OR(Q99=\"\",'Historical scenario - input'!$D84=\"\"),\"\",Q99/'Historical scenario - input'!$D84),\"\")","v":""},{"$f":"IFERROR(IF(OR(R99=\"\",'Historical scenario - input'!$D84=\"\"),\"\",R99/'Historical scenario - input'!$D84),\"\")","v":""},{"$f":"IFERROR(IF(OR(S99=\"\",'Historical scenario - input'!$D84=\"\"),\"\",S99/'Historical scenario - input'!$D84),\"\")","v":""},{"$f":"IFERROR(IF(OR(T99=\"\",'Historical scenario - input'!$D84=\"\"),\"\",T99/'Historical scenario - input'!$D84),\"\")","v":""},{"$f":"IFERROR(IF(OR(U99=\"\",'Historical scenario - input'!$D84=\"\"),\"\",U99/'Historical scenario - input'!$D84),\"\")","v":""},{"$f":"IFERROR(IF(OR(V99=\"\",'Historical scenario - input'!$D84=\"\"),\"\",V99/'Historical scenario - input'!$D84),\"\")","v":""},{"$f":"IFERROR(IF(OR(W99=\"\",'Historical scenario - input'!$D84=\"\"),\"\",W99/'Historical scenario - input'!$D84),\"\")","v":""}]
[{"$f":"IFERROR('Historical scenario - input'!A85,\"\")","v":""},{"$f":"IFERROR('Historical scenario - input'!B85,\"\")","v":0},{"$f":"IFERROR('Historical scenario - input'!C85,\"\")","v":0},{"$f":"IFERROR(repcalc('Historical scenario - input'!$CV85:$GH85,'Historical scenario - input'!$G85,'Historical scenario - input'!$E85,'Historical scenario - input'!$F85,20,TRUE,TRUE),\"\")","v":""},"","","","","","","","","","","","","","","","","","","",{"$f":"IFERROR(IF(OR(D100=\"\",'Historical scenario - input'!$D85=\"\"),\"\",D100/'Historical scenario - input'!$D85),\"\")","v":""},{"$f":"IFERROR(IF(OR(E100=\"\",'Historical scenario - input'!$D85=\"\"),\"\",E100/'Historical scenario - input'!$D85),\"\")","v":""},{"$f":"IFERROR(IF(OR(F100=\"\",'Historical scenario - input'!$D85=\"\"),\"\",F100/'Historical scenario - input'!$D85),\"\")","v":""},{"$f":"IFERROR(IF(OR(G100=\"\",'Historical scenario - input'!$D85=\"\"),\"\",G100/'Historical scenario - input'!$D85),\"\")","v":""},{"$f":"IFERROR(IF(OR(H100=\"\",'Historical scenario - input'!$D85=\"\"),\"\",H100/'Historical scenario - input'!$D85),\"\")","v":""},{"$f":"IFERROR(IF(OR(I100=\"\",'Historical scenario - input'!$D85=\"\"),\"\",I100/'Historical scenario - input'!$D85),\"\")","v":""},{"$f":"IFERROR(IF(OR(J100=\"\",'Historical scenario - input'!$D85=\"\"),\"\",J100/'Historical scenario - input'!$D85),\"\")","v":""},{"$f":"IFERROR(IF(OR(K100=\"\",'Historical scenario - input'!$D85=\"\"),\"\",K100/'Historical scenario - input'!$D85),\"\")","v":""},{"$f":"IFERROR(IF(OR(L100=\"\",'Historical scenario - input'!$D85=\"\"),\"\",L100/'Historical scenario - input'!$D85),\"\")","v":""},{"$f":"IFERROR(IF(OR(M100=\"\",'Historical scenario - input'!$D85=\"\"),\"\",M100/'Historical scenario - input'!$D85),\"\")","v":""},{"$f":"IFERROR(IF(OR(N100=\"\",'Historical scenario - input'!$D85=\"\"),\"\",N100/'Historical scenario - input'!$D85),\"\")","v":""},{"$f":"IFERROR(IF(OR(O100=\"\",'Historical scenario - input'!$D85=\"\"),\"\",O100/'Historical scenario - input'!$D85),\"\")","v":""},{"$f":"IFERROR(IF(OR(P100=\"\",'Historical scenario - input'!$D85=\"\"),\"\",P100/'Historical scenario - input'!$D85),\"\")","v":""},{"$f":"IFERROR(IF(OR(Q100=\"\",'Historical scenario - input'!$D85=\"\"),\"\",Q100/'Historical scenario - input'!$D85),\"\")","v":""},{"$f":"IFERROR(IF(OR(R100=\"\",'Historical scenario - input'!$D85=\"\"),\"\",R100/'Historical scenario - input'!$D85),\"\")","v":""},{"$f":"IFERROR(IF(OR(S100=\"\",'Historical scenario - input'!$D85=\"\"),\"\",S100/'Historical scenario - input'!$D85),\"\")","v":""},{"$f":"IFERROR(IF(OR(T100=\"\",'Historical scenario - input'!$D85=\"\"),\"\",T100/'Historical scenario - input'!$D85),\"\")","v":""},{"$f":"IFERROR(IF(OR(U100=\"\",'Historical scenario - input'!$D85=\"\"),\"\",U100/'Historical scenario - input'!$D85),\"\")","v":""},{"$f":"IFERROR(IF(OR(V100=\"\",'Historical scenario - input'!$D85=\"\"),\"\",V100/'Historical scenario - input'!$D85),\"\")","v":""},{"$f":"IFERROR(IF(OR(W100=\"\",'Historical scenario - input'!$D85=\"\"),\"\",W100/'Historical scenario - input'!$D85),\"\")","v":""}]
[{"$f":"IFERROR('Historical scenario - input'!A86,\"\")","v":""},{"$f":"IFERROR('Historical scenario - input'!B86,\"\")","v":0},{"$f":"IFERROR('Historical scenario - input'!C86,\"\")","v":0},{"$f":"IFERROR(repcalc('Historical scenario - input'!$CV86:$GH86,'Historical scenario - input'!$G86,'Historical scenario - input'!$E86,'Historical scenario - input'!$F86,20,TRUE,TRUE),\"\")","v":""},"","","","","","","","","","","","","","","","","","","",{"$f":"IFERROR(IF(OR(D101=\"\",'Historical scenario - input'!$D86=\"\"),\"\",D101/'Historical scenario - input'!$D86),\"\")","v":""},{"$f":"IFERROR(IF(OR(E101=\"\",'Historical scenario - input'!$D86=\"\"),\"\",E101/'Historical scenario - input'!$D86),\"\")","v":""},{"$f":"IFERROR(IF(OR(F101=\"\",'Historical scenario - input'!$D86=\"\"),\"\",F101/'Historical scenario - input'!$D86),\"\")","v":""},{"$f":"IFERROR(IF(OR(G101=\"\",'Historical scenario - input'!$D86=\"\"),\"\",G101/'Historical scenario - input'!$D86),\"\")","v":""},{"$f":"IFERROR(IF(OR(H101=\"\",'Historical scenario - input'!$D86=\"\"),\"\",H101/'Historical scenario - input'!$D86),\"\")","v":""},{"$f":"IFERROR(IF(OR(I101=\"\",'Historical scenario - input'!$D86=\"\"),\"\",I101/'Historical scenario - input'!$D86),\"\")","v":""},{"$f":"IFERROR(IF(OR(J101=\"\",'Historical scenario - input'!$D86=\"\"),\"\",J101/'Historical scenario - input'!$D86),\"\")","v":""},{"$f":"IFERROR(IF(OR(K101=\"\",'Historical scenario - input'!$D86=\"\"),\"\",K101/'Historical scenario - input'!$D86),\"\")","v":""},{"$f":"IFERROR(IF(OR(L101=\"\",'Historical scenario - input'!$D86=\"\"),\"\",L101/'Historical scenario - input'!$D86),\"\")","v":""},{"$f":"IFERROR(IF(OR(M101=\"\",'Historical scenario - input'!$D86=\"\"),\"\",M101/'Historical scenario - input'!$D86),\"\")","v":""},{"$f":"IFERROR(IF(OR(N101=\"\",'Historical scenario - input'!$D86=\"\"),\"\",N101/'Historical scenario - input'!$D86),\"\")","v":""},{"$f":"IFERROR(IF(OR(O101=\"\",'Historical scenario - input'!$D86=\"\"),\"\",O101/'Historical scenario - input'!$D86),\"\")","v":""},{"$f":"IFERROR(IF(OR(P101=\"\",'Historical scenario - input'!$D86=\"\"),\"\",P101/'Historical scenario - input'!$D86),\"\")","v":""},{"$f":"IFERROR(IF(OR(Q101=\"\",'Historical scenario - input'!$D86=\"\"),\"\",Q101/'Historical scenario - input'!$D86),\"\")","v":""},{"$f":"IFERROR(IF(OR(R101=\"\",'Historical scenario - input'!$D86=\"\"),\"\",R101/'Historical scenario - input'!$D86),\"\")","v":""},{"$f":"IFERROR(IF(OR(S101=\"\",'Historical scenario - input'!$D86=\"\"),\"\",S101/'Historical scenario - input'!$D86),\"\")","v":""},{"$f":"IFERROR(IF(OR(T101=\"\",'Historical scenario - input'!$D86=\"\"),\"\",T101/'Historical scenario - input'!$D86),\"\")","v":""},{"$f":"IFERROR(IF(OR(U101=\"\",'Historical scenario - input'!$D86=\"\"),\"\",U101/'Historical scenario - input'!$D86),\"\")","v":""},{"$f":"IFERROR(IF(OR(V101=\"\",'Historical scenario - input'!$D86=\"\"),\"\",V101/'Historical scenario - input'!$D86),\"\")","v":""},{"$f":"IFERROR(IF(OR(W101=\"\",'Historical scenario - input'!$D86=\"\"),\"\",W101/'Historical scenario - input'!$D86),\"\")","v":""}]
[{"$f":"IFERROR('Historical scenario - input'!A87,\"\")","v":""},{"$f":"IFERROR('Historical scenario - input'!B87,\"\")","v":0},{"$f":"IFERROR('Historical scenario - input'!C87,\"\")","v":0},{"$f":"IFERROR(repcalc('Historical scenario - input'!$CV87:$GH87,'Historical scenario - input'!$G87,'Historical scenario - input'!$E87,'Historical scenario - input'!$F87,20,TRUE,TRUE),\"\")","v":""},"","","","","","","","","","","","","","","","","","","",{"$f":"IFERROR(IF(OR(D102=\"\",'Historical scenario - input'!$D87=\"\"),\"\",D102/'Historical scenario - input'!$D87),\"\")","v":""},{"$f":"IFERROR(IF(OR(E102=\"\",'Historical scenario - input'!$D87=\"\"),\"\",E102/'Historical scenario - input'!$D87),\"\")","v":""},{"$f":"IFERROR(IF(OR(F102=\"\",'Historical scenario - input'!$D87=\"\"),\"\",F102/'Historical scenario - input'!$D87),\"\")","v":""},{"$f":"IFERROR(IF(OR(G102=\"\",'Historical scenario - input'!$D87=\"\"),\"\",G102/'Historical scenario - input'!$D87),\"\")","v":""},{"$f":"IFERROR(IF(OR(H102=\"\",'Historical scenario - input'!$D87=\"\"),\"\",H102/'Historical scenario - input'!$D87),\"\")","v":""},{"$f":"IFERROR(IF(OR(I102=\"\",'Historical scenario - input'!$D87=\"\"),\"\",I102/'Historical scenario - input'!$D87),\"\")","v":""},{"$f":"IFERROR(IF(OR(J102=\"\",'Historical scenario - input'!$D87=\"\"),\"\",J102/'Historical scenario - input'!$D87),\"\")","v":""},{"$f":"IFERROR(IF(OR(K102=\"\",'Historical scenario - input'!$D87=\"\"),\"\",K102/'Historical scenario - input'!$D87),\"\")","v":""},{"$f":"IFERROR(IF(OR(L102=\"\",'Historical scenario - input'!$D87=\"\"),\"\",L102/'Historical scenario - input'!$D87),\"\")","v":""},{"$f":"IFERROR(IF(OR(M102=\"\",'Historical scenario - input'!$D87=\"\"),\"\",M102/'Historical scenario - input'!$D87),\"\")","v":""},{"$f":"IFERROR(IF(OR(N102=\"\",'Historical scenario - input'!$D87=\"\"),\"\",N102/'Historical scenario - input'!$D87),\"\")","v":""},{"$f":"IFERROR(IF(OR(O102=\"\",'Historical scenario - input'!$D87=\"\"),\"\",O102/'Historical scenario - input'!$D87),\"\")","v":""},{"$f":"IFERROR(IF(OR(P102=\"\",'Historical scenario - input'!$D87=\"\"),\"\",P102/'Historical scenario - input'!$D87),\"\")","v":""},{"$f":"IFERROR(IF(OR(Q102=\"\",'Historical scenario - input'!$D87=\"\"),\"\",Q102/'Historical scenario - input'!$D87),\"\")","v":""},{"$f":"IFERROR(IF(OR(R102=\"\",'Historical scenario - input'!$D87=\"\"),\"\",R102/'Historical scenario - input'!$D87),\"\")","v":""},{"$f":"IFERROR(IF(OR(S102=\"\",'Historical scenario - input'!$D87=\"\"),\"\",S102/'Historical scenario - input'!$D87),\"\")","v":""},{"$f":"IFERROR(IF(OR(T102=\"\",'Historical scenario - input'!$D87=\"\"),\"\",T102/'Historical scenario - input'!$D87),\"\")","v":""},{"$f":"IFERROR(IF(OR(U102=\"\",'Historical scenario - input'!$D87=\"\"),\"\",U102/'Historical scenario - input'!$D87),\"\")","v":""},{"$f":"IFERROR(IF(OR(V102=\"\",'Historical scenario - input'!$D87=\"\"),\"\",V102/'Historical scenario - input'!$D87),\"\")","v":""},{"$f":"IFERROR(IF(OR(W102=\"\",'Historical scenario - input'!$D87=\"\"),\"\",W102/'Historical scenario - input'!$D87),\"\")","v":""}]
[{"$f":"IFERROR('Historical scenario - input'!A88,\"\")","v":""},{"$f":"IFERROR('Historical scenario - input'!B88,\"\")","v":0},{"$f":"IFERROR('Historical scenario - input'!C88,\"\")","v":0},{"$f":"IFERROR(repcalc('Historical scenario - input'!$CV88:$GH88,'Historical scenario - input'!$G88,'Historical scenario - input'!$E88,'Historical scenario - input'!$F88,20,TRUE,TRUE),\"\")","v":""},"","","","","","","","","","","","","","","","","","","",{"$f":"IFERROR(IF(OR(D103=\"\",'Historical scenario - input'!$D88=\"\"),\"\",D103/'Historical scenario - input'!$D88),\"\")","v":""},{"$f":"IFERROR(IF(OR(E103=\"\",'Historical scenario - input'!$D88=\"\"),\"\",E103/'Historical scenario - input'!$D88),\"\")","v":""},{"$f":"IFERROR(IF(OR(F103=\"\",'Historical scenario - input'!$D88=\"\"),\"\",F103/'Historical scenario - input'!$D88),\"\")","v":""},{"$f":"IFERROR(IF(OR(G103=\"\",'Historical scenario - input'!$D88=\"\"),\"\",G103/'Historical scenario - input'!$D88),\"\")","v":""},{"$f":"IFERROR(IF(OR(H103=\"\",'Historical scenario - input'!$D88=\"\"),\"\",H103/'Historical scenario - input'!$D88),\"\")","v":""},{"$f":"IFERROR(IF(OR(I103=\"\",'Historical scenario - input'!$D88=\"\"),\"\",I103/'Historical scenario - input'!$D88),\"\")","v":""},{"$f":"IFERROR(IF(OR(J103=\"\",'Historical scenario - input'!$D88=\"\"),\"\",J103/'Historical scenario - input'!$D88),\"\")","v":""},{"$f":"IFERROR(IF(OR(K103=\"\",'Historical scenario - input'!$D88=\"\"),\"\",K103/'Historical scenario - input'!$D88),\"\")","v":""},{"$f":"IFERROR(IF(OR(L103=\"\",'Historical scenario - input'!$D88=\"\"),\"\",L103/'Historical scenario - input'!$D88),\"\")","v":""},{"$f":"IFERROR(IF(OR(M103=\"\",'Historical scenario - input'!$D88=\"\"),\"\",M103/'Historical scenario - input'!$D88),\"\")","v":""},{"$f":"IFERROR(IF(OR(N103=\"\",'Historical scenario - input'!$D88=\"\"),\"\",N103/'Historical scenario - input'!$D88),\"\")","v":""},{"$f":"IFERROR(IF(OR(O103=\"\",'Historical scenario - input'!$D88=\"\"),\"\",O103/'Historical scenario - input'!$D88),\"\")","v":""},{"$f":"IFERROR(IF(OR(P103=\"\",'Historical scenario - input'!$D88=\"\"),\"\",P103/'Historical scenario - input'!$D88),\"\")","v":""},{"$f":"IFERROR(IF(OR(Q103=\"\",'Historical scenario - input'!$D88=\"\"),\"\",Q103/'Historical scenario - input'!$D88),\"\")","v":""},{"$f":"IFERROR(IF(OR(R103=\"\",'Historical scenario - input'!$D88=\"\"),\"\",R103/'Historical scenario - input'!$D88),\"\")","v":""},{"$f":"IFERROR(IF(OR(S103=\"\",'Historical scenario - input'!$D88=\"\"),\"\",S103/'Historical scenario - input'!$D88),\"\")","v":""},{"$f":"IFERROR(IF(OR(T103=\"\",'Historical scenario - input'!$D88=\"\"),\"\",T103/'Historical scenario - input'!$D88),\"\")","v":""},{"$f":"IFERROR(IF(OR(U103=\"\",'Historical scenario - input'!$D88=\"\"),\"\",U103/'Historical scenario - input'!$D88),\"\")","v":""},{"$f":"IFERROR(IF(OR(V103=\"\",'Historical scenario - input'!$D88=\"\"),\"\",V103/'Historical scenario - input'!$D88),\"\")","v":""},{"$f":"IFERROR(IF(OR(W103=\"\",'Historical scenario - input'!$D88=\"\"),\"\",W103/'Historical scenario - input'!$D88),\"\")","v":""}]
[{"$f":"IFERROR('Historical scenario - input'!A89,\"\")","v":""},{"$f":"IFERROR('Historical scenario - input'!B89,\"\")","v":0},{"$f":"IFERROR('Historical scenario - input'!C89,\"\")","v":0},{"$f":"IFERROR(repcalc('Historical scenario - input'!$CV89:$GH89,'Historical scenario - input'!$G89,'Historical scenario - input'!$E89,'Historical scenario - input'!$F89,20,TRUE,TRUE),\"\")","v":""},"","","","","","","","","","","","","","","","","","","",{"$f":"IFERROR(IF(OR(D104=\"\",'Historical scenario - input'!$D89=\"\"),\"\",D104/'Historical scenario - input'!$D89),\"\")","v":""},{"$f":"IFERROR(IF(OR(E104=\"\",'Historical scenario - input'!$D89=\"\"),\"\",E104/'Historical scenario - input'!$D89),\"\")","v":""},{"$f":"IFERROR(IF(OR(F104=\"\",'Historical scenario - input'!$D89=\"\"),\"\",F104/'Historical scenario - input'!$D89),\"\")","v":""},{"$f":"IFERROR(IF(OR(G104=\"\",'Historical scenario - input'!$D89=\"\"),\"\",G104/'Historical scenario - input'!$D89),\"\")","v":""},{"$f":"IFERROR(IF(OR(H104=\"\",'Historical scenario - input'!$D89=\"\"),\"\",H104/'Historical scenario - input'!$D89),\"\")","v":""},{"$f":"IFERROR(IF(OR(I104=\"\",'Historical scenario - input'!$D89=\"\"),\"\",I104/'Historical scenario - input'!$D89),\"\")","v":""},{"$f":"IFERROR(IF(OR(J104=\"\",'Historical scenario - input'!$D89=\"\"),\"\",J104/'Historical scenario - input'!$D89),\"\")","v":""},{"$f":"IFERROR(IF(OR(K104=\"\",'Historical scenario - input'!$D89=\"\"),\"\",K104/'Historical scenario - input'!$D89),\"\")","v":""},{"$f":"IFERROR(IF(OR(L104=\"\",'Historical scenario - input'!$D89=\"\"),\"\",L104/'Historical scenario - input'!$D89),\"\")","v":""},{"$f":"IFERROR(IF(OR(M104=\"\",'Historical scenario - input'!$D89=\"\"),\"\",M104/'Historical scenario - input'!$D89),\"\")","v":""},{"$f":"IFERROR(IF(OR(N104=\"\",'Historical scenario - input'!$D89=\"\"),\"\",N104/'Historical scenario - input'!$D89),\"\")","v":""},{"$f":"IFERROR(IF(OR(O104=\"\",'Historical scenario - input'!$D89=\"\"),\"\",O104/'Historical scenario - input'!$D89),\"\")","v":""},{"$f":"IFERROR(IF(OR(P104=\"\",'Historical scenario - input'!$D89=\"\"),\"\",P104/'Historical scenario - input'!$D89),\"\")","v":""},{"$f":"IFERROR(IF(OR(Q104=\"\",'Historical scenario - input'!$D89=\"\"),\"\",Q104/'Historical scenario - input'!$D89),\"\")","v":""},{"$f":"IFERROR(IF(OR(R104=\"\",'Historical scenario - input'!$D89=\"\"),\"\",R104/'Historical scenario - input'!$D89),\"\")","v":""},{"$f":"IFERROR(IF(OR(S104=\"\",'Historical scenario - input'!$D89=\"\"),\"\",S104/'Historical scenario - input'!$D89),\"\")","v":""},{"$f":"IFERROR(IF(OR(T104=\"\",'Historical scenario - input'!$D89=\"\"),\"\",T104/'Historical scenario - input'!$D89),\"\")","v":""},{"$f":"IFERROR(IF(OR(U104=\"\",'Historical scenario - input'!$D89=\"\"),\"\",U104/'Historical scenario - input'!$D89),\"\")","v":""},{"$f":"IFERROR(IF(OR(V104=\"\",'Historical scenario - input'!$D89=\"\"),\"\",V104/'Historical scenario - input'!$D89),\"\")","v":""},{"$f":"IFERROR(IF(OR(W104=\"\",'Historical scenario - input'!$D89=\"\"),\"\",W104/'Historical scenario - input'!$D89),\"\")","v":""}]
[{"$f":"IFERROR('Historical scenario - input'!A90,\"\")","v":""},{"$f":"IFERROR('Historical scenario - input'!B90,\"\")","v":0},{"$f":"IFERROR('Historical scenario - input'!C90,\"\")","v":0},{"$f":"IFERROR(repcalc('Historical scenario - input'!$CV90:$GH90,'Historical scenario - input'!$G90,'Historical scenario - input'!$E90,'Historical scenario - input'!$F90,20,TRUE,TRUE),\"\")","v":""},"","","","","","","","","","","","","","","","","","","",{"$f":"IFERROR(IF(OR(D105=\"\",'Historical scenario - input'!$D90=\"\"),\"\",D105/'Historical scenario - input'!$D90),\"\")","v":""},{"$f":"IFERROR(IF(OR(E105=\"\",'Historical scenario - input'!$D90=\"\"),\"\",E105/'Historical scenario - input'!$D90),\"\")","v":""},{"$f":"IFERROR(IF(OR(F105=\"\",'Historical scenario - input'!$D90=\"\"),\"\",F105/'Historical scenario - input'!$D90),\"\")","v":""},{"$f":"IFERROR(IF(OR(G105=\"\",'Historical scenario - input'!$D90=\"\"),\"\",G105/'Historical scenario - input'!$D90),\"\")","v":""},{"$f":"IFERROR(IF(OR(H105=\"\",'Historical scenario - input'!$D90=\"\"),\"\",H105/'Historical scenario - input'!$D90),\"\")","v":""},{"$f":"IFERROR(IF(OR(I105=\"\",'Historical scenario - input'!$D90=\"\"),\"\",I105/'Historical scenario - input'!$D90),\"\")","v":""},{"$f":"IFERROR(IF(OR(J105=\"\",'Historical scenario - input'!$D90=\"\"),\"\",J105/'Historical scenario - input'!$D90),\"\")","v":""},{"$f":"IFERROR(IF(OR(K105=\"\",'Historical scenario - input'!$D90=\"\"),\"\",K105/'Historical scenario - input'!$D90),\"\")","v":""},{"$f":"IFERROR(IF(OR(L105=\"\",'Historical scenario - input'!$D90=\"\"),\"\",L105/'Historical scenario - input'!$D90),\"\")","v":""},{"$f":"IFERROR(IF(OR(M105=\"\",'Historical scenario - input'!$D90=\"\"),\"\",M105/'Historical scenario - input'!$D90),\"\")","v":""},{"$f":"IFERROR(IF(OR(N105=\"\",'Historical scenario - input'!$D90=\"\"),\"\",N105/'Historical scenario - input'!$D90),\"\")","v":""},{"$f":"IFERROR(IF(OR(O105=\"\",'Historical scenario - input'!$D90=\"\"),\"\",O105/'Historical scenario - input'!$D90),\"\")","v":""},{"$f":"IFERROR(IF(OR(P105=\"\",'Historical scenario - input'!$D90=\"\"),\"\",P105/'Historical scenario - input'!$D90),\"\")","v":""},{"$f":"IFERROR(IF(OR(Q105=\"\",'Historical scenario - input'!$D90=\"\"),\"\",Q105/'Historical scenario - input'!$D90),\"\")","v":""},{"$f":"IFERROR(IF(OR(R105=\"\",'Historical scenario - input'!$D90=\"\"),\"\",R105/'Historical scenario - input'!$D90),\"\")","v":""},{"$f":"IFERROR(IF(OR(S105=\"\",'Historical scenario - input'!$D90=\"\"),\"\",S105/'Historical scenario - input'!$D90),\"\")","v":""},{"$f":"IFERROR(IF(OR(T105=\"\",'Historical scenario - input'!$D90=\"\"),\"\",T105/'Historical scenario - input'!$D90),\"\")","v":""},{"$f":"IFERROR(IF(OR(U105=\"\",'Historical scenario - input'!$D90=\"\"),\"\",U105/'Historical scenario - input'!$D90),\"\")","v":""},{"$f":"IFERROR(IF(OR(V105=\"\",'Historical scenario - input'!$D90=\"\"),\"\",V105/'Historical scenario - input'!$D90),\"\")","v":""},{"$f":"IFERROR(IF(OR(W105=\"\",'Historical scenario - input'!$D90=\"\"),\"\",W105/'Historical scenario - input'!$D90),\"\")","v":""}]
[{"$f":"IFERROR('Historical scenario - input'!A91,\"\")","v":""},{"$f":"IFERROR('Historical scenario - input'!B91,\"\")","v":0},{"$f":"IFERROR('Historical scenario - input'!C91,\"\")","v":0},{"$f":"IFERROR(repcalc('Historical scenario - input'!$CV91:$GH91,'Historical scenario - input'!$G91,'Historical scenario - input'!$E91,'Historical scenario - input'!$F91,20,TRUE,TRUE),\"\")","v":""},"","","","","","","","","","","","","","","","","","","",{"$f":"IFERROR(IF(OR(D106=\"\",'Historical scenario - input'!$D91=\"\"),\"\",D106/'Historical scenario - input'!$D91),\"\")","v":""},{"$f":"IFERROR(IF(OR(E106=\"\",'Historical scenario - input'!$D91=\"\"),\"\",E106/'Historical scenario - input'!$D91),\"\")","v":""},{"$f":"IFERROR(IF(OR(F106=\"\",'Historical scenario - input'!$D91=\"\"),\"\",F106/'Historical scenario - input'!$D91),\"\")","v":""},{"$f":"IFERROR(IF(OR(G106=\"\",'Historical scenario - input'!$D91=\"\"),\"\",G106/'Historical scenario - input'!$D91),\"\")","v":""},{"$f":"IFERROR(IF(OR(H106=\"\",'Historical scenario - input'!$D91=\"\"),\"\",H106/'Historical scenario - input'!$D91),\"\")","v":""},{"$f":"IFERROR(IF(OR(I106=\"\",'Historical scenario - input'!$D91=\"\"),\"\",I106/'Historical scenario - input'!$D91),\"\")","v":""},{"$f":"IFERROR(IF(OR(J106=\"\",'Historical scenario - input'!$D91=\"\"),\"\",J106/'Historical scenario - input'!$D91),\"\")","v":""},{"$f":"IFERROR(IF(OR(K106=\"\",'Historical scenario - input'!$D91=\"\"),\"\",K106/'Historical scenario - input'!$D91),\"\")","v":""},{"$f":"IFERROR(IF(OR(L106=\"\",'Historical scenario - input'!$D91=\"\"),\"\",L106/'Historical scenario - input'!$D91),\"\")","v":""},{"$f":"IFERROR(IF(OR(M106=\"\",'Historical scenario - input'!$D91=\"\"),\"\",M106/'Historical scenario - input'!$D91),\"\")","v":""},{"$f":"IFERROR(IF(OR(N106=\"\",'Historical scenario - input'!$D91=\"\"),\"\",N106/'Historical scenario - input'!$D91),\"\")","v":""},{"$f":"IFERROR(IF(OR(O106=\"\",'Historical scenario - input'!$D91=\"\"),\"\",O106/'Historical scenario - input'!$D91),\"\")","v":""},{"$f":"IFERROR(IF(OR(P106=\"\",'Historical scenario - input'!$D91=\"\"),\"\",P106/'Historical scenario - input'!$D91),\"\")","v":""},{"$f":"IFERROR(IF(OR(Q106=\"\",'Historical scenario - input'!$D91=\"\"),\"\",Q106/'Historical scenario - input'!$D91),\"\")","v":""},{"$f":"IFERROR(IF(OR(R106=\"\",'Historical scenario - input'!$D91=\"\"),\"\",R106/'Historical scenario - input'!$D91),\"\")","v":""},{"$f":"IFERROR(IF(OR(S106=\"\",'Historical scenario - input'!$D91=\"\"),\"\",S106/'Historical scenario - input'!$D91),\"\")","v":""},{"$f":"IFERROR(IF(OR(T106=\"\",'Historical scenario - input'!$D91=\"\"),\"\",T106/'Historical scenario - input'!$D91),\"\")","v":""},{"$f":"IFERROR(IF(OR(U106=\"\",'Historical scenario - input'!$D91=\"\"),\"\",U106/'Historical scenario - input'!$D91),\"\")","v":""},{"$f":"IFERROR(IF(OR(V106=\"\",'Historical scenario - input'!$D91=\"\"),\"\",V106/'Historical scenario - input'!$D91),\"\")","v":""},{"$f":"IFERROR(IF(OR(W106=\"\",'Historical scenario - input'!$D91=\"\"),\"\",W106/'Historical scenario - input'!$D91),\"\")","v":""}]
[{"$f":"IFERROR('Historical scenario - input'!A92,\"\")","v":""},{"$f":"IFERROR('Historical scenario - input'!B92,\"\")","v":0},{"$f":"IFERROR('Historical scenario - input'!C92,\"\")","v":0},{"$f":"IFERROR(repcalc('Historical scenario - input'!$CV92:$GH92,'Historical scenario - input'!$G92,'Historical scenario - input'!$E92,'Historical scenario - input'!$F92,20,TRUE,TRUE),\"\")","v":""},"","","","","","","","","","","","","","","","","","","",{"$f":"IFERROR(IF(OR(D107=\"\",'Historical scenario - input'!$D92=\"\"),\"\",D107/'Historical scenario - input'!$D92),\"\")","v":""},{"$f":"IFERROR(IF(OR(E107=\"\",'Historical scenario - input'!$D92=\"\"),\"\",E107/'Historical scenario - input'!$D92),\"\")","v":""},{"$f":"IFERROR(IF(OR(F107=\"\",'Historical scenario - input'!$D92=\"\"),\"\",F107/'Historical scenario - input'!$D92),\"\")","v":""},{"$f":"IFERROR(IF(OR(G107=\"\",'Historical scenario - input'!$D92=\"\"),\"\",G107/'Historical scenario - input'!$D92),\"\")","v":""},{"$f":"IFERROR(IF(OR(H107=\"\",'Historical scenario - input'!$D92=\"\"),\"\",H107/'Historical scenario - input'!$D92),\"\")","v":""},{"$f":"IFERROR(IF(OR(I107=\"\",'Historical scenario - input'!$D92=\"\"),\"\",I107/'Historical scenario - input'!$D92),\"\")","v":""},{"$f":"IFERROR(IF(OR(J107=\"\",'Historical scenario - input'!$D92=\"\"),\"\",J107/'Historical scenario - input'!$D92),\"\")","v":""},{"$f":"IFERROR(IF(OR(K107=\"\",'Historical scenario - input'!$D92=\"\"),\"\",K107/'Historical scenario - input'!$D92),\"\")","v":""},{"$f":"IFERROR(IF(OR(L107=\"\",'Historical scenario - input'!$D92=\"\"),\"\",L107/'Historical scenario - input'!$D92),\"\")","v":""},{"$f":"IFERROR(IF(OR(M107=\"\",'Historical scenario - input'!$D92=\"\"),\"\",M107/'Historical scenario - input'!$D92),\"\")","v":""},{"$f":"IFERROR(IF(OR(N107=\"\",'Historical scenario - input'!$D92=\"\"),\"\",N107/'Historical scenario - input'!$D92),\"\")","v":""},{"$f":"IFERROR(IF(OR(O107=\"\",'Historical scenario - input'!$D92=\"\"),\"\",O107/'Historical scenario - input'!$D92),\"\")","v":""},{"$f":"IFERROR(IF(OR(P107=\"\",'Historical scenario - input'!$D92=\"\"),\"\",P107/'Historical scenario - input'!$D92),\"\")","v":""},{"$f":"IFERROR(IF(OR(Q107=\"\",'Historical scenario - input'!$D92=\"\"),\"\",Q107/'Historical scenario - input'!$D92),\"\")","v":""},{"$f":"IFERROR(IF(OR(R107=\"\",'Historical scenario - input'!$D92=\"\"),\"\",R107/'Historical scenario - input'!$D92),\"\")","v":""},{"$f":"IFERROR(IF(OR(S107=\"\",'Historical scenario - input'!$D92=\"\"),\"\",S107/'Historical scenario - input'!$D92),\"\")","v":""},{"$f":"IFERROR(IF(OR(T107=\"\",'Historical scenario - input'!$D92=\"\"),\"\",T107/'Historical scenario - input'!$D92),\"\")","v":""},{"$f":"IFERROR(IF(OR(U107=\"\",'Historical scenario - input'!$D92=\"\"),\"\",U107/'Historical scenario - input'!$D92),\"\")","v":""},{"$f":"IFERROR(IF(OR(V107=\"\",'Historical scenario - input'!$D92=\"\"),\"\",V107/'Historical scenario - input'!$D92),\"\")","v":""},{"$f":"IFERROR(IF(OR(W107=\"\",'Historical scenario - input'!$D92=\"\"),\"\",W107/'Historical scenario - input'!$D92),\"\")","v":""}]
[{"$f":"IFERROR('Historical scenario - input'!A93,\"\")","v":""},{"$f":"IFERROR('Historical scenario - input'!B93,\"\")","v":0},{"$f":"IFERROR('Historical scenario - input'!C93,\"\")","v":0},{"$f":"IFERROR(repcalc('Historical scenario - input'!$CV93:$GH93,'Historical scenario - input'!$G93,'Historical scenario - input'!$E93,'Historical scenario - input'!$F93,20,TRUE,TRUE),\"\")","v":""},"","","","","","","","","","","","","","","","","","","",{"$f":"IFERROR(IF(OR(D108=\"\",'Historical scenario - input'!$D93=\"\"),\"\",D108/'Historical scenario - input'!$D93),\"\")","v":""},{"$f":"IFERROR(IF(OR(E108=\"\",'Historical scenario - input'!$D93=\"\"),\"\",E108/'Historical scenario - input'!$D93),\"\")","v":""},{"$f":"IFERROR(IF(OR(F108=\"\",'Historical scenario - input'!$D93=\"\"),\"\",F108/'Historical scenario - input'!$D93),\"\")","v":""},{"$f":"IFERROR(IF(OR(G108=\"\",'Historical scenario - input'!$D93=\"\"),\"\",G108/'Historical scenario - input'!$D93),\"\")","v":""},{"$f":"IFERROR(IF(OR(H108=\"\",'Historical scenario - input'!$D93=\"\"),\"\",H108/'Historical scenario - input'!$D93),\"\")","v":""},{"$f":"IFERROR(IF(OR(I108=\"\",'Historical scenario - input'!$D93=\"\"),\"\",I108/'Historical scenario - input'!$D93),\"\")","v":""},{"$f":"IFERROR(IF(OR(J108=\"\",'Historical scenario - input'!$D93=\"\"),\"\",J108/'Historical scenario - input'!$D93),\"\")","v":""},{"$f":"IFERROR(IF(OR(K108=\"\",'Historical scenario - input'!$D93=\"\"),\"\",K108/'Historical scenario - input'!$D93),\"\")","v":""},{"$f":"IFERROR(IF(OR(L108=\"\",'Historical scenario - input'!$D93=\"\"),\"\",L108/'Historical scenario - input'!$D93),\"\")","v":""},{"$f":"IFERROR(IF(OR(M108=\"\",'Historical scenario - input'!$D93=\"\"),\"\",M108/'Historical scenario - input'!$D93),\"\")","v":""},{"$f":"IFERROR(IF(OR(N108=\"\",'Historical scenario - input'!$D93=\"\"),\"\",N108/'Historical scenario - input'!$D93),\"\")","v":""},{"$f":"IFERROR(IF(OR(O108=\"\",'Historical scenario - input'!$D93=\"\"),\"\",O108/'Historical scenario - input'!$D93),\"\")","v":""},{"$f":"IFERROR(IF(OR(P108=\"\",'Historical scenario - input'!$D93=\"\"),\"\",P108/'Historical scenario - input'!$D93),\"\")","v":""},{"$f":"IFERROR(IF(OR(Q108=\"\",'Historical scenario - input'!$D93=\"\"),\"\",Q108/'Historical scenario - input'!$D93),\"\")","v":""},{"$f":"IFERROR(IF(OR(R108=\"\",'Historical scenario - input'!$D93=\"\"),\"\",R108/'Historical scenario - input'!$D93),\"\")","v":""},{"$f":"IFERROR(IF(OR(S108=\"\",'Historical scenario - input'!$D93=\"\"),\"\",S108/'Historical scenario - input'!$D93),\"\")","v":""},{"$f":"IFERROR(IF(OR(T108=\"\",'Historical scenario - input'!$D93=\"\"),\"\",T108/'Historical scenario - input'!$D93),\"\")","v":""},{"$f":"IFERROR(IF(OR(U108=\"\",'Historical scenario - input'!$D93=\"\"),\"\",U108/'Historical scenario - input'!$D93),\"\")","v":""},{"$f":"IFERROR(IF(OR(V108=\"\",'Historical scenario - input'!$D93=\"\"),\"\",V108/'Historical scenario - input'!$D93),\"\")","v":""},{"$f":"IFERROR(IF(OR(W108=\"\",'Historical scenario - input'!$D93=\"\"),\"\",W108/'Historical scenario - input'!$D93),\"\")","v":""}]
[{"$f":"IFERROR('Historical scenario - input'!A94,\"\")","v":""},{"$f":"IFERROR('Historical scenario - input'!B94,\"\")","v":0},{"$f":"IFERROR('Historical scenario - input'!C94,\"\")","v":0},{"$f":"IFERROR(repcalc('Historical scenario - input'!$CV94:$GH94,'Historical scenario - input'!$G94,'Historical scenario - input'!$E94,'Historical scenario - input'!$F94,20,TRUE,TRUE),\"\")","v":""},"","","","","","","","","","","","","","","","","","","",{"$f":"IFERROR(IF(OR(D109=\"\",'Historical scenario - input'!$D94=\"\"),\"\",D109/'Historical scenario - input'!$D94),\"\")","v":""},{"$f":"IFERROR(IF(OR(E109=\"\",'Historical scenario - input'!$D94=\"\"),\"\",E109/'Historical scenario - input'!$D94),\"\")","v":""},{"$f":"IFERROR(IF(OR(F109=\"\",'Historical scenario - input'!$D94=\"\"),\"\",F109/'Historical scenario - input'!$D94),\"\")","v":""},{"$f":"IFERROR(IF(OR(G109=\"\",'Historical scenario - input'!$D94=\"\"),\"\",G109/'Historical scenario - input'!$D94),\"\")","v":""},{"$f":"IFERROR(IF(OR(H109=\"\",'Historical scenario - input'!$D94=\"\"),\"\",H109/'Historical scenario - input'!$D94),\"\")","v":""},{"$f":"IFERROR(IF(OR(I109=\"\",'Historical scenario - input'!$D94=\"\"),\"\",I109/'Historical scenario - input'!$D94),\"\")","v":""},{"$f":"IFERROR(IF(OR(J109=\"\",'Historical scenario - input'!$D94=\"\"),\"\",J109/'Historical scenario - input'!$D94),\"\")","v":""},{"$f":"IFERROR(IF(OR(K109=\"\",'Historical scenario - input'!$D94=\"\"),\"\",K109/'Historical scenario - input'!$D94),\"\")","v":""},{"$f":"IFERROR(IF(OR(L109=\"\",'Historical scenario - input'!$D94=\"\"),\"\",L109/'Historical scenario - input'!$D94),\"\")","v":""},{"$f":"IFERROR(IF(OR(M109=\"\",'Historical scenario - input'!$D94=\"\"),\"\",M109/'Historical scenario - input'!$D94),\"\")","v":""},{"$f":"IFERROR(IF(OR(N109=\"\",'Historical scenario - input'!$D94=\"\"),\"\",N109/'Historical scenario - input'!$D94),\"\")","v":""},{"$f":"IFERROR(IF(OR(O109=\"\",'Historical scenario - input'!$D94=\"\"),\"\",O109/'Historical scenario - input'!$D94),\"\")","v":""},{"$f":"IFERROR(IF(OR(P109=\"\",'Historical scenario - input'!$D94=\"\"),\"\",P109/'Historical scenario - input'!$D94),\"\")","v":""},{"$f":"IFERROR(IF(OR(Q109=\"\",'Historical scenario - input'!$D94=\"\"),\"\",Q109/'Historical scenario - input'!$D94),\"\")","v":""},{"$f":"IFERROR(IF(OR(R109=\"\",'Historical scenario - input'!$D94=\"\"),\"\",R109/'Historical scenario - input'!$D94),\"\")","v":""},{"$f":"IFERROR(IF(OR(S109=\"\",'Historical scenario - input'!$D94=\"\"),\"\",S109/'Historical scenario - input'!$D94),\"\")","v":""},{"$f":"IFERROR(IF(OR(T109=\"\",'Historical scenario - input'!$D94=\"\"),\"\",T109/'Historical scenario - input'!$D94),\"\")","v":""},{"$f":"IFERROR(IF(OR(U109=\"\",'Historical scenario - input'!$D94=\"\"),\"\",U109/'Historical scenario - input'!$D94),\"\")","v":""},{"$f":"IFERROR(IF(OR(V109=\"\",'Historical scenario - input'!$D94=\"\"),\"\",V109/'Historical scenario - input'!$D94),\"\")","v":""},{"$f":"IFERROR(IF(OR(W109=\"\",'Historical scenario - input'!$D94=\"\"),\"\",W109/'Historical scenario - input'!$D94),\"\")","v":""}]
[{"$f":"IFERROR('Historical scenario - input'!A95,\"\")","v":""},{"$f":"IFERROR('Historical scenario - input'!B95,\"\")","v":0},{"$f":"IFERROR('Historical scenario - input'!C95,\"\")","v":0},{"$f":"IFERROR(repcalc('Historical scenario - input'!$CV95:$GH95,'Historical scenario - input'!$G95,'Historical scenario - input'!$E95,'Historical scenario - input'!$F95,20,TRUE,TRUE),\"\")","v":""},"","","","","","","","","","","","","","","","","","","",{"$f":"IFERROR(IF(OR(D110=\"\",'Historical scenario - input'!$D95=\"\"),\"\",D110/'Historical scenario - input'!$D95),\"\")","v":""},{"$f":"IFERROR(IF(OR(E110=\"\",'Historical scenario - input'!$D95=\"\"),\"\",E110/'Historical scenario - input'!$D95),\"\")","v":""},{"$f":"IFERROR(IF(OR(F110=\"\",'Historical scenario - input'!$D95=\"\"),\"\",F110/'Historical scenario - input'!$D95),\"\")","v":""},{"$f":"IFERROR(IF(OR(G110=\"\",'Historical scenario - input'!$D95=\"\"),\"\",G110/'Historical scenario - input'!$D95),\"\")","v":""},{"$f":"IFERROR(IF(OR(H110=\"\",'Historical scenario - input'!$D95=\"\"),\"\",H110/'Historical scenario - input'!$D95),\"\")","v":""},{"$f":"IFERROR(IF(OR(I110=\"\",'Historical scenario - input'!$D95=\"\"),\"\",I110/'Historical scenario - input'!$D95),\"\")","v":""},{"$f":"IFERROR(IF(OR(J110=\"\",'Historical scenario - input'!$D95=\"\"),\"\",J110/'Historical scenario - input'!$D95),\"\")","v":""},{"$f":"IFERROR(IF(OR(K110=\"\",'Historical scenario - input'!$D95=\"\"),\"\",K110/'Historical scenario - input'!$D95),\"\")","v":""},{"$f":"IFERROR(IF(OR(L110=\"\",'Historical scenario - input'!$D95=\"\"),\"\",L110/'Historical scenario - input'!$D95),\"\")","v":""},{"$f":"IFERROR(IF(OR(M110=\"\",'Historical scenario - input'!$D95=\"\"),\"\",M110/'Historical scenario - input'!$D95),\"\")","v":""},{"$f":"IFERROR(IF(OR(N110=\"\",'Historical scenario - input'!$D95=\"\"),\"\",N110/'Historical scenario - input'!$D95),\"\")","v":""},{"$f":"IFERROR(IF(OR(O110=\"\",'Historical scenario - input'!$D95=\"\"),\"\",O110/'Historical scenario - input'!$D95),\"\")","v":""},{"$f":"IFERROR(IF(OR(P110=\"\",'Historical scenario - input'!$D95=\"\"),\"\",P110/'Historical scenario - input'!$D95),\"\")","v":""},{"$f":"IFERROR(IF(OR(Q110=\"\",'Historical scenario - input'!$D95=\"\"),\"\",Q110/'Historical scenario - input'!$D95),\"\")","v":""},{"$f":"IFERROR(IF(OR(R110=\"\",'Historical scenario - input'!$D95=\"\"),\"\",R110/'Historical scenario - input'!$D95),\"\")","v":""},{"$f":"IFERROR(IF(OR(S110=\"\",'Historical scenario - input'!$D95=\"\"),\"\",S110/'Historical scenario - input'!$D95),\"\")","v":""},{"$f":"IFERROR(IF(OR(T110=\"\",'Historical scenario - input'!$D95=\"\"),\"\",T110/'Historical scenario - input'!$D95),\"\")","v":""},{"$f":"IFERROR(IF(OR(U110=\"\",'Historical scenario - input'!$D95=\"\"),\"\",U110/'Historical scenario - input'!$D95),\"\")","v":""},{"$f":"IFERROR(IF(OR(V110=\"\",'Historical scenario - input'!$D95=\"\"),\"\",V110/'Historical scenario - input'!$D95),\"\")","v":""},{"$f":"IFERROR(IF(OR(W110=\"\",'Historical scenario - input'!$D95=\"\"),\"\",W110/'Historical scenario - input'!$D95),\"\")","v":""}]
[{"$f":"IFERROR('Historical scenario - input'!A96,\"\")","v":""},{"$f":"IFERROR('Historical scenario - input'!B96,\"\")","v":0},{"$f":"IFERROR('Historical scenario - input'!C96,\"\")","v":0},{"$f":"IFERROR(repcalc('Historical scenario - input'!$CV96:$GH96,'Historical scenario - input'!$G96,'Historical scenario - input'!$E96,'Historical scenario - input'!$F96,20,TRUE,TRUE),\"\")","v":""},"","","","","","","","","","","","","","","","","","","",{"$f":"IFERROR(IF(OR(D111=\"\",'Historical scenario - input'!$D96=\"\"),\"\",D111/'Historical scenario - input'!$D96),\"\")","v":""},{"$f":"IFERROR(IF(OR(E111=\"\",'Historical scenario - input'!$D96=\"\"),\"\",E111/'Historical scenario - input'!$D96),\"\")","v":""},{"$f":"IFERROR(IF(OR(F111=\"\",'Historical scenario - input'!$D96=\"\"),\"\",F111/'Historical scenario - input'!$D96),\"\")","v":""},{"$f":"IFERROR(IF(OR(G111=\"\",'Historical scenario - input'!$D96=\"\"),\"\",G111/'Historical scenario - input'!$D96),\"\")","v":""},{"$f":"IFERROR(IF(OR(H111=\"\",'Historical scenario - input'!$D96=\"\"),\"\",H111/'Historical scenario - input'!$D96),\"\")","v":""},{"$f":"IFERROR(IF(OR(I111=\"\",'Historical scenario - input'!$D96=\"\"),\"\",I111/'Historical scenario - input'!$D96),\"\")","v":""},{"$f":"IFERROR(IF(OR(J111=\"\",'Historical scenario - input'!$D96=\"\"),\"\",J111/'Historical scenario - input'!$D96),\"\")","v":""},{"$f":"IFERROR(IF(OR(K111=\"\",'Historical scenario - input'!$D96=\"\"),\"\",K111/'Historical scenario - input'!$D96),\"\")","v":""},{"$f":"IFERROR(IF(OR(L111=\"\",'Historical scenario - input'!$D96=\"\"),\"\",L111/'Historical scenario - input'!$D96),\"\")","v":""},{"$f":"IFERROR(IF(OR(M111=\"\",'Historical scenario - input'!$D96=\"\"),\"\",M111/'Historical scenario - input'!$D96),\"\")","v":""},{"$f":"IFERROR(IF(OR(N111=\"\",'Historical scenario - input'!$D96=\"\"),\"\",N111/'Historical scenario - input'!$D96),\"\")","v":""},{"$f":"IFERROR(IF(OR(O111=\"\",'Historical scenario - input'!$D96=\"\"),\"\",O111/'Historical scenario - input'!$D96),\"\")","v":""},{"$f":"IFERROR(IF(OR(P111=\"\",'Historical scenario - input'!$D96=\"\"),\"\",P111/'Historical scenario - input'!$D96),\"\")","v":""},{"$f":"IFERROR(IF(OR(Q111=\"\",'Historical scenario - input'!$D96=\"\"),\"\",Q111/'Historical scenario - input'!$D96),\"\")","v":""},{"$f":"IFERROR(IF(OR(R111=\"\",'Historical scenario - input'!$D96=\"\"),\"\",R111/'Historical scenario - input'!$D96),\"\")","v":""},{"$f":"IFERROR(IF(OR(S111=\"\",'Historical scenario - input'!$D96=\"\"),\"\",S111/'Historical scenario - input'!$D96),\"\")","v":""},{"$f":"IFERROR(IF(OR(T111=\"\",'Historical scenario - input'!$D96=\"\"),\"\",T111/'Historical scenario - input'!$D96),\"\")","v":""},{"$f":"IFERROR(IF(OR(U111=\"\",'Historical scenario - input'!$D96=\"\"),\"\",U111/'Historical scenario - input'!$D96),\"\")","v":""},{"$f":"IFERROR(IF(OR(V111=\"\",'Historical scenario - input'!$D96=\"\"),\"\",V111/'Historical scenario - input'!$D96),\"\")","v":""},{"$f":"IFERROR(IF(OR(W111=\"\",'Historical scenario - input'!$D96=\"\"),\"\",W111/'Historical scenario - input'!$D96),\"\")","v":""}]
[{"$f":"IFERROR('Historical scenario - input'!A97,\"\")","v":""},{"$f":"IFERROR('Historical scenario - input'!B97,\"\")","v":0},{"$f":"IFERROR('Historical scenario - input'!C97,\"\")","v":0},{"$f":"IFERROR(repcalc('Historical scenario - input'!$CV97:$GH97,'Historical scenario - input'!$G97,'Historical scenario - input'!$E97,'Historical scenario - input'!$F97,20,TRUE,TRUE),\"\")","v":""},"","","","","","","","","","","","","","","","","","","",{"$f":"IFERROR(IF(OR(D112=\"\",'Historical scenario - input'!$D97=\"\"),\"\",D112/'Historical scenario - input'!$D97),\"\")","v":""},{"$f":"IFERROR(IF(OR(E112=\"\",'Historical scenario - input'!$D97=\"\"),\"\",E112/'Historical scenario - input'!$D97),\"\")","v":""},{"$f":"IFERROR(IF(OR(F112=\"\",'Historical scenario - input'!$D97=\"\"),\"\",F112/'Historical scenario - input'!$D97),\"\")","v":""},{"$f":"IFERROR(IF(OR(G112=\"\",'Historical scenario - input'!$D97=\"\"),\"\",G112/'Historical scenario - input'!$D97),\"\")","v":""},{"$f":"IFERROR(IF(OR(H112=\"\",'Historical scenario - input'!$D97=\"\"),\"\",H112/'Historical scenario - input'!$D97),\"\")","v":""},{"$f":"IFERROR(IF(OR(I112=\"\",'Historical scenario - input'!$D97=\"\"),\"\",I112/'Historical scenario - input'!$D97),\"\")","v":""},{"$f":"IFERROR(IF(OR(J112=\"\",'Historical scenario - input'!$D97=\"\"),\"\",J112/'Historical scenario - input'!$D97),\"\")","v":""},{"$f":"IFERROR(IF(OR(K112=\"\",'Historical scenario - input'!$D97=\"\"),\"\",K112/'Historical scenario - input'!$D97),\"\")","v":""},{"$f":"IFERROR(IF(OR(L112=\"\",'Historical scenario - input'!$D97=\"\"),\"\",L112/'Historical scenario - input'!$D97),\"\")","v":""},{"$f":"IFERROR(IF(OR(M112=\"\",'Historical scenario - input'!$D97=\"\"),\"\",M112/'Historical scenario - input'!$D97),\"\")","v":""},{"$f":"IFERROR(IF(OR(N112=\"\",'Historical scenario - input'!$D97=\"\"),\"\",N112/'Historical scenario - input'!$D97),\"\")","v":""},{"$f":"IFERROR(IF(OR(O112=\"\",'Historical scenario - input'!$D97=\"\"),\"\",O112/'Historical scenario - input'!$D97),\"\")","v":""},{"$f":"IFERROR(IF(OR(P112=\"\",'Historical scenario - input'!$D97=\"\"),\"\",P112/'Historical scenario - input'!$D97),\"\")","v":""},{"$f":"IFERROR(IF(OR(Q112=\"\",'Historical scenario - input'!$D97=\"\"),\"\",Q112/'Historical scenario - input'!$D97),\"\")","v":""},{"$f":"IFERROR(IF(OR(R112=\"\",'Historical scenario - input'!$D97=\"\"),\"\",R112/'Historical scenario - input'!$D97),\"\")","v":""},{"$f":"IFERROR(IF(OR(S112=\"\",'Historical scenario - input'!$D97=\"\"),\"\",S112/'Historical scenario - input'!$D97),\"\")","v":""},{"$f":"IFERROR(IF(OR(T112=\"\",'Historical scenario - input'!$D97=\"\"),\"\",T112/'Historical scenario - input'!$D97),\"\")","v":""},{"$f":"IFERROR(IF(OR(U112=\"\",'Historical scenario - input'!$D97=\"\"),\"\",U112/'Historical scenario - input'!$D97),\"\")","v":""},{"$f":"IFERROR(IF(OR(V112=\"\",'Historical scenario - input'!$D97=\"\"),\"\",V112/'Historical scenario - input'!$D97),\"\")","v":""},{"$f":"IFERROR(IF(OR(W112=\"\",'Historical scenario - input'!$D97=\"\"),\"\",W112/'Historical scenario - input'!$D97),\"\")","v":""}]
[{"$f":"IFERROR('Historical scenario - input'!A98,\"\")","v":""},{"$f":"IFERROR('Historical scenario - input'!B98,\"\")","v":0},{"$f":"IFERROR('Historical scenario - input'!C98,\"\")","v":0},{"$f":"IFERROR(repcalc('Historical scenario - input'!$CV98:$GH98,'Historical scenario - input'!$G98,'Historical scenario - input'!$E98,'Historical scenario - input'!$F98,20,TRUE,TRUE),\"\")","v":""},"","","","","","","","","","","","","","","","","","","",{"$f":"IFERROR(IF(OR(D113=\"\",'Historical scenario - input'!$D98=\"\"),\"\",D113/'Historical scenario - input'!$D98),\"\")","v":""},{"$f":"IFERROR(IF(OR(E113=\"\",'Historical scenario - input'!$D98=\"\"),\"\",E113/'Historical scenario - input'!$D98),\"\")","v":""},{"$f":"IFERROR(IF(OR(F113=\"\",'Historical scenario - input'!$D98=\"\"),\"\",F113/'Historical scenario - input'!$D98),\"\")","v":""},{"$f":"IFERROR(IF(OR(G113=\"\",'Historical scenario - input'!$D98=\"\"),\"\",G113/'Historical scenario - input'!$D98),\"\")","v":""},{"$f":"IFERROR(IF(OR(H113=\"\",'Historical scenario - input'!$D98=\"\"),\"\",H113/'Historical scenario - input'!$D98),\"\")","v":""},{"$f":"IFERROR(IF(OR(I113=\"\",'Historical scenario - input'!$D98=\"\"),\"\",I113/'Historical scenario - input'!$D98),\"\")","v":""},{"$f":"IFERROR(IF(OR(J113=\"\",'Historical scenario - input'!$D98=\"\"),\"\",J113/'Historical scenario - input'!$D98),\"\")","v":""},{"$f":"IFERROR(IF(OR(K113=\"\",'Historical scenario - input'!$D98=\"\"),\"\",K113/'Historical scenario - input'!$D98),\"\")","v":""},{"$f":"IFERROR(IF(OR(L113=\"\",'Historical scenario - input'!$D98=\"\"),\"\",L113/'Historical scenario - input'!$D98),\"\")","v":""},{"$f":"IFERROR(IF(OR(M113=\"\",'Historical scenario - input'!$D98=\"\"),\"\",M113/'Historical scenario - input'!$D98),\"\")","v":""},{"$f":"IFERROR(IF(OR(N113=\"\",'Historical scenario - input'!$D98=\"\"),\"\",N113/'Historical scenario - input'!$D98),\"\")","v":""},{"$f":"IFERROR(IF(OR(O113=\"\",'Historical scenario - input'!$D98=\"\"),\"\",O113/'Historical scenario - input'!$D98),\"\")","v":""},{"$f":"IFERROR(IF(OR(P113=\"\",'Historical scenario - input'!$D98=\"\"),\"\",P113/'Historical scenario - input'!$D98),\"\")","v":""},{"$f":"IFERROR(IF(OR(Q113=\"\",'Historical scenario - input'!$D98=\"\"),\"\",Q113/'Historical scenario - input'!$D98),\"\")","v":""},{"$f":"IFERROR(IF(OR(R113=\"\",'Historical scenario - input'!$D98=\"\"),\"\",R113/'Historical scenario - input'!$D98),\"\")","v":""},{"$f":"IFERROR(IF(OR(S113=\"\",'Historical scenario - input'!$D98=\"\"),\"\",S113/'Historical scenario - input'!$D98),\"\")","v":""},{"$f":"IFERROR(IF(OR(T113=\"\",'Historical scenario - input'!$D98=\"\"),\"\",T113/'Historical scenario - input'!$D98),\"\")","v":""},{"$f":"IFERROR(IF(OR(U113=\"\",'Historical scenario - input'!$D98=\"\"),\"\",U113/'Historical scenario - input'!$D98),\"\")","v":""},{"$f":"IFERROR(IF(OR(V113=\"\",'Historical scenario - input'!$D98=\"\"),\"\",V113/'Historical scenario - input'!$D98),\"\")","v":""},{"$f":"IFERROR(IF(OR(W113=\"\",'Historical scenario - input'!$D98=\"\"),\"\",W113/'Historical scenario - input'!$D98),\"\")","v":""}]
[{"$f":"IFERROR('Historical scenario - input'!A99,\"\")","v":""},{"$f":"IFERROR('Historical scenario - input'!B99,\"\")","v":0},{"$f":"IFERROR('Historical scenario - input'!C99,\"\")","v":0},{"$f":"IFERROR(repcalc('Historical scenario - input'!$CV99:$GH99,'Historical scenario - input'!$G99,'Historical scenario - input'!$E99,'Historical scenario - input'!$F99,20,TRUE,TRUE),\"\")","v":""},"","","","","","","","","","","","","","","","","","","",{"$f":"IFERROR(IF(OR(D114=\"\",'Historical scenario - input'!$D99=\"\"),\"\",D114/'Historical scenario - input'!$D99),\"\")","v":""},{"$f":"IFERROR(IF(OR(E114=\"\",'Historical scenario - input'!$D99=\"\"),\"\",E114/'Historical scenario - input'!$D99),\"\")","v":""},{"$f":"IFERROR(IF(OR(F114=\"\",'Historical scenario - input'!$D99=\"\"),\"\",F114/'Historical scenario - input'!$D99),\"\")","v":""},{"$f":"IFERROR(IF(OR(G114=\"\",'Historical scenario - input'!$D99=\"\"),\"\",G114/'Historical scenario - input'!$D99),\"\")","v":""},{"$f":"IFERROR(IF(OR(H114=\"\",'Historical scenario - input'!$D99=\"\"),\"\",H114/'Historical scenario - input'!$D99),\"\")","v":""},{"$f":"IFERROR(IF(OR(I114=\"\",'Historical scenario - input'!$D99=\"\"),\"\",I114/'Historical scenario - input'!$D99),\"\")","v":""},{"$f":"IFERROR(IF(OR(J114=\"\",'Historical scenario - input'!$D99=\"\"),\"\",J114/'Historical scenario - input'!$D99),\"\")","v":""},{"$f":"IFERROR(IF(OR(K114=\"\",'Historical scenario - input'!$D99=\"\"),\"\",K114/'Historical scenario - input'!$D99),\"\")","v":""},{"$f":"IFERROR(IF(OR(L114=\"\",'Historical scenario - input'!$D99=\"\"),\"\",L114/'Historical scenario - input'!$D99),\"\")","v":""},{"$f":"IFERROR(IF(OR(M114=\"\",'Historical scenario - input'!$D99=\"\"),\"\",M114/'Historical scenario - input'!$D99),\"\")","v":""},{"$f":"IFERROR(IF(OR(N114=\"\",'Historical scenario - input'!$D99=\"\"),\"\",N114/'Historical scenario - input'!$D99),\"\")","v":""},{"$f":"IFERROR(IF(OR(O114=\"\",'Historical scenario - input'!$D99=\"\"),\"\",O114/'Historical scenario - input'!$D99),\"\")","v":""},{"$f":"IFERROR(IF(OR(P114=\"\",'Historical scenario - input'!$D99=\"\"),\"\",P114/'Historical scenario - input'!$D99),\"\")","v":""},{"$f":"IFERROR(IF(OR(Q114=\"\",'Historical scenario - input'!$D99=\"\"),\"\",Q114/'Historical scenario - input'!$D99),\"\")","v":""},{"$f":"IFERROR(IF(OR(R114=\"\",'Historical scenario - input'!$D99=\"\"),\"\",R114/'Historical scenario - input'!$D99),\"\")","v":""},{"$f":"IFERROR(IF(OR(S114=\"\",'Historical scenario - input'!$D99=\"\"),\"\",S114/'Historical scenario - input'!$D99),\"\")","v":""},{"$f":"IFERROR(IF(OR(T114=\"\",'Historical scenario - input'!$D99=\"\"),\"\",T114/'Historical scenario - input'!$D99),\"\")","v":""},{"$f":"IFERROR(IF(OR(U114=\"\",'Historical scenario - input'!$D99=\"\"),\"\",U114/'Historical scenario - input'!$D99),\"\")","v":""},{"$f":"IFERROR(IF(OR(V114=\"\",'Historical scenario - input'!$D99=\"\"),\"\",V114/'Historical scenario - input'!$D99),\"\")","v":""},{"$f":"IFERROR(IF(OR(W114=\"\",'Historical scenario - input'!$D99=\"\"),\"\",W114/'Historical scenario - input'!$D99),\"\")","v":""}]
[{"$f":"IFERROR('Historical scenario - input'!A100,\"\")","v":""},{"$f":"IFERROR('Historical scenario - input'!B100,\"\")","v":0},{"$f":"IFERROR('Historical scenario - input'!C100,\"\")","v":0},{"$f":"IFERROR(repcalc('Historical scenario - input'!$CV100:$GH100,'Historical scenario - input'!$G100,'Historical scenario - input'!$E100,'Historical scenario - input'!$F100,20,TRUE,TRUE),\"\")","v":""},"","","","","","","","","","","","","","","","","","","",{"$f":"IFERROR(IF(OR(D115=\"\",'Historical scenario - input'!$D100=\"\"),\"\",D115/'Historical scenario - input'!$D100),\"\")","v":""},{"$f":"IFERROR(IF(OR(E115=\"\",'Historical scenario - input'!$D100=\"\"),\"\",E115/'Historical scenario - input'!$D100),\"\")","v":""},{"$f":"IFERROR(IF(OR(F115=\"\",'Historical scenario - input'!$D100=\"\"),\"\",F115/'Historical scenario - input'!$D100),\"\")","v":""},{"$f":"IFERROR(IF(OR(G115=\"\",'Historical scenario - input'!$D100=\"\"),\"\",G115/'Historical scenario - input'!$D100),\"\")","v":""},{"$f":"IFERROR(IF(OR(H115=\"\",'Historical scenario - input'!$D100=\"\"),\"\",H115/'Historical scenario - input'!$D100),\"\")","v":""},{"$f":"IFERROR(IF(OR(I115=\"\",'Historical scenario - input'!$D100=\"\"),\"\",I115/'Historical scenario - input'!$D100),\"\")","v":""},{"$f":"IFERROR(IF(OR(J115=\"\",'Historical scenario - input'!$D100=\"\"),\"\",J115/'Historical scenario - input'!$D100),\"\")","v":""},{"$f":"IFERROR(IF(OR(K115=\"\",'Historical scenario - input'!$D100=\"\"),\"\",K115/'Historical scenario - input'!$D100),\"\")","v":""},{"$f":"IFERROR(IF(OR(L115=\"\",'Historical scenario - input'!$D100=\"\"),\"\",L115/'Historical scenario - input'!$D100),\"\")","v":""},{"$f":"IFERROR(IF(OR(M115=\"\",'Historical scenario - input'!$D100=\"\"),\"\",M115/'Historical scenario - input'!$D100),\"\")","v":""},{"$f":"IFERROR(IF(OR(N115=\"\",'Historical scenario - input'!$D100=\"\"),\"\",N115/'Historical scenario - input'!$D100),\"\")","v":""},{"$f":"IFERROR(IF(OR(O115=\"\",'Historical scenario - input'!$D100=\"\"),\"\",O115/'Historical scenario - input'!$D100),\"\")","v":""},{"$f":"IFERROR(IF(OR(P115=\"\",'Historical scenario - input'!$D100=\"\"),\"\",P115/'Historical scenario - input'!$D100),\"\")","v":""},{"$f":"IFERROR(IF(OR(Q115=\"\",'Historical scenario - input'!$D100=\"\"),\"\",Q115/'Historical scenario - input'!$D100),\"\")","v":""},{"$f":"IFERROR(IF(OR(R115=\"\",'Historical scenario - input'!$D100=\"\"),\"\",R115/'Historical scenario - input'!$D100),\"\")","v":""},{"$f":"IFERROR(IF(OR(S115=\"\",'Historical scenario - input'!$D100=\"\"),\"\",S115/'Historical scenario - input'!$D100),\"\")","v":""},{"$f":"IFERROR(IF(OR(T115=\"\",'Historical scenario - input'!$D100=\"\"),\"\",T115/'Historical scenario - input'!$D100),\"\")","v":""},{"$f":"IFERROR(IF(OR(U115=\"\",'Historical scenario - input'!$D100=\"\"),\"\",U115/'Historical scenario - input'!$D100),\"\")","v":""},{"$f":"IFERROR(IF(OR(V115=\"\",'Historical scenario - input'!$D100=\"\"),\"\",V115/'Historical scenario - input'!$D100),\"\")","v":""},{"$f":"IFERROR(IF(OR(W115=\"\",'Historical scenario - input'!$D100=\"\"),\"\",W115/'Historical scenario - input'!$D100),\"\")","v":""}]
[{"$f":"IFERROR('Historical scenario - input'!A101,\"\")","v":""},{"$f":"IFERROR('Historical scenario - input'!B101,\"\")","v":0},{"$f":"IFERROR('Historical scenario - input'!C101,\"\")","v":0},{"$f":"IFERROR(repcalc('Historical scenario - input'!$CV101:$GH101,'Historical scenario - input'!$G101,'Historical scenario - input'!$E101,'Historical scenario - input'!$F101,20,TRUE,TRUE),\"\")","v":""},"","","","","","","","","","","","","","","","","","","",{"$f":"IFERROR(IF(OR(D116=\"\",'Historical scenario - input'!$D101=\"\"),\"\",D116/'Historical scenario - input'!$D101),\"\")","v":""},{"$f":"IFERROR(IF(OR(E116=\"\",'Historical scenario - input'!$D101=\"\"),\"\",E116/'Historical scenario - input'!$D101),\"\")","v":""},{"$f":"IFERROR(IF(OR(F116=\"\",'Historical scenario - input'!$D101=\"\"),\"\",F116/'Historical scenario - input'!$D101),\"\")","v":""},{"$f":"IFERROR(IF(OR(G116=\"\",'Historical scenario - input'!$D101=\"\"),\"\",G116/'Historical scenario - input'!$D101),\"\")","v":""},{"$f":"IFERROR(IF(OR(H116=\"\",'Historical scenario - input'!$D101=\"\"),\"\",H116/'Historical scenario - input'!$D101),\"\")","v":""},{"$f":"IFERROR(IF(OR(I116=\"\",'Historical scenario - input'!$D101=\"\"),\"\",I116/'Historical scenario - input'!$D101),\"\")","v":""},{"$f":"IFERROR(IF(OR(J116=\"\",'Historical scenario - input'!$D101=\"\"),\"\",J116/'Historical scenario - input'!$D101),\"\")","v":""},{"$f":"IFERROR(IF(OR(K116=\"\",'Historical scenario - input'!$D101=\"\"),\"\",K116/'Historical scenario - input'!$D101),\"\")","v":""},{"$f":"IFERROR(IF(OR(L116=\"\",'Historical scenario - input'!$D101=\"\"),\"\",L116/'Historical scenario - input'!$D101),\"\")","v":""},{"$f":"IFERROR(IF(OR(M116=\"\",'Historical scenario - input'!$D101=\"\"),\"\",M116/'Historical scenario - input'!$D101),\"\")","v":""},{"$f":"IFERROR(IF(OR(N116=\"\",'Historical scenario - input'!$D101=\"\"),\"\",N116/'Historical scenario - input'!$D101),\"\")","v":""},{"$f":"IFERROR(IF(OR(O116=\"\",'Historical scenario - input'!$D101=\"\"),\"\",O116/'Historical scenario - input'!$D101),\"\")","v":""},{"$f":"IFERROR(IF(OR(P116=\"\",'Historical scenario - input'!$D101=\"\"),\"\",P116/'Historical scenario - input'!$D101),\"\")","v":""},{"$f":"IFERROR(IF(OR(Q116=\"\",'Historical scenario - input'!$D101=\"\"),\"\",Q116/'Historical scenario - input'!$D101),\"\")","v":""},{"$f":"IFERROR(IF(OR(R116=\"\",'Historical scenario - input'!$D101=\"\"),\"\",R116/'Historical scenario - input'!$D101),\"\")","v":""},{"$f":"IFERROR(IF(OR(S116=\"\",'Historical scenario - input'!$D101=\"\"),\"\",S116/'Historical scenario - input'!$D101),\"\")","v":""},{"$f":"IFERROR(IF(OR(T116=\"\",'Historical scenario - input'!$D101=\"\"),\"\",T116/'Historical scenario - input'!$D101),\"\")","v":""},{"$f":"IFERROR(IF(OR(U116=\"\",'Historical scenario - input'!$D101=\"\"),\"\",U116/'Historical scenario - input'!$D101),\"\")","v":""},{"$f":"IFERROR(IF(OR(V116=\"\",'Historical scenario - input'!$D101=\"\"),\"\",V116/'Historical scenario - input'!$D101),\"\")","v":""},{"$f":"IFERROR(IF(OR(W116=\"\",'Historical scenario - input'!$D101=\"\"),\"\",W116/'Historical scenario - input'!$D101),\"\")","v":""}]
[{"$f":"IFERROR('Historical scenario - input'!A102,\"\")","v":""},{"$f":"IFERROR('Historical scenario - input'!B102,\"\")","v":0},{"$f":"IFERROR('Historical scenario - input'!C102,\"\")","v":0},{"$f":"IFERROR(repcalc('Historical scenario - input'!$CV102:$GH102,'Historical scenario - input'!$G102,'Historical scenario - input'!$E102,'Historical scenario - input'!$F102,20,TRUE,TRUE),\"\")","v":""},"","","","","","","","","","","","","","","","","","","",{"$f":"IFERROR(IF(OR(D117=\"\",'Historical scenario - input'!$D102=\"\"),\"\",D117/'Historical scenario - input'!$D102),\"\")","v":""},{"$f":"IFERROR(IF(OR(E117=\"\",'Historical scenario - input'!$D102=\"\"),\"\",E117/'Historical scenario - input'!$D102),\"\")","v":""},{"$f":"IFERROR(IF(OR(F117=\"\",'Historical scenario - input'!$D102=\"\"),\"\",F117/'Historical scenario - input'!$D102),\"\")","v":""},{"$f":"IFERROR(IF(OR(G117=\"\",'Historical scenario - input'!$D102=\"\"),\"\",G117/'Historical scenario - input'!$D102),\"\")","v":""},{"$f":"IFERROR(IF(OR(H117=\"\",'Historical scenario - input'!$D102=\"\"),\"\",H117/'Historical scenario - input'!$D102),\"\")","v":""},{"$f":"IFERROR(IF(OR(I117=\"\",'Historical scenario - input'!$D102=\"\"),\"\",I117/'Historical scenario - input'!$D102),\"\")","v":""},{"$f":"IFERROR(IF(OR(J117=\"\",'Historical scenario - input'!$D102=\"\"),\"\",J117/'Historical scenario - input'!$D102),\"\")","v":""},{"$f":"IFERROR(IF(OR(K117=\"\",'Historical scenario - input'!$D102=\"\"),\"\",K117/'Historical scenario - input'!$D102),\"\")","v":""},{"$f":"IFERROR(IF(OR(L117=\"\",'Historical scenario - input'!$D102=\"\"),\"\",L117/'Historical scenario - input'!$D102),\"\")","v":""},{"$f":"IFERROR(IF(OR(M117=\"\",'Historical scenario - input'!$D102=\"\"),\"\",M117/'Historical scenario - input'!$D102),\"\")","v":""},{"$f":"IFERROR(IF(OR(N117=\"\",'Historical scenario - input'!$D102=\"\"),\"\",N117/'Historical scenario - input'!$D102),\"\")","v":""},{"$f":"IFERROR(IF(OR(O117=\"\",'Historical scenario - input'!$D102=\"\"),\"\",O117/'Historical scenario - input'!$D102),\"\")","v":""},{"$f":"IFERROR(IF(OR(P117=\"\",'Historical scenario - input'!$D102=\"\"),\"\",P117/'Historical scenario - input'!$D102),\"\")","v":""},{"$f":"IFERROR(IF(OR(Q117=\"\",'Historical scenario - input'!$D102=\"\"),\"\",Q117/'Historical scenario - input'!$D102),\"\")","v":""},{"$f":"IFERROR(IF(OR(R117=\"\",'Historical scenario - input'!$D102=\"\"),\"\",R117/'Historical scenario - input'!$D102),\"\")","v":""},{"$f":"IFERROR(IF(OR(S117=\"\",'Historical scenario - input'!$D102=\"\"),\"\",S117/'Historical scenario - input'!$D102),\"\")","v":""},{"$f":"IFERROR(IF(OR(T117=\"\",'Historical scenario - input'!$D102=\"\"),\"\",T117/'Historical scenario - input'!$D102),\"\")","v":""},{"$f":"IFERROR(IF(OR(U117=\"\",'Historical scenario - input'!$D102=\"\"),\"\",U117/'Historical scenario - input'!$D102),\"\")","v":""},{"$f":"IFERROR(IF(OR(V117=\"\",'Historical scenario - input'!$D102=\"\"),\"\",V117/'Historical scenario - input'!$D102),\"\")","v":""},{"$f":"IFERROR(IF(OR(W117=\"\",'Historical scenario - input'!$D102=\"\"),\"\",W117/'Historical scenario - input'!$D102),\"\")","v":""}]
[{"$f":"IFERROR('Historical scenario - input'!A103,\"\")","v":""},{"$f":"IFERROR('Historical scenario - input'!B103,\"\")","v":0},{"$f":"IFERROR('Historical scenario - input'!C103,\"\")","v":0},{"$f":"IFERROR(repcalc('Historical scenario - input'!$CV103:$GH103,'Historical scenario - input'!$G103,'Historical scenario - input'!$E103,'Historical scenario - input'!$F103,20,TRUE,TRUE),\"\")","v":""},"","","","","","","","","","","","","","","","","","","",{"$f":"IFERROR(IF(OR(D118=\"\",'Historical scenario - input'!$D103=\"\"),\"\",D118/'Historical scenario - input'!$D103),\"\")","v":""},{"$f":"IFERROR(IF(OR(E118=\"\",'Historical scenario - input'!$D103=\"\"),\"\",E118/'Historical scenario - input'!$D103),\"\")","v":""},{"$f":"IFERROR(IF(OR(F118=\"\",'Historical scenario - input'!$D103=\"\"),\"\",F118/'Historical scenario - input'!$D103),\"\")","v":""},{"$f":"IFERROR(IF(OR(G118=\"\",'Historical scenario - input'!$D103=\"\"),\"\",G118/'Historical scenario - input'!$D103),\"\")","v":""},{"$f":"IFERROR(IF(OR(H118=\"\",'Historical scenario - input'!$D103=\"\"),\"\",H118/'Historical scenario - input'!$D103),\"\")","v":""},{"$f":"IFERROR(IF(OR(I118=\"\",'Historical scenario - input'!$D103=\"\"),\"\",I118/'Historical scenario - input'!$D103),\"\")","v":""},{"$f":"IFERROR(IF(OR(J118=\"\",'Historical scenario - input'!$D103=\"\"),\"\",J118/'Historical scenario - input'!$D103),\"\")","v":""},{"$f":"IFERROR(IF(OR(K118=\"\",'Historical scenario - input'!$D103=\"\"),\"\",K118/'Historical scenario - input'!$D103),\"\")","v":""},{"$f":"IFERROR(IF(OR(L118=\"\",'Historical scenario - input'!$D103=\"\"),\"\",L118/'Historical scenario - input'!$D103),\"\")","v":""},{"$f":"IFERROR(IF(OR(M118=\"\",'Historical scenario - input'!$D103=\"\"),\"\",M118/'Historical scenario - input'!$D103),\"\")","v":""},{"$f":"IFERROR(IF(OR(N118=\"\",'Historical scenario - input'!$D103=\"\"),\"\",N118/'Historical scenario - input'!$D103),\"\")","v":""},{"$f":"IFERROR(IF(OR(O118=\"\",'Historical scenario - input'!$D103=\"\"),\"\",O118/'Historical scenario - input'!$D103),\"\")","v":""},{"$f":"IFERROR(IF(OR(P118=\"\",'Historical scenario - input'!$D103=\"\"),\"\",P118/'Historical scenario - input'!$D103),\"\")","v":""},{"$f":"IFERROR(IF(OR(Q118=\"\",'Historical scenario - input'!$D103=\"\"),\"\",Q118/'Historical scenario - input'!$D103),\"\")","v":""},{"$f":"IFERROR(IF(OR(R118=\"\",'Historical scenario - input'!$D103=\"\"),\"\",R118/'Historical scenario - input'!$D103),\"\")","v":""},{"$f":"IFERROR(IF(OR(S118=\"\",'Historical scenario - input'!$D103=\"\"),\"\",S118/'Historical scenario - input'!$D103),\"\")","v":""},{"$f":"IFERROR(IF(OR(T118=\"\",'Historical scenario - input'!$D103=\"\"),\"\",T118/'Historical scenario - input'!$D103),\"\")","v":""},{"$f":"IFERROR(IF(OR(U118=\"\",'Historical scenario - input'!$D103=\"\"),\"\",U118/'Historical scenario - input'!$D103),\"\")","v":""},{"$f":"IFERROR(IF(OR(V118=\"\",'Historical scenario - input'!$D103=\"\"),\"\",V118/'Historical scenario - input'!$D103),\"\")","v":""},{"$f":"IFERROR(IF(OR(W118=\"\",'Historical scenario - input'!$D103=\"\"),\"\",W118/'Historical scenario - input'!$D103),\"\")","v":""}]
[{"$f":"IFERROR('Historical scenario - input'!A104,\"\")","v":""},{"$f":"IFERROR('Historical scenario - input'!B104,\"\")","v":0},{"$f":"IFERROR('Historical scenario - input'!C104,\"\")","v":0},{"$f":"IFERROR(repcalc('Historical scenario - input'!$CV104:$GH104,'Historical scenario - input'!$G104,'Historical scenario - input'!$E104,'Historical scenario - input'!$F104,20,TRUE,TRUE),\"\")","v":""},"","","","","","","","","","","","","","","","","","","",{"$f":"IFERROR(IF(OR(D119=\"\",'Historical scenario - input'!$D104=\"\"),\"\",D119/'Historical scenario - input'!$D104),\"\")","v":""},{"$f":"IFERROR(IF(OR(E119=\"\",'Historical scenario - input'!$D104=\"\"),\"\",E119/'Historical scenario - input'!$D104),\"\")","v":""},{"$f":"IFERROR(IF(OR(F119=\"\",'Historical scenario - input'!$D104=\"\"),\"\",F119/'Historical scenario - input'!$D104),\"\")","v":""},{"$f":"IFERROR(IF(OR(G119=\"\",'Historical scenario - input'!$D104=\"\"),\"\",G119/'Historical scenario - input'!$D104),\"\")","v":""},{"$f":"IFERROR(IF(OR(H119=\"\",'Historical scenario - input'!$D104=\"\"),\"\",H119/'Historical scenario - input'!$D104),\"\")","v":""},{"$f":"IFERROR(IF(OR(I119=\"\",'Historical scenario - input'!$D104=\"\"),\"\",I119/'Historical scenario - input'!$D104),\"\")","v":""},{"$f":"IFERROR(IF(OR(J119=\"\",'Historical scenario - input'!$D104=\"\"),\"\",J119/'Historical scenario - input'!$D104),\"\")","v":""},{"$f":"IFERROR(IF(OR(K119=\"\",'Historical scenario - input'!$D104=\"\"),\"\",K119/'Historical scenario - input'!$D104),\"\")","v":""},{"$f":"IFERROR(IF(OR(L119=\"\",'Historical scenario - input'!$D104=\"\"),\"\",L119/'Historical scenario - input'!$D104),\"\")","v":""},{"$f":"IFERROR(IF(OR(M119=\"\",'Historical scenario - input'!$D104=\"\"),\"\",M119/'Historical scenario - input'!$D104),\"\")","v":""},{"$f":"IFERROR(IF(OR(N119=\"\",'Historical scenario - input'!$D104=\"\"),\"\",N119/'Historical scenario - input'!$D104),\"\")","v":""},{"$f":"IFERROR(IF(OR(O119=\"\",'Historical scenario - input'!$D104=\"\"),\"\",O119/'Historical scenario - input'!$D104),\"\")","v":""},{"$f":"IFERROR(IF(OR(P119=\"\",'Historical scenario - input'!$D104=\"\"),\"\",P119/'Historical scenario - input'!$D104),\"\")","v":""},{"$f":"IFERROR(IF(OR(Q119=\"\",'Historical scenario - input'!$D104=\"\"),\"\",Q119/'Historical scenario - input'!$D104),\"\")","v":""},{"$f":"IFERROR(IF(OR(R119=\"\",'Historical scenario - input'!$D104=\"\"),\"\",R119/'Historical scenario - input'!$D104),\"\")","v":""},{"$f":"IFERROR(IF(OR(S119=\"\",'Historical scenario - input'!$D104=\"\"),\"\",S119/'Historical scenario - input'!$D104),\"\")","v":""},{"$f":"IFERROR(IF(OR(T119=\"\",'Historical scenario - input'!$D104=\"\"),\"\",T119/'Historical scenario - input'!$D104),\"\")","v":""},{"$f":"IFERROR(IF(OR(U119=\"\",'Historical scenario - input'!$D104=\"\"),\"\",U119/'Historical scenario - input'!$D104),\"\")","v":""},{"$f":"IFERROR(IF(OR(V119=\"\",'Historical scenario - input'!$D104=\"\"),\"\",V119/'Historical scenario - input'!$D104),\"\")","v":""},{"$f":"IFERROR(IF(OR(W119=\"\",'Historical scenario - input'!$D104=\"\"),\"\",W119/'Historical scenario - input'!$D104),\"\")","v":""}]
[{"$f":"IFERROR('Historical scenario - input'!A105,\"\")","v":""},{"$f":"IFERROR('Historical scenario - input'!B105,\"\")","v":0},{"$f":"IFERROR('Historical scenario - input'!C105,\"\")","v":0},{"$f":"IFERROR(repcalc('Historical scenario - input'!$CV105:$GH105,'Historical scenario - input'!$G105,'Historical scenario - input'!$E105,'Historical scenario - input'!$F105,20,TRUE,TRUE),\"\")","v":""},"","","","","","","","","","","","","","","","","","","",{"$f":"IFERROR(IF(OR(D120=\"\",'Historical scenario - input'!$D105=\"\"),\"\",D120/'Historical scenario - input'!$D105),\"\")","v":""},{"$f":"IFERROR(IF(OR(E120=\"\",'Historical scenario - input'!$D105=\"\"),\"\",E120/'Historical scenario - input'!$D105),\"\")","v":""},{"$f":"IFERROR(IF(OR(F120=\"\",'Historical scenario - input'!$D105=\"\"),\"\",F120/'Historical scenario - input'!$D105),\"\")","v":""},{"$f":"IFERROR(IF(OR(G120=\"\",'Historical scenario - input'!$D105=\"\"),\"\",G120/'Historical scenario - input'!$D105),\"\")","v":""},{"$f":"IFERROR(IF(OR(H120=\"\",'Historical scenario - input'!$D105=\"\"),\"\",H120/'Historical scenario - input'!$D105),\"\")","v":""},{"$f":"IFERROR(IF(OR(I120=\"\",'Historical scenario - input'!$D105=\"\"),\"\",I120/'Historical scenario - input'!$D105),\"\")","v":""},{"$f":"IFERROR(IF(OR(J120=\"\",'Historical scenario - input'!$D105=\"\"),\"\",J120/'Historical scenario - input'!$D105),\"\")","v":""},{"$f":"IFERROR(IF(OR(K120=\"\",'Historical scenario - input'!$D105=\"\"),\"\",K120/'Historical scenario - input'!$D105),\"\")","v":""},{"$f":"IFERROR(IF(OR(L120=\"\",'Historical scenario - input'!$D105=\"\"),\"\",L120/'Historical scenario - input'!$D105),\"\")","v":""},{"$f":"IFERROR(IF(OR(M120=\"\",'Historical scenario - input'!$D105=\"\"),\"\",M120/'Historical scenario - input'!$D105),\"\")","v":""},{"$f":"IFERROR(IF(OR(N120=\"\",'Historical scenario - input'!$D105=\"\"),\"\",N120/'Historical scenario - input'!$D105),\"\")","v":""},{"$f":"IFERROR(IF(OR(O120=\"\",'Historical scenario - input'!$D105=\"\"),\"\",O120/'Historical scenario - input'!$D105),\"\")","v":""},{"$f":"IFERROR(IF(OR(P120=\"\",'Historical scenario - input'!$D105=\"\"),\"\",P120/'Historical scenario - input'!$D105),\"\")","v":""},{"$f":"IFERROR(IF(OR(Q120=\"\",'Historical scenario - input'!$D105=\"\"),\"\",Q120/'Historical scenario - input'!$D105),\"\")","v":""},{"$f":"IFERROR(IF(OR(R120=\"\",'Historical scenario - input'!$D105=\"\"),\"\",R120/'Historical scenario - input'!$D105),\"\")","v":""},{"$f":"IFERROR(IF(OR(S120=\"\",'Historical scenario - input'!$D105=\"\"),\"\",S120/'Historical scenario - input'!$D105),\"\")","v":""},{"$f":"IFERROR(IF(OR(T120=\"\",'Historical scenario - input'!$D105=\"\"),\"\",T120/'Historical scenario - input'!$D105),\"\")","v":""},{"$f":"IFERROR(IF(OR(U120=\"\",'Historical scenario - input'!$D105=\"\"),\"\",U120/'Historical scenario - input'!$D105),\"\")","v":""},{"$f":"IFERROR(IF(OR(V120=\"\",'Historical scenario - input'!$D105=\"\"),\"\",V120/'Historical scenario - input'!$D105),\"\")","v":""},{"$f":"IFERROR(IF(OR(W120=\"\",'Historical scenario - input'!$D105=\"\"),\"\",W120/'Historical scenario - input'!$D105),\"\")","v":""}]
[{"$f":"IFERROR('Historical scenario - input'!A106,\"\")","v":""},{"$f":"IFERROR('Historical scenario - input'!B106,\"\")","v":0},{"$f":"IFERROR('Historical scenario - input'!C106,\"\")","v":0},{"$f":"IFERROR(repcalc('Historical scenario - input'!$CV106:$GH106,'Historical scenario - input'!$G106,'Historical scenario - input'!$E106,'Historical scenario - input'!$F106,20,TRUE,TRUE),\"\")","v":""},"","","","","","","","","","","","","","","","","","","",{"$f":"IFERROR(IF(OR(D121=\"\",'Historical scenario - input'!$D106=\"\"),\"\",D121/'Historical scenario - input'!$D106),\"\")","v":""},{"$f":"IFERROR(IF(OR(E121=\"\",'Historical scenario - input'!$D106=\"\"),\"\",E121/'Historical scenario - input'!$D106),\"\")","v":""},{"$f":"IFERROR(IF(OR(F121=\"\",'Historical scenario - input'!$D106=\"\"),\"\",F121/'Historical scenario - input'!$D106),\"\")","v":""},{"$f":"IFERROR(IF(OR(G121=\"\",'Historical scenario - input'!$D106=\"\"),\"\",G121/'Historical scenario - input'!$D106),\"\")","v":""},{"$f":"IFERROR(IF(OR(H121=\"\",'Historical scenario - input'!$D106=\"\"),\"\",H121/'Historical scenario - input'!$D106),\"\")","v":""},{"$f":"IFERROR(IF(OR(I121=\"\",'Historical scenario - input'!$D106=\"\"),\"\",I121/'Historical scenario - input'!$D106),\"\")","v":""},{"$f":"IFERROR(IF(OR(J121=\"\",'Historical scenario - input'!$D106=\"\"),\"\",J121/'Historical scenario - input'!$D106),\"\")","v":""},{"$f":"IFERROR(IF(OR(K121=\"\",'Historical scenario - input'!$D106=\"\"),\"\",K121/'Historical scenario - input'!$D106),\"\")","v":""},{"$f":"IFERROR(IF(OR(L121=\"\",'Historical scenario - input'!$D106=\"\"),\"\",L121/'Historical scenario - input'!$D106),\"\")","v":""},{"$f":"IFERROR(IF(OR(M121=\"\",'Historical scenario - input'!$D106=\"\"),\"\",M121/'Historical scenario - input'!$D106),\"\")","v":""},{"$f":"IFERROR(IF(OR(N121=\"\",'Historical scenario - input'!$D106=\"\"),\"\",N121/'Historical scenario - input'!$D106),\"\")","v":""},{"$f":"IFERROR(IF(OR(O121=\"\",'Historical scenario - input'!$D106=\"\"),\"\",O121/'Historical scenario - input'!$D106),\"\")","v":""},{"$f":"IFERROR(IF(OR(P121=\"\",'Historical scenario - input'!$D106=\"\"),\"\",P121/'Historical scenario - input'!$D106),\"\")","v":""},{"$f":"IFERROR(IF(OR(Q121=\"\",'Historical scenario - input'!$D106=\"\"),\"\",Q121/'Historical scenario - input'!$D106),\"\")","v":""},{"$f":"IFERROR(IF(OR(R121=\"\",'Historical scenario - input'!$D106=\"\"),\"\",R121/'Historical scenario - input'!$D106),\"\")","v":""},{"$f":"IFERROR(IF(OR(S121=\"\",'Historical scenario - input'!$D106=\"\"),\"\",S121/'Historical scenario - input'!$D106),\"\")","v":""},{"$f":"IFERROR(IF(OR(T121=\"\",'Historical scenario - input'!$D106=\"\"),\"\",T121/'Historical scenario - input'!$D106),\"\")","v":""},{"$f":"IFERROR(IF(OR(U121=\"\",'Historical scenario - input'!$D106=\"\"),\"\",U121/'Historical scenario - input'!$D106),\"\")","v":""},{"$f":"IFERROR(IF(OR(V121=\"\",'Historical scenario - input'!$D106=\"\"),\"\",V121/'Historical scenario - input'!$D106),\"\")","v":""},{"$f":"IFERROR(IF(OR(W121=\"\",'Historical scenario - input'!$D106=\"\"),\"\",W121/'Historical scenario - input'!$D106),\"\")","v":""}]
[{"$f":"IFERROR('Historical scenario - input'!A107,\"\")","v":""},{"$f":"IFERROR('Historical scenario - input'!B107,\"\")","v":0},{"$f":"IFERROR('Historical scenario - input'!C107,\"\")","v":0},{"$f":"IFERROR(repcalc('Historical scenario - input'!$CV107:$GH107,'Historical scenario - input'!$G107,'Historical scenario - input'!$E107,'Historical scenario - input'!$F107,20,TRUE,TRUE),\"\")","v":""},"","","","","","","","","","","","","","","","","","","",{"$f":"IFERROR(IF(OR(D122=\"\",'Historical scenario - input'!$D107=\"\"),\"\",D122/'Historical scenario - input'!$D107),\"\")","v":""},{"$f":"IFERROR(IF(OR(E122=\"\",'Historical scenario - input'!$D107=\"\"),\"\",E122/'Historical scenario - input'!$D107),\"\")","v":""},{"$f":"IFERROR(IF(OR(F122=\"\",'Historical scenario - input'!$D107=\"\"),\"\",F122/'Historical scenario - input'!$D107),\"\")","v":""},{"$f":"IFERROR(IF(OR(G122=\"\",'Historical scenario - input'!$D107=\"\"),\"\",G122/'Historical scenario - input'!$D107),\"\")","v":""},{"$f":"IFERROR(IF(OR(H122=\"\",'Historical scenario - input'!$D107=\"\"),\"\",H122/'Historical scenario - input'!$D107),\"\")","v":""},{"$f":"IFERROR(IF(OR(I122=\"\",'Historical scenario - input'!$D107=\"\"),\"\",I122/'Historical scenario - input'!$D107),\"\")","v":""},{"$f":"IFERROR(IF(OR(J122=\"\",'Historical scenario - input'!$D107=\"\"),\"\",J122/'Historical scenario - input'!$D107),\"\")","v":""},{"$f":"IFERROR(IF(OR(K122=\"\",'Historical scenario - input'!$D107=\"\"),\"\",K122/'Historical scenario - input'!$D107),\"\")","v":""},{"$f":"IFERROR(IF(OR(L122=\"\",'Historical scenario - input'!$D107=\"\"),\"\",L122/'Historical scenario - input'!$D107),\"\")","v":""},{"$f":"IFERROR(IF(OR(M122=\"\",'Historical scenario - input'!$D107=\"\"),\"\",M122/'Historical scenario - input'!$D107),\"\")","v":""},{"$f":"IFERROR(IF(OR(N122=\"\",'Historical scenario - input'!$D107=\"\"),\"\",N122/'Historical scenario - input'!$D107),\"\")","v":""},{"$f":"IFERROR(IF(OR(O122=\"\",'Historical scenario - input'!$D107=\"\"),\"\",O122/'Historical scenario - input'!$D107),\"\")","v":""},{"$f":"IFERROR(IF(OR(P122=\"\",'Historical scenario - input'!$D107=\"\"),\"\",P122/'Historical scenario - input'!$D107),\"\")","v":""},{"$f":"IFERROR(IF(OR(Q122=\"\",'Historical scenario - input'!$D107=\"\"),\"\",Q122/'Historical scenario - input'!$D107),\"\")","v":""},{"$f":"IFERROR(IF(OR(R122=\"\",'Historical scenario - input'!$D107=\"\"),\"\",R122/'Historical scenario - input'!$D107),\"\")","v":""},{"$f":"IFERROR(IF(OR(S122=\"\",'Historical scenario - input'!$D107=\"\"),\"\",S122/'Historical scenario - input'!$D107),\"\")","v":""},{"$f":"IFERROR(IF(OR(T122=\"\",'Historical scenario - input'!$D107=\"\"),\"\",T122/'Historical scenario - input'!$D107),\"\")","v":""},{"$f":"IFERROR(IF(OR(U122=\"\",'Historical scenario - input'!$D107=\"\"),\"\",U122/'Historical scenario - input'!$D107),\"\")","v":""},{"$f":"IFERROR(IF(OR(V122=\"\",'Historical scenario - input'!$D107=\"\"),\"\",V122/'Historical scenario - input'!$D107),\"\")","v":""},{"$f":"IFERROR(IF(OR(W122=\"\",'Historical scenario - input'!$D107=\"\"),\"\",W122/'Historical scenario - input'!$D107),\"\")","v":""}]
[{"$f":"IFERROR('Historical scenario - input'!A108,\"\")","v":""},{"$f":"IFERROR('Historical scenario - input'!B108,\"\")","v":0},{"$f":"IFERROR('Historical scenario - input'!C108,\"\")","v":0},{"$f":"IFERROR(repcalc('Historical scenario - input'!$CV108:$GH108,'Historical scenario - input'!$G108,'Historical scenario - input'!$E108,'Historical scenario - input'!$F108,20,TRUE,TRUE),\"\")","v":""},"","","","","","","","","","","","","","","","","","","",{"$f":"IFERROR(IF(OR(D123=\"\",'Historical scenario - input'!$D108=\"\"),\"\",D123/'Historical scenario - input'!$D108),\"\")","v":""},{"$f":"IFERROR(IF(OR(E123=\"\",'Historical scenario - input'!$D108=\"\"),\"\",E123/'Historical scenario - input'!$D108),\"\")","v":""},{"$f":"IFERROR(IF(OR(F123=\"\",'Historical scenario - input'!$D108=\"\"),\"\",F123/'Historical scenario - input'!$D108),\"\")","v":""},{"$f":"IFERROR(IF(OR(G123=\"\",'Historical scenario - input'!$D108=\"\"),\"\",G123/'Historical scenario - input'!$D108),\"\")","v":""},{"$f":"IFERROR(IF(OR(H123=\"\",'Historical scenario - input'!$D108=\"\"),\"\",H123/'Historical scenario - input'!$D108),\"\")","v":""},{"$f":"IFERROR(IF(OR(I123=\"\",'Historical scenario - input'!$D108=\"\"),\"\",I123/'Historical scenario - input'!$D108),\"\")","v":""},{"$f":"IFERROR(IF(OR(J123=\"\",'Historical scenario - input'!$D108=\"\"),\"\",J123/'Historical scenario - input'!$D108),\"\")","v":""},{"$f":"IFERROR(IF(OR(K123=\"\",'Historical scenario - input'!$D108=\"\"),\"\",K123/'Historical scenario - input'!$D108),\"\")","v":""},{"$f":"IFERROR(IF(OR(L123=\"\",'Historical scenario - input'!$D108=\"\"),\"\",L123/'Historical scenario - input'!$D108),\"\")","v":""},{"$f":"IFERROR(IF(OR(M123=\"\",'Historical scenario - input'!$D108=\"\"),\"\",M123/'Historical scenario - input'!$D108),\"\")","v":""},{"$f":"IFERROR(IF(OR(N123=\"\",'Historical scenario - input'!$D108=\"\"),\"\",N123/'Historical scenario - input'!$D108),\"\")","v":""},{"$f":"IFERROR(IF(OR(O123=\"\",'Historical scenario - input'!$D108=\"\"),\"\",O123/'Historical scenario - input'!$D108),\"\")","v":""},{"$f":"IFERROR(IF(OR(P123=\"\",'Historical scenario - input'!$D108=\"\"),\"\",P123/'Historical scenario - input'!$D108),\"\")","v":""},{"$f":"IFERROR(IF(OR(Q123=\"\",'Historical scenario - input'!$D108=\"\"),\"\",Q123/'Historical scenario - input'!$D108),\"\")","v":""},{"$f":"IFERROR(IF(OR(R123=\"\",'Historical scenario - input'!$D108=\"\"),\"\",R123/'Historical scenario - input'!$D108),\"\")","v":""},{"$f":"IFERROR(IF(OR(S123=\"\",'Historical scenario - input'!$D108=\"\"),\"\",S123/'Historical scenario - input'!$D108),\"\")","v":""},{"$f":"IFERROR(IF(OR(T123=\"\",'Historical scenario - input'!$D108=\"\"),\"\",T123/'Historical scenario - input'!$D108),\"\")","v":""},{"$f":"IFERROR(IF(OR(U123=\"\",'Historical scenario - input'!$D108=\"\"),\"\",U123/'Historical scenario - input'!$D108),\"\")","v":""},{"$f":"IFERROR(IF(OR(V123=\"\",'Historical scenario - input'!$D108=\"\"),\"\",V123/'Historical scenario - input'!$D108),\"\")","v":""},{"$f":"IFERROR(IF(OR(W123=\"\",'Historical scenario - input'!$D108=\"\"),\"\",W123/'Historical scenario - input'!$D108),\"\")","v":""}]
[{"$f":"IFERROR('Historical scenario - input'!A109,\"\")","v":""},{"$f":"IFERROR('Historical scenario - input'!B109,\"\")","v":0},{"$f":"IFERROR('Historical scenario - input'!C109,\"\")","v":0},{"$f":"IFERROR(repcalc('Historical scenario - input'!$CV109:$GH109,'Historical scenario - input'!$G109,'Historical scenario - input'!$E109,'Historical scenario - input'!$F109,20,TRUE,TRUE),\"\")","v":""},"","","","","","","","","","","","","","","","","","","",{"$f":"IFERROR(IF(OR(D124=\"\",'Historical scenario - input'!$D109=\"\"),\"\",D124/'Historical scenario - input'!$D109),\"\")","v":""},{"$f":"IFERROR(IF(OR(E124=\"\",'Historical scenario - input'!$D109=\"\"),\"\",E124/'Historical scenario - input'!$D109),\"\")","v":""},{"$f":"IFERROR(IF(OR(F124=\"\",'Historical scenario - input'!$D109=\"\"),\"\",F124/'Historical scenario - input'!$D109),\"\")","v":""},{"$f":"IFERROR(IF(OR(G124=\"\",'Historical scenario - input'!$D109=\"\"),\"\",G124/'Historical scenario - input'!$D109),\"\")","v":""},{"$f":"IFERROR(IF(OR(H124=\"\",'Historical scenario - input'!$D109=\"\"),\"\",H124/'Historical scenario - input'!$D109),\"\")","v":""},{"$f":"IFERROR(IF(OR(I124=\"\",'Historical scenario - input'!$D109=\"\"),\"\",I124/'Historical scenario - input'!$D109),\"\")","v":""},{"$f":"IFERROR(IF(OR(J124=\"\",'Historical scenario - input'!$D109=\"\"),\"\",J124/'Historical scenario - input'!$D109),\"\")","v":""},{"$f":"IFERROR(IF(OR(K124=\"\",'Historical scenario - input'!$D109=\"\"),\"\",K124/'Historical scenario - input'!$D109),\"\")","v":""},{"$f":"IFERROR(IF(OR(L124=\"\",'Historical scenario - input'!$D109=\"\"),\"\",L124/'Historical scenario - input'!$D109),\"\")","v":""},{"$f":"IFERROR(IF(OR(M124=\"\",'Historical scenario - input'!$D109=\"\"),\"\",M124/'Historical scenario - input'!$D109),\"\")","v":""},{"$f":"IFERROR(IF(OR(N124=\"\",'Historical scenario - input'!$D109=\"\"),\"\",N124/'Historical scenario - input'!$D109),\"\")","v":""},{"$f":"IFERROR(IF(OR(O124=\"\",'Historical scenario - input'!$D109=\"\"),\"\",O124/'Historical scenario - input'!$D109),\"\")","v":""},{"$f":"IFERROR(IF(OR(P124=\"\",'Historical scenario - input'!$D109=\"\"),\"\",P124/'Historical scenario - input'!$D109),\"\")","v":""},{"$f":"IFERROR(IF(OR(Q124=\"\",'Historical scenario - input'!$D109=\"\"),\"\",Q124/'Historical scenario - input'!$D109),\"\")","v":""},{"$f":"IFERROR(IF(OR(R124=\"\",'Historical scenario - input'!$D109=\"\"),\"\",R124/'Historical scenario - input'!$D109),\"\")","v":""},{"$f":"IFERROR(IF(OR(S124=\"\",'Historical scenario - input'!$D109=\"\"),\"\",S124/'Historical scenario - input'!$D109),\"\")","v":""},{"$f":"IFERROR(IF(OR(T124=\"\",'Historical scenario - input'!$D109=\"\"),\"\",T124/'Historical scenario - input'!$D109),\"\")","v":""},{"$f":"IFERROR(IF(OR(U124=\"\",'Historical scenario - input'!$D109=\"\"),\"\",U124/'Historical scenario - input'!$D109),\"\")","v":""},{"$f":"IFERROR(IF(OR(V124=\"\",'Historical scenario - input'!$D109=\"\"),\"\",V124/'Historical scenario - input'!$D109),\"\")","v":""},{"$f":"IFERROR(IF(OR(W124=\"\",'Historical scenario - input'!$D109=\"\"),\"\",W124/'Historical scenario - input'!$D109),\"\")","v":""}]
[{"$f":"IFERROR('Historical scenario - input'!A110,\"\")","v":""},{"$f":"IFERROR('Historical scenario - input'!B110,\"\")","v":0},{"$f":"IFERROR('Historical scenario - input'!C110,\"\")","v":0},{"$f":"IFERROR(repcalc('Historical scenario - input'!$CV110:$GH110,'Historical scenario - input'!$G110,'Historical scenario - input'!$E110,'Historical scenario - input'!$F110,20,TRUE,TRUE),\"\")","v":""},"","","","","","","","","","","","","","","","","","","",{"$f":"IFERROR(IF(OR(D125=\"\",'Historical scenario - input'!$D110=\"\"),\"\",D125/'Historical scenario - input'!$D110),\"\")","v":""},{"$f":"IFERROR(IF(OR(E125=\"\",'Historical scenario - input'!$D110=\"\"),\"\",E125/'Historical scenario - input'!$D110),\"\")","v":""},{"$f":"IFERROR(IF(OR(F125=\"\",'Historical scenario - input'!$D110=\"\"),\"\",F125/'Historical scenario - input'!$D110),\"\")","v":""},{"$f":"IFERROR(IF(OR(G125=\"\",'Historical scenario - input'!$D110=\"\"),\"\",G125/'Historical scenario - input'!$D110),\"\")","v":""},{"$f":"IFERROR(IF(OR(H125=\"\",'Historical scenario - input'!$D110=\"\"),\"\",H125/'Historical scenario - input'!$D110),\"\")","v":""},{"$f":"IFERROR(IF(OR(I125=\"\",'Historical scenario - input'!$D110=\"\"),\"\",I125/'Historical scenario - input'!$D110),\"\")","v":""},{"$f":"IFERROR(IF(OR(J125=\"\",'Historical scenario - input'!$D110=\"\"),\"\",J125/'Historical scenario - input'!$D110),\"\")","v":""},{"$f":"IFERROR(IF(OR(K125=\"\",'Historical scenario - input'!$D110=\"\"),\"\",K125/'Historical scenario - input'!$D110),\"\")","v":""},{"$f":"IFERROR(IF(OR(L125=\"\",'Historical scenario - input'!$D110=\"\"),\"\",L125/'Historical scenario - input'!$D110),\"\")","v":""},{"$f":"IFERROR(IF(OR(M125=\"\",'Historical scenario - input'!$D110=\"\"),\"\",M125/'Historical scenario - input'!$D110),\"\")","v":""},{"$f":"IFERROR(IF(OR(N125=\"\",'Historical scenario - input'!$D110=\"\"),\"\",N125/'Historical scenario - input'!$D110),\"\")","v":""},{"$f":"IFERROR(IF(OR(O125=\"\",'Historical scenario - input'!$D110=\"\"),\"\",O125/'Historical scenario - input'!$D110),\"\")","v":""},{"$f":"IFERROR(IF(OR(P125=\"\",'Historical scenario - input'!$D110=\"\"),\"\",P125/'Historical scenario - input'!$D110),\"\")","v":""},{"$f":"IFERROR(IF(OR(Q125=\"\",'Historical scenario - input'!$D110=\"\"),\"\",Q125/'Historical scenario - input'!$D110),\"\")","v":""},{"$f":"IFERROR(IF(OR(R125=\"\",'Historical scenario - input'!$D110=\"\"),\"\",R125/'Historical scenario - input'!$D110),\"\")","v":""},{"$f":"IFERROR(IF(OR(S125=\"\",'Historical scenario - input'!$D110=\"\"),\"\",S125/'Historical scenario - input'!$D110),\"\")","v":""},{"$f":"IFERROR(IF(OR(T125=\"\",'Historical scenario - input'!$D110=\"\"),\"\",T125/'Historical scenario - input'!$D110),\"\")","v":""},{"$f":"IFERROR(IF(OR(U125=\"\",'Historical scenario - input'!$D110=\"\"),\"\",U125/'Historical scenario - input'!$D110),\"\")","v":""},{"$f":"IFERROR(IF(OR(V125=\"\",'Historical scenario - input'!$D110=\"\"),\"\",V125/'Historical scenario - input'!$D110),\"\")","v":""},{"$f":"IFERROR(IF(OR(W125=\"\",'Historical scenario - input'!$D110=\"\"),\"\",W125/'Historical scenario - input'!$D110),\"\")","v":""}]
[{"$f":"IFERROR('Historical scenario - input'!A111,\"\")","v":""},{"$f":"IFERROR('Historical scenario - input'!B111,\"\")","v":0},{"$f":"IFERROR('Historical scenario - input'!C111,\"\")","v":0},{"$f":"IFERROR(repcalc('Historical scenario - input'!$CV111:$GH111,'Historical scenario - input'!$G111,'Historical scenario - input'!$E111,'Historical scenario - input'!$F111,20,TRUE,TRUE),\"\")","v":""},"","","","","","","","","","","","","","","","","","","",{"$f":"IFERROR(IF(OR(D126=\"\",'Historical scenario - input'!$D111=\"\"),\"\",D126/'Historical scenario - input'!$D111),\"\")","v":""},{"$f":"IFERROR(IF(OR(E126=\"\",'Historical scenario - input'!$D111=\"\"),\"\",E126/'Historical scenario - input'!$D111),\"\")","v":""},{"$f":"IFERROR(IF(OR(F126=\"\",'Historical scenario - input'!$D111=\"\"),\"\",F126/'Historical scenario - input'!$D111),\"\")","v":""},{"$f":"IFERROR(IF(OR(G126=\"\",'Historical scenario - input'!$D111=\"\"),\"\",G126/'Historical scenario - input'!$D111),\"\")","v":""},{"$f":"IFERROR(IF(OR(H126=\"\",'Historical scenario - input'!$D111=\"\"),\"\",H126/'Historical scenario - input'!$D111),\"\")","v":""},{"$f":"IFERROR(IF(OR(I126=\"\",'Historical scenario - input'!$D111=\"\"),\"\",I126/'Historical scenario - input'!$D111),\"\")","v":""},{"$f":"IFERROR(IF(OR(J126=\"\",'Historical scenario - input'!$D111=\"\"),\"\",J126/'Historical scenario - input'!$D111),\"\")","v":""},{"$f":"IFERROR(IF(OR(K126=\"\",'Historical scenario - input'!$D111=\"\"),\"\",K126/'Historical scenario - input'!$D111),\"\")","v":""},{"$f":"IFERROR(IF(OR(L126=\"\",'Historical scenario - input'!$D111=\"\"),\"\",L126/'Historical scenario - input'!$D111),\"\")","v":""},{"$f":"IFERROR(IF(OR(M126=\"\",'Historical scenario - input'!$D111=\"\"),\"\",M126/'Historical scenario - input'!$D111),\"\")","v":""},{"$f":"IFERROR(IF(OR(N126=\"\",'Historical scenario - input'!$D111=\"\"),\"\",N126/'Historical scenario - input'!$D111),\"\")","v":""},{"$f":"IFERROR(IF(OR(O126=\"\",'Historical scenario - input'!$D111=\"\"),\"\",O126/'Historical scenario - input'!$D111),\"\")","v":""},{"$f":"IFERROR(IF(OR(P126=\"\",'Historical scenario - input'!$D111=\"\"),\"\",P126/'Historical scenario - input'!$D111),\"\")","v":""},{"$f":"IFERROR(IF(OR(Q126=\"\",'Historical scenario - input'!$D111=\"\"),\"\",Q126/'Historical scenario - input'!$D111),\"\")","v":""},{"$f":"IFERROR(IF(OR(R126=\"\",'Historical scenario - input'!$D111=\"\"),\"\",R126/'Historical scenario - input'!$D111),\"\")","v":""},{"$f":"IFERROR(IF(OR(S126=\"\",'Historical scenario - input'!$D111=\"\"),\"\",S126/'Historical scenario - input'!$D111),\"\")","v":""},{"$f":"IFERROR(IF(OR(T126=\"\",'Historical scenario - input'!$D111=\"\"),\"\",T126/'Historical scenario - input'!$D111),\"\")","v":""},{"$f":"IFERROR(IF(OR(U126=\"\",'Historical scenario - input'!$D111=\"\"),\"\",U126/'Historical scenario - input'!$D111),\"\")","v":""},{"$f":"IFERROR(IF(OR(V126=\"\",'Historical scenario - input'!$D111=\"\"),\"\",V126/'Historical scenario - input'!$D111),\"\")","v":""},{"$f":"IFERROR(IF(OR(W126=\"\",'Historical scenario - input'!$D111=\"\"),\"\",W126/'Historical scenario - input'!$D111),\"\")","v":""}]
[{"$f":"IFERROR('Historical scenario - input'!A112,\"\")","v":""},{"$f":"IFERROR('Historical scenario - input'!B112,\"\")","v":0},{"$f":"IFERROR('Historical scenario - input'!C112,\"\")","v":0},{"$f":"IFERROR(repcalc('Historical scenario - input'!$CV112:$GH112,'Historical scenario - input'!$G112,'Historical scenario - input'!$E112,'Historical scenario - input'!$F112,20,TRUE,TRUE),\"\")","v":""},"","","","","","","","","","","","","","","","","","","",{"$f":"IFERROR(IF(OR(D127=\"\",'Historical scenario - input'!$D112=\"\"),\"\",D127/'Historical scenario - input'!$D112),\"\")","v":""},{"$f":"IFERROR(IF(OR(E127=\"\",'Historical scenario - input'!$D112=\"\"),\"\",E127/'Historical scenario - input'!$D112),\"\")","v":""},{"$f":"IFERROR(IF(OR(F127=\"\",'Historical scenario - input'!$D112=\"\"),\"\",F127/'Historical scenario - input'!$D112),\"\")","v":""},{"$f":"IFERROR(IF(OR(G127=\"\",'Historical scenario - input'!$D112=\"\"),\"\",G127/'Historical scenario - input'!$D112),\"\")","v":""},{"$f":"IFERROR(IF(OR(H127=\"\",'Historical scenario - input'!$D112=\"\"),\"\",H127/'Historical scenario - input'!$D112),\"\")","v":""},{"$f":"IFERROR(IF(OR(I127=\"\",'Historical scenario - input'!$D112=\"\"),\"\",I127/'Historical scenario - input'!$D112),\"\")","v":""},{"$f":"IFERROR(IF(OR(J127=\"\",'Historical scenario - input'!$D112=\"\"),\"\",J127/'Historical scenario - input'!$D112),\"\")","v":""},{"$f":"IFERROR(IF(OR(K127=\"\",'Historical scenario - input'!$D112=\"\"),\"\",K127/'Historical scenario - input'!$D112),\"\")","v":""},{"$f":"IFERROR(IF(OR(L127=\"\",'Historical scenario - input'!$D112=\"\"),\"\",L127/'Historical scenario - input'!$D112),\"\")","v":""},{"$f":"IFERROR(IF(OR(M127=\"\",'Historical scenario - input'!$D112=\"\"),\"\",M127/'Historical scenario - input'!$D112),\"\")","v":""},{"$f":"IFERROR(IF(OR(N127=\"\",'Historical scenario - input'!$D112=\"\"),\"\",N127/'Historical scenario - input'!$D112),\"\")","v":""},{"$f":"IFERROR(IF(OR(O127=\"\",'Historical scenario - input'!$D112=\"\"),\"\",O127/'Historical scenario - input'!$D112),\"\")","v":""},{"$f":"IFERROR(IF(OR(P127=\"\",'Historical scenario - input'!$D112=\"\"),\"\",P127/'Historical scenario - input'!$D112),\"\")","v":""},{"$f":"IFERROR(IF(OR(Q127=\"\",'Historical scenario - input'!$D112=\"\"),\"\",Q127/'Historical scenario - input'!$D112),\"\")","v":""},{"$f":"IFERROR(IF(OR(R127=\"\",'Historical scenario - input'!$D112=\"\"),\"\",R127/'Historical scenario - input'!$D112),\"\")","v":""},{"$f":"IFERROR(IF(OR(S127=\"\",'Historical scenario - input'!$D112=\"\"),\"\",S127/'Historical scenario - input'!$D112),\"\")","v":""},{"$f":"IFERROR(IF(OR(T127=\"\",'Historical scenario - input'!$D112=\"\"),\"\",T127/'Historical scenario - input'!$D112),\"\")","v":""},{"$f":"IFERROR(IF(OR(U127=\"\",'Historical scenario - input'!$D112=\"\"),\"\",U127/'Historical scenario - input'!$D112),\"\")","v":""},{"$f":"IFERROR(IF(OR(V127=\"\",'Historical scenario - input'!$D112=\"\"),\"\",V127/'Historical scenario - input'!$D112),\"\")","v":""},{"$f":"IFERROR(IF(OR(W127=\"\",'Historical scenario - input'!$D112=\"\"),\"\",W127/'Historical scenario - input'!$D112),\"\")","v":""}]
[{"$f":"IFERROR('Historical scenario - input'!A113,\"\")","v":""},{"$f":"IFERROR('Historical scenario - input'!B113,\"\")","v":0},{"$f":"IFERROR('Historical scenario - input'!C113,\"\")","v":0},{"$f":"IFERROR(repcalc('Historical scenario - input'!$CV113:$GH113,'Historical scenario - input'!$G113,'Historical scenario - input'!$E113,'Historical scenario - input'!$F113,20,TRUE,TRUE),\"\")","v":""},"","","","","","","","","","","","","","","","","","","",{"$f":"IFERROR(IF(OR(D128=\"\",'Historical scenario - input'!$D113=\"\"),\"\",D128/'Historical scenario - input'!$D113),\"\")","v":""},{"$f":"IFERROR(IF(OR(E128=\"\",'Historical scenario - input'!$D113=\"\"),\"\",E128/'Historical scenario - input'!$D113),\"\")","v":""},{"$f":"IFERROR(IF(OR(F128=\"\",'Historical scenario - input'!$D113=\"\"),\"\",F128/'Historical scenario - input'!$D113),\"\")","v":""},{"$f":"IFERROR(IF(OR(G128=\"\",'Historical scenario - input'!$D113=\"\"),\"\",G128/'Historical scenario - input'!$D113),\"\")","v":""},{"$f":"IFERROR(IF(OR(H128=\"\",'Historical scenario - input'!$D113=\"\"),\"\",H128/'Historical scenario - input'!$D113),\"\")","v":""},{"$f":"IFERROR(IF(OR(I128=\"\",'Historical scenario - input'!$D113=\"\"),\"\",I128/'Historical scenario - input'!$D113),\"\")","v":""},{"$f":"IFERROR(IF(OR(J128=\"\",'Historical scenario - input'!$D113=\"\"),\"\",J128/'Historical scenario - input'!$D113),\"\")","v":""},{"$f":"IFERROR(IF(OR(K128=\"\",'Historical scenario - input'!$D113=\"\"),\"\",K128/'Historical scenario - input'!$D113),\"\")","v":""},{"$f":"IFERROR(IF(OR(L128=\"\",'Historical scenario - input'!$D113=\"\"),\"\",L128/'Historical scenario - input'!$D113),\"\")","v":""},{"$f":"IFERROR(IF(OR(M128=\"\",'Historical scenario - input'!$D113=\"\"),\"\",M128/'Historical scenario - input'!$D113),\"\")","v":""},{"$f":"IFERROR(IF(OR(N128=\"\",'Historical scenario - input'!$D113=\"\"),\"\",N128/'Historical scenario - input'!$D113),\"\")","v":""},{"$f":"IFERROR(IF(OR(O128=\"\",'Historical scenario - input'!$D113=\"\"),\"\",O128/'Historical scenario - input'!$D113),\"\")","v":""},{"$f":"IFERROR(IF(OR(P128=\"\",'Historical scenario - input'!$D113=\"\"),\"\",P128/'Historical scenario - input'!$D113),\"\")","v":""},{"$f":"IFERROR(IF(OR(Q128=\"\",'Historical scenario - input'!$D113=\"\"),\"\",Q128/'Historical scenario - input'!$D113),\"\")","v":""},{"$f":"IFERROR(IF(OR(R128=\"\",'Historical scenario - input'!$D113=\"\"),\"\",R128/'Historical scenario - input'!$D113),\"\")","v":""},{"$f":"IFERROR(IF(OR(S128=\"\",'Historical scenario - input'!$D113=\"\"),\"\",S128/'Historical scenario - input'!$D113),\"\")","v":""},{"$f":"IFERROR(IF(OR(T128=\"\",'Historical scenario - input'!$D113=\"\"),\"\",T128/'Historical scenario - input'!$D113),\"\")","v":""},{"$f":"IFERROR(IF(OR(U128=\"\",'Historical scenario - input'!$D113=\"\"),\"\",U128/'Historical scenario - input'!$D113),\"\")","v":""},{"$f":"IFERROR(IF(OR(V128=\"\",'Historical scenario - input'!$D113=\"\"),\"\",V128/'Historical scenario - input'!$D113),\"\")","v":""},{"$f":"IFERROR(IF(OR(W128=\"\",'Historical scenario - input'!$D113=\"\"),\"\",W128/'Historical scenario - input'!$D113),\"\")","v":""}]
[{"$f":"IFERROR('Historical scenario - input'!A114,\"\")","v":""},{"$f":"IFERROR('Historical scenario - input'!B114,\"\")","v":0},{"$f":"IFERROR('Historical scenario - input'!C114,\"\")","v":0},{"$f":"IFERROR(repcalc('Historical scenario - input'!$CV114:$GH114,'Historical scenario - input'!$G114,'Historical scenario - input'!$E114,'Historical scenario - input'!$F114,20,TRUE,TRUE),\"\")","v":""},"","","","","","","","","","","","","","","","","","","",{"$f":"IFERROR(IF(OR(D129=\"\",'Historical scenario - input'!$D114=\"\"),\"\",D129/'Historical scenario - input'!$D114),\"\")","v":""},{"$f":"IFERROR(IF(OR(E129=\"\",'Historical scenario - input'!$D114=\"\"),\"\",E129/'Historical scenario - input'!$D114),\"\")","v":""},{"$f":"IFERROR(IF(OR(F129=\"\",'Historical scenario - input'!$D114=\"\"),\"\",F129/'Historical scenario - input'!$D114),\"\")","v":""},{"$f":"IFERROR(IF(OR(G129=\"\",'Historical scenario - input'!$D114=\"\"),\"\",G129/'Historical scenario - input'!$D114),\"\")","v":""},{"$f":"IFERROR(IF(OR(H129=\"\",'Historical scenario - input'!$D114=\"\"),\"\",H129/'Historical scenario - input'!$D114),\"\")","v":""},{"$f":"IFERROR(IF(OR(I129=\"\",'Historical scenario - input'!$D114=\"\"),\"\",I129/'Historical scenario - input'!$D114),\"\")","v":""},{"$f":"IFERROR(IF(OR(J129=\"\",'Historical scenario - input'!$D114=\"\"),\"\",J129/'Historical scenario - input'!$D114),\"\")","v":""},{"$f":"IFERROR(IF(OR(K129=\"\",'Historical scenario - input'!$D114=\"\"),\"\",K129/'Historical scenario - input'!$D114),\"\")","v":""},{"$f":"IFERROR(IF(OR(L129=\"\",'Historical scenario - input'!$D114=\"\"),\"\",L129/'Historical scenario - input'!$D114),\"\")","v":""},{"$f":"IFERROR(IF(OR(M129=\"\",'Historical scenario - input'!$D114=\"\"),\"\",M129/'Historical scenario - input'!$D114),\"\")","v":""},{"$f":"IFERROR(IF(OR(N129=\"\",'Historical scenario - input'!$D114=\"\"),\"\",N129/'Historical scenario - input'!$D114),\"\")","v":""},{"$f":"IFERROR(IF(OR(O129=\"\",'Historical scenario - input'!$D114=\"\"),\"\",O129/'Historical scenario - input'!$D114),\"\")","v":""},{"$f":"IFERROR(IF(OR(P129=\"\",'Historical scenario - input'!$D114=\"\"),\"\",P129/'Historical scenario - input'!$D114),\"\")","v":""},{"$f":"IFERROR(IF(OR(Q129=\"\",'Historical scenario - input'!$D114=\"\"),\"\",Q129/'Historical scenario - input'!$D114),\"\")","v":""},{"$f":"IFERROR(IF(OR(R129=\"\",'Historical scenario - input'!$D114=\"\"),\"\",R129/'Historical scenario - input'!$D114),\"\")","v":""},{"$f":"IFERROR(IF(OR(S129=\"\",'Historical scenario - input'!$D114=\"\"),\"\",S129/'Historical scenario - input'!$D114),\"\")","v":""},{"$f":"IFERROR(IF(OR(T129=\"\",'Historical scenario - input'!$D114=\"\"),\"\",T129/'Historical scenario - input'!$D114),\"\")","v":""},{"$f":"IFERROR(IF(OR(U129=\"\",'Historical scenario - input'!$D114=\"\"),\"\",U129/'Historical scenario - input'!$D114),\"\")","v":""},{"$f":"IFERROR(IF(OR(V129=\"\",'Historical scenario - input'!$D114=\"\"),\"\",V129/'Historical scenario - input'!$D114),\"\")","v":""},{"$f":"IFERROR(IF(OR(W129=\"\",'Historical scenario - input'!$D114=\"\"),\"\",W129/'Historical scenario - input'!$D114),\"\")","v":""}]
[{"$f":"IFERROR('Historical scenario - input'!A115,\"\")","v":""},{"$f":"IFERROR('Historical scenario - input'!B115,\"\")","v":0},{"$f":"IFERROR('Historical scenario - input'!C115,\"\")","v":0},{"$f":"IFERROR(repcalc('Historical scenario - input'!$CV115:$GH115,'Historical scenario - input'!$G115,'Historical scenario - input'!$E115,'Historical scenario - input'!$F115,20,TRUE,TRUE),\"\")","v":""},"","","","","","","","","","","","","","","","","","","",{"$f":"IFERROR(IF(OR(D130=\"\",'Historical scenario - input'!$D115=\"\"),\"\",D130/'Historical scenario - input'!$D115),\"\")","v":""},{"$f":"IFERROR(IF(OR(E130=\"\",'Historical scenario - input'!$D115=\"\"),\"\",E130/'Historical scenario - input'!$D115),\"\")","v":""},{"$f":"IFERROR(IF(OR(F130=\"\",'Historical scenario - input'!$D115=\"\"),\"\",F130/'Historical scenario - input'!$D115),\"\")","v":""},{"$f":"IFERROR(IF(OR(G130=\"\",'Historical scenario - input'!$D115=\"\"),\"\",G130/'Historical scenario - input'!$D115),\"\")","v":""},{"$f":"IFERROR(IF(OR(H130=\"\",'Historical scenario - input'!$D115=\"\"),\"\",H130/'Historical scenario - input'!$D115),\"\")","v":""},{"$f":"IFERROR(IF(OR(I130=\"\",'Historical scenario - input'!$D115=\"\"),\"\",I130/'Historical scenario - input'!$D115),\"\")","v":""},{"$f":"IFERROR(IF(OR(J130=\"\",'Historical scenario - input'!$D115=\"\"),\"\",J130/'Historical scenario - input'!$D115),\"\")","v":""},{"$f":"IFERROR(IF(OR(K130=\"\",'Historical scenario - input'!$D115=\"\"),\"\",K130/'Historical scenario - input'!$D115),\"\")","v":""},{"$f":"IFERROR(IF(OR(L130=\"\",'Historical scenario - input'!$D115=\"\"),\"\",L130/'Historical scenario - input'!$D115),\"\")","v":""},{"$f":"IFERROR(IF(OR(M130=\"\",'Historical scenario - input'!$D115=\"\"),\"\",M130/'Historical scenario - input'!$D115),\"\")","v":""},{"$f":"IFERROR(IF(OR(N130=\"\",'Historical scenario - input'!$D115=\"\"),\"\",N130/'Historical scenario - input'!$D115),\"\")","v":""},{"$f":"IFERROR(IF(OR(O130=\"\",'Historical scenario - input'!$D115=\"\"),\"\",O130/'Historical scenario - input'!$D115),\"\")","v":""},{"$f":"IFERROR(IF(OR(P130=\"\",'Historical scenario - input'!$D115=\"\"),\"\",P130/'Historical scenario - input'!$D115),\"\")","v":""},{"$f":"IFERROR(IF(OR(Q130=\"\",'Historical scenario - input'!$D115=\"\"),\"\",Q130/'Historical scenario - input'!$D115),\"\")","v":""},{"$f":"IFERROR(IF(OR(R130=\"\",'Historical scenario - input'!$D115=\"\"),\"\",R130/'Historical scenario - input'!$D115),\"\")","v":""},{"$f":"IFERROR(IF(OR(S130=\"\",'Historical scenario - input'!$D115=\"\"),\"\",S130/'Historical scenario - input'!$D115),\"\")","v":""},{"$f":"IFERROR(IF(OR(T130=\"\",'Historical scenario - input'!$D115=\"\"),\"\",T130/'Historical scenario - input'!$D115),\"\")","v":""},{"$f":"IFERROR(IF(OR(U130=\"\",'Historical scenario - input'!$D115=\"\"),\"\",U130/'Historical scenario - input'!$D115),\"\")","v":""},{"$f":"IFERROR(IF(OR(V130=\"\",'Historical scenario - input'!$D115=\"\"),\"\",V130/'Historical scenario - input'!$D115),\"\")","v":""},{"$f":"IFERROR(IF(OR(W130=\"\",'Historical scenario - input'!$D115=\"\"),\"\",W130/'Historical scenario - input'!$D115),\"\")","v":""}]
[{"$f":"IFERROR('Historical scenario - input'!A116,\"\")","v":""},{"$f":"IFERROR('Historical scenario - input'!B116,\"\")","v":0},{"$f":"IFERROR('Historical scenario - input'!C116,\"\")","v":0},{"$f":"IFERROR(repcalc('Historical scenario - input'!$CV116:$GH116,'Historical scenario - input'!$G116,'Historical scenario - input'!$E116,'Historical scenario - input'!$F116,20,TRUE,TRUE),\"\")","v":""},"","","","","","","","","","","","","","","","","","","",{"$f":"IFERROR(IF(OR(D131=\"\",'Historical scenario - input'!$D116=\"\"),\"\",D131/'Historical scenario - input'!$D116),\"\")","v":""},{"$f":"IFERROR(IF(OR(E131=\"\",'Historical scenario - input'!$D116=\"\"),\"\",E131/'Historical scenario - input'!$D116),\"\")","v":""},{"$f":"IFERROR(IF(OR(F131=\"\",'Historical scenario - input'!$D116=\"\"),\"\",F131/'Historical scenario - input'!$D116),\"\")","v":""},{"$f":"IFERROR(IF(OR(G131=\"\",'Historical scenario - input'!$D116=\"\"),\"\",G131/'Historical scenario - input'!$D116),\"\")","v":""},{"$f":"IFERROR(IF(OR(H131=\"\",'Historical scenario - input'!$D116=\"\"),\"\",H131/'Historical scenario - input'!$D116),\"\")","v":""},{"$f":"IFERROR(IF(OR(I131=\"\",'Historical scenario - input'!$D116=\"\"),\"\",I131/'Historical scenario - input'!$D116),\"\")","v":""},{"$f":"IFERROR(IF(OR(J131=\"\",'Historical scenario - input'!$D116=\"\"),\"\",J131/'Historical scenario - input'!$D116),\"\")","v":""},{"$f":"IFERROR(IF(OR(K131=\"\",'Historical scenario - input'!$D116=\"\"),\"\",K131/'Historical scenario - input'!$D116),\"\")","v":""},{"$f":"IFERROR(IF(OR(L131=\"\",'Historical scenario - input'!$D116=\"\"),\"\",L131/'Historical scenario - input'!$D116),\"\")","v":""},{"$f":"IFERROR(IF(OR(M131=\"\",'Historical scenario - input'!$D116=\"\"),\"\",M131/'Historical scenario - input'!$D116),\"\")","v":""},{"$f":"IFERROR(IF(OR(N131=\"\",'Historical scenario - input'!$D116=\"\"),\"\",N131/'Historical scenario - input'!$D116),\"\")","v":""},{"$f":"IFERROR(IF(OR(O131=\"\",'Historical scenario - input'!$D116=\"\"),\"\",O131/'Historical scenario - input'!$D116),\"\")","v":""},{"$f":"IFERROR(IF(OR(P131=\"\",'Historical scenario - input'!$D116=\"\"),\"\",P131/'Historical scenario - input'!$D116),\"\")","v":""},{"$f":"IFERROR(IF(OR(Q131=\"\",'Historical scenario - input'!$D116=\"\"),\"\",Q131/'Historical scenario - input'!$D116),\"\")","v":""},{"$f":"IFERROR(IF(OR(R131=\"\",'Historical scenario - input'!$D116=\"\"),\"\",R131/'Historical scenario - input'!$D116),\"\")","v":""},{"$f":"IFERROR(IF(OR(S131=\"\",'Historical scenario - input'!$D116=\"\"),\"\",S131/'Historical scenario - input'!$D116),\"\")","v":""},{"$f":"IFERROR(IF(OR(T131=\"\",'Historical scenario - input'!$D116=\"\"),\"\",T131/'Historical scenario - input'!$D116),\"\")","v":""},{"$f":"IFERROR(IF(OR(U131=\"\",'Historical scenario - input'!$D116=\"\"),\"\",U131/'Historical scenario - input'!$D116),\"\")","v":""},{"$f":"IFERROR(IF(OR(V131=\"\",'Historical scenario - input'!$D116=\"\"),\"\",V131/'Historical scenario - input'!$D116),\"\")","v":""},{"$f":"IFERROR(IF(OR(W131=\"\",'Historical scenario - input'!$D116=\"\"),\"\",W131/'Historical scenario - input'!$D116),\"\")","v":""}]
[{"$f":"IFERROR('Historical scenario - input'!A117,\"\")","v":""},{"$f":"IFERROR('Historical scenario - input'!B117,\"\")","v":0},{"$f":"IFERROR('Historical scenario - input'!C117,\"\")","v":0},{"$f":"IFERROR(repcalc('Historical scenario - input'!$CV117:$GH117,'Historical scenario - input'!$G117,'Historical scenario - input'!$E117,'Historical scenario - input'!$F117,20,TRUE,TRUE),\"\")","v":""},"","","","","","","","","","","","","","","","","","","",{"$f":"IFERROR(IF(OR(D132=\"\",'Historical scenario - input'!$D117=\"\"),\"\",D132/'Historical scenario - input'!$D117),\"\")","v":""},{"$f":"IFERROR(IF(OR(E132=\"\",'Historical scenario - input'!$D117=\"\"),\"\",E132/'Historical scenario - input'!$D117),\"\")","v":""},{"$f":"IFERROR(IF(OR(F132=\"\",'Historical scenario - input'!$D117=\"\"),\"\",F132/'Historical scenario - input'!$D117),\"\")","v":""},{"$f":"IFERROR(IF(OR(G132=\"\",'Historical scenario - input'!$D117=\"\"),\"\",G132/'Historical scenario - input'!$D117),\"\")","v":""},{"$f":"IFERROR(IF(OR(H132=\"\",'Historical scenario - input'!$D117=\"\"),\"\",H132/'Historical scenario - input'!$D117),\"\")","v":""},{"$f":"IFERROR(IF(OR(I132=\"\",'Historical scenario - input'!$D117=\"\"),\"\",I132/'Historical scenario - input'!$D117),\"\")","v":""},{"$f":"IFERROR(IF(OR(J132=\"\",'Historical scenario - input'!$D117=\"\"),\"\",J132/'Historical scenario - input'!$D117),\"\")","v":""},{"$f":"IFERROR(IF(OR(K132=\"\",'Historical scenario - input'!$D117=\"\"),\"\",K132/'Historical scenario - input'!$D117),\"\")","v":""},{"$f":"IFERROR(IF(OR(L132=\"\",'Historical scenario - input'!$D117=\"\"),\"\",L132/'Historical scenario - input'!$D117),\"\")","v":""},{"$f":"IFERROR(IF(OR(M132=\"\",'Historical scenario - input'!$D117=\"\"),\"\",M132/'Historical scenario - input'!$D117),\"\")","v":""},{"$f":"IFERROR(IF(OR(N132=\"\",'Historical scenario - input'!$D117=\"\"),\"\",N132/'Historical scenario - input'!$D117),\"\")","v":""},{"$f":"IFERROR(IF(OR(O132=\"\",'Historical scenario - input'!$D117=\"\"),\"\",O132/'Historical scenario - input'!$D117),\"\")","v":""},{"$f":"IFERROR(IF(OR(P132=\"\",'Historical scenario - input'!$D117=\"\"),\"\",P132/'Historical scenario - input'!$D117),\"\")","v":""},{"$f":"IFERROR(IF(OR(Q132=\"\",'Historical scenario - input'!$D117=\"\"),\"\",Q132/'Historical scenario - input'!$D117),\"\")","v":""},{"$f":"IFERROR(IF(OR(R132=\"\",'Historical scenario - input'!$D117=\"\"),\"\",R132/'Historical scenario - input'!$D117),\"\")","v":""},{"$f":"IFERROR(IF(OR(S132=\"\",'Historical scenario - input'!$D117=\"\"),\"\",S132/'Historical scenario - input'!$D117),\"\")","v":""},{"$f":"IFERROR(IF(OR(T132=\"\",'Historical scenario - input'!$D117=\"\"),\"\",T132/'Historical scenario - input'!$D117),\"\")","v":""},{"$f":"IFERROR(IF(OR(U132=\"\",'Historical scenario - input'!$D117=\"\"),\"\",U132/'Historical scenario - input'!$D117),\"\")","v":""},{"$f":"IFERROR(IF(OR(V132=\"\",'Historical scenario - input'!$D117=\"\"),\"\",V132/'Historical scenario - input'!$D117),\"\")","v":""},{"$f":"IFERROR(IF(OR(W132=\"\",'Historical scenario - input'!$D117=\"\"),\"\",W132/'Historical scenario - input'!$D117),\"\")","v":""}]
[{"$f":"IFERROR('Historical scenario - input'!A118,\"\")","v":""},{"$f":"IFERROR('Historical scenario - input'!B118,\"\")","v":0},{"$f":"IFERROR('Historical scenario - input'!C118,\"\")","v":0},{"$f":"IFERROR(repcalc('Historical scenario - input'!$CV118:$GH118,'Historical scenario - input'!$G118,'Historical scenario - input'!$E118,'Historical scenario - input'!$F118,20,TRUE,TRUE),\"\")","v":""},"","","","","","","","","","","","","","","","","","","",{"$f":"IFERROR(IF(OR(D133=\"\",'Historical scenario - input'!$D118=\"\"),\"\",D133/'Historical scenario - input'!$D118),\"\")","v":""},{"$f":"IFERROR(IF(OR(E133=\"\",'Historical scenario - input'!$D118=\"\"),\"\",E133/'Historical scenario - input'!$D118),\"\")","v":""},{"$f":"IFERROR(IF(OR(F133=\"\",'Historical scenario - input'!$D118=\"\"),\"\",F133/'Historical scenario - input'!$D118),\"\")","v":""},{"$f":"IFERROR(IF(OR(G133=\"\",'Historical scenario - input'!$D118=\"\"),\"\",G133/'Historical scenario - input'!$D118),\"\")","v":""},{"$f":"IFERROR(IF(OR(H133=\"\",'Historical scenario - input'!$D118=\"\"),\"\",H133/'Historical scenario - input'!$D118),\"\")","v":""},{"$f":"IFERROR(IF(OR(I133=\"\",'Historical scenario - input'!$D118=\"\"),\"\",I133/'Historical scenario - input'!$D118),\"\")","v":""},{"$f":"IFERROR(IF(OR(J133=\"\",'Historical scenario - input'!$D118=\"\"),\"\",J133/'Historical scenario - input'!$D118),\"\")","v":""},{"$f":"IFERROR(IF(OR(K133=\"\",'Historical scenario - input'!$D118=\"\"),\"\",K133/'Historical scenario - input'!$D118),\"\")","v":""},{"$f":"IFERROR(IF(OR(L133=\"\",'Historical scenario - input'!$D118=\"\"),\"\",L133/'Historical scenario - input'!$D118),\"\")","v":""},{"$f":"IFERROR(IF(OR(M133=\"\",'Historical scenario - input'!$D118=\"\"),\"\",M133/'Historical scenario - input'!$D118),\"\")","v":""},{"$f":"IFERROR(IF(OR(N133=\"\",'Historical scenario - input'!$D118=\"\"),\"\",N133/'Historical scenario - input'!$D118),\"\")","v":""},{"$f":"IFERROR(IF(OR(O133=\"\",'Historical scenario - input'!$D118=\"\"),\"\",O133/'Historical scenario - input'!$D118),\"\")","v":""},{"$f":"IFERROR(IF(OR(P133=\"\",'Historical scenario - input'!$D118=\"\"),\"\",P133/'Historical scenario - input'!$D118),\"\")","v":""},{"$f":"IFERROR(IF(OR(Q133=\"\",'Historical scenario - input'!$D118=\"\"),\"\",Q133/'Historical scenario - input'!$D118),\"\")","v":""},{"$f":"IFERROR(IF(OR(R133=\"\",'Historical scenario - input'!$D118=\"\"),\"\",R133/'Historical scenario - input'!$D118),\"\")","v":""},{"$f":"IFERROR(IF(OR(S133=\"\",'Historical scenario - input'!$D118=\"\"),\"\",S133/'Historical scenario - input'!$D118),\"\")","v":""},{"$f":"IFERROR(IF(OR(T133=\"\",'Historical scenario - input'!$D118=\"\"),\"\",T133/'Historical scenario - input'!$D118),\"\")","v":""},{"$f":"IFERROR(IF(OR(U133=\"\",'Historical scenario - input'!$D118=\"\"),\"\",U133/'Historical scenario - input'!$D118),\"\")","v":""},{"$f":"IFERROR(IF(OR(V133=\"\",'Historical scenario - input'!$D118=\"\"),\"\",V133/'Historical scenario - input'!$D118),\"\")","v":""},{"$f":"IFERROR(IF(OR(W133=\"\",'Historical scenario - input'!$D118=\"\"),\"\",W133/'Historical scenario - input'!$D118),\"\")","v":""}]
[{"$f":"IFERROR('Historical scenario - input'!A119,\"\")","v":""},{"$f":"IFERROR('Historical scenario - input'!B119,\"\")","v":0},{"$f":"IFERROR('Historical scenario - input'!C119,\"\")","v":0},{"$f":"IFERROR(repcalc('Historical scenario - input'!$CV119:$GH119,'Historical scenario - input'!$G119,'Historical scenario - input'!$E119,'Historical scenario - input'!$F119,20,TRUE,TRUE),\"\")","v":""},"","","","","","","","","","","","","","","","","","","",{"$f":"IFERROR(IF(OR(D134=\"\",'Historical scenario - input'!$D119=\"\"),\"\",D134/'Historical scenario - input'!$D119),\"\")","v":""},{"$f":"IFERROR(IF(OR(E134=\"\",'Historical scenario - input'!$D119=\"\"),\"\",E134/'Historical scenario - input'!$D119),\"\")","v":""},{"$f":"IFERROR(IF(OR(F134=\"\",'Historical scenario - input'!$D119=\"\"),\"\",F134/'Historical scenario - input'!$D119),\"\")","v":""},{"$f":"IFERROR(IF(OR(G134=\"\",'Historical scenario - input'!$D119=\"\"),\"\",G134/'Historical scenario - input'!$D119),\"\")","v":""},{"$f":"IFERROR(IF(OR(H134=\"\",'Historical scenario - input'!$D119=\"\"),\"\",H134/'Historical scenario - input'!$D119),\"\")","v":""},{"$f":"IFERROR(IF(OR(I134=\"\",'Historical scenario - input'!$D119=\"\"),\"\",I134/'Historical scenario - input'!$D119),\"\")","v":""},{"$f":"IFERROR(IF(OR(J134=\"\",'Historical scenario - input'!$D119=\"\"),\"\",J134/'Historical scenario - input'!$D119),\"\")","v":""},{"$f":"IFERROR(IF(OR(K134=\"\",'Historical scenario - input'!$D119=\"\"),\"\",K134/'Historical scenario - input'!$D119),\"\")","v":""},{"$f":"IFERROR(IF(OR(L134=\"\",'Historical scenario - input'!$D119=\"\"),\"\",L134/'Historical scenario - input'!$D119),\"\")","v":""},{"$f":"IFERROR(IF(OR(M134=\"\",'Historical scenario - input'!$D119=\"\"),\"\",M134/'Historical scenario - input'!$D119),\"\")","v":""},{"$f":"IFERROR(IF(OR(N134=\"\",'Historical scenario - input'!$D119=\"\"),\"\",N134/'Historical scenario - input'!$D119),\"\")","v":""},{"$f":"IFERROR(IF(OR(O134=\"\",'Historical scenario - input'!$D119=\"\"),\"\",O134/'Historical scenario - input'!$D119),\"\")","v":""},{"$f":"IFERROR(IF(OR(P134=\"\",'Historical scenario - input'!$D119=\"\"),\"\",P134/'Historical scenario - input'!$D119),\"\")","v":""},{"$f":"IFERROR(IF(OR(Q134=\"\",'Historical scenario - input'!$D119=\"\"),\"\",Q134/'Historical scenario - input'!$D119),\"\")","v":""},{"$f":"IFERROR(IF(OR(R134=\"\",'Historical scenario - input'!$D119=\"\"),\"\",R134/'Historical scenario - input'!$D119),\"\")","v":""},{"$f":"IFERROR(IF(OR(S134=\"\",'Historical scenario - input'!$D119=\"\"),\"\",S134/'Historical scenario - input'!$D119),\"\")","v":""},{"$f":"IFERROR(IF(OR(T134=\"\",'Historical scenario - input'!$D119=\"\"),\"\",T134/'Historical scenario - input'!$D119),\"\")","v":""},{"$f":"IFERROR(IF(OR(U134=\"\",'Historical scenario - input'!$D119=\"\"),\"\",U134/'Historical scenario - input'!$D119),\"\")","v":""},{"$f":"IFERROR(IF(OR(V134=\"\",'Historical scenario - input'!$D119=\"\"),\"\",V134/'Historical scenario - input'!$D119),\"\")","v":""},{"$f":"IFERROR(IF(OR(W134=\"\",'Historical scenario - input'!$D119=\"\"),\"\",W134/'Historical scenario - input'!$D119),\"\")","v":""}]
[{"$f":"IFERROR('Historical scenario - input'!A120,\"\")","v":""},{"$f":"IFERROR('Historical scenario - input'!B120,\"\")","v":0},{"$f":"IFERROR('Historical scenario - input'!C120,\"\")","v":0},{"$f":"IFERROR(repcalc('Historical scenario - input'!$CV120:$GH120,'Historical scenario - input'!$G120,'Historical scenario - input'!$E120,'Historical scenario - input'!$F120,20,TRUE,TRUE),\"\")","v":""},"","","","","","","","","","","","","","","","","","","",{"$f":"IFERROR(IF(OR(D135=\"\",'Historical scenario - input'!$D120=\"\"),\"\",D135/'Historical scenario - input'!$D120),\"\")","v":""},{"$f":"IFERROR(IF(OR(E135=\"\",'Historical scenario - input'!$D120=\"\"),\"\",E135/'Historical scenario - input'!$D120),\"\")","v":""},{"$f":"IFERROR(IF(OR(F135=\"\",'Historical scenario - input'!$D120=\"\"),\"\",F135/'Historical scenario - input'!$D120),\"\")","v":""},{"$f":"IFERROR(IF(OR(G135=\"\",'Historical scenario - input'!$D120=\"\"),\"\",G135/'Historical scenario - input'!$D120),\"\")","v":""},{"$f":"IFERROR(IF(OR(H135=\"\",'Historical scenario - input'!$D120=\"\"),\"\",H135/'Historical scenario - input'!$D120),\"\")","v":""},{"$f":"IFERROR(IF(OR(I135=\"\",'Historical scenario - input'!$D120=\"\"),\"\",I135/'Historical scenario - input'!$D120),\"\")","v":""},{"$f":"IFERROR(IF(OR(J135=\"\",'Historical scenario - input'!$D120=\"\"),\"\",J135/'Historical scenario - input'!$D120),\"\")","v":""},{"$f":"IFERROR(IF(OR(K135=\"\",'Historical scenario - input'!$D120=\"\"),\"\",K135/'Historical scenario - input'!$D120),\"\")","v":""},{"$f":"IFERROR(IF(OR(L135=\"\",'Historical scenario - input'!$D120=\"\"),\"\",L135/'Historical scenario - input'!$D120),\"\")","v":""},{"$f":"IFERROR(IF(OR(M135=\"\",'Historical scenario - input'!$D120=\"\"),\"\",M135/'Historical scenario - input'!$D120),\"\")","v":""},{"$f":"IFERROR(IF(OR(N135=\"\",'Historical scenario - input'!$D120=\"\"),\"\",N135/'Historical scenario - input'!$D120),\"\")","v":""},{"$f":"IFERROR(IF(OR(O135=\"\",'Historical scenario - input'!$D120=\"\"),\"\",O135/'Historical scenario - input'!$D120),\"\")","v":""},{"$f":"IFERROR(IF(OR(P135=\"\",'Historical scenario - input'!$D120=\"\"),\"\",P135/'Historical scenario - input'!$D120),\"\")","v":""},{"$f":"IFERROR(IF(OR(Q135=\"\",'Historical scenario - input'!$D120=\"\"),\"\",Q135/'Historical scenario - input'!$D120),\"\")","v":""},{"$f":"IFERROR(IF(OR(R135=\"\",'Historical scenario - input'!$D120=\"\"),\"\",R135/'Historical scenario - input'!$D120),\"\")","v":""},{"$f":"IFERROR(IF(OR(S135=\"\",'Historical scenario - input'!$D120=\"\"),\"\",S135/'Historical scenario - input'!$D120),\"\")","v":""},{"$f":"IFERROR(IF(OR(T135=\"\",'Historical scenario - input'!$D120=\"\"),\"\",T135/'Historical scenario - input'!$D120),\"\")","v":""},{"$f":"IFERROR(IF(OR(U135=\"\",'Historical scenario - input'!$D120=\"\"),\"\",U135/'Historical scenario - input'!$D120),\"\")","v":""},{"$f":"IFERROR(IF(OR(V135=\"\",'Historical scenario - input'!$D120=\"\"),\"\",V135/'Historical scenario - input'!$D120),\"\")","v":""},{"$f":"IFERROR(IF(OR(W135=\"\",'Historical scenario - input'!$D120=\"\"),\"\",W135/'Historical scenario - input'!$D120),\"\")","v":""}]
[{"$f":"IFERROR('Historical scenario - input'!A121,\"\")","v":""},{"$f":"IFERROR('Historical scenario - input'!B121,\"\")","v":0},{"$f":"IFERROR('Historical scenario - input'!C121,\"\")","v":0},{"$f":"IFERROR(repcalc('Historical scenario - input'!$CV121:$GH121,'Historical scenario - input'!$G121,'Historical scenario - input'!$E121,'Historical scenario - input'!$F121,20,TRUE,TRUE),\"\")","v":""},"","","","","","","","","","","","","","","","","","","",{"$f":"IFERROR(IF(OR(D136=\"\",'Historical scenario - input'!$D121=\"\"),\"\",D136/'Historical scenario - input'!$D121),\"\")","v":""},{"$f":"IFERROR(IF(OR(E136=\"\",'Historical scenario - input'!$D121=\"\"),\"\",E136/'Historical scenario - input'!$D121),\"\")","v":""},{"$f":"IFERROR(IF(OR(F136=\"\",'Historical scenario - input'!$D121=\"\"),\"\",F136/'Historical scenario - input'!$D121),\"\")","v":""},{"$f":"IFERROR(IF(OR(G136=\"\",'Historical scenario - input'!$D121=\"\"),\"\",G136/'Historical scenario - input'!$D121),\"\")","v":""},{"$f":"IFERROR(IF(OR(H136=\"\",'Historical scenario - input'!$D121=\"\"),\"\",H136/'Historical scenario - input'!$D121),\"\")","v":""},{"$f":"IFERROR(IF(OR(I136=\"\",'Historical scenario - input'!$D121=\"\"),\"\",I136/'Historical scenario - input'!$D121),\"\")","v":""},{"$f":"IFERROR(IF(OR(J136=\"\",'Historical scenario - input'!$D121=\"\"),\"\",J136/'Historical scenario - input'!$D121),\"\")","v":""},{"$f":"IFERROR(IF(OR(K136=\"\",'Historical scenario - input'!$D121=\"\"),\"\",K136/'Historical scenario - input'!$D121),\"\")","v":""},{"$f":"IFERROR(IF(OR(L136=\"\",'Historical scenario - input'!$D121=\"\"),\"\",L136/'Historical scenario - input'!$D121),\"\")","v":""},{"$f":"IFERROR(IF(OR(M136=\"\",'Historical scenario - input'!$D121=\"\"),\"\",M136/'Historical scenario - input'!$D121),\"\")","v":""},{"$f":"IFERROR(IF(OR(N136=\"\",'Historical scenario - input'!$D121=\"\"),\"\",N136/'Historical scenario - input'!$D121),\"\")","v":""},{"$f":"IFERROR(IF(OR(O136=\"\",'Historical scenario - input'!$D121=\"\"),\"\",O136/'Historical scenario - input'!$D121),\"\")","v":""},{"$f":"IFERROR(IF(OR(P136=\"\",'Historical scenario - input'!$D121=\"\"),\"\",P136/'Historical scenario - input'!$D121),\"\")","v":""},{"$f":"IFERROR(IF(OR(Q136=\"\",'Historical scenario - input'!$D121=\"\"),\"\",Q136/'Historical scenario - input'!$D121),\"\")","v":""},{"$f":"IFERROR(IF(OR(R136=\"\",'Historical scenario - input'!$D121=\"\"),\"\",R136/'Historical scenario - input'!$D121),\"\")","v":""},{"$f":"IFERROR(IF(OR(S136=\"\",'Historical scenario - input'!$D121=\"\"),\"\",S136/'Historical scenario - input'!$D121),\"\")","v":""},{"$f":"IFERROR(IF(OR(T136=\"\",'Historical scenario - input'!$D121=\"\"),\"\",T136/'Historical scenario - input'!$D121),\"\")","v":""},{"$f":"IFERROR(IF(OR(U136=\"\",'Historical scenario - input'!$D121=\"\"),\"\",U136/'Historical scenario - input'!$D121),\"\")","v":""},{"$f":"IFERROR(IF(OR(V136=\"\",'Historical scenario - input'!$D121=\"\"),\"\",V136/'Historical scenario - input'!$D121),\"\")","v":""},{"$f":"IFERROR(IF(OR(W136=\"\",'Historical scenario - input'!$D121=\"\"),\"\",W136/'Historical scenario - input'!$D121),\"\")","v":""}]
[{"$f":"IFERROR('Historical scenario - input'!A122,\"\")","v":""},{"$f":"IFERROR('Historical scenario - input'!B122,\"\")","v":0},{"$f":"IFERROR('Historical scenario - input'!C122,\"\")","v":0},{"$f":"IFERROR(repcalc('Historical scenario - input'!$CV122:$GH122,'Historical scenario - input'!$G122,'Historical scenario - input'!$E122,'Historical scenario - input'!$F122,20,TRUE,TRUE),\"\")","v":""},"","","","","","","","","","","","","","","","","","","",{"$f":"IFERROR(IF(OR(D137=\"\",'Historical scenario - input'!$D122=\"\"),\"\",D137/'Historical scenario - input'!$D122),\"\")","v":""},{"$f":"IFERROR(IF(OR(E137=\"\",'Historical scenario - input'!$D122=\"\"),\"\",E137/'Historical scenario - input'!$D122),\"\")","v":""},{"$f":"IFERROR(IF(OR(F137=\"\",'Historical scenario - input'!$D122=\"\"),\"\",F137/'Historical scenario - input'!$D122),\"\")","v":""},{"$f":"IFERROR(IF(OR(G137=\"\",'Historical scenario - input'!$D122=\"\"),\"\",G137/'Historical scenario - input'!$D122),\"\")","v":""},{"$f":"IFERROR(IF(OR(H137=\"\",'Historical scenario - input'!$D122=\"\"),\"\",H137/'Historical scenario - input'!$D122),\"\")","v":""},{"$f":"IFERROR(IF(OR(I137=\"\",'Historical scenario - input'!$D122=\"\"),\"\",I137/'Historical scenario - input'!$D122),\"\")","v":""},{"$f":"IFERROR(IF(OR(J137=\"\",'Historical scenario - input'!$D122=\"\"),\"\",J137/'Historical scenario - input'!$D122),\"\")","v":""},{"$f":"IFERROR(IF(OR(K137=\"\",'Historical scenario - input'!$D122=\"\"),\"\",K137/'Historical scenario - input'!$D122),\"\")","v":""},{"$f":"IFERROR(IF(OR(L137=\"\",'Historical scenario - input'!$D122=\"\"),\"\",L137/'Historical scenario - input'!$D122),\"\")","v":""},{"$f":"IFERROR(IF(OR(M137=\"\",'Historical scenario - input'!$D122=\"\"),\"\",M137/'Historical scenario - input'!$D122),\"\")","v":""},{"$f":"IFERROR(IF(OR(N137=\"\",'Historical scenario - input'!$D122=\"\"),\"\",N137/'Historical scenario - input'!$D122),\"\")","v":""},{"$f":"IFERROR(IF(OR(O137=\"\",'Historical scenario - input'!$D122=\"\"),\"\",O137/'Historical scenario - input'!$D122),\"\")","v":""},{"$f":"IFERROR(IF(OR(P137=\"\",'Historical scenario - input'!$D122=\"\"),\"\",P137/'Historical scenario - input'!$D122),\"\")","v":""},{"$f":"IFERROR(IF(OR(Q137=\"\",'Historical scenario - input'!$D122=\"\"),\"\",Q137/'Historical scenario - input'!$D122),\"\")","v":""},{"$f":"IFERROR(IF(OR(R137=\"\",'Historical scenario - input'!$D122=\"\"),\"\",R137/'Historical scenario - input'!$D122),\"\")","v":""},{"$f":"IFERROR(IF(OR(S137=\"\",'Historical scenario - input'!$D122=\"\"),\"\",S137/'Historical scenario - input'!$D122),\"\")","v":""},{"$f":"IFERROR(IF(OR(T137=\"\",'Historical scenario - input'!$D122=\"\"),\"\",T137/'Historical scenario - input'!$D122),\"\")","v":""},{"$f":"IFERROR(IF(OR(U137=\"\",'Historical scenario - input'!$D122=\"\"),\"\",U137/'Historical scenario - input'!$D122),\"\")","v":""},{"$f":"IFERROR(IF(OR(V137=\"\",'Historical scenario - input'!$D122=\"\"),\"\",V137/'Historical scenario - input'!$D122),\"\")","v":""},{"$f":"IFERROR(IF(OR(W137=\"\",'Historical scenario - input'!$D122=\"\"),\"\",W137/'Historical scenario - input'!$D122),\"\")","v":""}]
[{"$f":"IFERROR('Historical scenario - input'!A123,\"\")","v":""},{"$f":"IFERROR('Historical scenario - input'!B123,\"\")","v":0},{"$f":"IFERROR('Historical scenario - input'!C123,\"\")","v":0},{"$f":"IFERROR(repcalc('Historical scenario - input'!$CV123:$GH123,'Historical scenario - input'!$G123,'Historical scenario - input'!$E123,'Historical scenario - input'!$F123,20,TRUE,TRUE),\"\")","v":""},"","","","","","","","","","","","","","","","","","","",{"$f":"IFERROR(IF(OR(D138=\"\",'Historical scenario - input'!$D123=\"\"),\"\",D138/'Historical scenario - input'!$D123),\"\")","v":""},{"$f":"IFERROR(IF(OR(E138=\"\",'Historical scenario - input'!$D123=\"\"),\"\",E138/'Historical scenario - input'!$D123),\"\")","v":""},{"$f":"IFERROR(IF(OR(F138=\"\",'Historical scenario - input'!$D123=\"\"),\"\",F138/'Historical scenario - input'!$D123),\"\")","v":""},{"$f":"IFERROR(IF(OR(G138=\"\",'Historical scenario - input'!$D123=\"\"),\"\",G138/'Historical scenario - input'!$D123),\"\")","v":""},{"$f":"IFERROR(IF(OR(H138=\"\",'Historical scenario - input'!$D123=\"\"),\"\",H138/'Historical scenario - input'!$D123),\"\")","v":""},{"$f":"IFERROR(IF(OR(I138=\"\",'Historical scenario - input'!$D123=\"\"),\"\",I138/'Historical scenario - input'!$D123),\"\")","v":""},{"$f":"IFERROR(IF(OR(J138=\"\",'Historical scenario - input'!$D123=\"\"),\"\",J138/'Historical scenario - input'!$D123),\"\")","v":""},{"$f":"IFERROR(IF(OR(K138=\"\",'Historical scenario - input'!$D123=\"\"),\"\",K138/'Historical scenario - input'!$D123),\"\")","v":""},{"$f":"IFERROR(IF(OR(L138=\"\",'Historical scenario - input'!$D123=\"\"),\"\",L138/'Historical scenario - input'!$D123),\"\")","v":""},{"$f":"IFERROR(IF(OR(M138=\"\",'Historical scenario - input'!$D123=\"\"),\"\",M138/'Historical scenario - input'!$D123),\"\")","v":""},{"$f":"IFERROR(IF(OR(N138=\"\",'Historical scenario - input'!$D123=\"\"),\"\",N138/'Historical scenario - input'!$D123),\"\")","v":""},{"$f":"IFERROR(IF(OR(O138=\"\",'Historical scenario - input'!$D123=\"\"),\"\",O138/'Historical scenario - input'!$D123),\"\")","v":""},{"$f":"IFERROR(IF(OR(P138=\"\",'Historical scenario - input'!$D123=\"\"),\"\",P138/'Historical scenario - input'!$D123),\"\")","v":""},{"$f":"IFERROR(IF(OR(Q138=\"\",'Historical scenario - input'!$D123=\"\"),\"\",Q138/'Historical scenario - input'!$D123),\"\")","v":""},{"$f":"IFERROR(IF(OR(R138=\"\",'Historical scenario - input'!$D123=\"\"),\"\",R138/'Historical scenario - input'!$D123),\"\")","v":""},{"$f":"IFERROR(IF(OR(S138=\"\",'Historical scenario - input'!$D123=\"\"),\"\",S138/'Historical scenario - input'!$D123),\"\")","v":""},{"$f":"IFERROR(IF(OR(T138=\"\",'Historical scenario - input'!$D123=\"\"),\"\",T138/'Historical scenario - input'!$D123),\"\")","v":""},{"$f":"IFERROR(IF(OR(U138=\"\",'Historical scenario - input'!$D123=\"\"),\"\",U138/'Historical scenario - input'!$D123),\"\")","v":""},{"$f":"IFERROR(IF(OR(V138=\"\",'Historical scenario - input'!$D123=\"\"),\"\",V138/'Historical scenario - input'!$D123),\"\")","v":""},{"$f":"IFERROR(IF(OR(W138=\"\",'Historical scenario - input'!$D123=\"\"),\"\",W138/'Historical scenario - input'!$D123),\"\")","v":""}]
[{"$f":"IFERROR('Historical scenario - input'!A124,\"\")","v":""},{"$f":"IFERROR('Historical scenario - input'!B124,\"\")","v":0},{"$f":"IFERROR('Historical scenario - input'!C124,\"\")","v":0},{"$f":"IFERROR(repcalc('Historical scenario - input'!$CV124:$GH124,'Historical scenario - input'!$G124,'Historical scenario - input'!$E124,'Historical scenario - input'!$F124,20,TRUE,TRUE),\"\")","v":""},"","","","","","","","","","","","","","","","","","","",{"$f":"IFERROR(IF(OR(D139=\"\",'Historical scenario - input'!$D124=\"\"),\"\",D139/'Historical scenario - input'!$D124),\"\")","v":""},{"$f":"IFERROR(IF(OR(E139=\"\",'Historical scenario - input'!$D124=\"\"),\"\",E139/'Historical scenario - input'!$D124),\"\")","v":""},{"$f":"IFERROR(IF(OR(F139=\"\",'Historical scenario - input'!$D124=\"\"),\"\",F139/'Historical scenario - input'!$D124),\"\")","v":""},{"$f":"IFERROR(IF(OR(G139=\"\",'Historical scenario - input'!$D124=\"\"),\"\",G139/'Historical scenario - input'!$D124),\"\")","v":""},{"$f":"IFERROR(IF(OR(H139=\"\",'Historical scenario - input'!$D124=\"\"),\"\",H139/'Historical scenario - input'!$D124),\"\")","v":""},{"$f":"IFERROR(IF(OR(I139=\"\",'Historical scenario - input'!$D124=\"\"),\"\",I139/'Historical scenario - input'!$D124),\"\")","v":""},{"$f":"IFERROR(IF(OR(J139=\"\",'Historical scenario - input'!$D124=\"\"),\"\",J139/'Historical scenario - input'!$D124),\"\")","v":""},{"$f":"IFERROR(IF(OR(K139=\"\",'Historical scenario - input'!$D124=\"\"),\"\",K139/'Historical scenario - input'!$D124),\"\")","v":""},{"$f":"IFERROR(IF(OR(L139=\"\",'Historical scenario - input'!$D124=\"\"),\"\",L139/'Historical scenario - input'!$D124),\"\")","v":""},{"$f":"IFERROR(IF(OR(M139=\"\",'Historical scenario - input'!$D124=\"\"),\"\",M139/'Historical scenario - input'!$D124),\"\")","v":""},{"$f":"IFERROR(IF(OR(N139=\"\",'Historical scenario - input'!$D124=\"\"),\"\",N139/'Historical scenario - input'!$D124),\"\")","v":""},{"$f":"IFERROR(IF(OR(O139=\"\",'Historical scenario - input'!$D124=\"\"),\"\",O139/'Historical scenario - input'!$D124),\"\")","v":""},{"$f":"IFERROR(IF(OR(P139=\"\",'Historical scenario - input'!$D124=\"\"),\"\",P139/'Historical scenario - input'!$D124),\"\")","v":""},{"$f":"IFERROR(IF(OR(Q139=\"\",'Historical scenario - input'!$D124=\"\"),\"\",Q139/'Historical scenario - input'!$D124),\"\")","v":""},{"$f":"IFERROR(IF(OR(R139=\"\",'Historical scenario - input'!$D124=\"\"),\"\",R139/'Historical scenario - input'!$D124),\"\")","v":""},{"$f":"IFERROR(IF(OR(S139=\"\",'Historical scenario - input'!$D124=\"\"),\"\",S139/'Historical scenario - input'!$D124),\"\")","v":""},{"$f":"IFERROR(IF(OR(T139=\"\",'Historical scenario - input'!$D124=\"\"),\"\",T139/'Historical scenario - input'!$D124),\"\")","v":""},{"$f":"IFERROR(IF(OR(U139=\"\",'Historical scenario - input'!$D124=\"\"),\"\",U139/'Historical scenario - input'!$D124),\"\")","v":""},{"$f":"IFERROR(IF(OR(V139=\"\",'Historical scenario - input'!$D124=\"\"),\"\",V139/'Historical scenario - input'!$D124),\"\")","v":""},{"$f":"IFERROR(IF(OR(W139=\"\",'Historical scenario - input'!$D124=\"\"),\"\",W139/'Historical scenario - input'!$D124),\"\")","v":""}]
[{"$f":"IFERROR('Historical scenario - input'!A125,\"\")","v":""},{"$f":"IFERROR('Historical scenario - input'!B125,\"\")","v":0},{"$f":"IFERROR('Historical scenario - input'!C125,\"\")","v":0},{"$f":"IFERROR(repcalc('Historical scenario - input'!$CV125:$GH125,'Historical scenario - input'!$G125,'Historical scenario - input'!$E125,'Historical scenario - input'!$F125,20,TRUE,TRUE),\"\")","v":""},"","","","","","","","","","","","","","","","","","","",{"$f":"IFERROR(IF(OR(D140=\"\",'Historical scenario - input'!$D125=\"\"),\"\",D140/'Historical scenario - input'!$D125),\"\")","v":""},{"$f":"IFERROR(IF(OR(E140=\"\",'Historical scenario - input'!$D125=\"\"),\"\",E140/'Historical scenario - input'!$D125),\"\")","v":""},{"$f":"IFERROR(IF(OR(F140=\"\",'Historical scenario - input'!$D125=\"\"),\"\",F140/'Historical scenario - input'!$D125),\"\")","v":""},{"$f":"IFERROR(IF(OR(G140=\"\",'Historical scenario - input'!$D125=\"\"),\"\",G140/'Historical scenario - input'!$D125),\"\")","v":""},{"$f":"IFERROR(IF(OR(H140=\"\",'Historical scenario - input'!$D125=\"\"),\"\",H140/'Historical scenario - input'!$D125),\"\")","v":""},{"$f":"IFERROR(IF(OR(I140=\"\",'Historical scenario - input'!$D125=\"\"),\"\",I140/'Historical scenario - input'!$D125),\"\")","v":""},{"$f":"IFERROR(IF(OR(J140=\"\",'Historical scenario - input'!$D125=\"\"),\"\",J140/'Historical scenario - input'!$D125),\"\")","v":""},{"$f":"IFERROR(IF(OR(K140=\"\",'Historical scenario - input'!$D125=\"\"),\"\",K140/'Historical scenario - input'!$D125),\"\")","v":""},{"$f":"IFERROR(IF(OR(L140=\"\",'Historical scenario - input'!$D125=\"\"),\"\",L140/'Historical scenario - input'!$D125),\"\")","v":""},{"$f":"IFERROR(IF(OR(M140=\"\",'Historical scenario - input'!$D125=\"\"),\"\",M140/'Historical scenario - input'!$D125),\"\")","v":""},{"$f":"IFERROR(IF(OR(N140=\"\",'Historical scenario - input'!$D125=\"\"),\"\",N140/'Historical scenario - input'!$D125),\"\")","v":""},{"$f":"IFERROR(IF(OR(O140=\"\",'Historical scenario - input'!$D125=\"\"),\"\",O140/'Historical scenario - input'!$D125),\"\")","v":""},{"$f":"IFERROR(IF(OR(P140=\"\",'Historical scenario - input'!$D125=\"\"),\"\",P140/'Historical scenario - input'!$D125),\"\")","v":""},{"$f":"IFERROR(IF(OR(Q140=\"\",'Historical scenario - input'!$D125=\"\"),\"\",Q140/'Historical scenario - input'!$D125),\"\")","v":""},{"$f":"IFERROR(IF(OR(R140=\"\",'Historical scenario - input'!$D125=\"\"),\"\",R140/'Historical scenario - input'!$D125),\"\")","v":""},{"$f":"IFERROR(IF(OR(S140=\"\",'Historical scenario - input'!$D125=\"\"),\"\",S140/'Historical scenario - input'!$D125),\"\")","v":""},{"$f":"IFERROR(IF(OR(T140=\"\",'Historical scenario - input'!$D125=\"\"),\"\",T140/'Historical scenario - input'!$D125),\"\")","v":""},{"$f":"IFERROR(IF(OR(U140=\"\",'Historical scenario - input'!$D125=\"\"),\"\",U140/'Historical scenario - input'!$D125),\"\")","v":""},{"$f":"IFERROR(IF(OR(V140=\"\",'Historical scenario - input'!$D125=\"\"),\"\",V140/'Historical scenario - input'!$D125),\"\")","v":""},{"$f":"IFERROR(IF(OR(W140=\"\",'Historical scenario - input'!$D125=\"\"),\"\",W140/'Historical scenario - input'!$D125),\"\")","v":""}]
[{"$f":"IFERROR('Historical scenario - input'!A126,\"\")","v":""},{"$f":"IFERROR('Historical scenario - input'!B126,\"\")","v":0},{"$f":"IFERROR('Historical scenario - input'!C126,\"\")","v":0},{"$f":"IFERROR(repcalc('Historical scenario - input'!$CV126:$GH126,'Historical scenario - input'!$G126,'Historical scenario - input'!$E126,'Historical scenario - input'!$F126,20,TRUE,TRUE),\"\")","v":""},"","","","","","","","","","","","","","","","","","","",{"$f":"IFERROR(IF(OR(D141=\"\",'Historical scenario - input'!$D126=\"\"),\"\",D141/'Historical scenario - input'!$D126),\"\")","v":""},{"$f":"IFERROR(IF(OR(E141=\"\",'Historical scenario - input'!$D126=\"\"),\"\",E141/'Historical scenario - input'!$D126),\"\")","v":""},{"$f":"IFERROR(IF(OR(F141=\"\",'Historical scenario - input'!$D126=\"\"),\"\",F141/'Historical scenario - input'!$D126),\"\")","v":""},{"$f":"IFERROR(IF(OR(G141=\"\",'Historical scenario - input'!$D126=\"\"),\"\",G141/'Historical scenario - input'!$D126),\"\")","v":""},{"$f":"IFERROR(IF(OR(H141=\"\",'Historical scenario - input'!$D126=\"\"),\"\",H141/'Historical scenario - input'!$D126),\"\")","v":""},{"$f":"IFERROR(IF(OR(I141=\"\",'Historical scenario - input'!$D126=\"\"),\"\",I141/'Historical scenario - input'!$D126),\"\")","v":""},{"$f":"IFERROR(IF(OR(J141=\"\",'Historical scenario - input'!$D126=\"\"),\"\",J141/'Historical scenario - input'!$D126),\"\")","v":""},{"$f":"IFERROR(IF(OR(K141=\"\",'Historical scenario - input'!$D126=\"\"),\"\",K141/'Historical scenario - input'!$D126),\"\")","v":""},{"$f":"IFERROR(IF(OR(L141=\"\",'Historical scenario - input'!$D126=\"\"),\"\",L141/'Historical scenario - input'!$D126),\"\")","v":""},{"$f":"IFERROR(IF(OR(M141=\"\",'Historical scenario - input'!$D126=\"\"),\"\",M141/'Historical scenario - input'!$D126),\"\")","v":""},{"$f":"IFERROR(IF(OR(N141=\"\",'Historical scenario - input'!$D126=\"\"),\"\",N141/'Historical scenario - input'!$D126),\"\")","v":""},{"$f":"IFERROR(IF(OR(O141=\"\",'Historical scenario - input'!$D126=\"\"),\"\",O141/'Historical scenario - input'!$D126),\"\")","v":""},{"$f":"IFERROR(IF(OR(P141=\"\",'Historical scenario - input'!$D126=\"\"),\"\",P141/'Historical scenario - input'!$D126),\"\")","v":""},{"$f":"IFERROR(IF(OR(Q141=\"\",'Historical scenario - input'!$D126=\"\"),\"\",Q141/'Historical scenario - input'!$D126),\"\")","v":""},{"$f":"IFERROR(IF(OR(R141=\"\",'Historical scenario - input'!$D126=\"\"),\"\",R141/'Historical scenario - input'!$D126),\"\")","v":""},{"$f":"IFERROR(IF(OR(S141=\"\",'Historical scenario - input'!$D126=\"\"),\"\",S141/'Historical scenario - input'!$D126),\"\")","v":""},{"$f":"IFERROR(IF(OR(T141=\"\",'Historical scenario - input'!$D126=\"\"),\"\",T141/'Historical scenario - input'!$D126),\"\")","v":""},{"$f":"IFERROR(IF(OR(U141=\"\",'Historical scenario - input'!$D126=\"\"),\"\",U141/'Historical scenario - input'!$D126),\"\")","v":""},{"$f":"IFERROR(IF(OR(V141=\"\",'Historical scenario - input'!$D126=\"\"),\"\",V141/'Historical scenario - input'!$D126),\"\")","v":""},{"$f":"IFERROR(IF(OR(W141=\"\",'Historical scenario - input'!$D126=\"\"),\"\",W141/'Historical scenario - input'!$D126),\"\")","v":""}]
[{"$f":"IFERROR('Historical scenario - input'!A127,\"\")","v":""},{"$f":"IFERROR('Historical scenario - input'!B127,\"\")","v":0},{"$f":"IFERROR('Historical scenario - input'!C127,\"\")","v":0},{"$f":"IFERROR(repcalc('Historical scenario - input'!$CV127:$GH127,'Historical scenario - input'!$G127,'Historical scenario - input'!$E127,'Historical scenario - input'!$F127,20,TRUE,TRUE),\"\")","v":""},"","","","","","","","","","","","","","","","","","","",{"$f":"IFERROR(IF(OR(D142=\"\",'Historical scenario - input'!$D127=\"\"),\"\",D142/'Historical scenario - input'!$D127),\"\")","v":""},{"$f":"IFERROR(IF(OR(E142=\"\",'Historical scenario - input'!$D127=\"\"),\"\",E142/'Historical scenario - input'!$D127),\"\")","v":""},{"$f":"IFERROR(IF(OR(F142=\"\",'Historical scenario - input'!$D127=\"\"),\"\",F142/'Historical scenario - input'!$D127),\"\")","v":""},{"$f":"IFERROR(IF(OR(G142=\"\",'Historical scenario - input'!$D127=\"\"),\"\",G142/'Historical scenario - input'!$D127),\"\")","v":""},{"$f":"IFERROR(IF(OR(H142=\"\",'Historical scenario - input'!$D127=\"\"),\"\",H142/'Historical scenario - input'!$D127),\"\")","v":""},{"$f":"IFERROR(IF(OR(I142=\"\",'Historical scenario - input'!$D127=\"\"),\"\",I142/'Historical scenario - input'!$D127),\"\")","v":""},{"$f":"IFERROR(IF(OR(J142=\"\",'Historical scenario - input'!$D127=\"\"),\"\",J142/'Historical scenario - input'!$D127),\"\")","v":""},{"$f":"IFERROR(IF(OR(K142=\"\",'Historical scenario - input'!$D127=\"\"),\"\",K142/'Historical scenario - input'!$D127),\"\")","v":""},{"$f":"IFERROR(IF(OR(L142=\"\",'Historical scenario - input'!$D127=\"\"),\"\",L142/'Historical scenario - input'!$D127),\"\")","v":""},{"$f":"IFERROR(IF(OR(M142=\"\",'Historical scenario - input'!$D127=\"\"),\"\",M142/'Historical scenario - input'!$D127),\"\")","v":""},{"$f":"IFERROR(IF(OR(N142=\"\",'Historical scenario - input'!$D127=\"\"),\"\",N142/'Historical scenario - input'!$D127),\"\")","v":""},{"$f":"IFERROR(IF(OR(O142=\"\",'Historical scenario - input'!$D127=\"\"),\"\",O142/'Historical scenario - input'!$D127),\"\")","v":""},{"$f":"IFERROR(IF(OR(P142=\"\",'Historical scenario - input'!$D127=\"\"),\"\",P142/'Historical scenario - input'!$D127),\"\")","v":""},{"$f":"IFERROR(IF(OR(Q142=\"\",'Historical scenario - input'!$D127=\"\"),\"\",Q142/'Historical scenario - input'!$D127),\"\")","v":""},{"$f":"IFERROR(IF(OR(R142=\"\",'Historical scenario - input'!$D127=\"\"),\"\",R142/'Historical scenario - input'!$D127),\"\")","v":""},{"$f":"IFERROR(IF(OR(S142=\"\",'Historical scenario - input'!$D127=\"\"),\"\",S142/'Historical scenario - input'!$D127),\"\")","v":""},{"$f":"IFERROR(IF(OR(T142=\"\",'Historical scenario - input'!$D127=\"\"),\"\",T142/'Historical scenario - input'!$D127),\"\")","v":""},{"$f":"IFERROR(IF(OR(U142=\"\",'Historical scenario - input'!$D127=\"\"),\"\",U142/'Historical scenario - input'!$D127),\"\")","v":""},{"$f":"IFERROR(IF(OR(V142=\"\",'Historical scenario - input'!$D127=\"\"),\"\",V142/'Historical scenario - input'!$D127),\"\")","v":""},{"$f":"IFERROR(IF(OR(W142=\"\",'Historical scenario - input'!$D127=\"\"),\"\",W142/'Historical scenario - input'!$D127),\"\")","v":""}]
[{"$f":"IFERROR('Historical scenario - input'!A128,\"\")","v":""},{"$f":"IFERROR('Historical scenario - input'!B128,\"\")","v":0},{"$f":"IFERROR('Historical scenario - input'!C128,\"\")","v":0},{"$f":"IFERROR(repcalc('Historical scenario - input'!$CV128:$GH128,'Historical scenario - input'!$G128,'Historical scenario - input'!$E128,'Historical scenario - input'!$F128,20,TRUE,TRUE),\"\")","v":""},"","","","","","","","","","","","","","","","","","","",{"$f":"IFERROR(IF(OR(D143=\"\",'Historical scenario - input'!$D128=\"\"),\"\",D143/'Historical scenario - input'!$D128),\"\")","v":""},{"$f":"IFERROR(IF(OR(E143=\"\",'Historical scenario - input'!$D128=\"\"),\"\",E143/'Historical scenario - input'!$D128),\"\")","v":""},{"$f":"IFERROR(IF(OR(F143=\"\",'Historical scenario - input'!$D128=\"\"),\"\",F143/'Historical scenario - input'!$D128),\"\")","v":""},{"$f":"IFERROR(IF(OR(G143=\"\",'Historical scenario - input'!$D128=\"\"),\"\",G143/'Historical scenario - input'!$D128),\"\")","v":""},{"$f":"IFERROR(IF(OR(H143=\"\",'Historical scenario - input'!$D128=\"\"),\"\",H143/'Historical scenario - input'!$D128),\"\")","v":""},{"$f":"IFERROR(IF(OR(I143=\"\",'Historical scenario - input'!$D128=\"\"),\"\",I143/'Historical scenario - input'!$D128),\"\")","v":""},{"$f":"IFERROR(IF(OR(J143=\"\",'Historical scenario - input'!$D128=\"\"),\"\",J143/'Historical scenario - input'!$D128),\"\")","v":""},{"$f":"IFERROR(IF(OR(K143=\"\",'Historical scenario - input'!$D128=\"\"),\"\",K143/'Historical scenario - input'!$D128),\"\")","v":""},{"$f":"IFERROR(IF(OR(L143=\"\",'Historical scenario - input'!$D128=\"\"),\"\",L143/'Historical scenario - input'!$D128),\"\")","v":""},{"$f":"IFERROR(IF(OR(M143=\"\",'Historical scenario - input'!$D128=\"\"),\"\",M143/'Historical scenario - input'!$D128),\"\")","v":""},{"$f":"IFERROR(IF(OR(N143=\"\",'Historical scenario - input'!$D128=\"\"),\"\",N143/'Historical scenario - input'!$D128),\"\")","v":""},{"$f":"IFERROR(IF(OR(O143=\"\",'Historical scenario - input'!$D128=\"\"),\"\",O143/'Historical scenario - input'!$D128),\"\")","v":""},{"$f":"IFERROR(IF(OR(P143=\"\",'Historical scenario - input'!$D128=\"\"),\"\",P143/'Historical scenario - input'!$D128),\"\")","v":""},{"$f":"IFERROR(IF(OR(Q143=\"\",'Historical scenario - input'!$D128=\"\"),\"\",Q143/'Historical scenario - input'!$D128),\"\")","v":""},{"$f":"IFERROR(IF(OR(R143=\"\",'Historical scenario - input'!$D128=\"\"),\"\",R143/'Historical scenario - input'!$D128),\"\")","v":""},{"$f":"IFERROR(IF(OR(S143=\"\",'Historical scenario - input'!$D128=\"\"),\"\",S143/'Historical scenario - input'!$D128),\"\")","v":""},{"$f":"IFERROR(IF(OR(T143=\"\",'Historical scenario - input'!$D128=\"\"),\"\",T143/'Historical scenario - input'!$D128),\"\")","v":""},{"$f":"IFERROR(IF(OR(U143=\"\",'Historical scenario - input'!$D128=\"\"),\"\",U143/'Historical scenario - input'!$D128),\"\")","v":""},{"$f":"IFERROR(IF(OR(V143=\"\",'Historical scenario - input'!$D128=\"\"),\"\",V143/'Historical scenario - input'!$D128),\"\")","v":""},{"$f":"IFERROR(IF(OR(W143=\"\",'Historical scenario - input'!$D128=\"\"),\"\",W143/'Historical scenario - input'!$D128),\"\")","v":""}]
[{"$f":"IFERROR('Historical scenario - input'!A129,\"\")","v":""},{"$f":"IFERROR('Historical scenario - input'!B129,\"\")","v":0},{"$f":"IFERROR('Historical scenario - input'!C129,\"\")","v":0},{"$f":"IFERROR(repcalc('Historical scenario - input'!$CV129:$GH129,'Historical scenario - input'!$G129,'Historical scenario - input'!$E129,'Historical scenario - input'!$F129,20,TRUE,TRUE),\"\")","v":""},"","","","","","","","","","","","","","","","","","","",{"$f":"IFERROR(IF(OR(D144=\"\",'Historical scenario - input'!$D129=\"\"),\"\",D144/'Historical scenario - input'!$D129),\"\")","v":""},{"$f":"IFERROR(IF(OR(E144=\"\",'Historical scenario - input'!$D129=\"\"),\"\",E144/'Historical scenario - input'!$D129),\"\")","v":""},{"$f":"IFERROR(IF(OR(F144=\"\",'Historical scenario - input'!$D129=\"\"),\"\",F144/'Historical scenario - input'!$D129),\"\")","v":""},{"$f":"IFERROR(IF(OR(G144=\"\",'Historical scenario - input'!$D129=\"\"),\"\",G144/'Historical scenario - input'!$D129),\"\")","v":""},{"$f":"IFERROR(IF(OR(H144=\"\",'Historical scenario - input'!$D129=\"\"),\"\",H144/'Historical scenario - input'!$D129),\"\")","v":""},{"$f":"IFERROR(IF(OR(I144=\"\",'Historical scenario - input'!$D129=\"\"),\"\",I144/'Historical scenario - input'!$D129),\"\")","v":""},{"$f":"IFERROR(IF(OR(J144=\"\",'Historical scenario - input'!$D129=\"\"),\"\",J144/'Historical scenario - input'!$D129),\"\")","v":""},{"$f":"IFERROR(IF(OR(K144=\"\",'Historical scenario - input'!$D129=\"\"),\"\",K144/'Historical scenario - input'!$D129),\"\")","v":""},{"$f":"IFERROR(IF(OR(L144=\"\",'Historical scenario - input'!$D129=\"\"),\"\",L144/'Historical scenario - input'!$D129),\"\")","v":""},{"$f":"IFERROR(IF(OR(M144=\"\",'Historical scenario - input'!$D129=\"\"),\"\",M144/'Historical scenario - input'!$D129),\"\")","v":""},{"$f":"IFERROR(IF(OR(N144=\"\",'Historical scenario - input'!$D129=\"\"),\"\",N144/'Historical scenario - input'!$D129),\"\")","v":""},{"$f":"IFERROR(IF(OR(O144=\"\",'Historical scenario - input'!$D129=\"\"),\"\",O144/'Historical scenario - input'!$D129),\"\")","v":""},{"$f":"IFERROR(IF(OR(P144=\"\",'Historical scenario - input'!$D129=\"\"),\"\",P144/'Historical scenario - input'!$D129),\"\")","v":""},{"$f":"IFERROR(IF(OR(Q144=\"\",'Historical scenario - input'!$D129=\"\"),\"\",Q144/'Historical scenario - input'!$D129),\"\")","v":""},{"$f":"IFERROR(IF(OR(R144=\"\",'Historical scenario - input'!$D129=\"\"),\"\",R144/'Historical scenario - input'!$D129),\"\")","v":""},{"$f":"IFERROR(IF(OR(S144=\"\",'Historical scenario - input'!$D129=\"\"),\"\",S144/'Historical scenario - input'!$D129),\"\")","v":""},{"$f":"IFERROR(IF(OR(T144=\"\",'Historical scenario - input'!$D129=\"\"),\"\",T144/'Historical scenario - input'!$D129),\"\")","v":""},{"$f":"IFERROR(IF(OR(U144=\"\",'Historical scenario - input'!$D129=\"\"),\"\",U144/'Historical scenario - input'!$D129),\"\")","v":""},{"$f":"IFERROR(IF(OR(V144=\"\",'Historical scenario - input'!$D129=\"\"),\"\",V144/'Historical scenario - input'!$D129),\"\")","v":""},{"$f":"IFERROR(IF(OR(W144=\"\",'Historical scenario - input'!$D129=\"\"),\"\",W144/'Historical scenario - input'!$D129),\"\")","v":""}]
[{"$f":"IFERROR('Historical scenario - input'!A130,\"\")","v":""},{"$f":"IFERROR('Historical scenario - input'!B130,\"\")","v":0},{"$f":"IFERROR('Historical scenario - input'!C130,\"\")","v":0},{"$f":"IFERROR(repcalc('Historical scenario - input'!$CV130:$GH130,'Historical scenario - input'!$G130,'Historical scenario - input'!$E130,'Historical scenario - input'!$F130,20,TRUE,TRUE),\"\")","v":""},"","","","","","","","","","","","","","","","","","","",{"$f":"IFERROR(IF(OR(D145=\"\",'Historical scenario - input'!$D130=\"\"),\"\",D145/'Historical scenario - input'!$D130),\"\")","v":""},{"$f":"IFERROR(IF(OR(E145=\"\",'Historical scenario - input'!$D130=\"\"),\"\",E145/'Historical scenario - input'!$D130),\"\")","v":""},{"$f":"IFERROR(IF(OR(F145=\"\",'Historical scenario - input'!$D130=\"\"),\"\",F145/'Historical scenario - input'!$D130),\"\")","v":""},{"$f":"IFERROR(IF(OR(G145=\"\",'Historical scenario - input'!$D130=\"\"),\"\",G145/'Historical scenario - input'!$D130),\"\")","v":""},{"$f":"IFERROR(IF(OR(H145=\"\",'Historical scenario - input'!$D130=\"\"),\"\",H145/'Historical scenario - input'!$D130),\"\")","v":""},{"$f":"IFERROR(IF(OR(I145=\"\",'Historical scenario - input'!$D130=\"\"),\"\",I145/'Historical scenario - input'!$D130),\"\")","v":""},{"$f":"IFERROR(IF(OR(J145=\"\",'Historical scenario - input'!$D130=\"\"),\"\",J145/'Historical scenario - input'!$D130),\"\")","v":""},{"$f":"IFERROR(IF(OR(K145=\"\",'Historical scenario - input'!$D130=\"\"),\"\",K145/'Historical scenario - input'!$D130),\"\")","v":""},{"$f":"IFERROR(IF(OR(L145=\"\",'Historical scenario - input'!$D130=\"\"),\"\",L145/'Historical scenario - input'!$D130),\"\")","v":""},{"$f":"IFERROR(IF(OR(M145=\"\",'Historical scenario - input'!$D130=\"\"),\"\",M145/'Historical scenario - input'!$D130),\"\")","v":""},{"$f":"IFERROR(IF(OR(N145=\"\",'Historical scenario - input'!$D130=\"\"),\"\",N145/'Historical scenario - input'!$D130),\"\")","v":""},{"$f":"IFERROR(IF(OR(O145=\"\",'Historical scenario - input'!$D130=\"\"),\"\",O145/'Historical scenario - input'!$D130),\"\")","v":""},{"$f":"IFERROR(IF(OR(P145=\"\",'Historical scenario - input'!$D130=\"\"),\"\",P145/'Historical scenario - input'!$D130),\"\")","v":""},{"$f":"IFERROR(IF(OR(Q145=\"\",'Historical scenario - input'!$D130=\"\"),\"\",Q145/'Historical scenario - input'!$D130),\"\")","v":""},{"$f":"IFERROR(IF(OR(R145=\"\",'Historical scenario - input'!$D130=\"\"),\"\",R145/'Historical scenario - input'!$D130),\"\")","v":""},{"$f":"IFERROR(IF(OR(S145=\"\",'Historical scenario - input'!$D130=\"\"),\"\",S145/'Historical scenario - input'!$D130),\"\")","v":""},{"$f":"IFERROR(IF(OR(T145=\"\",'Historical scenario - input'!$D130=\"\"),\"\",T145/'Historical scenario - input'!$D130),\"\")","v":""},{"$f":"IFERROR(IF(OR(U145=\"\",'Historical scenario - input'!$D130=\"\"),\"\",U145/'Historical scenario - input'!$D130),\"\")","v":""},{"$f":"IFERROR(IF(OR(V145=\"\",'Historical scenario - input'!$D130=\"\"),\"\",V145/'Historical scenario - input'!$D130),\"\")","v":""},{"$f":"IFERROR(IF(OR(W145=\"\",'Historical scenario - input'!$D130=\"\"),\"\",W145/'Historical scenario - input'!$D130),\"\")","v":""}]
[{"$f":"IFERROR('Historical scenario - input'!A131,\"\")","v":""},{"$f":"IFERROR('Historical scenario - input'!B131,\"\")","v":0},{"$f":"IFERROR('Historical scenario - input'!C131,\"\")","v":0},{"$f":"IFERROR(repcalc('Historical scenario - input'!$CV131:$GH131,'Historical scenario - input'!$G131,'Historical scenario - input'!$E131,'Historical scenario - input'!$F131,20,TRUE,TRUE),\"\")","v":""},"","","","","","","","","","","","","","","","","","","",{"$f":"IFERROR(IF(OR(D146=\"\",'Historical scenario - input'!$D131=\"\"),\"\",D146/'Historical scenario - input'!$D131),\"\")","v":""},{"$f":"IFERROR(IF(OR(E146=\"\",'Historical scenario - input'!$D131=\"\"),\"\",E146/'Historical scenario - input'!$D131),\"\")","v":""},{"$f":"IFERROR(IF(OR(F146=\"\",'Historical scenario - input'!$D131=\"\"),\"\",F146/'Historical scenario - input'!$D131),\"\")","v":""},{"$f":"IFERROR(IF(OR(G146=\"\",'Historical scenario - input'!$D131=\"\"),\"\",G146/'Historical scenario - input'!$D131),\"\")","v":""},{"$f":"IFERROR(IF(OR(H146=\"\",'Historical scenario - input'!$D131=\"\"),\"\",H146/'Historical scenario - input'!$D131),\"\")","v":""},{"$f":"IFERROR(IF(OR(I146=\"\",'Historical scenario - input'!$D131=\"\"),\"\",I146/'Historical scenario - input'!$D131),\"\")","v":""},{"$f":"IFERROR(IF(OR(J146=\"\",'Historical scenario - input'!$D131=\"\"),\"\",J146/'Historical scenario - input'!$D131),\"\")","v":""},{"$f":"IFERROR(IF(OR(K146=\"\",'Historical scenario - input'!$D131=\"\"),\"\",K146/'Historical scenario - input'!$D131),\"\")","v":""},{"$f":"IFERROR(IF(OR(L146=\"\",'Historical scenario - input'!$D131=\"\"),\"\",L146/'Historical scenario - input'!$D131),\"\")","v":""},{"$f":"IFERROR(IF(OR(M146=\"\",'Historical scenario - input'!$D131=\"\"),\"\",M146/'Historical scenario - input'!$D131),\"\")","v":""},{"$f":"IFERROR(IF(OR(N146=\"\",'Historical scenario - input'!$D131=\"\"),\"\",N146/'Historical scenario - input'!$D131),\"\")","v":""},{"$f":"IFERROR(IF(OR(O146=\"\",'Historical scenario - input'!$D131=\"\"),\"\",O146/'Historical scenario - input'!$D131),\"\")","v":""},{"$f":"IFERROR(IF(OR(P146=\"\",'Historical scenario - input'!$D131=\"\"),\"\",P146/'Historical scenario - input'!$D131),\"\")","v":""},{"$f":"IFERROR(IF(OR(Q146=\"\",'Historical scenario - input'!$D131=\"\"),\"\",Q146/'Historical scenario - input'!$D131),\"\")","v":""},{"$f":"IFERROR(IF(OR(R146=\"\",'Historical scenario - input'!$D131=\"\"),\"\",R146/'Historical scenario - input'!$D131),\"\")","v":""},{"$f":"IFERROR(IF(OR(S146=\"\",'Historical scenario - input'!$D131=\"\"),\"\",S146/'Historical scenario - input'!$D131),\"\")","v":""},{"$f":"IFERROR(IF(OR(T146=\"\",'Historical scenario - input'!$D131=\"\"),\"\",T146/'Historical scenario - input'!$D131),\"\")","v":""},{"$f":"IFERROR(IF(OR(U146=\"\",'Historical scenario - input'!$D131=\"\"),\"\",U146/'Historical scenario - input'!$D131),\"\")","v":""},{"$f":"IFERROR(IF(OR(V146=\"\",'Historical scenario - input'!$D131=\"\"),\"\",V146/'Historical scenario - input'!$D131),\"\")","v":""},{"$f":"IFERROR(IF(OR(W146=\"\",'Historical scenario - input'!$D131=\"\"),\"\",W146/'Historical scenario - input'!$D131),\"\")","v":""}]
[{"$f":"IFERROR('Historical scenario - input'!A132,\"\")","v":""},{"$f":"IFERROR('Historical scenario - input'!B132,\"\")","v":0},{"$f":"IFERROR('Historical scenario - input'!C132,\"\")","v":0},{"$f":"IFERROR(repcalc('Historical scenario - input'!$CV132:$GH132,'Historical scenario - input'!$G132,'Historical scenario - input'!$E132,'Historical scenario - input'!$F132,20,TRUE,TRUE),\"\")","v":""},"","","","","","","","","","","","","","","","","","","",{"$f":"IFERROR(IF(OR(D147=\"\",'Historical scenario - input'!$D132=\"\"),\"\",D147/'Historical scenario - input'!$D132),\"\")","v":""},{"$f":"IFERROR(IF(OR(E147=\"\",'Historical scenario - input'!$D132=\"\"),\"\",E147/'Historical scenario - input'!$D132),\"\")","v":""},{"$f":"IFERROR(IF(OR(F147=\"\",'Historical scenario - input'!$D132=\"\"),\"\",F147/'Historical scenario - input'!$D132),\"\")","v":""},{"$f":"IFERROR(IF(OR(G147=\"\",'Historical scenario - input'!$D132=\"\"),\"\",G147/'Historical scenario - input'!$D132),\"\")","v":""},{"$f":"IFERROR(IF(OR(H147=\"\",'Historical scenario - input'!$D132=\"\"),\"\",H147/'Historical scenario - input'!$D132),\"\")","v":""},{"$f":"IFERROR(IF(OR(I147=\"\",'Historical scenario - input'!$D132=\"\"),\"\",I147/'Historical scenario - input'!$D132),\"\")","v":""},{"$f":"IFERROR(IF(OR(J147=\"\",'Historical scenario - input'!$D132=\"\"),\"\",J147/'Historical scenario - input'!$D132),\"\")","v":""},{"$f":"IFERROR(IF(OR(K147=\"\",'Historical scenario - input'!$D132=\"\"),\"\",K147/'Historical scenario - input'!$D132),\"\")","v":""},{"$f":"IFERROR(IF(OR(L147=\"\",'Historical scenario - input'!$D132=\"\"),\"\",L147/'Historical scenario - input'!$D132),\"\")","v":""},{"$f":"IFERROR(IF(OR(M147=\"\",'Historical scenario - input'!$D132=\"\"),\"\",M147/'Historical scenario - input'!$D132),\"\")","v":""},{"$f":"IFERROR(IF(OR(N147=\"\",'Historical scenario - input'!$D132=\"\"),\"\",N147/'Historical scenario - input'!$D132),\"\")","v":""},{"$f":"IFERROR(IF(OR(O147=\"\",'Historical scenario - input'!$D132=\"\"),\"\",O147/'Historical scenario - input'!$D132),\"\")","v":""},{"$f":"IFERROR(IF(OR(P147=\"\",'Historical scenario - input'!$D132=\"\"),\"\",P147/'Historical scenario - input'!$D132),\"\")","v":""},{"$f":"IFERROR(IF(OR(Q147=\"\",'Historical scenario - input'!$D132=\"\"),\"\",Q147/'Historical scenario - input'!$D132),\"\")","v":""},{"$f":"IFERROR(IF(OR(R147=\"\",'Historical scenario - input'!$D132=\"\"),\"\",R147/'Historical scenario - input'!$D132),\"\")","v":""},{"$f":"IFERROR(IF(OR(S147=\"\",'Historical scenario - input'!$D132=\"\"),\"\",S147/'Historical scenario - input'!$D132),\"\")","v":""},{"$f":"IFERROR(IF(OR(T147=\"\",'Historical scenario - input'!$D132=\"\"),\"\",T147/'Historical scenario - input'!$D132),\"\")","v":""},{"$f":"IFERROR(IF(OR(U147=\"\",'Historical scenario - input'!$D132=\"\"),\"\",U147/'Historical scenario - input'!$D132),\"\")","v":""},{"$f":"IFERROR(IF(OR(V147=\"\",'Historical scenario - input'!$D132=\"\"),\"\",V147/'Historical scenario - input'!$D132),\"\")","v":""},{"$f":"IFERROR(IF(OR(W147=\"\",'Historical scenario - input'!$D132=\"\"),\"\",W147/'Historical scenario - input'!$D132),\"\")","v":""}]
[{"$f":"IFERROR('Historical scenario - input'!A133,\"\")","v":""},{"$f":"IFERROR('Historical scenario - input'!B133,\"\")","v":0},{"$f":"IFERROR('Historical scenario - input'!C133,\"\")","v":0},{"$f":"IFERROR(repcalc('Historical scenario - input'!$CV133:$GH133,'Historical scenario - input'!$G133,'Historical scenario - input'!$E133,'Historical scenario - input'!$F133,20,TRUE,TRUE),\"\")","v":""},"","","","","","","","","","","","","","","","","","","",{"$f":"IFERROR(IF(OR(D148=\"\",'Historical scenario - input'!$D133=\"\"),\"\",D148/'Historical scenario - input'!$D133),\"\")","v":""},{"$f":"IFERROR(IF(OR(E148=\"\",'Historical scenario - input'!$D133=\"\"),\"\",E148/'Historical scenario - input'!$D133),\"\")","v":""},{"$f":"IFERROR(IF(OR(F148=\"\",'Historical scenario - input'!$D133=\"\"),\"\",F148/'Historical scenario - input'!$D133),\"\")","v":""},{"$f":"IFERROR(IF(OR(G148=\"\",'Historical scenario - input'!$D133=\"\"),\"\",G148/'Historical scenario - input'!$D133),\"\")","v":""},{"$f":"IFERROR(IF(OR(H148=\"\",'Historical scenario - input'!$D133=\"\"),\"\",H148/'Historical scenario - input'!$D133),\"\")","v":""},{"$f":"IFERROR(IF(OR(I148=\"\",'Historical scenario - input'!$D133=\"\"),\"\",I148/'Historical scenario - input'!$D133),\"\")","v":""},{"$f":"IFERROR(IF(OR(J148=\"\",'Historical scenario - input'!$D133=\"\"),\"\",J148/'Historical scenario - input'!$D133),\"\")","v":""},{"$f":"IFERROR(IF(OR(K148=\"\",'Historical scenario - input'!$D133=\"\"),\"\",K148/'Historical scenario - input'!$D133),\"\")","v":""},{"$f":"IFERROR(IF(OR(L148=\"\",'Historical scenario - input'!$D133=\"\"),\"\",L148/'Historical scenario - input'!$D133),\"\")","v":""},{"$f":"IFERROR(IF(OR(M148=\"\",'Historical scenario - input'!$D133=\"\"),\"\",M148/'Historical scenario - input'!$D133),\"\")","v":""},{"$f":"IFERROR(IF(OR(N148=\"\",'Historical scenario - input'!$D133=\"\"),\"\",N148/'Historical scenario - input'!$D133),\"\")","v":""},{"$f":"IFERROR(IF(OR(O148=\"\",'Historical scenario - input'!$D133=\"\"),\"\",O148/'Historical scenario - input'!$D133),\"\")","v":""},{"$f":"IFERROR(IF(OR(P148=\"\",'Historical scenario - input'!$D133=\"\"),\"\",P148/'Historical scenario - input'!$D133),\"\")","v":""},{"$f":"IFERROR(IF(OR(Q148=\"\",'Historical scenario - input'!$D133=\"\"),\"\",Q148/'Historical scenario - input'!$D133),\"\")","v":""},{"$f":"IFERROR(IF(OR(R148=\"\",'Historical scenario - input'!$D133=\"\"),\"\",R148/'Historical scenario - input'!$D133),\"\")","v":""},{"$f":"IFERROR(IF(OR(S148=\"\",'Historical scenario - input'!$D133=\"\"),\"\",S148/'Historical scenario - input'!$D133),\"\")","v":""},{"$f":"IFERROR(IF(OR(T148=\"\",'Historical scenario - input'!$D133=\"\"),\"\",T148/'Historical scenario - input'!$D133),\"\")","v":""},{"$f":"IFERROR(IF(OR(U148=\"\",'Historical scenario - input'!$D133=\"\"),\"\",U148/'Historical scenario - input'!$D133),\"\")","v":""},{"$f":"IFERROR(IF(OR(V148=\"\",'Historical scenario - input'!$D133=\"\"),\"\",V148/'Historical scenario - input'!$D133),\"\")","v":""},{"$f":"IFERROR(IF(OR(W148=\"\",'Historical scenario - input'!$D133=\"\"),\"\",W148/'Historical scenario - input'!$D133),\"\")","v":""}]
[{"$f":"IFERROR('Historical scenario - input'!A134,\"\")","v":""},{"$f":"IFERROR('Historical scenario - input'!B134,\"\")","v":0},{"$f":"IFERROR('Historical scenario - input'!C134,\"\")","v":0},{"$f":"IFERROR(repcalc('Historical scenario - input'!$CV134:$GH134,'Historical scenario - input'!$G134,'Historical scenario - input'!$E134,'Historical scenario - input'!$F134,20,TRUE,TRUE),\"\")","v":""},"","","","","","","","","","","","","","","","","","","",{"$f":"IFERROR(IF(OR(D149=\"\",'Historical scenario - input'!$D134=\"\"),\"\",D149/'Historical scenario - input'!$D134),\"\")","v":""},{"$f":"IFERROR(IF(OR(E149=\"\",'Historical scenario - input'!$D134=\"\"),\"\",E149/'Historical scenario - input'!$D134),\"\")","v":""},{"$f":"IFERROR(IF(OR(F149=\"\",'Historical scenario - input'!$D134=\"\"),\"\",F149/'Historical scenario - input'!$D134),\"\")","v":""},{"$f":"IFERROR(IF(OR(G149=\"\",'Historical scenario - input'!$D134=\"\"),\"\",G149/'Historical scenario - input'!$D134),\"\")","v":""},{"$f":"IFERROR(IF(OR(H149=\"\",'Historical scenario - input'!$D134=\"\"),\"\",H149/'Historical scenario - input'!$D134),\"\")","v":""},{"$f":"IFERROR(IF(OR(I149=\"\",'Historical scenario - input'!$D134=\"\"),\"\",I149/'Historical scenario - input'!$D134),\"\")","v":""},{"$f":"IFERROR(IF(OR(J149=\"\",'Historical scenario - input'!$D134=\"\"),\"\",J149/'Historical scenario - input'!$D134),\"\")","v":""},{"$f":"IFERROR(IF(OR(K149=\"\",'Historical scenario - input'!$D134=\"\"),\"\",K149/'Historical scenario - input'!$D134),\"\")","v":""},{"$f":"IFERROR(IF(OR(L149=\"\",'Historical scenario - input'!$D134=\"\"),\"\",L149/'Historical scenario - input'!$D134),\"\")","v":""},{"$f":"IFERROR(IF(OR(M149=\"\",'Historical scenario - input'!$D134=\"\"),\"\",M149/'Historical scenario - input'!$D134),\"\")","v":""},{"$f":"IFERROR(IF(OR(N149=\"\",'Historical scenario - input'!$D134=\"\"),\"\",N149/'Historical scenario - input'!$D134),\"\")","v":""},{"$f":"IFERROR(IF(OR(O149=\"\",'Historical scenario - input'!$D134=\"\"),\"\",O149/'Historical scenario - input'!$D134),\"\")","v":""},{"$f":"IFERROR(IF(OR(P149=\"\",'Historical scenario - input'!$D134=\"\"),\"\",P149/'Historical scenario - input'!$D134),\"\")","v":""},{"$f":"IFERROR(IF(OR(Q149=\"\",'Historical scenario - input'!$D134=\"\"),\"\",Q149/'Historical scenario - input'!$D134),\"\")","v":""},{"$f":"IFERROR(IF(OR(R149=\"\",'Historical scenario - input'!$D134=\"\"),\"\",R149/'Historical scenario - input'!$D134),\"\")","v":""},{"$f":"IFERROR(IF(OR(S149=\"\",'Historical scenario - input'!$D134=\"\"),\"\",S149/'Historical scenario - input'!$D134),\"\")","v":""},{"$f":"IFERROR(IF(OR(T149=\"\",'Historical scenario - input'!$D134=\"\"),\"\",T149/'Historical scenario - input'!$D134),\"\")","v":""},{"$f":"IFERROR(IF(OR(U149=\"\",'Historical scenario - input'!$D134=\"\"),\"\",U149/'Historical scenario - input'!$D134),\"\")","v":""},{"$f":"IFERROR(IF(OR(V149=\"\",'Historical scenario - input'!$D134=\"\"),\"\",V149/'Historical scenario - input'!$D134),\"\")","v":""},{"$f":"IFERROR(IF(OR(W149=\"\",'Historical scenario - input'!$D134=\"\"),\"\",W149/'Historical scenario - input'!$D134),\"\")","v":""}]
[{"$f":"IFERROR('Historical scenario - input'!A135,\"\")","v":""},{"$f":"IFERROR('Historical scenario - input'!B135,\"\")","v":0},{"$f":"IFERROR('Historical scenario - input'!C135,\"\")","v":0},{"$f":"IFERROR(repcalc('Historical scenario - input'!$CV135:$GH135,'Historical scenario - input'!$G135,'Historical scenario - input'!$E135,'Historical scenario - input'!$F135,20,TRUE,TRUE),\"\")","v":""},"","","","","","","","","","","","","","","","","","","",{"$f":"IFERROR(IF(OR(D150=\"\",'Historical scenario - input'!$D135=\"\"),\"\",D150/'Historical scenario - input'!$D135),\"\")","v":""},{"$f":"IFERROR(IF(OR(E150=\"\",'Historical scenario - input'!$D135=\"\"),\"\",E150/'Historical scenario - input'!$D135),\"\")","v":""},{"$f":"IFERROR(IF(OR(F150=\"\",'Historical scenario - input'!$D135=\"\"),\"\",F150/'Historical scenario - input'!$D135),\"\")","v":""},{"$f":"IFERROR(IF(OR(G150=\"\",'Historical scenario - input'!$D135=\"\"),\"\",G150/'Historical scenario - input'!$D135),\"\")","v":""},{"$f":"IFERROR(IF(OR(H150=\"\",'Historical scenario - input'!$D135=\"\"),\"\",H150/'Historical scenario - input'!$D135),\"\")","v":""},{"$f":"IFERROR(IF(OR(I150=\"\",'Historical scenario - input'!$D135=\"\"),\"\",I150/'Historical scenario - input'!$D135),\"\")","v":""},{"$f":"IFERROR(IF(OR(J150=\"\",'Historical scenario - input'!$D135=\"\"),\"\",J150/'Historical scenario - input'!$D135),\"\")","v":""},{"$f":"IFERROR(IF(OR(K150=\"\",'Historical scenario - input'!$D135=\"\"),\"\",K150/'Historical scenario - input'!$D135),\"\")","v":""},{"$f":"IFERROR(IF(OR(L150=\"\",'Historical scenario - input'!$D135=\"\"),\"\",L150/'Historical scenario - input'!$D135),\"\")","v":""},{"$f":"IFERROR(IF(OR(M150=\"\",'Historical scenario - input'!$D135=\"\"),\"\",M150/'Historical scenario - input'!$D135),\"\")","v":""},{"$f":"IFERROR(IF(OR(N150=\"\",'Historical scenario - input'!$D135=\"\"),\"\",N150/'Historical scenario - input'!$D135),\"\")","v":""},{"$f":"IFERROR(IF(OR(O150=\"\",'Historical scenario - input'!$D135=\"\"),\"\",O150/'Historical scenario - input'!$D135),\"\")","v":""},{"$f":"IFERROR(IF(OR(P150=\"\",'Historical scenario - input'!$D135=\"\"),\"\",P150/'Historical scenario - input'!$D135),\"\")","v":""},{"$f":"IFERROR(IF(OR(Q150=\"\",'Historical scenario - input'!$D135=\"\"),\"\",Q150/'Historical scenario - input'!$D135),\"\")","v":""},{"$f":"IFERROR(IF(OR(R150=\"\",'Historical scenario - input'!$D135=\"\"),\"\",R150/'Historical scenario - input'!$D135),\"\")","v":""},{"$f":"IFERROR(IF(OR(S150=\"\",'Historical scenario - input'!$D135=\"\"),\"\",S150/'Historical scenario - input'!$D135),\"\")","v":""},{"$f":"IFERROR(IF(OR(T150=\"\",'Historical scenario - input'!$D135=\"\"),\"\",T150/'Historical scenario - input'!$D135),\"\")","v":""},{"$f":"IFERROR(IF(OR(U150=\"\",'Historical scenario - input'!$D135=\"\"),\"\",U150/'Historical scenario - input'!$D135),\"\")","v":""},{"$f":"IFERROR(IF(OR(V150=\"\",'Historical scenario - input'!$D135=\"\"),\"\",V150/'Historical scenario - input'!$D135),\"\")","v":""},{"$f":"IFERROR(IF(OR(W150=\"\",'Historical scenario - input'!$D135=\"\"),\"\",W150/'Historical scenario - input'!$D135),\"\")","v":""}]
[{"$f":"IFERROR('Historical scenario - input'!A136,\"\")","v":""},{"$f":"IFERROR('Historical scenario - input'!B136,\"\")","v":0},{"$f":"IFERROR('Historical scenario - input'!C136,\"\")","v":0},{"$f":"IFERROR(repcalc('Historical scenario - input'!$CV136:$GH136,'Historical scenario - input'!$G136,'Historical scenario - input'!$E136,'Historical scenario - input'!$F136,20,TRUE,TRUE),\"\")","v":""},"","","","","","","","","","","","","","","","","","","",{"$f":"IFERROR(IF(OR(D151=\"\",'Historical scenario - input'!$D136=\"\"),\"\",D151/'Historical scenario - input'!$D136),\"\")","v":""},{"$f":"IFERROR(IF(OR(E151=\"\",'Historical scenario - input'!$D136=\"\"),\"\",E151/'Historical scenario - input'!$D136),\"\")","v":""},{"$f":"IFERROR(IF(OR(F151=\"\",'Historical scenario - input'!$D136=\"\"),\"\",F151/'Historical scenario - input'!$D136),\"\")","v":""},{"$f":"IFERROR(IF(OR(G151=\"\",'Historical scenario - input'!$D136=\"\"),\"\",G151/'Historical scenario - input'!$D136),\"\")","v":""},{"$f":"IFERROR(IF(OR(H151=\"\",'Historical scenario - input'!$D136=\"\"),\"\",H151/'Historical scenario - input'!$D136),\"\")","v":""},{"$f":"IFERROR(IF(OR(I151=\"\",'Historical scenario - input'!$D136=\"\"),\"\",I151/'Historical scenario - input'!$D136),\"\")","v":""},{"$f":"IFERROR(IF(OR(J151=\"\",'Historical scenario - input'!$D136=\"\"),\"\",J151/'Historical scenario - input'!$D136),\"\")","v":""},{"$f":"IFERROR(IF(OR(K151=\"\",'Historical scenario - input'!$D136=\"\"),\"\",K151/'Historical scenario - input'!$D136),\"\")","v":""},{"$f":"IFERROR(IF(OR(L151=\"\",'Historical scenario - input'!$D136=\"\"),\"\",L151/'Historical scenario - input'!$D136),\"\")","v":""},{"$f":"IFERROR(IF(OR(M151=\"\",'Historical scenario - input'!$D136=\"\"),\"\",M151/'Historical scenario - input'!$D136),\"\")","v":""},{"$f":"IFERROR(IF(OR(N151=\"\",'Historical scenario - input'!$D136=\"\"),\"\",N151/'Historical scenario - input'!$D136),\"\")","v":""},{"$f":"IFERROR(IF(OR(O151=\"\",'Historical scenario - input'!$D136=\"\"),\"\",O151/'Historical scenario - input'!$D136),\"\")","v":""},{"$f":"IFERROR(IF(OR(P151=\"\",'Historical scenario - input'!$D136=\"\"),\"\",P151/'Historical scenario - input'!$D136),\"\")","v":""},{"$f":"IFERROR(IF(OR(Q151=\"\",'Historical scenario - input'!$D136=\"\"),\"\",Q151/'Historical scenario - input'!$D136),\"\")","v":""},{"$f":"IFERROR(IF(OR(R151=\"\",'Historical scenario - input'!$D136=\"\"),\"\",R151/'Historical scenario - input'!$D136),\"\")","v":""},{"$f":"IFERROR(IF(OR(S151=\"\",'Historical scenario - input'!$D136=\"\"),\"\",S151/'Historical scenario - input'!$D136),\"\")","v":""},{"$f":"IFERROR(IF(OR(T151=\"\",'Historical scenario - input'!$D136=\"\"),\"\",T151/'Historical scenario - input'!$D136),\"\")","v":""},{"$f":"IFERROR(IF(OR(U151=\"\",'Historical scenario - input'!$D136=\"\"),\"\",U151/'Historical scenario - input'!$D136),\"\")","v":""},{"$f":"IFERROR(IF(OR(V151=\"\",'Historical scenario - input'!$D136=\"\"),\"\",V151/'Historical scenario - input'!$D136),\"\")","v":""},{"$f":"IFERROR(IF(OR(W151=\"\",'Historical scenario - input'!$D136=\"\"),\"\",W151/'Historical scenario - input'!$D136),\"\")","v":""}]
[{"$f":"IFERROR('Historical scenario - input'!A137,\"\")","v":""},{"$f":"IFERROR('Historical scenario - input'!B137,\"\")","v":0},{"$f":"IFERROR('Historical scenario - input'!C137,\"\")","v":0},{"$f":"IFERROR(repcalc('Historical scenario - input'!$CV137:$GH137,'Historical scenario - input'!$G137,'Historical scenario - input'!$E137,'Historical scenario - input'!$F137,20,TRUE,TRUE),\"\")","v":""},"","","","","","","","","","","","","","","","","","","",{"$f":"IFERROR(IF(OR(D152=\"\",'Historical scenario - input'!$D137=\"\"),\"\",D152/'Historical scenario - input'!$D137),\"\")","v":""},{"$f":"IFERROR(IF(OR(E152=\"\",'Historical scenario - input'!$D137=\"\"),\"\",E152/'Historical scenario - input'!$D137),\"\")","v":""},{"$f":"IFERROR(IF(OR(F152=\"\",'Historical scenario - input'!$D137=\"\"),\"\",F152/'Historical scenario - input'!$D137),\"\")","v":""},{"$f":"IFERROR(IF(OR(G152=\"\",'Historical scenario - input'!$D137=\"\"),\"\",G152/'Historical scenario - input'!$D137),\"\")","v":""},{"$f":"IFERROR(IF(OR(H152=\"\",'Historical scenario - input'!$D137=\"\"),\"\",H152/'Historical scenario - input'!$D137),\"\")","v":""},{"$f":"IFERROR(IF(OR(I152=\"\",'Historical scenario - input'!$D137=\"\"),\"\",I152/'Historical scenario - input'!$D137),\"\")","v":""},{"$f":"IFERROR(IF(OR(J152=\"\",'Historical scenario - input'!$D137=\"\"),\"\",J152/'Historical scenario - input'!$D137),\"\")","v":""},{"$f":"IFERROR(IF(OR(K152=\"\",'Historical scenario - input'!$D137=\"\"),\"\",K152/'Historical scenario - input'!$D137),\"\")","v":""},{"$f":"IFERROR(IF(OR(L152=\"\",'Historical scenario - input'!$D137=\"\"),\"\",L152/'Historical scenario - input'!$D137),\"\")","v":""},{"$f":"IFERROR(IF(OR(M152=\"\",'Historical scenario - input'!$D137=\"\"),\"\",M152/'Historical scenario - input'!$D137),\"\")","v":""},{"$f":"IFERROR(IF(OR(N152=\"\",'Historical scenario - input'!$D137=\"\"),\"\",N152/'Historical scenario - input'!$D137),\"\")","v":""},{"$f":"IFERROR(IF(OR(O152=\"\",'Historical scenario - input'!$D137=\"\"),\"\",O152/'Historical scenario - input'!$D137),\"\")","v":""},{"$f":"IFERROR(IF(OR(P152=\"\",'Historical scenario - input'!$D137=\"\"),\"\",P152/'Historical scenario - input'!$D137),\"\")","v":""},{"$f":"IFERROR(IF(OR(Q152=\"\",'Historical scenario - input'!$D137=\"\"),\"\",Q152/'Historical scenario - input'!$D137),\"\")","v":""},{"$f":"IFERROR(IF(OR(R152=\"\",'Historical scenario - input'!$D137=\"\"),\"\",R152/'Historical scenario - input'!$D137),\"\")","v":""},{"$f":"IFERROR(IF(OR(S152=\"\",'Historical scenario - input'!$D137=\"\"),\"\",S152/'Historical scenario - input'!$D137),\"\")","v":""},{"$f":"IFERROR(IF(OR(T152=\"\",'Historical scenario - input'!$D137=\"\"),\"\",T152/'Historical scenario - input'!$D137),\"\")","v":""},{"$f":"IFERROR(IF(OR(U152=\"\",'Historical scenario - input'!$D137=\"\"),\"\",U152/'Historical scenario - input'!$D137),\"\")","v":""},{"$f":"IFERROR(IF(OR(V152=\"\",'Historical scenario - input'!$D137=\"\"),\"\",V152/'Historical scenario - input'!$D137),\"\")","v":""},{"$f":"IFERROR(IF(OR(W152=\"\",'Historical scenario - input'!$D137=\"\"),\"\",W152/'Historical scenario - input'!$D137),\"\")","v":""}]
[{"$f":"IFERROR('Historical scenario - input'!A138,\"\")","v":""},{"$f":"IFERROR('Historical scenario - input'!B138,\"\")","v":0},{"$f":"IFERROR('Historical scenario - input'!C138,\"\")","v":0},{"$f":"IFERROR(repcalc('Historical scenario - input'!$CV138:$GH138,'Historical scenario - input'!$G138,'Historical scenario - input'!$E138,'Historical scenario - input'!$F138,20,TRUE,TRUE),\"\")","v":""},"","","","","","","","","","","","","","","","","","","",{"$f":"IFERROR(IF(OR(D153=\"\",'Historical scenario - input'!$D138=\"\"),\"\",D153/'Historical scenario - input'!$D138),\"\")","v":""},{"$f":"IFERROR(IF(OR(E153=\"\",'Historical scenario - input'!$D138=\"\"),\"\",E153/'Historical scenario - input'!$D138),\"\")","v":""},{"$f":"IFERROR(IF(OR(F153=\"\",'Historical scenario - input'!$D138=\"\"),\"\",F153/'Historical scenario - input'!$D138),\"\")","v":""},{"$f":"IFERROR(IF(OR(G153=\"\",'Historical scenario - input'!$D138=\"\"),\"\",G153/'Historical scenario - input'!$D138),\"\")","v":""},{"$f":"IFERROR(IF(OR(H153=\"\",'Historical scenario - input'!$D138=\"\"),\"\",H153/'Historical scenario - input'!$D138),\"\")","v":""},{"$f":"IFERROR(IF(OR(I153=\"\",'Historical scenario - input'!$D138=\"\"),\"\",I153/'Historical scenario - input'!$D138),\"\")","v":""},{"$f":"IFERROR(IF(OR(J153=\"\",'Historical scenario - input'!$D138=\"\"),\"\",J153/'Historical scenario - input'!$D138),\"\")","v":""},{"$f":"IFERROR(IF(OR(K153=\"\",'Historical scenario - input'!$D138=\"\"),\"\",K153/'Historical scenario - input'!$D138),\"\")","v":""},{"$f":"IFERROR(IF(OR(L153=\"\",'Historical scenario - input'!$D138=\"\"),\"\",L153/'Historical scenario - input'!$D138),\"\")","v":""},{"$f":"IFERROR(IF(OR(M153=\"\",'Historical scenario - input'!$D138=\"\"),\"\",M153/'Historical scenario - input'!$D138),\"\")","v":""},{"$f":"IFERROR(IF(OR(N153=\"\",'Historical scenario - input'!$D138=\"\"),\"\",N153/'Historical scenario - input'!$D138),\"\")","v":""},{"$f":"IFERROR(IF(OR(O153=\"\",'Historical scenario - input'!$D138=\"\"),\"\",O153/'Historical scenario - input'!$D138),\"\")","v":""},{"$f":"IFERROR(IF(OR(P153=\"\",'Historical scenario - input'!$D138=\"\"),\"\",P153/'Historical scenario - input'!$D138),\"\")","v":""},{"$f":"IFERROR(IF(OR(Q153=\"\",'Historical scenario - input'!$D138=\"\"),\"\",Q153/'Historical scenario - input'!$D138),\"\")","v":""},{"$f":"IFERROR(IF(OR(R153=\"\",'Historical scenario - input'!$D138=\"\"),\"\",R153/'Historical scenario - input'!$D138),\"\")","v":""},{"$f":"IFERROR(IF(OR(S153=\"\",'Historical scenario - input'!$D138=\"\"),\"\",S153/'Historical scenario - input'!$D138),\"\")","v":""},{"$f":"IFERROR(IF(OR(T153=\"\",'Historical scenario - input'!$D138=\"\"),\"\",T153/'Historical scenario - input'!$D138),\"\")","v":""},{"$f":"IFERROR(IF(OR(U153=\"\",'Historical scenario - input'!$D138=\"\"),\"\",U153/'Historical scenario - input'!$D138),\"\")","v":""},{"$f":"IFERROR(IF(OR(V153=\"\",'Historical scenario - input'!$D138=\"\"),\"\",V153/'Historical scenario - input'!$D138),\"\")","v":""},{"$f":"IFERROR(IF(OR(W153=\"\",'Historical scenario - input'!$D138=\"\"),\"\",W153/'Historical scenario - input'!$D138),\"\")","v":""}]
[{"$f":"IFERROR('Historical scenario - input'!A139,\"\")","v":""},{"$f":"IFERROR('Historical scenario - input'!B139,\"\")","v":0},{"$f":"IFERROR('Historical scenario - input'!C139,\"\")","v":0},{"$f":"IFERROR(repcalc('Historical scenario - input'!$CV139:$GH139,'Historical scenario - input'!$G139,'Historical scenario - input'!$E139,'Historical scenario - input'!$F139,20,TRUE,TRUE),\"\")","v":""},"","","","","","","","","","","","","","","","","","","",{"$f":"IFERROR(IF(OR(D154=\"\",'Historical scenario - input'!$D139=\"\"),\"\",D154/'Historical scenario - input'!$D139),\"\")","v":""},{"$f":"IFERROR(IF(OR(E154=\"\",'Historical scenario - input'!$D139=\"\"),\"\",E154/'Historical scenario - input'!$D139),\"\")","v":""},{"$f":"IFERROR(IF(OR(F154=\"\",'Historical scenario - input'!$D139=\"\"),\"\",F154/'Historical scenario - input'!$D139),\"\")","v":""},{"$f":"IFERROR(IF(OR(G154=\"\",'Historical scenario - input'!$D139=\"\"),\"\",G154/'Historical scenario - input'!$D139),\"\")","v":""},{"$f":"IFERROR(IF(OR(H154=\"\",'Historical scenario - input'!$D139=\"\"),\"\",H154/'Historical scenario - input'!$D139),\"\")","v":""},{"$f":"IFERROR(IF(OR(I154=\"\",'Historical scenario - input'!$D139=\"\"),\"\",I154/'Historical scenario - input'!$D139),\"\")","v":""},{"$f":"IFERROR(IF(OR(J154=\"\",'Historical scenario - input'!$D139=\"\"),\"\",J154/'Historical scenario - input'!$D139),\"\")","v":""},{"$f":"IFERROR(IF(OR(K154=\"\",'Historical scenario - input'!$D139=\"\"),\"\",K154/'Historical scenario - input'!$D139),\"\")","v":""},{"$f":"IFERROR(IF(OR(L154=\"\",'Historical scenario - input'!$D139=\"\"),\"\",L154/'Historical scenario - input'!$D139),\"\")","v":""},{"$f":"IFERROR(IF(OR(M154=\"\",'Historical scenario - input'!$D139=\"\"),\"\",M154/'Historical scenario - input'!$D139),\"\")","v":""},{"$f":"IFERROR(IF(OR(N154=\"\",'Historical scenario - input'!$D139=\"\"),\"\",N154/'Historical scenario - input'!$D139),\"\")","v":""},{"$f":"IFERROR(IF(OR(O154=\"\",'Historical scenario - input'!$D139=\"\"),\"\",O154/'Historical scenario - input'!$D139),\"\")","v":""},{"$f":"IFERROR(IF(OR(P154=\"\",'Historical scenario - input'!$D139=\"\"),\"\",P154/'Historical scenario - input'!$D139),\"\")","v":""},{"$f":"IFERROR(IF(OR(Q154=\"\",'Historical scenario - input'!$D139=\"\"),\"\",Q154/'Historical scenario - input'!$D139),\"\")","v":""},{"$f":"IFERROR(IF(OR(R154=\"\",'Historical scenario - input'!$D139=\"\"),\"\",R154/'Historical scenario - input'!$D139),\"\")","v":""},{"$f":"IFERROR(IF(OR(S154=\"\",'Historical scenario - input'!$D139=\"\"),\"\",S154/'Historical scenario - input'!$D139),\"\")","v":""},{"$f":"IFERROR(IF(OR(T154=\"\",'Historical scenario - input'!$D139=\"\"),\"\",T154/'Historical scenario - input'!$D139),\"\")","v":""},{"$f":"IFERROR(IF(OR(U154=\"\",'Historical scenario - input'!$D139=\"\"),\"\",U154/'Historical scenario - input'!$D139),\"\")","v":""},{"$f":"IFERROR(IF(OR(V154=\"\",'Historical scenario - input'!$D139=\"\"),\"\",V154/'Historical scenario - input'!$D139),\"\")","v":""},{"$f":"IFERROR(IF(OR(W154=\"\",'Historical scenario - input'!$D139=\"\"),\"\",W154/'Historical scenario - input'!$D139),\"\")","v":""}]
[{"$f":"IFERROR('Historical scenario - input'!A140,\"\")","v":""},{"$f":"IFERROR('Historical scenario - input'!B140,\"\")","v":0},{"$f":"IFERROR('Historical scenario - input'!C140,\"\")","v":0},{"$f":"IFERROR(repcalc('Historical scenario - input'!$CV140:$GH140,'Historical scenario - input'!$G140,'Historical scenario - input'!$E140,'Historical scenario - input'!$F140,20,TRUE,TRUE),\"\")","v":""},"","","","","","","","","","","","","","","","","","","",{"$f":"IFERROR(IF(OR(D155=\"\",'Historical scenario - input'!$D140=\"\"),\"\",D155/'Historical scenario - input'!$D140),\"\")","v":""},{"$f":"IFERROR(IF(OR(E155=\"\",'Historical scenario - input'!$D140=\"\"),\"\",E155/'Historical scenario - input'!$D140),\"\")","v":""},{"$f":"IFERROR(IF(OR(F155=\"\",'Historical scenario - input'!$D140=\"\"),\"\",F155/'Historical scenario - input'!$D140),\"\")","v":""},{"$f":"IFERROR(IF(OR(G155=\"\",'Historical scenario - input'!$D140=\"\"),\"\",G155/'Historical scenario - input'!$D140),\"\")","v":""},{"$f":"IFERROR(IF(OR(H155=\"\",'Historical scenario - input'!$D140=\"\"),\"\",H155/'Historical scenario - input'!$D140),\"\")","v":""},{"$f":"IFERROR(IF(OR(I155=\"\",'Historical scenario - input'!$D140=\"\"),\"\",I155/'Historical scenario - input'!$D140),\"\")","v":""},{"$f":"IFERROR(IF(OR(J155=\"\",'Historical scenario - input'!$D140=\"\"),\"\",J155/'Historical scenario - input'!$D140),\"\")","v":""},{"$f":"IFERROR(IF(OR(K155=\"\",'Historical scenario - input'!$D140=\"\"),\"\",K155/'Historical scenario - input'!$D140),\"\")","v":""},{"$f":"IFERROR(IF(OR(L155=\"\",'Historical scenario - input'!$D140=\"\"),\"\",L155/'Historical scenario - input'!$D140),\"\")","v":""},{"$f":"IFERROR(IF(OR(M155=\"\",'Historical scenario - input'!$D140=\"\"),\"\",M155/'Historical scenario - input'!$D140),\"\")","v":""},{"$f":"IFERROR(IF(OR(N155=\"\",'Historical scenario - input'!$D140=\"\"),\"\",N155/'Historical scenario - input'!$D140),\"\")","v":""},{"$f":"IFERROR(IF(OR(O155=\"\",'Historical scenario - input'!$D140=\"\"),\"\",O155/'Historical scenario - input'!$D140),\"\")","v":""},{"$f":"IFERROR(IF(OR(P155=\"\",'Historical scenario - input'!$D140=\"\"),\"\",P155/'Historical scenario - input'!$D140),\"\")","v":""},{"$f":"IFERROR(IF(OR(Q155=\"\",'Historical scenario - input'!$D140=\"\"),\"\",Q155/'Historical scenario - input'!$D140),\"\")","v":""},{"$f":"IFERROR(IF(OR(R155=\"\",'Historical scenario - input'!$D140=\"\"),\"\",R155/'Historical scenario - input'!$D140),\"\")","v":""},{"$f":"IFERROR(IF(OR(S155=\"\",'Historical scenario - input'!$D140=\"\"),\"\",S155/'Historical scenario - input'!$D140),\"\")","v":""},{"$f":"IFERROR(IF(OR(T155=\"\",'Historical scenario - input'!$D140=\"\"),\"\",T155/'Historical scenario - input'!$D140),\"\")","v":""},{"$f":"IFERROR(IF(OR(U155=\"\",'Historical scenario - input'!$D140=\"\"),\"\",U155/'Historical scenario - input'!$D140),\"\")","v":""},{"$f":"IFERROR(IF(OR(V155=\"\",'Historical scenario - input'!$D140=\"\"),\"\",V155/'Historical scenario - input'!$D140),\"\")","v":""},{"$f":"IFERROR(IF(OR(W155=\"\",'Historical scenario - input'!$D140=\"\"),\"\",W155/'Historical scenario - input'!$D140),\"\")","v":""}]
[{"$f":"IFERROR('Historical scenario - input'!A141,\"\")","v":""},{"$f":"IFERROR('Historical scenario - input'!B141,\"\")","v":0},{"$f":"IFERROR('Historical scenario - input'!C141,\"\")","v":0},{"$f":"IFERROR(repcalc('Historical scenario - input'!$CV141:$GH141,'Historical scenario - input'!$G141,'Historical scenario - input'!$E141,'Historical scenario - input'!$F141,20,TRUE,TRUE),\"\")","v":""},"","","","","","","","","","","","","","","","","","","",{"$f":"IFERROR(IF(OR(D156=\"\",'Historical scenario - input'!$D141=\"\"),\"\",D156/'Historical scenario - input'!$D141),\"\")","v":""},{"$f":"IFERROR(IF(OR(E156=\"\",'Historical scenario - input'!$D141=\"\"),\"\",E156/'Historical scenario - input'!$D141),\"\")","v":""},{"$f":"IFERROR(IF(OR(F156=\"\",'Historical scenario - input'!$D141=\"\"),\"\",F156/'Historical scenario - input'!$D141),\"\")","v":""},{"$f":"IFERROR(IF(OR(G156=\"\",'Historical scenario - input'!$D141=\"\"),\"\",G156/'Historical scenario - input'!$D141),\"\")","v":""},{"$f":"IFERROR(IF(OR(H156=\"\",'Historical scenario - input'!$D141=\"\"),\"\",H156/'Historical scenario - input'!$D141),\"\")","v":""},{"$f":"IFERROR(IF(OR(I156=\"\",'Historical scenario - input'!$D141=\"\"),\"\",I156/'Historical scenario - input'!$D141),\"\")","v":""},{"$f":"IFERROR(IF(OR(J156=\"\",'Historical scenario - input'!$D141=\"\"),\"\",J156/'Historical scenario - input'!$D141),\"\")","v":""},{"$f":"IFERROR(IF(OR(K156=\"\",'Historical scenario - input'!$D141=\"\"),\"\",K156/'Historical scenario - input'!$D141),\"\")","v":""},{"$f":"IFERROR(IF(OR(L156=\"\",'Historical scenario - input'!$D141=\"\"),\"\",L156/'Historical scenario - input'!$D141),\"\")","v":""},{"$f":"IFERROR(IF(OR(M156=\"\",'Historical scenario - input'!$D141=\"\"),\"\",M156/'Historical scenario - input'!$D141),\"\")","v":""},{"$f":"IFERROR(IF(OR(N156=\"\",'Historical scenario - input'!$D141=\"\"),\"\",N156/'Historical scenario - input'!$D141),\"\")","v":""},{"$f":"IFERROR(IF(OR(O156=\"\",'Historical scenario - input'!$D141=\"\"),\"\",O156/'Historical scenario - input'!$D141),\"\")","v":""},{"$f":"IFERROR(IF(OR(P156=\"\",'Historical scenario - input'!$D141=\"\"),\"\",P156/'Historical scenario - input'!$D141),\"\")","v":""},{"$f":"IFERROR(IF(OR(Q156=\"\",'Historical scenario - input'!$D141=\"\"),\"\",Q156/'Historical scenario - input'!$D141),\"\")","v":""},{"$f":"IFERROR(IF(OR(R156=\"\",'Historical scenario - input'!$D141=\"\"),\"\",R156/'Historical scenario - input'!$D141),\"\")","v":""},{"$f":"IFERROR(IF(OR(S156=\"\",'Historical scenario - input'!$D141=\"\"),\"\",S156/'Historical scenario - input'!$D141),\"\")","v":""},{"$f":"IFERROR(IF(OR(T156=\"\",'Historical scenario - input'!$D141=\"\"),\"\",T156/'Historical scenario - input'!$D141),\"\")","v":""},{"$f":"IFERROR(IF(OR(U156=\"\",'Historical scenario - input'!$D141=\"\"),\"\",U156/'Historical scenario - input'!$D141),\"\")","v":""},{"$f":"IFERROR(IF(OR(V156=\"\",'Historical scenario - input'!$D141=\"\"),\"\",V156/'Historical scenario - input'!$D141),\"\")","v":""},{"$f":"IFERROR(IF(OR(W156=\"\",'Historical scenario - input'!$D141=\"\"),\"\",W156/'Historical scenario - input'!$D141),\"\")","v":""}]
[{"$f":"IFERROR('Historical scenario - input'!A142,\"\")","v":""},{"$f":"IFERROR('Historical scenario - input'!B142,\"\")","v":0},{"$f":"IFERROR('Historical scenario - input'!C142,\"\")","v":0},{"$f":"IFERROR(repcalc('Historical scenario - input'!$CV142:$GH142,'Historical scenario - input'!$G142,'Historical scenario - input'!$E142,'Historical scenario - input'!$F142,20,TRUE,TRUE),\"\")","v":""},"","","","","","","","","","","","","","","","","","","",{"$f":"IFERROR(IF(OR(D157=\"\",'Historical scenario - input'!$D142=\"\"),\"\",D157/'Historical scenario - input'!$D142),\"\")","v":""},{"$f":"IFERROR(IF(OR(E157=\"\",'Historical scenario - input'!$D142=\"\"),\"\",E157/'Historical scenario - input'!$D142),\"\")","v":""},{"$f":"IFERROR(IF(OR(F157=\"\",'Historical scenario - input'!$D142=\"\"),\"\",F157/'Historical scenario - input'!$D142),\"\")","v":""},{"$f":"IFERROR(IF(OR(G157=\"\",'Historical scenario - input'!$D142=\"\"),\"\",G157/'Historical scenario - input'!$D142),\"\")","v":""},{"$f":"IFERROR(IF(OR(H157=\"\",'Historical scenario - input'!$D142=\"\"),\"\",H157/'Historical scenario - input'!$D142),\"\")","v":""},{"$f":"IFERROR(IF(OR(I157=\"\",'Historical scenario - input'!$D142=\"\"),\"\",I157/'Historical scenario - input'!$D142),\"\")","v":""},{"$f":"IFERROR(IF(OR(J157=\"\",'Historical scenario - input'!$D142=\"\"),\"\",J157/'Historical scenario - input'!$D142),\"\")","v":""},{"$f":"IFERROR(IF(OR(K157=\"\",'Historical scenario - input'!$D142=\"\"),\"\",K157/'Historical scenario - input'!$D142),\"\")","v":""},{"$f":"IFERROR(IF(OR(L157=\"\",'Historical scenario - input'!$D142=\"\"),\"\",L157/'Historical scenario - input'!$D142),\"\")","v":""},{"$f":"IFERROR(IF(OR(M157=\"\",'Historical scenario - input'!$D142=\"\"),\"\",M157/'Historical scenario - input'!$D142),\"\")","v":""},{"$f":"IFERROR(IF(OR(N157=\"\",'Historical scenario - input'!$D142=\"\"),\"\",N157/'Historical scenario - input'!$D142),\"\")","v":""},{"$f":"IFERROR(IF(OR(O157=\"\",'Historical scenario - input'!$D142=\"\"),\"\",O157/'Historical scenario - input'!$D142),\"\")","v":""},{"$f":"IFERROR(IF(OR(P157=\"\",'Historical scenario - input'!$D142=\"\"),\"\",P157/'Historical scenario - input'!$D142),\"\")","v":""},{"$f":"IFERROR(IF(OR(Q157=\"\",'Historical scenario - input'!$D142=\"\"),\"\",Q157/'Historical scenario - input'!$D142),\"\")","v":""},{"$f":"IFERROR(IF(OR(R157=\"\",'Historical scenario - input'!$D142=\"\"),\"\",R157/'Historical scenario - input'!$D142),\"\")","v":""},{"$f":"IFERROR(IF(OR(S157=\"\",'Historical scenario - input'!$D142=\"\"),\"\",S157/'Historical scenario - input'!$D142),\"\")","v":""},{"$f":"IFERROR(IF(OR(T157=\"\",'Historical scenario - input'!$D142=\"\"),\"\",T157/'Historical scenario - input'!$D142),\"\")","v":""},{"$f":"IFERROR(IF(OR(U157=\"\",'Historical scenario - input'!$D142=\"\"),\"\",U157/'Historical scenario - input'!$D142),\"\")","v":""},{"$f":"IFERROR(IF(OR(V157=\"\",'Historical scenario - input'!$D142=\"\"),\"\",V157/'Historical scenario - input'!$D142),\"\")","v":""},{"$f":"IFERROR(IF(OR(W157=\"\",'Historical scenario - input'!$D142=\"\"),\"\",W157/'Historical scenario - input'!$D142),\"\")","v":""}]
[{"$f":"IFERROR('Historical scenario - input'!A143,\"\")","v":""},{"$f":"IFERROR('Historical scenario - input'!B143,\"\")","v":0},{"$f":"IFERROR('Historical scenario - input'!C143,\"\")","v":0},{"$f":"IFERROR(repcalc('Historical scenario - input'!$CV143:$GH143,'Historical scenario - input'!$G143,'Historical scenario - input'!$E143,'Historical scenario - input'!$F143,20,TRUE,TRUE),\"\")","v":""},"","","","","","","","","","","","","","","","","","","",{"$f":"IFERROR(IF(OR(D158=\"\",'Historical scenario - input'!$D143=\"\"),\"\",D158/'Historical scenario - input'!$D143),\"\")","v":""},{"$f":"IFERROR(IF(OR(E158=\"\",'Historical scenario - input'!$D143=\"\"),\"\",E158/'Historical scenario - input'!$D143),\"\")","v":""},{"$f":"IFERROR(IF(OR(F158=\"\",'Historical scenario - input'!$D143=\"\"),\"\",F158/'Historical scenario - input'!$D143),\"\")","v":""},{"$f":"IFERROR(IF(OR(G158=\"\",'Historical scenario - input'!$D143=\"\"),\"\",G158/'Historical scenario - input'!$D143),\"\")","v":""},{"$f":"IFERROR(IF(OR(H158=\"\",'Historical scenario - input'!$D143=\"\"),\"\",H158/'Historical scenario - input'!$D143),\"\")","v":""},{"$f":"IFERROR(IF(OR(I158=\"\",'Historical scenario - input'!$D143=\"\"),\"\",I158/'Historical scenario - input'!$D143),\"\")","v":""},{"$f":"IFERROR(IF(OR(J158=\"\",'Historical scenario - input'!$D143=\"\"),\"\",J158/'Historical scenario - input'!$D143),\"\")","v":""},{"$f":"IFERROR(IF(OR(K158=\"\",'Historical scenario - input'!$D143=\"\"),\"\",K158/'Historical scenario - input'!$D143),\"\")","v":""},{"$f":"IFERROR(IF(OR(L158=\"\",'Historical scenario - input'!$D143=\"\"),\"\",L158/'Historical scenario - input'!$D143),\"\")","v":""},{"$f":"IFERROR(IF(OR(M158=\"\",'Historical scenario - input'!$D143=\"\"),\"\",M158/'Historical scenario - input'!$D143),\"\")","v":""},{"$f":"IFERROR(IF(OR(N158=\"\",'Historical scenario - input'!$D143=\"\"),\"\",N158/'Historical scenario - input'!$D143),\"\")","v":""},{"$f":"IFERROR(IF(OR(O158=\"\",'Historical scenario - input'!$D143=\"\"),\"\",O158/'Historical scenario - input'!$D143),\"\")","v":""},{"$f":"IFERROR(IF(OR(P158=\"\",'Historical scenario - input'!$D143=\"\"),\"\",P158/'Historical scenario - input'!$D143),\"\")","v":""},{"$f":"IFERROR(IF(OR(Q158=\"\",'Historical scenario - input'!$D143=\"\"),\"\",Q158/'Historical scenario - input'!$D143),\"\")","v":""},{"$f":"IFERROR(IF(OR(R158=\"\",'Historical scenario - input'!$D143=\"\"),\"\",R158/'Historical scenario - input'!$D143),\"\")","v":""},{"$f":"IFERROR(IF(OR(S158=\"\",'Historical scenario - input'!$D143=\"\"),\"\",S158/'Historical scenario - input'!$D143),\"\")","v":""},{"$f":"IFERROR(IF(OR(T158=\"\",'Historical scenario - input'!$D143=\"\"),\"\",T158/'Historical scenario - input'!$D143),\"\")","v":""},{"$f":"IFERROR(IF(OR(U158=\"\",'Historical scenario - input'!$D143=\"\"),\"\",U158/'Historical scenario - input'!$D143),\"\")","v":""},{"$f":"IFERROR(IF(OR(V158=\"\",'Historical scenario - input'!$D143=\"\"),\"\",V158/'Historical scenario - input'!$D143),\"\")","v":""},{"$f":"IFERROR(IF(OR(W158=\"\",'Historical scenario - input'!$D143=\"\"),\"\",W158/'Historical scenario - input'!$D143),\"\")","v":""}]
[{"$f":"IFERROR('Historical scenario - input'!A144,\"\")","v":""},{"$f":"IFERROR('Historical scenario - input'!B144,\"\")","v":0},{"$f":"IFERROR('Historical scenario - input'!C144,\"\")","v":0},{"$f":"IFERROR(repcalc('Historical scenario - input'!$CV144:$GH144,'Historical scenario - input'!$G144,'Historical scenario - input'!$E144,'Historical scenario - input'!$F144,20,TRUE,TRUE),\"\")","v":""},"","","","","","","","","","","","","","","","","","","",{"$f":"IFERROR(IF(OR(D159=\"\",'Historical scenario - input'!$D144=\"\"),\"\",D159/'Historical scenario - input'!$D144),\"\")","v":""},{"$f":"IFERROR(IF(OR(E159=\"\",'Historical scenario - input'!$D144=\"\"),\"\",E159/'Historical scenario - input'!$D144),\"\")","v":""},{"$f":"IFERROR(IF(OR(F159=\"\",'Historical scenario - input'!$D144=\"\"),\"\",F159/'Historical scenario - input'!$D144),\"\")","v":""},{"$f":"IFERROR(IF(OR(G159=\"\",'Historical scenario - input'!$D144=\"\"),\"\",G159/'Historical scenario - input'!$D144),\"\")","v":""},{"$f":"IFERROR(IF(OR(H159=\"\",'Historical scenario - input'!$D144=\"\"),\"\",H159/'Historical scenario - input'!$D144),\"\")","v":""},{"$f":"IFERROR(IF(OR(I159=\"\",'Historical scenario - input'!$D144=\"\"),\"\",I159/'Historical scenario - input'!$D144),\"\")","v":""},{"$f":"IFERROR(IF(OR(J159=\"\",'Historical scenario - input'!$D144=\"\"),\"\",J159/'Historical scenario - input'!$D144),\"\")","v":""},{"$f":"IFERROR(IF(OR(K159=\"\",'Historical scenario - input'!$D144=\"\"),\"\",K159/'Historical scenario - input'!$D144),\"\")","v":""},{"$f":"IFERROR(IF(OR(L159=\"\",'Historical scenario - input'!$D144=\"\"),\"\",L159/'Historical scenario - input'!$D144),\"\")","v":""},{"$f":"IFERROR(IF(OR(M159=\"\",'Historical scenario - input'!$D144=\"\"),\"\",M159/'Historical scenario - input'!$D144),\"\")","v":""},{"$f":"IFERROR(IF(OR(N159=\"\",'Historical scenario - input'!$D144=\"\"),\"\",N159/'Historical scenario - input'!$D144),\"\")","v":""},{"$f":"IFERROR(IF(OR(O159=\"\",'Historical scenario - input'!$D144=\"\"),\"\",O159/'Historical scenario - input'!$D144),\"\")","v":""},{"$f":"IFERROR(IF(OR(P159=\"\",'Historical scenario - input'!$D144=\"\"),\"\",P159/'Historical scenario - input'!$D144),\"\")","v":""},{"$f":"IFERROR(IF(OR(Q159=\"\",'Historical scenario - input'!$D144=\"\"),\"\",Q159/'Historical scenario - input'!$D144),\"\")","v":""},{"$f":"IFERROR(IF(OR(R159=\"\",'Historical scenario - input'!$D144=\"\"),\"\",R159/'Historical scenario - input'!$D144),\"\")","v":""},{"$f":"IFERROR(IF(OR(S159=\"\",'Historical scenario - input'!$D144=\"\"),\"\",S159/'Historical scenario - input'!$D144),\"\")","v":""},{"$f":"IFERROR(IF(OR(T159=\"\",'Historical scenario - input'!$D144=\"\"),\"\",T159/'Historical scenario - input'!$D144),\"\")","v":""},{"$f":"IFERROR(IF(OR(U159=\"\",'Historical scenario - input'!$D144=\"\"),\"\",U159/'Historical scenario - input'!$D144),\"\")","v":""},{"$f":"IFERROR(IF(OR(V159=\"\",'Historical scenario - input'!$D144=\"\"),\"\",V159/'Historical scenario - input'!$D144),\"\")","v":""},{"$f":"IFERROR(IF(OR(W159=\"\",'Historical scenario - input'!$D144=\"\"),\"\",W159/'Historical scenario - input'!$D144),\"\")","v":""}]
[{"$f":"IFERROR('Historical scenario - input'!A145,\"\")","v":""},{"$f":"IFERROR('Historical scenario - input'!B145,\"\")","v":0},{"$f":"IFERROR('Historical scenario - input'!C145,\"\")","v":0},{"$f":"IFERROR(repcalc('Historical scenario - input'!$CV145:$GH145,'Historical scenario - input'!$G145,'Historical scenario - input'!$E145,'Historical scenario - input'!$F145,20,TRUE,TRUE),\"\")","v":""},"","","","","","","","","","","","","","","","","","","",{"$f":"IFERROR(IF(OR(D160=\"\",'Historical scenario - input'!$D145=\"\"),\"\",D160/'Historical scenario - input'!$D145),\"\")","v":""},{"$f":"IFERROR(IF(OR(E160=\"\",'Historical scenario - input'!$D145=\"\"),\"\",E160/'Historical scenario - input'!$D145),\"\")","v":""},{"$f":"IFERROR(IF(OR(F160=\"\",'Historical scenario - input'!$D145=\"\"),\"\",F160/'Historical scenario - input'!$D145),\"\")","v":""},{"$f":"IFERROR(IF(OR(G160=\"\",'Historical scenario - input'!$D145=\"\"),\"\",G160/'Historical scenario - input'!$D145),\"\")","v":""},{"$f":"IFERROR(IF(OR(H160=\"\",'Historical scenario - input'!$D145=\"\"),\"\",H160/'Historical scenario - input'!$D145),\"\")","v":""},{"$f":"IFERROR(IF(OR(I160=\"\",'Historical scenario - input'!$D145=\"\"),\"\",I160/'Historical scenario - input'!$D145),\"\")","v":""},{"$f":"IFERROR(IF(OR(J160=\"\",'Historical scenario - input'!$D145=\"\"),\"\",J160/'Historical scenario - input'!$D145),\"\")","v":""},{"$f":"IFERROR(IF(OR(K160=\"\",'Historical scenario - input'!$D145=\"\"),\"\",K160/'Historical scenario - input'!$D145),\"\")","v":""},{"$f":"IFERROR(IF(OR(L160=\"\",'Historical scenario - input'!$D145=\"\"),\"\",L160/'Historical scenario - input'!$D145),\"\")","v":""},{"$f":"IFERROR(IF(OR(M160=\"\",'Historical scenario - input'!$D145=\"\"),\"\",M160/'Historical scenario - input'!$D145),\"\")","v":""},{"$f":"IFERROR(IF(OR(N160=\"\",'Historical scenario - input'!$D145=\"\"),\"\",N160/'Historical scenario - input'!$D145),\"\")","v":""},{"$f":"IFERROR(IF(OR(O160=\"\",'Historical scenario - input'!$D145=\"\"),\"\",O160/'Historical scenario - input'!$D145),\"\")","v":""},{"$f":"IFERROR(IF(OR(P160=\"\",'Historical scenario - input'!$D145=\"\"),\"\",P160/'Historical scenario - input'!$D145),\"\")","v":""},{"$f":"IFERROR(IF(OR(Q160=\"\",'Historical scenario - input'!$D145=\"\"),\"\",Q160/'Historical scenario - input'!$D145),\"\")","v":""},{"$f":"IFERROR(IF(OR(R160=\"\",'Historical scenario - input'!$D145=\"\"),\"\",R160/'Historical scenario - input'!$D145),\"\")","v":""},{"$f":"IFERROR(IF(OR(S160=\"\",'Historical scenario - input'!$D145=\"\"),\"\",S160/'Historical scenario - input'!$D145),\"\")","v":""},{"$f":"IFERROR(IF(OR(T160=\"\",'Historical scenario - input'!$D145=\"\"),\"\",T160/'Historical scenario - input'!$D145),\"\")","v":""},{"$f":"IFERROR(IF(OR(U160=\"\",'Historical scenario - input'!$D145=\"\"),\"\",U160/'Historical scenario - input'!$D145),\"\")","v":""},{"$f":"IFERROR(IF(OR(V160=\"\",'Historical scenario - input'!$D145=\"\"),\"\",V160/'Historical scenario - input'!$D145),\"\")","v":""},{"$f":"IFERROR(IF(OR(W160=\"\",'Historical scenario - input'!$D145=\"\"),\"\",W160/'Historical scenario - input'!$D145),\"\")","v":""}]
[{"$f":"IFERROR('Historical scenario - input'!A146,\"\")","v":""},{"$f":"IFERROR('Historical scenario - input'!B146,\"\")","v":0},{"$f":"IFERROR('Historical scenario - input'!C146,\"\")","v":0},{"$f":"IFERROR(repcalc('Historical scenario - input'!$CV146:$GH146,'Historical scenario - input'!$G146,'Historical scenario - input'!$E146,'Historical scenario - input'!$F146,20,TRUE,TRUE),\"\")","v":""},"","","","","","","","","","","","","","","","","","","",{"$f":"IFERROR(IF(OR(D161=\"\",'Historical scenario - input'!$D146=\"\"),\"\",D161/'Historical scenario - input'!$D146),\"\")","v":""},{"$f":"IFERROR(IF(OR(E161=\"\",'Historical scenario - input'!$D146=\"\"),\"\",E161/'Historical scenario - input'!$D146),\"\")","v":""},{"$f":"IFERROR(IF(OR(F161=\"\",'Historical scenario - input'!$D146=\"\"),\"\",F161/'Historical scenario - input'!$D146),\"\")","v":""},{"$f":"IFERROR(IF(OR(G161=\"\",'Historical scenario - input'!$D146=\"\"),\"\",G161/'Historical scenario - input'!$D146),\"\")","v":""},{"$f":"IFERROR(IF(OR(H161=\"\",'Historical scenario - input'!$D146=\"\"),\"\",H161/'Historical scenario - input'!$D146),\"\")","v":""},{"$f":"IFERROR(IF(OR(I161=\"\",'Historical scenario - input'!$D146=\"\"),\"\",I161/'Historical scenario - input'!$D146),\"\")","v":""},{"$f":"IFERROR(IF(OR(J161=\"\",'Historical scenario - input'!$D146=\"\"),\"\",J161/'Historical scenario - input'!$D146),\"\")","v":""},{"$f":"IFERROR(IF(OR(K161=\"\",'Historical scenario - input'!$D146=\"\"),\"\",K161/'Historical scenario - input'!$D146),\"\")","v":""},{"$f":"IFERROR(IF(OR(L161=\"\",'Historical scenario - input'!$D146=\"\"),\"\",L161/'Historical scenario - input'!$D146),\"\")","v":""},{"$f":"IFERROR(IF(OR(M161=\"\",'Historical scenario - input'!$D146=\"\"),\"\",M161/'Historical scenario - input'!$D146),\"\")","v":""},{"$f":"IFERROR(IF(OR(N161=\"\",'Historical scenario - input'!$D146=\"\"),\"\",N161/'Historical scenario - input'!$D146),\"\")","v":""},{"$f":"IFERROR(IF(OR(O161=\"\",'Historical scenario - input'!$D146=\"\"),\"\",O161/'Historical scenario - input'!$D146),\"\")","v":""},{"$f":"IFERROR(IF(OR(P161=\"\",'Historical scenario - input'!$D146=\"\"),\"\",P161/'Historical scenario - input'!$D146),\"\")","v":""},{"$f":"IFERROR(IF(OR(Q161=\"\",'Historical scenario - input'!$D146=\"\"),\"\",Q161/'Historical scenario - input'!$D146),\"\")","v":""},{"$f":"IFERROR(IF(OR(R161=\"\",'Historical scenario - input'!$D146=\"\"),\"\",R161/'Historical scenario - input'!$D146),\"\")","v":""},{"$f":"IFERROR(IF(OR(S161=\"\",'Historical scenario - input'!$D146=\"\"),\"\",S161/'Historical scenario - input'!$D146),\"\")","v":""},{"$f":"IFERROR(IF(OR(T161=\"\",'Historical scenario - input'!$D146=\"\"),\"\",T161/'Historical scenario - input'!$D146),\"\")","v":""},{"$f":"IFERROR(IF(OR(U161=\"\",'Historical scenario - input'!$D146=\"\"),\"\",U161/'Historical scenario - input'!$D146),\"\")","v":""},{"$f":"IFERROR(IF(OR(V161=\"\",'Historical scenario - input'!$D146=\"\"),\"\",V161/'Historical scenario - input'!$D146),\"\")","v":""},{"$f":"IFERROR(IF(OR(W161=\"\",'Historical scenario - input'!$D146=\"\"),\"\",W161/'Historical scenario - input'!$D146),\"\")","v":""}]
[{"$f":"IFERROR('Historical scenario - input'!A147,\"\")","v":""},{"$f":"IFERROR('Historical scenario - input'!B147,\"\")","v":0},{"$f":"IFERROR('Historical scenario - input'!C147,\"\")","v":0},{"$f":"IFERROR(repcalc('Historical scenario - input'!$CV147:$GH147,'Historical scenario - input'!$G147,'Historical scenario - input'!$E147,'Historical scenario - input'!$F147,20,TRUE,TRUE),\"\")","v":""},"","","","","","","","","","","","","","","","","","","",{"$f":"IFERROR(IF(OR(D162=\"\",'Historical scenario - input'!$D147=\"\"),\"\",D162/'Historical scenario - input'!$D147),\"\")","v":""},{"$f":"IFERROR(IF(OR(E162=\"\",'Historical scenario - input'!$D147=\"\"),\"\",E162/'Historical scenario - input'!$D147),\"\")","v":""},{"$f":"IFERROR(IF(OR(F162=\"\",'Historical scenario - input'!$D147=\"\"),\"\",F162/'Historical scenario - input'!$D147),\"\")","v":""},{"$f":"IFERROR(IF(OR(G162=\"\",'Historical scenario - input'!$D147=\"\"),\"\",G162/'Historical scenario - input'!$D147),\"\")","v":""},{"$f":"IFERROR(IF(OR(H162=\"\",'Historical scenario - input'!$D147=\"\"),\"\",H162/'Historical scenario - input'!$D147),\"\")","v":""},{"$f":"IFERROR(IF(OR(I162=\"\",'Historical scenario - input'!$D147=\"\"),\"\",I162/'Historical scenario - input'!$D147),\"\")","v":""},{"$f":"IFERROR(IF(OR(J162=\"\",'Historical scenario - input'!$D147=\"\"),\"\",J162/'Historical scenario - input'!$D147),\"\")","v":""},{"$f":"IFERROR(IF(OR(K162=\"\",'Historical scenario - input'!$D147=\"\"),\"\",K162/'Historical scenario - input'!$D147),\"\")","v":""},{"$f":"IFERROR(IF(OR(L162=\"\",'Historical scenario - input'!$D147=\"\"),\"\",L162/'Historical scenario - input'!$D147),\"\")","v":""},{"$f":"IFERROR(IF(OR(M162=\"\",'Historical scenario - input'!$D147=\"\"),\"\",M162/'Historical scenario - input'!$D147),\"\")","v":""},{"$f":"IFERROR(IF(OR(N162=\"\",'Historical scenario - input'!$D147=\"\"),\"\",N162/'Historical scenario - input'!$D147),\"\")","v":""},{"$f":"IFERROR(IF(OR(O162=\"\",'Historical scenario - input'!$D147=\"\"),\"\",O162/'Historical scenario - input'!$D147),\"\")","v":""},{"$f":"IFERROR(IF(OR(P162=\"\",'Historical scenario - input'!$D147=\"\"),\"\",P162/'Historical scenario - input'!$D147),\"\")","v":""},{"$f":"IFERROR(IF(OR(Q162=\"\",'Historical scenario - input'!$D147=\"\"),\"\",Q162/'Historical scenario - input'!$D147),\"\")","v":""},{"$f":"IFERROR(IF(OR(R162=\"\",'Historical scenario - input'!$D147=\"\"),\"\",R162/'Historical scenario - input'!$D147),\"\")","v":""},{"$f":"IFERROR(IF(OR(S162=\"\",'Historical scenario - input'!$D147=\"\"),\"\",S162/'Historical scenario - input'!$D147),\"\")","v":""},{"$f":"IFERROR(IF(OR(T162=\"\",'Historical scenario - input'!$D147=\"\"),\"\",T162/'Historical scenario - input'!$D147),\"\")","v":""},{"$f":"IFERROR(IF(OR(U162=\"\",'Historical scenario - input'!$D147=\"\"),\"\",U162/'Historical scenario - input'!$D147),\"\")","v":""},{"$f":"IFERROR(IF(OR(V162=\"\",'Historical scenario - input'!$D147=\"\"),\"\",V162/'Historical scenario - input'!$D147),\"\")","v":""},{"$f":"IFERROR(IF(OR(W162=\"\",'Historical scenario - input'!$D147=\"\"),\"\",W162/'Historical scenario - input'!$D147),\"\")","v":""}]
[{"$f":"IFERROR('Historical scenario - input'!A148,\"\")","v":""},{"$f":"IFERROR('Historical scenario - input'!B148,\"\")","v":0},{"$f":"IFERROR('Historical scenario - input'!C148,\"\")","v":0},{"$f":"IFERROR(repcalc('Historical scenario - input'!$CV148:$GH148,'Historical scenario - input'!$G148,'Historical scenario - input'!$E148,'Historical scenario - input'!$F148,20,TRUE,TRUE),\"\")","v":""},"","","","","","","","","","","","","","","","","","","",{"$f":"IFERROR(IF(OR(D163=\"\",'Historical scenario - input'!$D148=\"\"),\"\",D163/'Historical scenario - input'!$D148),\"\")","v":""},{"$f":"IFERROR(IF(OR(E163=\"\",'Historical scenario - input'!$D148=\"\"),\"\",E163/'Historical scenario - input'!$D148),\"\")","v":""},{"$f":"IFERROR(IF(OR(F163=\"\",'Historical scenario - input'!$D148=\"\"),\"\",F163/'Historical scenario - input'!$D148),\"\")","v":""},{"$f":"IFERROR(IF(OR(G163=\"\",'Historical scenario - input'!$D148=\"\"),\"\",G163/'Historical scenario - input'!$D148),\"\")","v":""},{"$f":"IFERROR(IF(OR(H163=\"\",'Historical scenario - input'!$D148=\"\"),\"\",H163/'Historical scenario - input'!$D148),\"\")","v":""},{"$f":"IFERROR(IF(OR(I163=\"\",'Historical scenario - input'!$D148=\"\"),\"\",I163/'Historical scenario - input'!$D148),\"\")","v":""},{"$f":"IFERROR(IF(OR(J163=\"\",'Historical scenario - input'!$D148=\"\"),\"\",J163/'Historical scenario - input'!$D148),\"\")","v":""},{"$f":"IFERROR(IF(OR(K163=\"\",'Historical scenario - input'!$D148=\"\"),\"\",K163/'Historical scenario - input'!$D148),\"\")","v":""},{"$f":"IFERROR(IF(OR(L163=\"\",'Historical scenario - input'!$D148=\"\"),\"\",L163/'Historical scenario - input'!$D148),\"\")","v":""},{"$f":"IFERROR(IF(OR(M163=\"\",'Historical scenario - input'!$D148=\"\"),\"\",M163/'Historical scenario - input'!$D148),\"\")","v":""},{"$f":"IFERROR(IF(OR(N163=\"\",'Historical scenario - input'!$D148=\"\"),\"\",N163/'Historical scenario - input'!$D148),\"\")","v":""},{"$f":"IFERROR(IF(OR(O163=\"\",'Historical scenario - input'!$D148=\"\"),\"\",O163/'Historical scenario - input'!$D148),\"\")","v":""},{"$f":"IFERROR(IF(OR(P163=\"\",'Historical scenario - input'!$D148=\"\"),\"\",P163/'Historical scenario - input'!$D148),\"\")","v":""},{"$f":"IFERROR(IF(OR(Q163=\"\",'Historical scenario - input'!$D148=\"\"),\"\",Q163/'Historical scenario - input'!$D148),\"\")","v":""},{"$f":"IFERROR(IF(OR(R163=\"\",'Historical scenario - input'!$D148=\"\"),\"\",R163/'Historical scenario - input'!$D148),\"\")","v":""},{"$f":"IFERROR(IF(OR(S163=\"\",'Historical scenario - input'!$D148=\"\"),\"\",S163/'Historical scenario - input'!$D148),\"\")","v":""},{"$f":"IFERROR(IF(OR(T163=\"\",'Historical scenario - input'!$D148=\"\"),\"\",T163/'Historical scenario - input'!$D148),\"\")","v":""},{"$f":"IFERROR(IF(OR(U163=\"\",'Historical scenario - input'!$D148=\"\"),\"\",U163/'Historical scenario - input'!$D148),\"\")","v":""},{"$f":"IFERROR(IF(OR(V163=\"\",'Historical scenario - input'!$D148=\"\"),\"\",V163/'Historical scenario - input'!$D148),\"\")","v":""},{"$f":"IFERROR(IF(OR(W163=\"\",'Historical scenario - input'!$D148=\"\"),\"\",W163/'Historical scenario - input'!$D148),\"\")","v":""}]
[{"$f":"IFERROR('Historical scenario - input'!A149,\"\")","v":""},{"$f":"IFERROR('Historical scenario - input'!B149,\"\")","v":0},{"$f":"IFERROR('Historical scenario - input'!C149,\"\")","v":0},{"$f":"IFERROR(repcalc('Historical scenario - input'!$CV149:$GH149,'Historical scenario - input'!$G149,'Historical scenario - input'!$E149,'Historical scenario - input'!$F149,20,TRUE,TRUE),\"\")","v":""},"","","","","","","","","","","","","","","","","","","",{"$f":"IFERROR(IF(OR(D164=\"\",'Historical scenario - input'!$D149=\"\"),\"\",D164/'Historical scenario - input'!$D149),\"\")","v":""},{"$f":"IFERROR(IF(OR(E164=\"\",'Historical scenario - input'!$D149=\"\"),\"\",E164/'Historical scenario - input'!$D149),\"\")","v":""},{"$f":"IFERROR(IF(OR(F164=\"\",'Historical scenario - input'!$D149=\"\"),\"\",F164/'Historical scenario - input'!$D149),\"\")","v":""},{"$f":"IFERROR(IF(OR(G164=\"\",'Historical scenario - input'!$D149=\"\"),\"\",G164/'Historical scenario - input'!$D149),\"\")","v":""},{"$f":"IFERROR(IF(OR(H164=\"\",'Historical scenario - input'!$D149=\"\"),\"\",H164/'Historical scenario - input'!$D149),\"\")","v":""},{"$f":"IFERROR(IF(OR(I164=\"\",'Historical scenario - input'!$D149=\"\"),\"\",I164/'Historical scenario - input'!$D149),\"\")","v":""},{"$f":"IFERROR(IF(OR(J164=\"\",'Historical scenario - input'!$D149=\"\"),\"\",J164/'Historical scenario - input'!$D149),\"\")","v":""},{"$f":"IFERROR(IF(OR(K164=\"\",'Historical scenario - input'!$D149=\"\"),\"\",K164/'Historical scenario - input'!$D149),\"\")","v":""},{"$f":"IFERROR(IF(OR(L164=\"\",'Historical scenario - input'!$D149=\"\"),\"\",L164/'Historical scenario - input'!$D149),\"\")","v":""},{"$f":"IFERROR(IF(OR(M164=\"\",'Historical scenario - input'!$D149=\"\"),\"\",M164/'Historical scenario - input'!$D149),\"\")","v":""},{"$f":"IFERROR(IF(OR(N164=\"\",'Historical scenario - input'!$D149=\"\"),\"\",N164/'Historical scenario - input'!$D149),\"\")","v":""},{"$f":"IFERROR(IF(OR(O164=\"\",'Historical scenario - input'!$D149=\"\"),\"\",O164/'Historical scenario - input'!$D149),\"\")","v":""},{"$f":"IFERROR(IF(OR(P164=\"\",'Historical scenario - input'!$D149=\"\"),\"\",P164/'Historical scenario - input'!$D149),\"\")","v":""},{"$f":"IFERROR(IF(OR(Q164=\"\",'Historical scenario - input'!$D149=\"\"),\"\",Q164/'Historical scenario - input'!$D149),\"\")","v":""},{"$f":"IFERROR(IF(OR(R164=\"\",'Historical scenario - input'!$D149=\"\"),\"\",R164/'Historical scenario - input'!$D149),\"\")","v":""},{"$f":"IFERROR(IF(OR(S164=\"\",'Historical scenario - input'!$D149=\"\"),\"\",S164/'Historical scenario - input'!$D149),\"\")","v":""},{"$f":"IFERROR(IF(OR(T164=\"\",'Historical scenario - input'!$D149=\"\"),\"\",T164/'Historical scenario - input'!$D149),\"\")","v":""},{"$f":"IFERROR(IF(OR(U164=\"\",'Historical scenario - input'!$D149=\"\"),\"\",U164/'Historical scenario - input'!$D149),\"\")","v":""},{"$f":"IFERROR(IF(OR(V164=\"\",'Historical scenario - input'!$D149=\"\"),\"\",V164/'Historical scenario - input'!$D149),\"\")","v":""},{"$f":"IFERROR(IF(OR(W164=\"\",'Historical scenario - input'!$D149=\"\"),\"\",W164/'Historical scenario - input'!$D149),\"\")","v":""}]
[{"$f":"IFERROR('Historical scenario - input'!A150,\"\")","v":""},{"$f":"IFERROR('Historical scenario - input'!B150,\"\")","v":0},{"$f":"IFERROR('Historical scenario - input'!C150,\"\")","v":0},{"$f":"IFERROR(repcalc('Historical scenario - input'!$CV150:$GH150,'Historical scenario - input'!$G150,'Historical scenario - input'!$E150,'Historical scenario - input'!$F150,20,TRUE,TRUE),\"\")","v":""},"","","","","","","","","","","","","","","","","","","",{"$f":"IFERROR(IF(OR(D165=\"\",'Historical scenario - input'!$D150=\"\"),\"\",D165/'Historical scenario - input'!$D150),\"\")","v":""},{"$f":"IFERROR(IF(OR(E165=\"\",'Historical scenario - input'!$D150=\"\"),\"\",E165/'Historical scenario - input'!$D150),\"\")","v":""},{"$f":"IFERROR(IF(OR(F165=\"\",'Historical scenario - input'!$D150=\"\"),\"\",F165/'Historical scenario - input'!$D150),\"\")","v":""},{"$f":"IFERROR(IF(OR(G165=\"\",'Historical scenario - input'!$D150=\"\"),\"\",G165/'Historical scenario - input'!$D150),\"\")","v":""},{"$f":"IFERROR(IF(OR(H165=\"\",'Historical scenario - input'!$D150=\"\"),\"\",H165/'Historical scenario - input'!$D150),\"\")","v":""},{"$f":"IFERROR(IF(OR(I165=\"\",'Historical scenario - input'!$D150=\"\"),\"\",I165/'Historical scenario - input'!$D150),\"\")","v":""},{"$f":"IFERROR(IF(OR(J165=\"\",'Historical scenario - input'!$D150=\"\"),\"\",J165/'Historical scenario - input'!$D150),\"\")","v":""},{"$f":"IFERROR(IF(OR(K165=\"\",'Historical scenario - input'!$D150=\"\"),\"\",K165/'Historical scenario - input'!$D150),\"\")","v":""},{"$f":"IFERROR(IF(OR(L165=\"\",'Historical scenario - input'!$D150=\"\"),\"\",L165/'Historical scenario - input'!$D150),\"\")","v":""},{"$f":"IFERROR(IF(OR(M165=\"\",'Historical scenario - input'!$D150=\"\"),\"\",M165/'Historical scenario - input'!$D150),\"\")","v":""},{"$f":"IFERROR(IF(OR(N165=\"\",'Historical scenario - input'!$D150=\"\"),\"\",N165/'Historical scenario - input'!$D150),\"\")","v":""},{"$f":"IFERROR(IF(OR(O165=\"\",'Historical scenario - input'!$D150=\"\"),\"\",O165/'Historical scenario - input'!$D150),\"\")","v":""},{"$f":"IFERROR(IF(OR(P165=\"\",'Historical scenario - input'!$D150=\"\"),\"\",P165/'Historical scenario - input'!$D150),\"\")","v":""},{"$f":"IFERROR(IF(OR(Q165=\"\",'Historical scenario - input'!$D150=\"\"),\"\",Q165/'Historical scenario - input'!$D150),\"\")","v":""},{"$f":"IFERROR(IF(OR(R165=\"\",'Historical scenario - input'!$D150=\"\"),\"\",R165/'Historical scenario - input'!$D150),\"\")","v":""},{"$f":"IFERROR(IF(OR(S165=\"\",'Historical scenario - input'!$D150=\"\"),\"\",S165/'Historical scenario - input'!$D150),\"\")","v":""},{"$f":"IFERROR(IF(OR(T165=\"\",'Historical scenario - input'!$D150=\"\"),\"\",T165/'Historical scenario - input'!$D150),\"\")","v":""},{"$f":"IFERROR(IF(OR(U165=\"\",'Historical scenario - input'!$D150=\"\"),\"\",U165/'Historical scenario - input'!$D150),\"\")","v":""},{"$f":"IFERROR(IF(OR(V165=\"\",'Historical scenario - input'!$D150=\"\"),\"\",V165/'Historical scenario - input'!$D150),\"\")","v":""},{"$f":"IFERROR(IF(OR(W165=\"\",'Historical scenario - input'!$D150=\"\"),\"\",W165/'Historical scenario - input'!$D150),\"\")","v":""}]
[{"$f":"IFERROR('Historical scenario - input'!A151,\"\")","v":""},{"$f":"IFERROR('Historical scenario - input'!B151,\"\")","v":0},{"$f":"IFERROR('Historical scenario - input'!C151,\"\")","v":0},{"$f":"IFERROR(repcalc('Historical scenario - input'!$CV151:$GH151,'Historical scenario - input'!$G151,'Historical scenario - input'!$E151,'Historical scenario - input'!$F151,20,TRUE,TRUE),\"\")","v":""},"","","","","","","","","","","","","","","","","","","",{"$f":"IFERROR(IF(OR(D166=\"\",'Historical scenario - input'!$D151=\"\"),\"\",D166/'Historical scenario - input'!$D151),\"\")","v":""},{"$f":"IFERROR(IF(OR(E166=\"\",'Historical scenario - input'!$D151=\"\"),\"\",E166/'Historical scenario - input'!$D151),\"\")","v":""},{"$f":"IFERROR(IF(OR(F166=\"\",'Historical scenario - input'!$D151=\"\"),\"\",F166/'Historical scenario - input'!$D151),\"\")","v":""},{"$f":"IFERROR(IF(OR(G166=\"\",'Historical scenario - input'!$D151=\"\"),\"\",G166/'Historical scenario - input'!$D151),\"\")","v":""},{"$f":"IFERROR(IF(OR(H166=\"\",'Historical scenario - input'!$D151=\"\"),\"\",H166/'Historical scenario - input'!$D151),\"\")","v":""},{"$f":"IFERROR(IF(OR(I166=\"\",'Historical scenario - input'!$D151=\"\"),\"\",I166/'Historical scenario - input'!$D151),\"\")","v":""},{"$f":"IFERROR(IF(OR(J166=\"\",'Historical scenario - input'!$D151=\"\"),\"\",J166/'Historical scenario - input'!$D151),\"\")","v":""},{"$f":"IFERROR(IF(OR(K166=\"\",'Historical scenario - input'!$D151=\"\"),\"\",K166/'Historical scenario - input'!$D151),\"\")","v":""},{"$f":"IFERROR(IF(OR(L166=\"\",'Historical scenario - input'!$D151=\"\"),\"\",L166/'Historical scenario - input'!$D151),\"\")","v":""},{"$f":"IFERROR(IF(OR(M166=\"\",'Historical scenario - input'!$D151=\"\"),\"\",M166/'Historical scenario - input'!$D151),\"\")","v":""},{"$f":"IFERROR(IF(OR(N166=\"\",'Historical scenario - input'!$D151=\"\"),\"\",N166/'Historical scenario - input'!$D151),\"\")","v":""},{"$f":"IFERROR(IF(OR(O166=\"\",'Historical scenario - input'!$D151=\"\"),\"\",O166/'Historical scenario - input'!$D151),\"\")","v":""},{"$f":"IFERROR(IF(OR(P166=\"\",'Historical scenario - input'!$D151=\"\"),\"\",P166/'Historical scenario - input'!$D151),\"\")","v":""},{"$f":"IFERROR(IF(OR(Q166=\"\",'Historical scenario - input'!$D151=\"\"),\"\",Q166/'Historical scenario - input'!$D151),\"\")","v":""},{"$f":"IFERROR(IF(OR(R166=\"\",'Historical scenario - input'!$D151=\"\"),\"\",R166/'Historical scenario - input'!$D151),\"\")","v":""},{"$f":"IFERROR(IF(OR(S166=\"\",'Historical scenario - input'!$D151=\"\"),\"\",S166/'Historical scenario - input'!$D151),\"\")","v":""},{"$f":"IFERROR(IF(OR(T166=\"\",'Historical scenario - input'!$D151=\"\"),\"\",T166/'Historical scenario - input'!$D151),\"\")","v":""},{"$f":"IFERROR(IF(OR(U166=\"\",'Historical scenario - input'!$D151=\"\"),\"\",U166/'Historical scenario - input'!$D151),\"\")","v":""},{"$f":"IFERROR(IF(OR(V166=\"\",'Historical scenario - input'!$D151=\"\"),\"\",V166/'Historical scenario - input'!$D151),\"\")","v":""},{"$f":"IFERROR(IF(OR(W166=\"\",'Historical scenario - input'!$D151=\"\"),\"\",W166/'Historical scenario - input'!$D151),\"\")","v":""}]
[{"$f":"IFERROR('Historical scenario - input'!A152,\"\")","v":""},{"$f":"IFERROR('Historical scenario - input'!B152,\"\")","v":0},{"$f":"IFERROR('Historical scenario - input'!C152,\"\")","v":0},{"$f":"IFERROR(repcalc('Historical scenario - input'!$CV152:$GH152,'Historical scenario - input'!$G152,'Historical scenario - input'!$E152,'Historical scenario - input'!$F152,20,TRUE,TRUE),\"\")","v":""},"","","","","","","","","","","","","","","","","","","",{"$f":"IFERROR(IF(OR(D167=\"\",'Historical scenario - input'!$D152=\"\"),\"\",D167/'Historical scenario - input'!$D152),\"\")","v":""},{"$f":"IFERROR(IF(OR(E167=\"\",'Historical scenario - input'!$D152=\"\"),\"\",E167/'Historical scenario - input'!$D152),\"\")","v":""},{"$f":"IFERROR(IF(OR(F167=\"\",'Historical scenario - input'!$D152=\"\"),\"\",F167/'Historical scenario - input'!$D152),\"\")","v":""},{"$f":"IFERROR(IF(OR(G167=\"\",'Historical scenario - input'!$D152=\"\"),\"\",G167/'Historical scenario - input'!$D152),\"\")","v":""},{"$f":"IFERROR(IF(OR(H167=\"\",'Historical scenario - input'!$D152=\"\"),\"\",H167/'Historical scenario - input'!$D152),\"\")","v":""},{"$f":"IFERROR(IF(OR(I167=\"\",'Historical scenario - input'!$D152=\"\"),\"\",I167/'Historical scenario - input'!$D152),\"\")","v":""},{"$f":"IFERROR(IF(OR(J167=\"\",'Historical scenario - input'!$D152=\"\"),\"\",J167/'Historical scenario - input'!$D152),\"\")","v":""},{"$f":"IFERROR(IF(OR(K167=\"\",'Historical scenario - input'!$D152=\"\"),\"\",K167/'Historical scenario - input'!$D152),\"\")","v":""},{"$f":"IFERROR(IF(OR(L167=\"\",'Historical scenario - input'!$D152=\"\"),\"\",L167/'Historical scenario - input'!$D152),\"\")","v":""},{"$f":"IFERROR(IF(OR(M167=\"\",'Historical scenario - input'!$D152=\"\"),\"\",M167/'Historical scenario - input'!$D152),\"\")","v":""},{"$f":"IFERROR(IF(OR(N167=\"\",'Historical scenario - input'!$D152=\"\"),\"\",N167/'Historical scenario - input'!$D152),\"\")","v":""},{"$f":"IFERROR(IF(OR(O167=\"\",'Historical scenario - input'!$D152=\"\"),\"\",O167/'Historical scenario - input'!$D152),\"\")","v":""},{"$f":"IFERROR(IF(OR(P167=\"\",'Historical scenario - input'!$D152=\"\"),\"\",P167/'Historical scenario - input'!$D152),\"\")","v":""},{"$f":"IFERROR(IF(OR(Q167=\"\",'Historical scenario - input'!$D152=\"\"),\"\",Q167/'Historical scenario - input'!$D152),\"\")","v":""},{"$f":"IFERROR(IF(OR(R167=\"\",'Historical scenario - input'!$D152=\"\"),\"\",R167/'Historical scenario - input'!$D152),\"\")","v":""},{"$f":"IFERROR(IF(OR(S167=\"\",'Historical scenario - input'!$D152=\"\"),\"\",S167/'Historical scenario - input'!$D152),\"\")","v":""},{"$f":"IFERROR(IF(OR(T167=\"\",'Historical scenario - input'!$D152=\"\"),\"\",T167/'Historical scenario - input'!$D152),\"\")","v":""},{"$f":"IFERROR(IF(OR(U167=\"\",'Historical scenario - input'!$D152=\"\"),\"\",U167/'Historical scenario - input'!$D152),\"\")","v":""},{"$f":"IFERROR(IF(OR(V167=\"\",'Historical scenario - input'!$D152=\"\"),\"\",V167/'Historical scenario - input'!$D152),\"\")","v":""},{"$f":"IFERROR(IF(OR(W167=\"\",'Historical scenario - input'!$D152=\"\"),\"\",W167/'Historical scenario - input'!$D152),\"\")","v":""}]
[{"$f":"IFERROR('Historical scenario - input'!A153,\"\")","v":""},{"$f":"IFERROR('Historical scenario - input'!B153,\"\")","v":0},{"$f":"IFERROR('Historical scenario - input'!C153,\"\")","v":0},{"$f":"IFERROR(repcalc('Historical scenario - input'!$CV153:$GH153,'Historical scenario - input'!$G153,'Historical scenario - input'!$E153,'Historical scenario - input'!$F153,20,TRUE,TRUE),\"\")","v":""},"","","","","","","","","","","","","","","","","","","",{"$f":"IFERROR(IF(OR(D168=\"\",'Historical scenario - input'!$D153=\"\"),\"\",D168/'Historical scenario - input'!$D153),\"\")","v":""},{"$f":"IFERROR(IF(OR(E168=\"\",'Historical scenario - input'!$D153=\"\"),\"\",E168/'Historical scenario - input'!$D153),\"\")","v":""},{"$f":"IFERROR(IF(OR(F168=\"\",'Historical scenario - input'!$D153=\"\"),\"\",F168/'Historical scenario - input'!$D153),\"\")","v":""},{"$f":"IFERROR(IF(OR(G168=\"\",'Historical scenario - input'!$D153=\"\"),\"\",G168/'Historical scenario - input'!$D153),\"\")","v":""},{"$f":"IFERROR(IF(OR(H168=\"\",'Historical scenario - input'!$D153=\"\"),\"\",H168/'Historical scenario - input'!$D153),\"\")","v":""},{"$f":"IFERROR(IF(OR(I168=\"\",'Historical scenario - input'!$D153=\"\"),\"\",I168/'Historical scenario - input'!$D153),\"\")","v":""},{"$f":"IFERROR(IF(OR(J168=\"\",'Historical scenario - input'!$D153=\"\"),\"\",J168/'Historical scenario - input'!$D153),\"\")","v":""},{"$f":"IFERROR(IF(OR(K168=\"\",'Historical scenario - input'!$D153=\"\"),\"\",K168/'Historical scenario - input'!$D153),\"\")","v":""},{"$f":"IFERROR(IF(OR(L168=\"\",'Historical scenario - input'!$D153=\"\"),\"\",L168/'Historical scenario - input'!$D153),\"\")","v":""},{"$f":"IFERROR(IF(OR(M168=\"\",'Historical scenario - input'!$D153=\"\"),\"\",M168/'Historical scenario - input'!$D153),\"\")","v":""},{"$f":"IFERROR(IF(OR(N168=\"\",'Historical scenario - input'!$D153=\"\"),\"\",N168/'Historical scenario - input'!$D153),\"\")","v":""},{"$f":"IFERROR(IF(OR(O168=\"\",'Historical scenario - input'!$D153=\"\"),\"\",O168/'Historical scenario - input'!$D153),\"\")","v":""},{"$f":"IFERROR(IF(OR(P168=\"\",'Historical scenario - input'!$D153=\"\"),\"\",P168/'Historical scenario - input'!$D153),\"\")","v":""},{"$f":"IFERROR(IF(OR(Q168=\"\",'Historical scenario - input'!$D153=\"\"),\"\",Q168/'Historical scenario - input'!$D153),\"\")","v":""},{"$f":"IFERROR(IF(OR(R168=\"\",'Historical scenario - input'!$D153=\"\"),\"\",R168/'Historical scenario - input'!$D153),\"\")","v":""},{"$f":"IFERROR(IF(OR(S168=\"\",'Historical scenario - input'!$D153=\"\"),\"\",S168/'Historical scenario - input'!$D153),\"\")","v":""},{"$f":"IFERROR(IF(OR(T168=\"\",'Historical scenario - input'!$D153=\"\"),\"\",T168/'Historical scenario - input'!$D153),\"\")","v":""},{"$f":"IFERROR(IF(OR(U168=\"\",'Historical scenario - input'!$D153=\"\"),\"\",U168/'Historical scenario - input'!$D153),\"\")","v":""},{"$f":"IFERROR(IF(OR(V168=\"\",'Historical scenario - input'!$D153=\"\"),\"\",V168/'Historical scenario - input'!$D153),\"\")","v":""},{"$f":"IFERROR(IF(OR(W168=\"\",'Historical scenario - input'!$D153=\"\"),\"\",W168/'Historical scenario - input'!$D153),\"\")","v":""}]
[{"$f":"IFERROR('Historical scenario - input'!A154,\"\")","v":""},{"$f":"IFERROR('Historical scenario - input'!B154,\"\")","v":0},{"$f":"IFERROR('Historical scenario - input'!C154,\"\")","v":0},{"$f":"IFERROR(repcalc('Historical scenario - input'!$CV154:$GH154,'Historical scenario - input'!$G154,'Historical scenario - input'!$E154,'Historical scenario - input'!$F154,20,TRUE,TRUE),\"\")","v":""},"","","","","","","","","","","","","","","","","","","",{"$f":"IFERROR(IF(OR(D169=\"\",'Historical scenario - input'!$D154=\"\"),\"\",D169/'Historical scenario - input'!$D154),\"\")","v":""},{"$f":"IFERROR(IF(OR(E169=\"\",'Historical scenario - input'!$D154=\"\"),\"\",E169/'Historical scenario - input'!$D154),\"\")","v":""},{"$f":"IFERROR(IF(OR(F169=\"\",'Historical scenario - input'!$D154=\"\"),\"\",F169/'Historical scenario - input'!$D154),\"\")","v":""},{"$f":"IFERROR(IF(OR(G169=\"\",'Historical scenario - input'!$D154=\"\"),\"\",G169/'Historical scenario - input'!$D154),\"\")","v":""},{"$f":"IFERROR(IF(OR(H169=\"\",'Historical scenario - input'!$D154=\"\"),\"\",H169/'Historical scenario - input'!$D154),\"\")","v":""},{"$f":"IFERROR(IF(OR(I169=\"\",'Historical scenario - input'!$D154=\"\"),\"\",I169/'Historical scenario - input'!$D154),\"\")","v":""},{"$f":"IFERROR(IF(OR(J169=\"\",'Historical scenario - input'!$D154=\"\"),\"\",J169/'Historical scenario - input'!$D154),\"\")","v":""},{"$f":"IFERROR(IF(OR(K169=\"\",'Historical scenario - input'!$D154=\"\"),\"\",K169/'Historical scenario - input'!$D154),\"\")","v":""},{"$f":"IFERROR(IF(OR(L169=\"\",'Historical scenario - input'!$D154=\"\"),\"\",L169/'Historical scenario - input'!$D154),\"\")","v":""},{"$f":"IFERROR(IF(OR(M169=\"\",'Historical scenario - input'!$D154=\"\"),\"\",M169/'Historical scenario - input'!$D154),\"\")","v":""},{"$f":"IFERROR(IF(OR(N169=\"\",'Historical scenario - input'!$D154=\"\"),\"\",N169/'Historical scenario - input'!$D154),\"\")","v":""},{"$f":"IFERROR(IF(OR(O169=\"\",'Historical scenario - input'!$D154=\"\"),\"\",O169/'Historical scenario - input'!$D154),\"\")","v":""},{"$f":"IFERROR(IF(OR(P169=\"\",'Historical scenario - input'!$D154=\"\"),\"\",P169/'Historical scenario - input'!$D154),\"\")","v":""},{"$f":"IFERROR(IF(OR(Q169=\"\",'Historical scenario - input'!$D154=\"\"),\"\",Q169/'Historical scenario - input'!$D154),\"\")","v":""},{"$f":"IFERROR(IF(OR(R169=\"\",'Historical scenario - input'!$D154=\"\"),\"\",R169/'Historical scenario - input'!$D154),\"\")","v":""},{"$f":"IFERROR(IF(OR(S169=\"\",'Historical scenario - input'!$D154=\"\"),\"\",S169/'Historical scenario - input'!$D154),\"\")","v":""},{"$f":"IFERROR(IF(OR(T169=\"\",'Historical scenario - input'!$D154=\"\"),\"\",T169/'Historical scenario - input'!$D154),\"\")","v":""},{"$f":"IFERROR(IF(OR(U169=\"\",'Historical scenario - input'!$D154=\"\"),\"\",U169/'Historical scenario - input'!$D154),\"\")","v":""},{"$f":"IFERROR(IF(OR(V169=\"\",'Historical scenario - input'!$D154=\"\"),\"\",V169/'Historical scenario - input'!$D154),\"\")","v":""},{"$f":"IFERROR(IF(OR(W169=\"\",'Historical scenario - input'!$D154=\"\"),\"\",W169/'Historical scenario - input'!$D154),\"\")","v":""}]
[{"$f":"IFERROR('Historical scenario - input'!A155,\"\")","v":""},{"$f":"IFERROR('Historical scenario - input'!B155,\"\")","v":0},{"$f":"IFERROR('Historical scenario - input'!C155,\"\")","v":0},{"$f":"IFERROR(repcalc('Historical scenario - input'!$CV155:$GH155,'Historical scenario - input'!$G155,'Historical scenario - input'!$E155,'Historical scenario - input'!$F155,20,TRUE,TRUE),\"\")","v":""},"","","","","","","","","","","","","","","","","","","",{"$f":"IFERROR(IF(OR(D170=\"\",'Historical scenario - input'!$D155=\"\"),\"\",D170/'Historical scenario - input'!$D155),\"\")","v":""},{"$f":"IFERROR(IF(OR(E170=\"\",'Historical scenario - input'!$D155=\"\"),\"\",E170/'Historical scenario - input'!$D155),\"\")","v":""},{"$f":"IFERROR(IF(OR(F170=\"\",'Historical scenario - input'!$D155=\"\"),\"\",F170/'Historical scenario - input'!$D155),\"\")","v":""},{"$f":"IFERROR(IF(OR(G170=\"\",'Historical scenario - input'!$D155=\"\"),\"\",G170/'Historical scenario - input'!$D155),\"\")","v":""},{"$f":"IFERROR(IF(OR(H170=\"\",'Historical scenario - input'!$D155=\"\"),\"\",H170/'Historical scenario - input'!$D155),\"\")","v":""},{"$f":"IFERROR(IF(OR(I170=\"\",'Historical scenario - input'!$D155=\"\"),\"\",I170/'Historical scenario - input'!$D155),\"\")","v":""},{"$f":"IFERROR(IF(OR(J170=\"\",'Historical scenario - input'!$D155=\"\"),\"\",J170/'Historical scenario - input'!$D155),\"\")","v":""},{"$f":"IFERROR(IF(OR(K170=\"\",'Historical scenario - input'!$D155=\"\"),\"\",K170/'Historical scenario - input'!$D155),\"\")","v":""},{"$f":"IFERROR(IF(OR(L170=\"\",'Historical scenario - input'!$D155=\"\"),\"\",L170/'Historical scenario - input'!$D155),\"\")","v":""},{"$f":"IFERROR(IF(OR(M170=\"\",'Historical scenario - input'!$D155=\"\"),\"\",M170/'Historical scenario - input'!$D155),\"\")","v":""},{"$f":"IFERROR(IF(OR(N170=\"\",'Historical scenario - input'!$D155=\"\"),\"\",N170/'Historical scenario - input'!$D155),\"\")","v":""},{"$f":"IFERROR(IF(OR(O170=\"\",'Historical scenario - input'!$D155=\"\"),\"\",O170/'Historical scenario - input'!$D155),\"\")","v":""},{"$f":"IFERROR(IF(OR(P170=\"\",'Historical scenario - input'!$D155=\"\"),\"\",P170/'Historical scenario - input'!$D155),\"\")","v":""},{"$f":"IFERROR(IF(OR(Q170=\"\",'Historical scenario - input'!$D155=\"\"),\"\",Q170/'Historical scenario - input'!$D155),\"\")","v":""},{"$f":"IFERROR(IF(OR(R170=\"\",'Historical scenario - input'!$D155=\"\"),\"\",R170/'Historical scenario - input'!$D155),\"\")","v":""},{"$f":"IFERROR(IF(OR(S170=\"\",'Historical scenario - input'!$D155=\"\"),\"\",S170/'Historical scenario - input'!$D155),\"\")","v":""},{"$f":"IFERROR(IF(OR(T170=\"\",'Historical scenario - input'!$D155=\"\"),\"\",T170/'Historical scenario - input'!$D155),\"\")","v":""},{"$f":"IFERROR(IF(OR(U170=\"\",'Historical scenario - input'!$D155=\"\"),\"\",U170/'Historical scenario - input'!$D155),\"\")","v":""},{"$f":"IFERROR(IF(OR(V170=\"\",'Historical scenario - input'!$D155=\"\"),\"\",V170/'Historical scenario - input'!$D155),\"\")","v":""},{"$f":"IFERROR(IF(OR(W170=\"\",'Historical scenario - input'!$D155=\"\"),\"\",W170/'Historical scenario - input'!$D155),\"\")","v":""}]
[{"$f":"IFERROR('Historical scenario - input'!A156,\"\")","v":""},{"$f":"IFERROR('Historical scenario - input'!B156,\"\")","v":0},{"$f":"IFERROR('Historical scenario - input'!C156,\"\")","v":0},{"$f":"IFERROR(repcalc('Historical scenario - input'!$CV156:$GH156,'Historical scenario - input'!$G156,'Historical scenario - input'!$E156,'Historical scenario - input'!$F156,20,TRUE,TRUE),\"\")","v":""},"","","","","","","","","","","","","","","","","","","",{"$f":"IFERROR(IF(OR(D171=\"\",'Historical scenario - input'!$D156=\"\"),\"\",D171/'Historical scenario - input'!$D156),\"\")","v":""},{"$f":"IFERROR(IF(OR(E171=\"\",'Historical scenario - input'!$D156=\"\"),\"\",E171/'Historical scenario - input'!$D156),\"\")","v":""},{"$f":"IFERROR(IF(OR(F171=\"\",'Historical scenario - input'!$D156=\"\"),\"\",F171/'Historical scenario - input'!$D156),\"\")","v":""},{"$f":"IFERROR(IF(OR(G171=\"\",'Historical scenario - input'!$D156=\"\"),\"\",G171/'Historical scenario - input'!$D156),\"\")","v":""},{"$f":"IFERROR(IF(OR(H171=\"\",'Historical scenario - input'!$D156=\"\"),\"\",H171/'Historical scenario - input'!$D156),\"\")","v":""},{"$f":"IFERROR(IF(OR(I171=\"\",'Historical scenario - input'!$D156=\"\"),\"\",I171/'Historical scenario - input'!$D156),\"\")","v":""},{"$f":"IFERROR(IF(OR(J171=\"\",'Historical scenario - input'!$D156=\"\"),\"\",J171/'Historical scenario - input'!$D156),\"\")","v":""},{"$f":"IFERROR(IF(OR(K171=\"\",'Historical scenario - input'!$D156=\"\"),\"\",K171/'Historical scenario - input'!$D156),\"\")","v":""},{"$f":"IFERROR(IF(OR(L171=\"\",'Historical scenario - input'!$D156=\"\"),\"\",L171/'Historical scenario - input'!$D156),\"\")","v":""},{"$f":"IFERROR(IF(OR(M171=\"\",'Historical scenario - input'!$D156=\"\"),\"\",M171/'Historical scenario - input'!$D156),\"\")","v":""},{"$f":"IFERROR(IF(OR(N171=\"\",'Historical scenario - input'!$D156=\"\"),\"\",N171/'Historical scenario - input'!$D156),\"\")","v":""},{"$f":"IFERROR(IF(OR(O171=\"\",'Historical scenario - input'!$D156=\"\"),\"\",O171/'Historical scenario - input'!$D156),\"\")","v":""},{"$f":"IFERROR(IF(OR(P171=\"\",'Historical scenario - input'!$D156=\"\"),\"\",P171/'Historical scenario - input'!$D156),\"\")","v":""},{"$f":"IFERROR(IF(OR(Q171=\"\",'Historical scenario - input'!$D156=\"\"),\"\",Q171/'Historical scenario - input'!$D156),\"\")","v":""},{"$f":"IFERROR(IF(OR(R171=\"\",'Historical scenario - input'!$D156=\"\"),\"\",R171/'Historical scenario - input'!$D156),\"\")","v":""},{"$f":"IFERROR(IF(OR(S171=\"\",'Historical scenario - input'!$D156=\"\"),\"\",S171/'Historical scenario - input'!$D156),\"\")","v":""},{"$f":"IFERROR(IF(OR(T171=\"\",'Historical scenario - input'!$D156=\"\"),\"\",T171/'Historical scenario - input'!$D156),\"\")","v":""},{"$f":"IFERROR(IF(OR(U171=\"\",'Historical scenario - input'!$D156=\"\"),\"\",U171/'Historical scenario - input'!$D156),\"\")","v":""},{"$f":"IFERROR(IF(OR(V171=\"\",'Historical scenario - input'!$D156=\"\"),\"\",V171/'Historical scenario - input'!$D156),\"\")","v":""},{"$f":"IFERROR(IF(OR(W171=\"\",'Historical scenario - input'!$D156=\"\"),\"\",W171/'Historical scenario - input'!$D156),\"\")","v":""}]
[{"$f":"IFERROR('Historical scenario - input'!A157,\"\")","v":""},{"$f":"IFERROR('Historical scenario - input'!B157,\"\")","v":0},{"$f":"IFERROR('Historical scenario - input'!C157,\"\")","v":0},{"$f":"IFERROR(repcalc('Historical scenario - input'!$CV157:$GH157,'Historical scenario - input'!$G157,'Historical scenario - input'!$E157,'Historical scenario - input'!$F157,20,TRUE,TRUE),\"\")","v":""},"","","","","","","","","","","","","","","","","","","",{"$f":"IFERROR(IF(OR(D172=\"\",'Historical scenario - input'!$D157=\"\"),\"\",D172/'Historical scenario - input'!$D157),\"\")","v":""},{"$f":"IFERROR(IF(OR(E172=\"\",'Historical scenario - input'!$D157=\"\"),\"\",E172/'Historical scenario - input'!$D157),\"\")","v":""},{"$f":"IFERROR(IF(OR(F172=\"\",'Historical scenario - input'!$D157=\"\"),\"\",F172/'Historical scenario - input'!$D157),\"\")","v":""},{"$f":"IFERROR(IF(OR(G172=\"\",'Historical scenario - input'!$D157=\"\"),\"\",G172/'Historical scenario - input'!$D157),\"\")","v":""},{"$f":"IFERROR(IF(OR(H172=\"\",'Historical scenario - input'!$D157=\"\"),\"\",H172/'Historical scenario - input'!$D157),\"\")","v":""},{"$f":"IFERROR(IF(OR(I172=\"\",'Historical scenario - input'!$D157=\"\"),\"\",I172/'Historical scenario - input'!$D157),\"\")","v":""},{"$f":"IFERROR(IF(OR(J172=\"\",'Historical scenario - input'!$D157=\"\"),\"\",J172/'Historical scenario - input'!$D157),\"\")","v":""},{"$f":"IFERROR(IF(OR(K172=\"\",'Historical scenario - input'!$D157=\"\"),\"\",K172/'Historical scenario - input'!$D157),\"\")","v":""},{"$f":"IFERROR(IF(OR(L172=\"\",'Historical scenario - input'!$D157=\"\"),\"\",L172/'Historical scenario - input'!$D157),\"\")","v":""},{"$f":"IFERROR(IF(OR(M172=\"\",'Historical scenario - input'!$D157=\"\"),\"\",M172/'Historical scenario - input'!$D157),\"\")","v":""},{"$f":"IFERROR(IF(OR(N172=\"\",'Historical scenario - input'!$D157=\"\"),\"\",N172/'Historical scenario - input'!$D157),\"\")","v":""},{"$f":"IFERROR(IF(OR(O172=\"\",'Historical scenario - input'!$D157=\"\"),\"\",O172/'Historical scenario - input'!$D157),\"\")","v":""},{"$f":"IFERROR(IF(OR(P172=\"\",'Historical scenario - input'!$D157=\"\"),\"\",P172/'Historical scenario - input'!$D157),\"\")","v":""},{"$f":"IFERROR(IF(OR(Q172=\"\",'Historical scenario - input'!$D157=\"\"),\"\",Q172/'Historical scenario - input'!$D157),\"\")","v":""},{"$f":"IFERROR(IF(OR(R172=\"\",'Historical scenario - input'!$D157=\"\"),\"\",R172/'Historical scenario - input'!$D157),\"\")","v":""},{"$f":"IFERROR(IF(OR(S172=\"\",'Historical scenario - input'!$D157=\"\"),\"\",S172/'Historical scenario - input'!$D157),\"\")","v":""},{"$f":"IFERROR(IF(OR(T172=\"\",'Historical scenario - input'!$D157=\"\"),\"\",T172/'Historical scenario - input'!$D157),\"\")","v":""},{"$f":"IFERROR(IF(OR(U172=\"\",'Historical scenario - input'!$D157=\"\"),\"\",U172/'Historical scenario - input'!$D157),\"\")","v":""},{"$f":"IFERROR(IF(OR(V172=\"\",'Historical scenario - input'!$D157=\"\"),\"\",V172/'Historical scenario - input'!$D157),\"\")","v":""},{"$f":"IFERROR(IF(OR(W172=\"\",'Historical scenario - input'!$D157=\"\"),\"\",W172/'Historical scenario - input'!$D157),\"\")","v":""}]
[{"$f":"IFERROR('Historical scenario - input'!A158,\"\")","v":""},{"$f":"IFERROR('Historical scenario - input'!B158,\"\")","v":0},{"$f":"IFERROR('Historical scenario - input'!C158,\"\")","v":0},{"$f":"IFERROR(repcalc('Historical scenario - input'!$CV158:$GH158,'Historical scenario - input'!$G158,'Historical scenario - input'!$E158,'Historical scenario - input'!$F158,20,TRUE,TRUE),\"\")","v":""},"","","","","","","","","","","","","","","","","","","",{"$f":"IFERROR(IF(OR(D173=\"\",'Historical scenario - input'!$D158=\"\"),\"\",D173/'Historical scenario - input'!$D158),\"\")","v":""},{"$f":"IFERROR(IF(OR(E173=\"\",'Historical scenario - input'!$D158=\"\"),\"\",E173/'Historical scenario - input'!$D158),\"\")","v":""},{"$f":"IFERROR(IF(OR(F173=\"\",'Historical scenario - input'!$D158=\"\"),\"\",F173/'Historical scenario - input'!$D158),\"\")","v":""},{"$f":"IFERROR(IF(OR(G173=\"\",'Historical scenario - input'!$D158=\"\"),\"\",G173/'Historical scenario - input'!$D158),\"\")","v":""},{"$f":"IFERROR(IF(OR(H173=\"\",'Historical scenario - input'!$D158=\"\"),\"\",H173/'Historical scenario - input'!$D158),\"\")","v":""},{"$f":"IFERROR(IF(OR(I173=\"\",'Historical scenario - input'!$D158=\"\"),\"\",I173/'Historical scenario - input'!$D158),\"\")","v":""},{"$f":"IFERROR(IF(OR(J173=\"\",'Historical scenario - input'!$D158=\"\"),\"\",J173/'Historical scenario - input'!$D158),\"\")","v":""},{"$f":"IFERROR(IF(OR(K173=\"\",'Historical scenario - input'!$D158=\"\"),\"\",K173/'Historical scenario - input'!$D158),\"\")","v":""},{"$f":"IFERROR(IF(OR(L173=\"\",'Historical scenario - input'!$D158=\"\"),\"\",L173/'Historical scenario - input'!$D158),\"\")","v":""},{"$f":"IFERROR(IF(OR(M173=\"\",'Historical scenario - input'!$D158=\"\"),\"\",M173/'Historical scenario - input'!$D158),\"\")","v":""},{"$f":"IFERROR(IF(OR(N173=\"\",'Historical scenario - input'!$D158=\"\"),\"\",N173/'Historical scenario - input'!$D158),\"\")","v":""},{"$f":"IFERROR(IF(OR(O173=\"\",'Historical scenario - input'!$D158=\"\"),\"\",O173/'Historical scenario - input'!$D158),\"\")","v":""},{"$f":"IFERROR(IF(OR(P173=\"\",'Historical scenario - input'!$D158=\"\"),\"\",P173/'Historical scenario - input'!$D158),\"\")","v":""},{"$f":"IFERROR(IF(OR(Q173=\"\",'Historical scenario - input'!$D158=\"\"),\"\",Q173/'Historical scenario - input'!$D158),\"\")","v":""},{"$f":"IFERROR(IF(OR(R173=\"\",'Historical scenario - input'!$D158=\"\"),\"\",R173/'Historical scenario - input'!$D158),\"\")","v":""},{"$f":"IFERROR(IF(OR(S173=\"\",'Historical scenario - input'!$D158=\"\"),\"\",S173/'Historical scenario - input'!$D158),\"\")","v":""},{"$f":"IFERROR(IF(OR(T173=\"\",'Historical scenario - input'!$D158=\"\"),\"\",T173/'Historical scenario - input'!$D158),\"\")","v":""},{"$f":"IFERROR(IF(OR(U173=\"\",'Historical scenario - input'!$D158=\"\"),\"\",U173/'Historical scenario - input'!$D158),\"\")","v":""},{"$f":"IFERROR(IF(OR(V173=\"\",'Historical scenario - input'!$D158=\"\"),\"\",V173/'Historical scenario - input'!$D158),\"\")","v":""},{"$f":"IFERROR(IF(OR(W173=\"\",'Historical scenario - input'!$D158=\"\"),\"\",W173/'Historical scenario - input'!$D158),\"\")","v":""}]
[{"$f":"IFERROR('Historical scenario - input'!A159,\"\")","v":""},{"$f":"IFERROR('Historical scenario - input'!B159,\"\")","v":0},{"$f":"IFERROR('Historical scenario - input'!C159,\"\")","v":0},{"$f":"IFERROR(repcalc('Historical scenario - input'!$CV159:$GH159,'Historical scenario - input'!$G159,'Historical scenario - input'!$E159,'Historical scenario - input'!$F159,20,TRUE,TRUE),\"\")","v":""},"","","","","","","","","","","","","","","","","","","",{"$f":"IFERROR(IF(OR(D174=\"\",'Historical scenario - input'!$D159=\"\"),\"\",D174/'Historical scenario - input'!$D159),\"\")","v":""},{"$f":"IFERROR(IF(OR(E174=\"\",'Historical scenario - input'!$D159=\"\"),\"\",E174/'Historical scenario - input'!$D159),\"\")","v":""},{"$f":"IFERROR(IF(OR(F174=\"\",'Historical scenario - input'!$D159=\"\"),\"\",F174/'Historical scenario - input'!$D159),\"\")","v":""},{"$f":"IFERROR(IF(OR(G174=\"\",'Historical scenario - input'!$D159=\"\"),\"\",G174/'Historical scenario - input'!$D159),\"\")","v":""},{"$f":"IFERROR(IF(OR(H174=\"\",'Historical scenario - input'!$D159=\"\"),\"\",H174/'Historical scenario - input'!$D159),\"\")","v":""},{"$f":"IFERROR(IF(OR(I174=\"\",'Historical scenario - input'!$D159=\"\"),\"\",I174/'Historical scenario - input'!$D159),\"\")","v":""},{"$f":"IFERROR(IF(OR(J174=\"\",'Historical scenario - input'!$D159=\"\"),\"\",J174/'Historical scenario - input'!$D159),\"\")","v":""},{"$f":"IFERROR(IF(OR(K174=\"\",'Historical scenario - input'!$D159=\"\"),\"\",K174/'Historical scenario - input'!$D159),\"\")","v":""},{"$f":"IFERROR(IF(OR(L174=\"\",'Historical scenario - input'!$D159=\"\"),\"\",L174/'Historical scenario - input'!$D159),\"\")","v":""},{"$f":"IFERROR(IF(OR(M174=\"\",'Historical scenario - input'!$D159=\"\"),\"\",M174/'Historical scenario - input'!$D159),\"\")","v":""},{"$f":"IFERROR(IF(OR(N174=\"\",'Historical scenario - input'!$D159=\"\"),\"\",N174/'Historical scenario - input'!$D159),\"\")","v":""},{"$f":"IFERROR(IF(OR(O174=\"\",'Historical scenario - input'!$D159=\"\"),\"\",O174/'Historical scenario - input'!$D159),\"\")","v":""},{"$f":"IFERROR(IF(OR(P174=\"\",'Historical scenario - input'!$D159=\"\"),\"\",P174/'Historical scenario - input'!$D159),\"\")","v":""},{"$f":"IFERROR(IF(OR(Q174=\"\",'Historical scenario - input'!$D159=\"\"),\"\",Q174/'Historical scenario - input'!$D159),\"\")","v":""},{"$f":"IFERROR(IF(OR(R174=\"\",'Historical scenario - input'!$D159=\"\"),\"\",R174/'Historical scenario - input'!$D159),\"\")","v":""},{"$f":"IFERROR(IF(OR(S174=\"\",'Historical scenario - input'!$D159=\"\"),\"\",S174/'Historical scenario - input'!$D159),\"\")","v":""},{"$f":"IFERROR(IF(OR(T174=\"\",'Historical scenario - input'!$D159=\"\"),\"\",T174/'Historical scenario - input'!$D159),\"\")","v":""},{"$f":"IFERROR(IF(OR(U174=\"\",'Historical scenario - input'!$D159=\"\"),\"\",U174/'Historical scenario - input'!$D159),\"\")","v":""},{"$f":"IFERROR(IF(OR(V174=\"\",'Historical scenario - input'!$D159=\"\"),\"\",V174/'Historical scenario - input'!$D159),\"\")","v":""},{"$f":"IFERROR(IF(OR(W174=\"\",'Historical scenario - input'!$D159=\"\"),\"\",W174/'Historical scenario - input'!$D159),\"\")","v":""}]
[{"$f":"IFERROR('Historical scenario - input'!A160,\"\")","v":""},{"$f":"IFERROR('Historical scenario - input'!B160,\"\")","v":0},{"$f":"IFERROR('Historical scenario - input'!C160,\"\")","v":0},{"$f":"IFERROR(repcalc('Historical scenario - input'!$CV160:$GH160,'Historical scenario - input'!$G160,'Historical scenario - input'!$E160,'Historical scenario - input'!$F160,20,TRUE,TRUE),\"\")","v":""},"","","","","","","","","","","","","","","","","","","",{"$f":"IFERROR(IF(OR(D175=\"\",'Historical scenario - input'!$D160=\"\"),\"\",D175/'Historical scenario - input'!$D160),\"\")","v":""},{"$f":"IFERROR(IF(OR(E175=\"\",'Historical scenario - input'!$D160=\"\"),\"\",E175/'Historical scenario - input'!$D160),\"\")","v":""},{"$f":"IFERROR(IF(OR(F175=\"\",'Historical scenario - input'!$D160=\"\"),\"\",F175/'Historical scenario - input'!$D160),\"\")","v":""},{"$f":"IFERROR(IF(OR(G175=\"\",'Historical scenario - input'!$D160=\"\"),\"\",G175/'Historical scenario - input'!$D160),\"\")","v":""},{"$f":"IFERROR(IF(OR(H175=\"\",'Historical scenario - input'!$D160=\"\"),\"\",H175/'Historical scenario - input'!$D160),\"\")","v":""},{"$f":"IFERROR(IF(OR(I175=\"\",'Historical scenario - input'!$D160=\"\"),\"\",I175/'Historical scenario - input'!$D160),\"\")","v":""},{"$f":"IFERROR(IF(OR(J175=\"\",'Historical scenario - input'!$D160=\"\"),\"\",J175/'Historical scenario - input'!$D160),\"\")","v":""},{"$f":"IFERROR(IF(OR(K175=\"\",'Historical scenario - input'!$D160=\"\"),\"\",K175/'Historical scenario - input'!$D160),\"\")","v":""},{"$f":"IFERROR(IF(OR(L175=\"\",'Historical scenario - input'!$D160=\"\"),\"\",L175/'Historical scenario - input'!$D160),\"\")","v":""},{"$f":"IFERROR(IF(OR(M175=\"\",'Historical scenario - input'!$D160=\"\"),\"\",M175/'Historical scenario - input'!$D160),\"\")","v":""},{"$f":"IFERROR(IF(OR(N175=\"\",'Historical scenario - input'!$D160=\"\"),\"\",N175/'Historical scenario - input'!$D160),\"\")","v":""},{"$f":"IFERROR(IF(OR(O175=\"\",'Historical scenario - input'!$D160=\"\"),\"\",O175/'Historical scenario - input'!$D160),\"\")","v":""},{"$f":"IFERROR(IF(OR(P175=\"\",'Historical scenario - input'!$D160=\"\"),\"\",P175/'Historical scenario - input'!$D160),\"\")","v":""},{"$f":"IFERROR(IF(OR(Q175=\"\",'Historical scenario - input'!$D160=\"\"),\"\",Q175/'Historical scenario - input'!$D160),\"\")","v":""},{"$f":"IFERROR(IF(OR(R175=\"\",'Historical scenario - input'!$D160=\"\"),\"\",R175/'Historical scenario - input'!$D160),\"\")","v":""},{"$f":"IFERROR(IF(OR(S175=\"\",'Historical scenario - input'!$D160=\"\"),\"\",S175/'Historical scenario - input'!$D160),\"\")","v":""},{"$f":"IFERROR(IF(OR(T175=\"\",'Historical scenario - input'!$D160=\"\"),\"\",T175/'Historical scenario - input'!$D160),\"\")","v":""},{"$f":"IFERROR(IF(OR(U175=\"\",'Historical scenario - input'!$D160=\"\"),\"\",U175/'Historical scenario - input'!$D160),\"\")","v":""},{"$f":"IFERROR(IF(OR(V175=\"\",'Historical scenario - input'!$D160=\"\"),\"\",V175/'Historical scenario - input'!$D160),\"\")","v":""},{"$f":"IFERROR(IF(OR(W175=\"\",'Historical scenario - input'!$D160=\"\"),\"\",W175/'Historical scenario - input'!$D160),\"\")","v":""}]

{"sheet":"Cost scenario - input","index":2,"n_rows":190,"n_cols":193,"rows_kept":190,"cut":false,"hidden":false,"merged":[[2,6,3,6],[2,7,3,8],[2,9,3,9],[1,3,1,5],[2,3,3,3],[2,4,3,4],[2,5,3,5]]}
[null,"Unit cost - comparative"]
[null,"Replacement lives - calibrated",null,"Unit cost"]
[null,null,null,"Historical","NEM median","Forecast","Unit cost","Replacement \nlife",null,"Method","Volume",null,null,null,null,null,null,null,null,null,null,null,null,null,null,null,null,null,null,null,null,null,null,null,null,null,null,null,null,null,null,null,null,null,null,null,null,null,null,null,null,null,null,null,null,null,null,null,null,null,null,null,null,null,null,null,null,null,null,null,null,null,null,null,null,null,null,null,null,null,null,null,null,null,null,null,null,null,null,null,null,null,null,null,null,null,null,null,null,null,null,null,"Replacement Cost (NOT depreciated)"]
[null,null,null,null,null,null,null,null,null,null,"Installation date",null,null,null,null,null,null,null,null,null,null,null,null,null,null,null,null,null,null,null,null,null,null,null,null,null,null,null,null,null,null,null,null,null,null,null,null,null,null,null,null,null,null,null,null,null,null,null,null,null,null,null,null,null,null,null,null,null,null,null,null,null,null,null,null,null,null,null,null,null,null,null,null,null,null,null,null,null,null,null,null,null,null,null,null,null,null,null,null,null,null,null,"Installation date"]
["ID","Asset group","Asset category","$ ('000)","$ ('000)","$ ('000)","$ ('000)","μ","σ","#",2018,2017,2016,2015,2014,2013,2012,2011,2010,2009,2008,2007,2006,2005,2004,2003,2002,2001,2000,1999,1998,1997,1996,1995,1994,1993,1992,1991,1990,1989,1988,1987,1986,1985,1984,1983,1982,1981,1980,1979,1978,1977,1976,1975,1974,1973,1972,1971,1970,1969,1968,1967,1966,1965,1964,1963,1962,1961,1960,1959,1958,1957,1956,1955,1954,1953,1952,1951,1950,1949,1948,1947,1946,1945,1944,1943,1942,1941,1940,1939,1938,1937,1936,1935,1934,1933,1932,1931,1930,1929,1928,null,{"$f":"K5","v":2018},{"$f":"L5","v":2017},2016,2015,2014,2013,2012,2011,2010,2009,2008,2007,2006,2005,2004,2003,2002,2001,2000,1999,1998,1997,1996,1995,1994,1993,1992,1991,1990,1989,1988,1987,1986,1985,1984,1983,1982,1981,1980,1979,1978,1977,1976,1975,1974,1973,1972,1971,1970,1969,1968,1967,1966,1965,1964,1963,1962,1961,1960,1959,1958,1957,1956,1955,1954,{"$f":"BX5","v":1953},1952,1951,1950,1949,1948,1947,1946,1945,1944,1943,1942,1941,1940,1939,1938,1937,1936,1935,1934,1933,1932,1931,1930,1929,1928]
[1,"OVERHEAD CONDUCTORS","˂ = 1 kv",64.200942874105252,64.200942874105252,62.765259234849147,62.765259234849147,66.844416806780757,8.1758434920673935,2,29,40,37,46,44,63,79,62,71,70,63,65,70,58,50,36,44,55,76,68,82,101,113,172,195,226,249,265,306,294,254,298,389,368,426,482,369,370,410,512,576,576,605,549,529,550,503,523,501,184,209,190,200,193,142,89,76,82,60,69,55,61,47,56,49,57,49,47,37,39,33,25,23,7,5,4,10,12,16,16,14,21,23,19,19,9,11,3,2,0,0,null,{"$f":"IFERROR($G6*K6,\"\")","v":1820.1925178106253},{"$f":"IFERROR($G6*L6,\"\")","v":2510.6103693939658},2322.3145916894186,2887.2019248030606,2761.6714063333625,3954.2113317954963,4958.455479553083,3891.4460725606473,4456.3334056742897,4393.5681464394402,3954.2113317954963,4079.7418502651944,4393.5681464394402,3640.3850356212506,3138.2629617424573,2259.5493324545691,2761.6714063333625,{"$f":"IFERROR($G6*AB6,\"\")","v":3452.089257916703},4770.1597018485354,4268.0376279697421,5146.7512572576297,6339.291182719764,7092.4742935379536,10795.624588394054,12239.225550795583,14184.948587075907,15628.549549477437,16632.793697235025,19206.169325863841,18452.98621504565,15942.375845651683,18704.047251985045,24415.685842356317,{"$f":"IFERROR($G6*AR6,\"\")","v":23097.615398424485},26738.000434045738,30252.854951197289,23160.380657659334,23223.145916894184,25733.75628628815,32135.812728242763,36152.789319273106,36152.789319273106,37972.981837083731,34458.12731993218,33202.822135235197,34520.892579167034,31570.925395129121,32826.2305798261,31445.394876659422,{"$f":"IFERROR($G6*BH6,\"\")","v":11548.807699212242},13117.939180083471,11925.399254621338,12553.051846969829,12113.695032325886,8912.6668113485794,5586.1080719015745,4770.1597018485354,5146.7512572576297,3765.9155540909487,4330.8028872045916,3452.089257916703,3828.6808133257978,2949.9671840379101,3514.854517151552,3075.4977025076082,{"$f":"IFERROR($G6*BX6,\"\")","v":3577.6197763864016},3075.4977025076082,2949.9671840379101,2322.3145916894186,2447.8451101591168,2071.253554750022,1569.1314808712286,1443.6009624015303,439.35681464394401,313.82629617424573,251.06103693939659,627.65259234849145,753.18311081818979,1004.2441477575863,1004.2441477575863,878.71362928788801,{"$f":"IFERROR($G6*CN6,\"\")","v":1318.0704439318322},1443.6009624015303,1192.5399254621339,1192.5399254621339,564.88733311364228,690.41785158334062,188.29577770454745,125.53051846969829,0,0]
[1,"OVERHEAD CONDUCTORS","˃ 11 kv & < = 22 kv ; swer",38.287607200492019,34.335767316914769,"",34.335767316914769,90.849867035184005,9.5315196603261541,2,0,0,0,0,0,0,0,0,0,0,0,2,0,0,0,0,0,1,0,0,0,0,0,0,0,13,24,0,0,0,0,0,0,0,0,0,0,0,0,0,0,0,0,0,0,0,0,0,0,0,0,0,0,0,0,0,0,0,0,0,0,0,0,0,0,0,0,0,0,0,0,0,0,0,0,0,0,0,0,0,0,0,0,0,0,0,0,0,0,0,0,null,{"$f":"IFERROR($G7*K7,\"\")","v":0},0,0,0,0,0,0,0,0,0,0,68.671534633829538,0,0,0,0,0,34.335767316914769,0,0,0,0,0,0,0,446.36497511989199,824.05841560595445,0,0,0,0,0,0,0,0,0,0,0,0,0,0,0,0,0,0,0,0,0,0,0,0,0,0,0,0,0,0,0,0,0,0,0,0,0,0,0,0,0,0,0,0,0,0,0,0,0,0,0,0,0,0,0,0,0,0,0,0,0,0,0,0]
[1,"OVERHEAD CONDUCTORS","> 1 kv & < = 11 kv",30.880524758098929,58.413195656046035,31.032904129042546,30.880524758098929,65.512639833449967,8.0939878819683173,2,34,49,71,69,67,114,141,122,129,128,121,141,127,126,91,78,94,139,121,151,164,207,211,261,279,271,324,423,425,412,415,438,533,476,533,607,575,564,545,592,649,592,602,556,556,506,467,497,487,122,135,142,138,168,132,83,72,81,62,84,78,126,69,69,106,90,65,61,37,34,45,39,35,9,6,7,13,25,49,36,18,19,17,10,23,6,18,2,1,0,0,null,1049.9378417753635,1513.1457131468476,2192.517257825024,2130.756208308826,2068.9951587926284,3520.3798224232778,4354.1539908919485,3767.4240204880693,3983.5876937947619,3952.7071690366629,3736.5434957299703,4354.1539908919485,3921.8266442785639,3890.9461195204649,2810.1277529870026,2408.6809311317165,2902.7693272612992,4292.3929413757514,3736.5434957299703,4662.9592384729385,5064.4060603282242,6392.268624926478,6515.790723958874,8059.8169618638203,8615.6664075096014,8368.6222094448094,10005.290021624052,13062.461972675846,13124.223022192045,12722.776200336759,12815.417774611056,13525.66984404733,16459.31969606673,14699.129784855089,16459.31969606673,18744.478528166052,17756.301735906884,17416.615963567794,16829.885993163916,18281.270656794564,20041.460568006205,18281.270656794564,18590.075904375553,17169.571765503006,17169.571765503006,15625.545527598058,14421.205062032201,15347.620804775168,15038.815557194179,3767.4240204880693,4168.8708423433554,4385.034515650048,4261.512416617652,5187.9281593606202,4076.2292680690584,2563.0835549222111,2223.397782583123,2501.3225054060131,1914.5925350021337,2593.9640796803101,2408.6809311317165,3890.9461195204649,2130.756208308826,2130.756208308826,3273.3356243584863,2779.2472282289036,2007.2341092764304,1883.7120102440347,1142.5794160496603,1049.9378417753635,1389.6236141144518,1204.3404655658583,1080.8183665334625,277.92472282289037,185.28314854859357,216.16367330669249,401.44682185528609,772.01311895247318,1513.1457131468476,1111.6988912915615,555.84944564578075,586.72997040387963,524.96892088768175,308.80524758098932,710.25206943627541,185.28314854859357,555.84944564578075,61.761049516197858,30.880524758098929,0,0]
[1,"OVERHEAD CONDUCTORS","> 22 kv & < = 66 kv",38.287607200492019,94.516679710734522,128.20782846515891,38.287607200492019,90.849867035184005,9.5315196603261541,2,0,0,0,0,0,1,3,46,42,5,22,16,1,7,12,20,20,10,4,25,3,30,22,4,1,0,2,24,69,8,6,3,13,65,55,54,0,12,64,20,44,68,118,118,71,81,29,100,171,10,14,19,23,35,4,6,2,1,14,15,32,38,4,3,13,18,50,40,11,6,31,0,3,0,0,4,14,58,61,26,4,13,32,8,0,0,18,1,0,0,0,null,0,0,0,0,0,38.287607200492019,114.86282160147606,1761.2299312226328,1608.0795024206648,191.43803600246008,842.32735841082444,612.6017152078723,38.287607200492019,268.01325040344415,459.45128640590423,765.75214400984032,765.75214400984032,382.87607200492016,153.15042880196808,957.19018001230052,114.86282160147606,1148.6282160147605,842.32735841082444,153.15042880196808,38.287607200492019,0,76.575214400984038,918.90257281180845,2641.8448968339494,306.30085760393615,229.72564320295211,114.86282160147606,497.73889360639623,2488.6944680319812,2105.8183960270612,2067.5307888265688,0,459.45128640590423,2450.4068608314892,765.75214400984032,1684.6547168216489,2603.5572896334575,4517.937649658058,4517.937649658058,2718.4201112349333,3101.2961832398537,1110.3406088142685,3828.7607200492021,6547.1808312841349,382.87607200492016,536.02650080688829,727.46453680934837,880.61496561131639,1340.0662520172207,153.15042880196808,229.72564320295211,76.575214400984038,38.287607200492019,536.02650080688829,574.31410800738024,1225.2034304157446,1454.9290736186967,153.15042880196808,114.86282160147606,497.73889360639623,689.17692960885631,1914.380360024601,1531.5042880196806,421.16367920541222,229.72564320295211,1186.9158232152527,0,114.86282160147606,0,0,153.15042880196808,536.02650080688829,2220.6812176285371,2335.5440392300134,995.47778721279246,153.15042880196808,497.73889360639623,1225.2034304157446,306.30085760393615,0,0,689.17692960885631,38.287607200492019,0,0,0]
[1,"OVERHEAD CONDUCTORS","> 66 kv & < = 132 kv",315.76478844644885,399.55399277038168,"",315.76478844644885,72.456967657289255,8.5121658617116509,2,0,0,7,0,0,0,0,20,0,0,9,0,0,2,0,0,8,8,26,214,2,0,0,0,40,38,0,5,4,0,14,14,19,13,0,65,7,0,7,142,0,0,0,0,0,0,192,0,0,0,0,0,95,184,0,0,0,0,0,0,0,0,0,0,0,0,0,0,0,0,0,0,0,0,0,0,0,0,0,0,0,0,0,0,0,0,0,0,0,0,0,null,0,0,2210.3535191251422,0,0,0,0,6315.2957689289769,0,0,2841.8830960180394,0,0,631.52957689289769,0,0,2526.1183075715908,2526.1183075715908,8209.8844996076696,67573.664727540046,631.52957689289769,0,0,0,12630.591537857954,11999.061960965057,0,1578.8239422322442,1263.0591537857954,0,4420.7070382502843,4420.7070382502843,5999.5309804825283,4104.9422498038348,0,20524.711249019176,2210.3535191251422,0,2210.3535191251422,44838.599959395739,0,0,0,0,0,0,60626.839381718179,0,0,0,0,0,29997.65490241264,58100.72107414659,0,0,0,0,0,0,0,0,0,0,0,0,0,0,0,0,0,0,0,0,0,0,0,0,0,0,0,0,0,0,0,0,0,0,0,0,0]
[2,"POLES","˂ = 1 kv ; concrete",3.1903601541123257,10.207460920272823,"",3.1903601541123257,54.672957007734489,7.3941163777516028,2,59,3,2,3,3,8,42,2,0,7,79,19,19,11,9,17,50,24,35,36,59,78,110,370,177,56,6,18,62,30,21,65,71,46,40,48,26,40,78,86,84,28,33,43,75,158,52,37,32,23,11,24,9,7,7,3,32,2,21,2,5,0,0,0,0,2,1,0,0,0,0,0,0,0,0,0,1,0,0,1,0,0,1,0,0,0,0,0,0,0,0,null,188.23124909262722,9.5710804623369761,6.3807203082246513,9.5710804623369761,9.5710804623369761,25.522881232898605,133.99512647271769,6.3807203082246513,0,22.332521078786279,252.03845217487373,60.61684292813419,60.61684292813419,35.093961695235585,28.713241387010932,54.236122619909537,159.51800770561627,76.568643698695809,111.6626053939314,114.85296554804373,188.23124909262722,248.84809202076141,350.93961695235583,1180.4332570215604,564.69374727788158,178.66016863029023,19.142160924673952,57.426482774021864,197.80232955496419,95.710804623369768,66.997563236358843,207.37341001730115,226.51557094197511,146.75656708916699,127.61440616449303,153.13728739739162,82.949364006920462,127.61440616449303,248.84809202076141,274.37097325366,267.99025294543537,89.330084315145115,105.28188508570675,137.18548662683,239.27701155842442,504.07690434974745,165.89872801384092,118.04332570215605,102.09152493159442,73.378283544583496,35.093961695235585,76.568643698695809,28.713241387010932,22.332521078786279,22.332521078786279,9.5710804623369761,102.09152493159442,6.3807203082246513,66.997563236358843,6.3807203082246513,15.951800770561629,0,0,0,0,6.3807203082246513,3.1903601541123257,0,0,0,0,0,0,0,0,0,3.1903601541123257,0,0,3.1903601541123257,0,0,3.1903601541123257,0,0,0,0,0,0,0,0]
[2,"POLES","˂ = 1 kv ; steel",3.1903601541123257,8.8309749950277112,"",3.1903601541123257,54.672957007734489,7.3941163777516028,2,0,0,0,0,204,12,54,7,0,5,1,8,1,0,1,5,6,16,0,550,0,0,0,0,0,9,0,0,0,0,0,0,0,0,0,0,0,0,1,0,0,0,0,0,0,0,0,0,0,0,0,0,0,0,0,0,0,0,0,0,0,0,0,0,0,0,0,0,0,0,0,0,0,0,0,0,0,0,0,0,0,0,0,0,0,0,0,0,0,0,0,null,0,0,0,0,650.83347143891444,38.284321849347904,172.27944832206558,22.332521078786279,0,15.951800770561629,3.1903601541123257,25.522881232898605,3.1903601541123257,0,3.1903601541123257,15.951800770561629,19.142160924673952,51.04576246579721,0,1754.698084761779,0,0,0,0,0,28.713241387010932,0,0,0,0,0,0,0,0,0,0,0,0,3.1903601541123257,0,0,0,0,0,0,0,0,0,0,0,0,0,0,0,0,0,0,0,0,0,0,0,0,0,0,0,0,0,0,0,0,0,0,0,0,0,0,0,0,0,0,0,0,0,0,0,0,0,0,0,0]
[2,"POLES","˂ = 1 kv ; wood",3.1903601541123257,5.0985461172057036,3.7680224898384052,3.1903601541123257,54.672957007734489,7.3941163777516028,2,3541,4368,4296,3089,3239,3132,3131,2694,2978,3191,2618,2264,2521,1680,1618,1672,1885,1782,2338,2163,2432,2877,2996,3750,3887,4496,4103,4466,4858,4825,3720,3892,4945,4584,5078,4652,3611,3421,3202,3172,3532,3471,3397,2831,2963,3186,2786,2611,2556,1993,1870,1727,1626,1334,939,575,471,449,353,356,250,233,219,240,255,211,205,150,136,143,132,110,96,31,14,27,51,64,82,103,66,85,79,93,38,17,29,4,10,5,7,null,11297.065305711745,13935.493153162639,13705.78722206655,9855.0225160529735,10333.576539169822,9992.2080026798048,9989.0176425256923,8594.8302551786055,9500.8925389465057,10180.439251772432,8352.3628834660685,7222.9753889103049,8042.8979485171731,5359.805058908707,5162.0027293537432,5334.2821776758083,6013.8288905017334,5685.2217946281644,7459.0620403146177,6900.7490133449601,7758.9558948011763,9178.66616338116,9558.3190217205283,11963.850577921221,12400.92991903461,14343.859252889017,13090.047712322872,14248.148448265647,15498.769628677677,15393.487743591972,11868.139773297851,12416.881719805171,15776.330962085451,14624.610946450901,16200.648862582389,14841.555436930539,11520.390516499609,10914.222087218266,10215.533213467666,10119.822408844297,11268.352064324734,11073.740094923882,10837.65344351957,9031.9095962919946,9453.0371366348209,10164.487451001869,8888.34338935694,8330.0303623872824,8154.5605539111048,6358.3877871458653,5965.9734881900486,5509.7519861519868,5187.525610586642,4255.9404455858421,2995.7481847114736,1834.4570886145873,1502.6596325869054,1432.4717091964342,1126.1971344016511,1135.7682148639879,797.59003852808144,743.35391590817187,698.68887375059933,765.68643698695814,813.54183929864303,673.16599251770072,654.02383159302678,478.55402311684884,433.8889809592763,456.22150203806257,421.12754034282699,350.93961695235583,306.27457479478323,98.901164777482094,44.665042157572557,86.139724161032788,162.70836785972861,204.18304986318884,261.60953263721069,328.60709587356956,210.56377017141349,271.18061309954766,252.03845217487373,296.70349433244627,121.23368585626838,54.236122619909537,92.520444469257441,12.761440616449303,31.903601541123258,15.951800770561629,22.332521078786279]
[2,"POLES","˃ 11 kv & < = 22 kv ; wood",4.2742214360352451,6.0939246304484245,"",4.2742214360352451,55.463784030125346,7.4474011594733733,2,0,0,0,0,2,0,3,0,0,4,0,8,9,0,7,0,0,8,2,0,0,1,2,0,0,96,17,0,0,0,0,0,0,0,0,1,0,0,0,0,0,0,0,0,0,0,0,0,0,0,0,0,0,0,0,0,0,0,0,0,0,0,0,0,0,0,0,0,0,0,0,0,0,0,0,0,0,0,0,0,0,0,0,0,0,0,0,0,0,0,0,null,0,0,0,0,8.5484428720704901,0,12.822664308105736,0,0,17.09688574414098,0,34.193771488281961,38.467992924317208,0,29.919550052246716,0,0,34.193771488281961,8.5484428720704901,0,0,4.2742214360352451,8.5484428720704901,0,0,410.32525785938356,72.661764412599169,0,0,0,0,0,0,0,0,4.2742214360352451,0,0,0,0,0,0,0,0,0,0,0,0,0,0,0,0,0,0,0,0,0,0,0,0,0,0,0,0,0,0,0,0,0,0,0,0,0,0,0,0,0,0,0,0,0,0,0,0,0,0,0,0,0,0,0]
[2,"POLES","> 1 kv & < = 11 kv ; concrete",12.246855463933024,11.004314528537304,"",11.004314528537304,51.982648674797048,7.2098993526121467,2,212,215,149,131,155,205,206,184,216,239,319,317,341,393,100,61,42,43,86,51,40,39,56,81,92,103,69,52,45,51,58,281,345,186,41,25,25,34,17,13,15,24,14,23,36,47,47,87,100,56,56,61,30,40,16,1,1,1,1,0,0,1,0,2,0,1,0,0,1,0,0,0,0,0,0,0,0,0,0,2,0,1,0,0,1,0,1,0,1,0,0,null,2332.9146800499084,2365.9276236355204,1639.6428647520581,1441.5652032383869,1705.6687519232821,2255.8844783501472,2266.8887928786844,2024.793873250864,2376.9319381640576,2630.0311723204154,3510.3763346033998,3488.3677055463254,3752.4712542312204,4324.6956097151606,1100.4314528537304,671.26318624077555,462.18121019856676,473.18552472710405,946.37104945420811,561.22004095540251,440.17258114149217,429.16826661295482,616.24161359808897,891.34947681152164,1012.396936625432,1133.4443964393422,759.2977024690739,572.2243554839398,495.19415378417864,561.22004095540251,638.25024265516356,3092.2123825189824,3796.4885123453696,2046.8025023079385,451.17689567002947,275.10786321343261,275.10786321343261,374.1466939702683,187.07334698513415,143.05608887098495,165.06471792805957,264.10354868489526,154.06040339952224,253.09923415635799,396.15532302734294,517.20278284125322,517.20278284125322,957.3753639827454,1100.4314528537304,616.24161359808897,616.24161359808897,671.26318624077555,330.12943585611913,440.17258114149217,176.06903245659686,11.004314528537304,11.004314528537304,11.004314528537304,11.004314528537304,0,0,11.004314528537304,0,22.008629057074607,0,11.004314528537304,0,0,11.004314528537304,0,0,0,0,0,0,0,0,0,0,22.008629057074607,0,11.004314528537304,0,0,11.004314528537304,0,11.004314528537304,0,11.004314528537304,0,0]
[2,"POLES","> 1 kv & < = 11 kv ; steel",12.246855463933024,9.123785694204372,"",9.123785694204372,51.982648674797048,7.2098993526121467,2,0,0,0,0,0,0,0,0,0,0,0,2,1,0,0,0,1,0,3,0,1,0,0,0,0,0,1,0,0,0,0,0,0,0,0,0,1,0,0,0,0,0,0,0,0,0,0,0,0,1,0,0,0,0,0,0,0,0,0,0,0,0,0,0,0,0,0,0,0,0,1,0,0,0,0,0,0,0,0,0,0,0,0,0,0,0,0,0,0,0,0,null,0,0,0,0,0,0,0,0,0,0,0,18.247571388408744,9.123785694204372,0,0,0,9.123785694204372,0,27.371357082613116,0,9.123785694204372,0,0,0,0,0,9.123785694204372,0,0,0,0,0,0,0,0,0,9.123785694204372,0,0,0,0,0,0,0,0,0,0,0,0,9.123785694204372,0,0,0,0,0,0,0,0,0,0,0,0,0,0,0,0,0,0,0,0,9.123785694204372,0,0,0,0,0,0,0,0,0,0,0,0,0,0,0,0,0,0,0,0]
[2,"POLES","> 1 kv & < = 11 kv ; wood",4.2742214360352451,6.0286051851250093,5.1028091875351969,4.2742214360352451,55.463784030125346,7.4474011594733733,2,4646,4974,4638,5156,5282,5032,5125,4665,4908,4481,3617,3619,2840,2514,1864,1501,2421,2311,2607,2357,2641,2971,3139,3733,3568,3987,4271,4764,5152,4815,4239,4372,5687,4593,5540,5400,4403,4112,3769,3583,3673,3172,3088,2994,2782,2668,2522,2478,2378,1877,1748,1555,1466,1472,1102,627,458,559,474,510,387,476,332,318,485,352,246,188,127,143,125,128,155,23,32,30,39,46,131,109,61,110,52,50,108,25,61,8,5,3,5,null,19858.032791819747,21259.977422839311,19823.839020331467,22037.885724197724,22576.437625138165,21507.882266129353,21905.384859680631,19939.242999104419,20977.878808060981,19152.786254873932,15459.858934139482,15468.407377011552,12138.788878340096,10745.392690192606,7967.1487567696968,6415.6063754889028,10347.890096641328,9877.7257386774509,11142.895283743885,10074.339924735074,11288.218812569083,12698.711886460713,13416.781087714635,15955.668620719571,15250.422083773754,17041.32086547252,18255.199753306533,20362.390921271908,22020.788838453584,20580.376214509706,18118.424667353403,18686.896118346092,24307.497306732439,19631.499055709879,23679.186755635259,23080.795754590323,18819.396982863185,17575.598544976929,16109.540592416839,15314.535405314284,15699.215334557455,13557.830395103798,13198.795794476837,12797.018979489523,11890.884035050052,11403.622791342033,10779.586461680889,10591.520718495338,10164.098574891812,8022.7136354381546,7471.3390701896087,6646.4143330348061,6266.0086252276697,6291.653953843881,4710.1920225108397,2679.9368403940985,1957.5934177041422,2389.2897827437018,2025.9809606807062,2179.8529323779749,1654.1236957456399,2034.5294035527766,1419.0415167637013,1359.202416659208,2072.9973964770938,1504.5259454844063,1051.4584732646704,803.55362997462612,542.82612237647618,611.21366535304003,534.27767950440568,547.10034381251137,662.504322585463,98.307093028810641,136.77508595312784,128.22664308105735,166.69463600537455,196.61418605762128,559.92300812061706,465.89013652784172,260.72750759814994,470.16435796387697,222.25951467383274,213.71107180176224,461.61591509180647,106.85553590088112,260.72750759814994,34.193771488281961,21.371107180176224,12.822664308105736,21.371107180176224]
[2,"POLES","> 22 kv & < = 66 kv ; concrete",7.6889284822432371,21.918350125876927,"",7.6889284822432371,63.15215982665562,7.9468333206791009,2,3,3,9,23,36,7,12,10,27,2,4,6,22,0,1,10,0,67,22,53,0,6,4,34,19,4,3,2,18,92,21,20,36,0,0,2,0,149,0,0,0,1,0,0,0,0,0,0,0,0,1,0,0,0,0,0,0,0,0,1,0,0,0,0,0,0,0,0,0,0,0,0,0,0,0,0,0,0,0,0,0,0,0,0,0,0,0,0,0,0,0,null,23.06678544672971,23.06678544672971,69.200356340189131,176.84535509159446,276.80142536075653,53.822499375702662,92.267141786918842,76.889284822432373,207.60106902056739,15.377856964486474,30.755713928972948,46.133570893459421,169.15642660935123,0,7.6889284822432371,76.889284822432373,0,515.15820831029691,169.15642660935123,407.51320955889156,0,46.133570893459421,30.755713928972948,261.42356839627007,146.08964116262152,30.755713928972948,23.06678544672971,15.377856964486474,138.40071268037826,707.38142036637782,161.46749812710797,153.77856964486475,276.80142536075653,0,0,15.377856964486474,0,1145.6503438542422,0,0,0,7.6889284822432371,0,0,0,0,0,0,0,0,7.6889284822432371,0,0,0,0,0,0,0,0,7.6889284822432371,0,0,0,0,0,0,0,0,0,0,0,0,0,0,0,0,0,0,0,0,0,0,0,0,0,0,0,0,0,0,0]
[2,"POLES","> 22 kv & < = 66 kv ; steel",7.6889284822432371,22.154631661925073,"",7.6889284822432371,63.15215982665562,7.9468333206791009,2,1,0,0,0,0,0,0,0,0,0,0,0,0,0,0,0,0,0,0,1,0,0,1,0,0,0,0,0,1,0,0,1,0,0,0,0,0,0,0,0,0,0,0,0,0,0,0,0,0,0,0,0,0,0,0,0,0,0,0,0,0,0,0,0,0,0,0,0,0,0,0,0,0,0,0,0,0,0,0,0,0,0,0,0,0,0,0,0,0,0,0,null,7.6889284822432371,0,0,0,0,0,0,0,0,0,0,0,0,0,0,0,0,0,0,7.6889284822432371,0,0,7.6889284822432371,0,0,0,0,0,7.6889284822432371,0,0,7.6889284822432371,0,0,0,0,0,0,0,0,0,0,0,0,0,0,0,0,0,0,0,0,0,0,0,0,0,0,0,0,0,0,0,0,0,0,0,0,0,0,0,0,0,0,0,0,0,0,0,0,0,0,0,0,0,0,0,0,0,0,0]
[2,"POLES","> 22 kv & < = 66 kv ; wood",7.6889284822432371,7.6889284822432371,10.084898679648719,7.6889284822432371,63.15215982665562,7.9468333206791009,2,410,438,390,551,634,1389,1293,936,850,560,643,468,553,250,352,343,340,566,305,300,306,337,332,273,266,185,245,276,300,238,462,319,403,287,331,276,256,213,437,433,699,691,542,582,473,263,352,300,403,333,142,358,222,283,104,51,38,61,74,61,108,93,24,14,45,21,27,43,24,41,15,23,41,0,0,3,24,54,48,13,22,18,17,4,1,0,2,1,0,15,0,null,3152.4606777197273,3367.7506752225377,2998.6821080748623,4236.5995937160233,4874.7806577422125,10679.921661835857,9941.7845275405052,7196.8370593796699,6535.5892099067514,4305.7999500562128,4943.9810140824011,3598.4185296898349,4251.9774506805097,1922.2321205608093,2706.5028257496197,2637.3024694094302,2614.2356839627005,4351.9335209496721,2345.1231870841875,2306.6785446729709,2352.8121155664307,2591.1688985159708,2552.7242561047547,2099.0774756524038,2045.254976276701,1422.4517692149989,1883.7874781495932,2122.1442610991335,2306.6785446729709,1829.9649787738904,3552.2849587963756,2452.7681858355927,3098.6381783440247,2206.722474403809,2545.0353276225114,2122.1442610991335,1968.3656914542687,1637.7417667178095,3360.0617467402944,3329.3060328113215,5374.5610090880227,5313.0495812300769,4167.3992373758347,4474.9563766655638,3636.8631721010511,2022.1881908299713,2706.5028257496197,2306.6785446729709,3098.6381783440247,2560.4131845869979,1091.8278444785396,2752.636396643079,1706.9421230579987,2175.9667604748361,799.64856215329667,392.13535259440511,292.17928232524304,469.02463741683744,568.9807076859995,469.02463741683744,830.40427608226958,715.07034884862105,184.53428357383768,107.64499875140532,346.00178170094568,161.46749812710797,207.60106902056739,330.62392473645917,184.53428357383768,315.24606777197272,115.33392723364855,176.84535509159446,315.24606777197272,0,0,23.06678544672971,184.53428357383768,415.20213804113479,369.06856714767537,99.956070269162083,169.15642660935123,138.40071268037826,130.71178419813504,30.755713928972948,7.6889284822432371,0,15.377856964486474,7.6889284822432371,0,115.33392723364855,0]
[2,"POLES","> 66 kv & < = 132 kv ; concrete",23.20339854423845,24.348999154755077,"",23.20339854423845,43.910509935716497,6.6265005799227463,2,0,48,63,28,112,9,46,27,32,5,77,105,31,28,2,1,98,213,37,83,5,0,0,1,0,8,79,2,1,2,0,102,1,24,2,181,39,0,1,0,0,0,0,0,0,0,0,0,0,0,0,0,0,0,0,0,0,0,0,0,0,0,0,0,0,0,0,0,0,0,0,0,0,0,0,0,0,0,0,0,0,0,0,0,0,0,0,0,0,0,0,null,0,1113.7631301234455,1461.8141082870222,649.69515923867664,2598.7806369547066,208.83058689814604,1067.3563330349687,626.4917606944382,742.50875341563039,116.01699272119225,1786.6616879063606,2436.3568471450371,719.30535487139196,649.69515923867664,46.4067970884769,23.20339854423845,{"$f":"IFERROR($G21*AA21,\"\")","v":2273.9330573353682},4942.3238899227899,858.52574613682259,1925.8820791717912,116.01699272119225,0,0,23.20339854423845,0,185.6271883539076,1833.0684849948375,46.4067970884769,23.20339854423845,46.4067970884769,0,2366.7466515123219,{"$f":"IFERROR($G21*AQ21,\"\")","v":23.20339854423845},556.88156506172277,46.4067970884769,4199.815136507159,904.93254322529958,0,23.20339854423845,0,0,0,0,0,0,0,0,0,{"$f":"IFERROR($G21*BG21,\"\")","v":0},0,0,0,0,0,0,0,0,0,0,0,0,0,0,0,{"$f":"IFERROR($G21*BW21,\"\")","v":0},0,0,0,0,0,0,0,0,0,0,0,0,0,0,0,{"$f":"IFERROR($G21*CM21,\"\")","v":0},0,0,0,0,0,0,0,0,0,0]
[2,"POLES","> 66 kv & < = 132 kv ; steel",23.20339854423845,17.704552799214063,"",17.704552799214063,43.910509935716497,6.6265005799227463,2,0,0,0,0,0,0,0,1,1,0,0,0,0,0,0,0,0,0,0,0,0,0,0,0,0,0,0,0,0,0,0,0,1,0,0,0,0,0,0,0,0,0,0,0,0,0,0,0,0,0,0,0,0,0,0,0,0,0,0,0,0,0,0,0,0,0,0,0,0,0,0,0,0,0,0,0,0,0,0,0,0,0,0,0,0,0,0,0,0,0,0,null,0,0,0,0,0,0,0,17.704552799214063,17.704552799214063,0,0,0,0,0,0,0,0,0,0,0,0,0,0,0,0,0,0,0,0,0,0,0,17.704552799214063,0,0,0,0,0,0,0,0,0,0,0,0,0,0,0,0,0,0,0,0,0,0,0,0,0,0,0,0,0,0,0,0,0,0,0,0,0,0,0,0,0,0,0,0,0,0,0,0,0,0,0,0,0,0,0,0,0,0]
[2,"POLES","> 66 kv & < = 132 kv ; wood",23.20339854423845,22.241684212216938,19.426638217861068,19.426638217861068,43.910509935716497,6.6265005799227463,2,25,61,76,22,70,19,16,67,45,11,19,209,197,30,8,8,105,283,280,38,47,7,14,0,0,12,8,29,1,3,5,9,15,0,15,6,2,0,34,40,0,2,1,0,0,0,2,0,0,1,0,1,33,0,0,0,0,0,0,0,0,0,0,0,0,0,0,1,0,0,0,0,0,0,0,1,0,0,0,0,0,0,0,0,0,0,0,0,0,0,0,null,485.66595544652671,1185.0249312895253,1476.4245045574412,427.3860407929435,1359.8646752502748,369.1061261393603,310.82621148577709,1301.5847605966915,874.19871980374808,213.69302039647175,369.1061261393603,4060.1673875329634,3827.0477289186306,582.79914653583205,155.41310574288855,155.41310574288855,2039.7970128754123,5497.7386156546827,5439.4587010010991,738.2122522787206,913.05199623947021,135.98646752502748,271.97293505005496,0,0,233.11965861433282,155.41310574288855,563.37250831797098,19.426638217861068,58.279914653583205,97.133191089305342,174.83974396074962,291.39957326791603,0,291.39957326791603,116.55982930716641,38.853276435722137,0,660.50569940727632,777.06552871444273,0,38.853276435722137,19.426638217861068,0,0,0,38.853276435722137,0,0,19.426638217861068,0,19.426638217861068,641.07906118941526,0,0,0,0,0,0,0,0,0,0,0,0,0,0,19.426638217861068,0,0,0,0,0,0,0,19.426638217861068,0,0,0,0,0,0,0,0,0,0,0,0,0,0,0]
[2,"POLES","staking of a wooden pole",4.8082511336943838,9.2382742527782238,null,4.8082511336943838,19.361441199741975,4.4001637696501676,2,1479,1340,1145,1052,1493,1495,1352,768,1266,2856,3182,2152,2323,2527,1350,1600,1588,1524,2066,888,8,9,0,0,0,0,0,0,0,0,0,0,0,0,0,0,0,0,0,0,0,0,0,0,0,0,0,0,0,0,0,0,0,0,0,0,0,0,0,0,0,0,0,0,0,0,0,0,0,0,0,0,0,0,0,0,0,0,0,0,0,0,0,0,0,0,0,0,0,0,0,null,7111.4034267339939,6443.0565191504747,5505.4475480800693,5058.2801926464917,7178.7189426057148,7188.3354448731043,6500.7555327548071,3692.7368706772868,6087.2459352570895,13732.36523783116,15299.855107415529,10347.356439710315,11169.567383572054,12150.450614845708,6491.1390304874185,7693.2018139110141,7635.5028003066818,7327.7747277502413,9933.846842212597,4269.7270067206127,38.466009069555071,43.274260203249455,0,0,0,0,0,0,0,0,0,0,0,0,0,0,0,0,0,0,0,0,0,0,0,0,0,0,0,0,0,0,0,0,0,0,0,0,0,0,0,0,0,0,0,0,0,0,0,0,0,0,0,0,0,0,0,0,0,0,0,0,0,0,0,0,0,0,0,0,0]
[3,"SERVICE LINES","˂ = 11 kv ; commercial and industrial ; simple type",0.48261119413448156,0.91548205142734551,0.42076038182039532,0.42076038182039532,38.111227953884317,6.1734291891852386,2,1937.08599999995,1764.9659999999999,1866.56599999998,1909.136,1474.72,1154.9442941176501,1750.6242941176499,1671.9842941176501,1853.74429411765,2351.6642941176501,3024.8796626122298,2699.5385239464999,344.49529411764701,294.96729411764699,1928.73535803661,2024.30219841384,1579.26007476732,1557.7752825912801,1834.00832485464,1692.82254769781,1361.3428969817801,211.82507127447599,422.82352380952398,422.82352380952398,422.82352380952398,422.82352380952398,422.82352380952398,422.82352380952398,422.82352380952398,422.82352380952398,422.82352380952398,422.82352380952398,510.89867532467503,510.89867532467503,510.89867532467503,510.89867532467503,510.89867532467503,510.89867532467503,510.89867532467503,510.89867532467503,510.89867532467503,510.89867532467503,510.89867532467503,93.093137254902004,93.093137254902004,93.093137254902004,93.093137254902004,93.093137254902004,93.093137254902004,93.093137254902004,93.093137254902004,93.093137254902004,93.093137254902004,93.093137254902004,93.093137254902004,93.093137254902004,93.093137254902004,93.093137254902004,93.093137254902004,93.093137254902004,0,0,0,0,0,0,0,0,0,0,0,0,0,0,0,0,0,0,0,0,0,0,0,0,0,0,0,0,0,0,0,null,815.0490449789213,742.6277680600158,785.37702285295961,803.28879230706218,620.50375027817336,485.95480217422943,736.59334641700241,703.50474999064659,779.98215699032164,989.48716630633294,1272.7495218014703,1135.8588600745957,144.94997148827053,124.11055129747,811.53542567798092,851.74616592447296,664.49007205280361,655.45012269348126,771.67804302762192,712.27266152350489,572.79915712253694,89.127597868580963,177.90738732074033,177.90738732074033,177.90738732074033,177.90738732074033,177.90738732074033,177.90738732074033,177.90738732074033,177.90738732074033,177.90738732074033,177.90738732074033,214.96592170114445,214.96592170114445,214.96592170114445,214.96592170114445,214.96592170114445,214.96592170114445,214.96592170114445,214.96592170114445,214.96592170114445,214.96592170114445,214.96592170114445,39.169903976231033,39.169903976231033,39.169903976231033,39.169903976231033,39.169903976231033,39.169903976231033,39.169903976231033,39.169903976231033,39.169903976231033,39.169903976231033,39.169903976231033,39.169903976231033,39.169903976231033,39.169903976231033,39.169903976231033,39.169903976231033,39.169903976231033,0,0,0,0,0,0,0,0,0,0,0,0,0,0,0,0,0,0,0,0,0,0,0,0,0,0,0,0,0,0,0]
[3,"SERVICE LINES","˂ = 11 kv ; residential ; simple type",0.48171046025735947,0.75740966228147066,0.42067993072042109,0.42067993072042109,38.139036779647761,6.1756810782008298,2,21685.913999999499,20247.034,20896.433999999801,21379.864000000001,16959.28,13281.859382352901,20132.179382352901,19227.8193823529,21318.059382352902,27044.1393823529,34786.1161200407,31044.693025384699,4013.80838235294,3459.3363823529398,22195.556617421102,23279.475281759202,18161.490859824102,17914.4157497997,21091.095735828301,19467.459298524798,15655.4433152904,2435.9883196564701,4950.2264761904798,4950.2264761904798,4950.2264761904798,4950.2264761904798,4950.2264761904798,4950.2264761904798,4950.2264761904798,4950.2264761904798,4950.2264761904798,4950.2264761904798,5963.0907186147197,5963.0907186147197,5963.0907186147197,5963.0907186147197,5963.0907186147197,5963.0907186147197,5963.0907186147197,5963.0907186147197,5963.0907186147197,5963.0907186147197,5963.0907186147197,1075.01078431373,1075.01078431373,1075.01078431373,1075.01078431373,1075.01078431373,1075.01078431373,1075.01078431373,1075.01078431373,1075.01078431373,1075.01078431373,1075.01078431373,1075.01078431373,1075.01078431373,1075.01078431373,1075.01078431373,1075.01078431373,1075.01078431373,0,0,0,0,0,0,0,0,0,0,0,0,0,0,0,0,0,0,0,0,0,0,0,0,0,0,0,0,0,0,0,null,9122.8287991287998,8517.5208604140098,8790.7104074237686,8994.079706332026,7134.4287354682228,5587.4116848065933,8469.2038278193086,8088.7577256729883,8968.0797440620408,11376.92668176163,14633.820919411246,13059.879311155575,1688.5286322132802,1455.2733896668669,9337.2252201178926,9793.2080487382154,7640.1747166903642,7536.2351765225585,8872.600692966018,8189.5694290060292,6585.9308092738447,1024.7713975488389,2082.4609310542055,2082.4609310542055,2082.4609310542055,2082.4609310542055,2082.4609310542055,2082.4609310542055,2082.4609310542055,2082.4609310542055,2082.4609310542055,2082.4609310542055,2508.5525903864263,2508.5525903864263,2508.5525903864263,2508.5525903864263,2508.5525903864263,2508.5525903864263,2508.5525903864263,2508.5525903864263,2508.5525903864263,2508.5525903864263,2508.5525903864263,452.23546226880546,452.23546226880546,452.23546226880546,452.23546226880546,452.23546226880546,452.23546226880546,452.23546226880546,452.23546226880546,452.23546226880546,452.23546226880546,452.23546226880546,452.23546226880546,452.23546226880546,452.23546226880546,452.23546226880546,452.23546226880546,452.23546226880546,0,0,0,0,0,0,0,0,0,0,0,0,0,0,0,0,0,0,0,0,0,0,0,0,0,0,0,0,0,0,0]
[4,"SWITCHGEAR","˂ = 11 kv ; circuit breaker",129.36546409265745,81.121325034048596,150.05821291233693,81.121325034048596,43.301065696452724,6.5803545266537675,2,42,101,78,54,194,231,368,247,193,412,258,337,362,347,185,83,113,65,149,71,10,61,43,41,32,33,31,29,45,56,72,29,77,91,171,87,68,46,18,10,1,42,69,66,13,7,16,30,14,6,12,19,11,9,2,0,0,0,0,0,0,0,0,0,0,0,0,0,0,0,0,0,0,0,0,0,0,0,0,0,0,0,0,0,0,0,0,0,0,0,0,null,3407.095651430041,8193.2538284389084,6327.46335265579,4380.5515518386237,15737.537056605428,18739.026082865224,29852.647612529883,20036.967283410002,15656.415731571378,33421.985914028024,20929.301858784536,27337.886536474376,29365.919662325592,28149.099786814862,15007.44513129899,6733.0699778260332,9166.7097288474906,5272.8861272131589,12087.077430073241,5759.6140774174501,811.21325034048596,4948.4008270769646,3488.2169764640894,3325.9743263959926,2595.8824010895551,2677.0037261236039,2514.7610760555062,2352.5184259874095,3650.459626532187,4542.7942019067214,5840.7354024514989,2352.5184259874095,6246.3420276217421,7382.040578098422,13871.74658082231,7057.5552779622276,5516.2501023153045,3731.5809515662354,1460.1838506128747,811.21325034048596,81.121325034048596,3407.095651430041,5597.3714273493533,5354.0074522472078,1054.5772254426317,567.84927523834017,1297.9412005447775,2433.6397510214579,1135.6985504766803,486.72795020429157,973.45590040858315,1541.3051756469233,892.33457537453455,730.09192530643736,162.24265006809719,0,0,0,0,0,0,0,0,0,0,0,0,0,0,0,0,0,0,0,0,0,0,0,0,0,0,0,0,0,0,0,0,0,0,0,0]
[4,"SWITCHGEAR","˂ = 11 kv ; switch",5.9281821866858451,13.145759880363528,5.7962677412003218,5.7962677412003218,35.844459306933544,5.9870242447257169,2,8138,12965,15004,17067,12780,13146,10646,12597,8918,9266,9902,9149,8350,8746,4968,2784,4514,3847,3332,2917,2967,2508,2229,2713,2931,3002,2830,3693,3798,5087,2802,2629,3434,2308,1560,1058,754,554,627,347,216,176,122,129,77,139,165,121,333,87,65,40,159,109,38,45,23,8,0,0,0,1,0,1,0,0,1,0,1,0,0,1,0,0,0,0,0,0,0,0,0,0,0,0,0,0,0,0,0,0,0,null,47170.026877888216,75148.611264662177,86967.20118896963,98924.90153906589,74076.301732540116,76197.735725819424,61707.066372818626,73015.584735900455,51691.115716024469,53708.216889962183,57394.643173365585,53030.053564241745,48398.835639022691,50694.157664538012,28795.858138283198,16136.809391501696,26164.352583778254,22298.242000397637,19313.164113679471,16907.713001081338,17197.526388141356,14537.039494930406,12919.880795135517,15725.274381876474,16988.860749458145,17400.395759083367,16403.43770759691,21405.616768252788,22014.224881078822,29485.613999486039,16241.142210843302,15238.387891615646,19904.383423281906,13377.785946690343,9042.1776762725021,6132.4512701899403,4370.3858768650425,3211.1323286249785,3634.2598737326016,2011.3049061965116,1251.9938320992694,1020.1431224512567,707.14466442643925,747.71853861484146,446.31261607242476,805.68121602684471,956.38417729805315,701.34839668523898,1930.1571578197072,504.275293484428,376.75740317802092,231.85070964801287,921.6065708508512,631.79318379083509,220.25817416561222,260.83204835401449,133.31415804760741,46.370141929602575,0,0,0,5.7962677412003218,0,5.7962677412003218,0,0,5.7962677412003218,0,5.7962677412003218,0,0,5.7962677412003218,0,0,0,0,0,0,0,0,0,0,0,0,0,0,0,0,0,0,0]
[4,"SWITCHGEAR","> 11 kv & < = 22 kv ; switch",5.9281821866858451,14.172401188258965,"",5.9281821866858451,35.844459306933544,5.9870242447257169,2,0,0,0,0,0,0,0,0,0,1,0,0,0,0,0,0,0,0,0,0,0,0,0,0,0,0,0,0,0,0,0,0,0,0,0,0,0,0,0,0,0,0,0,0,0,0,0,0,0,0,0,0,0,0,0,0,0,0,0,0,0,0,0,0,0,0,0,0,0,0,0,0,0,0,0,0,0,0,0,0,0,0,0,0,0,0,0,0,0,0,0,null,0,0,0,0,0,0,0,0,0,5.9281821866858451,0,0,0,0,0,0,0,0,0,0,0,0,0,0,0,0,0,0,0,0,0,0,0,0,0,0,0,0,0,0,0,0,0,0,0,0,0,0,0,0,0,0,0,0,0,0,0,0,0,0,0,0,0,0,0,0,0,0,0,0,0,0,0,0,0,0,0,0,0,0,0,0,0,0,0,0,0,0,0,0,0]
[4,"SWITCHGEAR","> 22 kv & < = 33 kv ; circuit breaker",420.78480118800115,249.55159763028806,151.99855048789527,151.99855048789527,57.666580291666953,7.593851479431696,2,16,15,18,48,19,20,37,30,93,121,177,52,131,166,49,13,50,29,60,42,8,11,18,17,7,15,12,2,1,31,0,8,3,12,1,10,0,0,0,0,2,17,30,1,0,5,2,0,2,15,31,1,58,3,0,35,15,4,3,0,11,0,2,0,7,0,14,1,0,0,0,0,0,0,0,0,0,0,0,0,0,0,0,0,0,0,0,0,0,0,0,null,2431.9768078063244,2279.9782573184293,2735.9739087821149,7295.9304234189731,2887.9724592700104,3039.9710097579054,5623.9463680521249,4559.9565146368586,14135.865195374261,18391.824609035328,26903.743436357465,7903.9246253705542,19911.810113914282,25231.759380990614,7447.9289739068681,1975.9811563426385,7599.9275243947632,4407.9579641489627,9119.9130292737173,6383.939120491601,1215.9884039031622,1671.984055366848,2735.9739087821149,2583.9753582942194,1063.9898534152669,2279.9782573184293,1823.9826058547433,303.99710097579054,151.99855048789527,4711.9550651247537,0,1215.9884039031622,455.99565146368582,1823.9826058547433,151.99855048789527,1519.9855048789527,0,0,0,0,303.99710097579054,2583.9753582942194,4559.9565146368586,151.99855048789527,0,759.99275243947636,303.99710097579054,0,303.99710097579054,2279.9782573184293,4711.9550651247537,151.99855048789527,8815.9159282979253,455.99565146368582,0,5319.9492670763348,2279.9782573184293,607.99420195158109,455.99565146368582,0,1671.984055366848,0,303.99710097579054,0,1063.9898534152669,0,2127.9797068305338,151.99855048789527,0,0,0,0,0,0,0,0,0,0,0,0,0,0,0,0,0,0,0,0,0,0,0]
[4,"SWITCHGEAR","> 22 kv & < = 33 kv ; switch",67.315891715544552,21.395336984941075,76.880430483535818,21.395336984941075,43.160803131276452,6.5696882065495661,2,35,75,82,150,148,129,186,299,123,178,175,83,82,104,28,33,59,61,372,14,1,1,5,3,21,0,0,1,18,13,12,1,4,0,2,0,0,1,5,0,289,0,3,0,11,0,0,0,0,0,0,0,15,0,0,0,0,0,0,0,1,4,0,0,0,0,0,0,0,0,0,0,0,0,0,0,0,0,0,0,0,0,0,0,0,0,0,0,0,0,0,null,748.83679447293764,1604.6502738705806,1754.417632765168,3209.3005477411612,3166.5098737712792,2759.9984710573985,3979.5326791990401,6397.2057584973818,2631.6264491477523,3808.3699833195114,3744.1839723646881,1775.8129697501092,1754.417632765168,2225.1150464338716,599.06943557835007,706.04612050305548,1262.3248821115235,1305.1155560814057,7959.0653583980802,299.53471778917503,21.395336984941075,21.395336984941075,106.97668492470538,64.186010954823217,449.30207668376255,0,0,21.395336984941075,385.11606572893936,278.13938080423395,256.74404381929287,21.395336984941075,85.581347939764299,0,42.79067396988215,0,0,21.395336984941075,106.97668492470538,0,6183.2523886479703,0,64.186010954823217,0,235.34870683435182,0,0,0,0,0,0,0,320.93005477411612,0,0,0,0,0,0,0,21.395336984941075,85.581347939764299,0,0,0,0,0,0,0,0,0,0,0,0,0,0,0,0,0,0,0,0,0,0,0,0,{"$f":"IFERROR($G31*CS31,\"\")","v":0},0,0,0,0]
[4,"SWITCHGEAR","> 33 kv & < = 66 kv ; circuit breaker",86.206950238861339,153.98774832184276,"",86.206950238861339,43.043567714243572,6.5607596903288243,2,0,0,0,0,0,0,0,0,0,0,0,0,0,0,0,1,0,0,0,0,0,0,0,0,0,0,0,0,0,0,0,0,0,0,0,0,0,0,0,0,0,0,0,0,0,0,0,0,0,0,0,0,0,0,0,0,0,0,0,0,0,0,0,0,0,0,0,0,0,0,0,0,0,0,0,0,0,0,0,0,0,0,0,0,0,0,0,0,0,0,0,null,0,0,0,0,0,0,0,0,0,0,0,0,0,0,0,86.206950238861339,0,0,0,0,0,0,0,0,0,0,0,0,0,0,0,0,0,0,0,0,0,0,0,0,0,0,0,0,0,0,0,0,0,0,0,0,0,0,0,0,0,0,0,0,0,0,0,0,0,0,0,0,0,0,0,0,0,0,0,0,0,0,0,0,0,0,0,0,0,0,0,0,0,0,0]
[4,"SWITCHGEAR","> 33 kv & < = 66 kv ; switch",9.5918182458511634,28.573651092407154,"",9.5918182458511634,46.273775343298226,6.8024830277846506,2,0,0,0,0,0,0,0,0,0,0,0,0,0,1,0,0,0,0,0,0,0,0,0,0,0,0,0,0,0,0,0,0,0,0,0,0,0,0,0,0,0,0,0,0,0,0,0,0,0,0,0,0,0,0,0,0,0,0,0,0,0,0,0,0,0,0,0,0,0,0,0,0,0,0,0,0,0,0,0,0,0,0,0,0,0,0,0,0,0,0,0,null,0,0,0,0,0,0,0,0,0,0,0,0,0,9.5918182458511634,0,0,0,0,0,0,0,0,0,0,0,0,0,0,0,0,0,0,0,0,0,0,0,0,0,0,0,0,0,0,0,0,0,0,0,0,0,0,0,0,0,0,0,0,0,0,0,0,0,0,0,0,0,0,0,0,0,0,0,0,0,0,0,0,0,0,0,0,0,0,0,0,0,0,0,0,0]
[4,"SWITCHGEAR","> 66 kv & < = 132 kv ; circuit breaker",86.206950238861339,194.48868378075002,"",86.206950238861339,43.043567714243572,6.5607596903288243,2,1,0,2,1,5,25,20,16,44,23,40,24,19,23,1,2,18,5,2,2,8,0,0,0,0,0,0,0,6,1,1,4,0,3,1,0,5,1,0,0,1,0,0,4,0,0,0,0,4,0,0,0,0,0,0,0,0,0,0,0,0,0,0,0,0,0,0,0,0,0,0,0,0,0,0,0,0,0,0,0,0,0,0,0,0,0,0,0,0,0,0,null,86.206950238861339,0,172.41390047772268,86.206950238861339,431.03475119430669,2155.1737559715334,1724.1390047772268,1379.3112038217814,3793.1058105098991,1982.7598554938108,3448.2780095544535,2068.9668057326721,1637.9320545383655,1982.7598554938108,86.206950238861339,172.41390047772268,1551.725104299504,431.03475119430669,172.41390047772268,172.41390047772268,689.65560191089071,0,0,0,0,0,0,0,517.24170143316803,86.206950238861339,86.206950238861339,344.82780095544535,0,258.62085071658402,86.206950238861339,0,431.03475119430669,86.206950238861339,0,0,86.206950238861339,0,0,344.82780095544535,0,0,0,0,344.82780095544535,0,0,0,0,0,0,0,0,0,0,0,0,0,0,0,0,0,0,0,0,0,0,0,0,0,0,0,0,0,0,0,0,0,0,0,0,0,0,0,0,0,0]
[4,"SWITCHGEAR","> 66 kv & < = 132 kv ; switch",9.5918182458511634,70.621230615654966,"",9.5918182458511634,46.273775343298226,6.8024830277846506,2,3,10,29,109,117,159,38,162,109,64,55,88,35,41,5,79,33,84,242,7,22,4,0,0,0,0,0,0,0,7,14,0,5,3,11,0,0,0,0,0,18,0,0,0,0,0,0,0,0,2,0,0,0,2,0,0,0,0,0,0,0,0,0,0,0,0,0,0,0,0,0,0,0,0,0,0,0,0,0,0,0,0,0,0,0,0,0,0,0,0,0,null,28.775454737553488,95.918182458511637,278.16272912968373,1045.5081887977767,1122.2427347645862,1525.0991010903349,364.48909334234423,1553.8745558278886,1045.5081887977767,613.87636773447446,527.55000352181401,844.08000563490236,335.71363860479073,393.26454807989768,47.959091229255819,757.75364142224191,316.53000211308841,805.71273265149773,2321.2200154959814,67.142727720958149,211.02000140872559,38.367272983404654,0,0,0,0,0,0,0,67.142727720958149,134.2854554419163,0,47.959091229255819,28.775454737553488,105.5100007043628,0,0,0,0,0,172.65272842532093,0,0,0,0,0,0,0,0,19.183636491702327,0,0,0,19.183636491702327,0,0,0,0,0,0,0,0,0,0,0,0,0,0,0,0,0,0,0,0,0,0,0,0,0,0,0,0,0,0,0,0,0,0,0,0,0]
[5,"TRANSFORMERS","ground outdoor / indoor chamber mounted ; ˂ 22 kv ; < = 60 kva ; multiple phase",140.27983214723082,"","",140.27983214723082,71.574285245345834,8.4601587009550734,2,0,0,0,0,0,0,0,0,0,0,0,0,0,0,0,0,0,0,0,0,0,0,0,0,0,0,0,0,0,0,0,0,0,0,0,0,0,0,0,0,0,0,0,0,0,0,0,0,0,0,0,1,0,0,0,0,0,0,0,0,0,0,0,0,0,0,0,0,0,0,0,0,0,0,0,0,0,0,0,0,0,0,0,0,0,0,0,0,0,0,0,null,0,0,0,0,0,0,0,0,0,0,0,0,0,0,0,0,0,0,0,0,0,0,0,0,0,0,0,0,0,0,0,0,0,0,0,0,0,0,0,0,0,0,0,0,0,0,0,0,0,0,0,140.27983214723082,0,0,0,0,0,0,0,0,0,0,0,0,0,0,0,0,0,0,0,0,0,0,0,0,0,0,0,0,0,0,0,0,0,0,0,0,0,0,0]
[5,"TRANSFORMERS","ground outdoor / indoor chamber mounted ; ˂ 22 kv ; > 60 kva and < = 600 kva ; multiple phase",140.27983214723082,63.356014516457599,156.93066909454731,63.356014516457599,71.574285245345834,8.4601587009550734,2,0,2,3,9,4,16,8,9,8,13,9,4,26,7,7,3,8,1,15,5,4,0,2,0,12,6,0,0,5,3,0,33,25,3,8,50,4,39,18,13,8,1,1,0,6,2,1,20,5,20,0,18,30,12,9,13,8,2,5,2,1,1,0,3,0,1,10,7,0,6,7,6,0,2,1,0,1,0,3,0,3,0,2,0,0,0,0,0,0,0,0,null,{"$f":"IFERROR($G37*K37,\"\")","v":0},126.7120290329152,190.06804354937279,570.20413064811839,253.42405806583039,1013.6962322633216,506.84811613166079,570.20413064811839,506.84811613166079,823.62818871394882,570.20413064811839,253.42405806583039,1647.2563774278976,443.49210161520318,443.49210161520318,190.06804354937279,506.84811613166079,63.356014516457599,950.34021774686403,316.78007258228797,253.42405806583039,0,126.7120290329152,0,760.27217419749115,380.13608709874558,0,0,316.78007258228797,190.06804354937279,{"$f":"IFERROR($G37*AO37,\"\")","v":0},2090.7484790431008,1583.90036291144,190.06804354937279,506.84811613166079,3167.8007258228799,253.42405806583039,2470.8845661418463,1140.4082612962368,823.62818871394882,506.84811613166079,63.356014516457599,63.356014516457599,0,380.13608709874558,126.7120290329152,{"$f":"IFERROR($G37*BE37,\"\")","v":63.356014516457599},1267.1202903291519,316.78007258228797,1267.1202903291519,0,1140.4082612962368,1900.6804354937281,760.27217419749115,570.20413064811839,823.62818871394882,506.84811613166079,126.7120290329152,316.78007258228797,126.7120290329152,63.356014516457599,63.356014516457599,{"$f":"IFERROR($G37*BU37,\"\")","v":0},190.06804354937279,0,63.356014516457599,633.56014516457594,443.49210161520318,0,380.13608709874558,443.49210161520318,380.13608709874558,0,126.7120290329152,63.356014516457599,0,63.356014516457599,0,{"$f":"IFERROR($G37*CK37,\"\")","v":190.06804354937279},0,190.06804354937279,0,126.7120290329152,0,0,0,0,0,0,0,0]
[5,"TRANSFORMERS","ground outdoor / indoor chamber mounted ; ˂ 22 kv ; > 600 kva ; multiple phase",68.672510643782417,74.60643097605147,61.233753971156368,61.233753971156368,53.606184838183395,7.3216244671646056,2,1,31,89,77,101,64,64,114,92,128,241,204,191,115,118,70,82,56,91,44,91,11,47,57,55,32,12,25,7,63,27,165,103,94,35,94,29,77,47,48,15,7,8,22,8,0,10,10,2,8,0,4,10,7,5,1,1,5,0,2,1,0,2,1,0,0,0,3,2,0,1,0,0,0,0,1,0,0,0,0,0,0,0,0,0,0,0,0,0,0,0,null,61.233753971156368,1898.2463731058474,5449.8041034329171,4714.9990557790406,6184.6091510867927,3918.9602541540075,3918.9602541540075,6980.6479527118263,5633.5053653463856,7837.9205083080151,14757.334707048685,12491.6858101159,11695.647008490867,7041.8817066829824,7225.5829685964518,4286.3627779809458,{"$f":"IFERROR($G38*AA38,\"\")","v":5021.1678256348223},3429.0902223847565,5572.2716113752294,2694.28517473088,5572.2716113752294,673.57129368272001,2877.9864366443494,3490.3239763559131,3367.8564684136004,1959.4801270770038,734.80504765387639,1530.8438492789091,428.63627779809457,3857.7265001828514,1653.3113572212219,10103.5694052408,6307.0766590291059,5755.9728732886988,2143.1813889904729,5755.9728732886988,1775.7788651635346,4714.9990557790406,2877.9864366443494,2939.2201906155055,918.50630956734551,428.63627779809457,489.87003176925094,1347.14258736544,489.87003176925094,0,612.33753971156364,612.33753971156364,122.46750794231274,489.87003176925094,0,244.93501588462547,612.33753971156364,428.63627779809457,306.16876985578182,61.233753971156368,61.233753971156368,306.16876985578182,0,122.46750794231274,61.233753971156368,0,122.46750794231274,61.233753971156368,0,0,0,183.7012619134691,122.46750794231274,0,61.233753971156368,0,0,0,0,61.233753971156368,0,0,0,0,0,0,0,0,0,0,0,0,0,0,0]
[5,"TRANSFORMERS","ground outdoor / indoor chamber mounted ; > = 22 kv & < = 33 kv ; < = 15 mva",1207.6164728587289,193.75534560443614,1011.4254032850719,193.75534560443614,71.817419004310452,8.4745158566321912,2,0,0,0,0,0,3,1,2,14,10,2,2,4,7,11,6,13,11,9,4,1,1,2,4,0,1,0,0,4,1,3,0,2,0,1,3,2,5,0,1,0,2,12,0,1,7,2,5,2,1,0,11,4,3,5,2,5,0,3,0,0,1,0,0,0,0,0,0,0,2,0,4,0,0,1,0,0,0,0,0,0,0,0,0,0,0,0,0,0,0,0,null,0,0,0,0,0,581.26603681330846,193.75534560443614,387.51069120887229,2712.5748384621061,1937.5534560443614,387.51069120887229,387.51069120887229,775.02138241774458,1356.287419231053,2131.3088016487977,1162.5320736266169,2518.81949285767,2131.3088016487977,1743.7981104399253,775.02138241774458,193.75534560443614,193.75534560443614,387.51069120887229,775.02138241774458,0,193.75534560443614,0,0,775.02138241774458,193.75534560443614,581.26603681330846,0,387.51069120887229,0,193.75534560443614,581.26603681330846,387.51069120887229,968.77672802218069,0,193.75534560443614,0,387.51069120887229,2325.0641472532338,0,193.75534560443614,1356.287419231053,387.51069120887229,968.77672802218069,387.51069120887229,193.75534560443614,0,2131.3088016487977,775.02138241774458,581.26603681330846,968.77672802218069,387.51069120887229,968.77672802218069,0,581.26603681330846,0,0,193.75534560443614,0,0,0,0,0,0,0,387.51069120887229,0,775.02138241774458,0,0,193.75534560443614,0,0,0,0,0,0,0,0,0,0,0,0,0,0,0,0]
[5,"TRANSFORMERS","ground outdoor / indoor chamber mounted ; > = 22 kv & < = 33 kv ; > 15 mva and < = 40 mva",2783.6800226566547,2176.7140302992625,1508.8968567421896,1508.8968567421896,40.745394064083442,6.3832118924631853,2,0,0,7,2,4,11,10,15,24,22,15,11,18,35,23,2,4,2,3,6,0,2,0,4,2,0,0,2,0,0,0,0,0,1,5,2,0,0,0,0,1,7,0,2,5,0,0,0,0,0,0,0,0,0,0,0,0,0,0,0,0,0,0,0,0,0,0,0,0,0,0,0,0,0,0,0,0,0,0,0,0,0,0,0,0,0,0,0,0,0,0,null,0,0,10562.277997195328,3017.7937134843792,6035.5874269687583,16597.865424164087,15088.968567421896,22633.452851132843,36213.524561812548,33195.730848328174,22633.452851132843,16597.865424164087,27160.143421359411,52811.389985976639,34704.627705070357,3017.7937134843792,6035.5874269687583,3017.7937134843792,4526.6905702265685,9053.381140453137,0,3017.7937134843792,0,6035.5874269687583,3017.7937134843792,0,0,3017.7937134843792,0,0,0,0,0,1508.8968567421896,7544.4842837109481,3017.7937134843792,0,0,0,0,1508.8968567421896,10562.277997195328,0,3017.7937134843792,7544.4842837109481,0,0,0,0,0,0,0,0,0,0,0,0,0,0,0,0,0,0,0,0,0,0,0,0,0,0,0,0,0,0,0,0,0,0,0,0,0,0,0,0,0,0,0,0,0,0]
[5,"TRANSFORMERS","ground outdoor / indoor chamber mounted ; > 33 kv & < = 66 kv ; > 15 mva and < = 40 mva",2783.6800226566547,454.6893571817273,"",454.6893571817273,40.745394064083442,6.3832118924631853,2,0,0,0,0,0,0,0,0,0,0,0,0,0,0,0,1,0,0,0,0,0,0,0,0,0,0,0,0,0,0,0,0,0,0,0,0,0,0,0,0,0,0,0,0,0,0,0,0,0,0,0,0,0,0,0,0,0,0,0,0,0,0,0,0,0,0,0,0,0,0,0,0,0,0,0,0,0,0,0,0,0,0,0,0,0,0,0,0,0,0,0,null,0,0,0,0,0,0,0,0,0,0,0,0,0,0,0,454.6893571817273,0,0,0,0,0,0,0,0,0,0,0,0,0,0,0,0,0,0,0,0,0,0,0,0,0,0,0,0,0,0,0,0,0,0,0,0,0,0,0,0,0,0,0,0,0,0,0,0,0,0,0,0,0,0,0,0,0,0,0,0,0,0,0,0,0,0,0,0,0,0,0,0,0,0,0]
[5,"TRANSFORMERS","ground outdoor / indoor chamber mounted ; > 66 kv & < = 132 kv ; < = 100 mva",2783.6800226566547,355.33553955098711,3328.4587310392226,355.33553955098711,49.255799208234585,7.0182475881258695,2,0,0,0,0,0,0,6,12,8,6,5,6,16,14,6,1,8,4,1,5,2,0,0,2,0,0,0,0,3,0,1,0,3,0,6,3,0,7,0,0,2,2,2,2,0,0,0,2,0,0,0,0,0,0,0,0,1,0,0,0,0,0,0,0,0,0,0,0,0,0,0,0,0,0,0,0,0,0,0,0,0,0,0,0,0,0,0,0,0,0,0,null,0,0,0,0,0,0,2132.0132373059228,4264.0264746118455,2842.6843164078969,2132.0132373059228,1776.6776977549355,2132.0132373059228,5685.3686328157937,4974.6975537138196,2132.0132373059228,355.33553955098711,2842.6843164078969,1421.3421582039484,355.33553955098711,1776.6776977549355,710.67107910197421,0,0,710.67107910197421,0,0,0,0,1066.0066186529614,0,355.33553955098711,0,1066.0066186529614,0,2132.0132373059228,1066.0066186529614,0,2487.3487768569098,0,0,710.67107910197421,710.67107910197421,710.67107910197421,710.67107910197421,0,0,0,710.67107910197421,0,0,0,0,0,0,0,0,355.33553955098711,0,0,0,0,0,0,0,0,0,0,0,0,0,0,0,0,0,0,0,0,0,0,0,0,0,0,0,0,0,0,0,0,0,0]
[5,"TRANSFORMERS","ground outdoor / indoor chamber mounted ; > 66 kv & < = 132 kv ; > 100 mva",2783.6800226566547,"","",2783.6800226566547,49.255799208234585,7.0182475881258695,2,0,0,0,0,0,0,1,0,0,1,2,0,0,0,1,0,0,0,1,1,0,0,0,0,0,0,0,0,0,0,0,0,0,0,0,0,0,0,0,0,0,0,0,0,0,0,0,0,0,0,0,0,0,0,0,0,0,0,0,0,0,0,0,0,0,0,0,0,0,0,0,0,0,0,0,0,0,0,0,0,0,0,0,0,0,0,0,0,0,0,0,null,0,0,0,0,0,0,2783.6800226566547,0,0,2783.6800226566547,5567.3600453133095,0,0,0,2783.6800226566547,0,0,0,2783.6800226566547,2783.6800226566547,0,0,0,0,0,0,0,0,0,0,0,0,0,0,0,0,0,0,0,0,0,0,0,0,0,0,0,0,0,0,0,0,0,0,0,0,0,0,0,0,0,0,0,0,0,0,0,0,0,0,0,0,0,0,0,0,0,0,0,0,0,0,0,0,0,0,0,0,0,0,0]
[5,"TRANSFORMERS","kiosk mounted ; < = 22 kv ; > 60 kva and < = 600 kva ; multiple phase",59.237928750673547,51.488117327447078,59.071295703151065,51.488117327447078,37.996443834772052,6.16412555313177,2,24,412,493,432,328,198,183,401,548,652,732,593,875,319,411,281,173,171,117,115,201,103,140,118,126,68,86,98,149,15,282,7,157,1,5,159,84,49,93,41,2,7,23,17,8,2,11,11,7,6,1,0,0,0,0,0,0,0,0,0,0,0,0,0,0,0,0,0,0,0,0,0,0,0,0,0,0,0,0,0,0,0,0,0,0,0,0,0,0,0,0,null,1235.7148158587299,21213.104338908197,25383.641842431411,22242.866685457138,16888.102483402643,10194.647230834522,9422.3254709228149,20646.73504830628,28215.488295440999,33570.252497495494,37689.30188369126,30532.453575176118,45052.10266151619,16424.709427455618,21161.616221580749,14468.16096901263,8907.4442976483442,8804.4680629934501,6024.1097273113082,5921.1334926564141,10349.111582816862,5303.2760847270492,7208.3364258425909,6075.5978446387553,6487.5027832583319,3501.1919782664013,4427.978090160449,5045.8354980898139,7671.7294817896145,772.32175991170618,14519.649086340076,360.41682129212955,8083.6344204091911,51.488117327447078,257.44058663723541,8186.6106550640852,4325.0018555055549,2522.9177490449069,4788.3949114525785,2111.0128104253304,102.97623465489416,360.41682129212955,1184.2266985312829,875.29799456660032,411.90493861957663,102.97623465489416,566.3692906019179,566.3692906019179,360.41682129212955,308.92870396468248,51.488117327447078,0,0,0,0,0,0,0,0,0,0,0,0,0,0,0,0,0,0,0,0,0,0,0,0,0,0,0,0,0,0,0,0,0,0,0,0,0,0,0,0]
[5,"TRANSFORMERS","kiosk mounted ; < = 22 kv ; > 600 kva ; multiple phase",67.874373437843957,55.925977387526373,65.506045045942017,55.925977387526373,26.58393874103648,5.155961475906941,2,26,155,134,192,111,108,84,168,198,258,257,262,355,83,131,74,50,20,28,6,41,26,20,27,11,8,3,0,0,0,0,0,0,0,0,0,0,0,0,0,0,0,0,0,0,0,0,0,0,0,0,0,0,0,0,0,0,0,0,0,0,0,0,0,0,0,0,0,0,0,0,0,0,0,0,0,0,0,0,0,0,0,0,0,0,0,0,0,0,0,0,null,1454.0754120756858,8668.5264950665878,7494.0809699285337,10737.787658405065,6207.7834900154276,6040.0055578528481,4697.7821005522155,9395.564201104431,11073.343522730222,14428.902165981805,14372.976188594277,14652.60607553191,19853.721972571864,4641.8561231646891,7326.3030377659552,4138.5223266769517,2796.2988693763186,1118.5195477505274,1565.9273668507385,335.55586432515827,2292.9650728885813,1454.0754120756858,1118.5195477505274,1510.001389463212,615.18575126279006,447.40781910021099,167.77793216257913,0,0,0,0,0,0,0,0,0,0,0,0,0,0,0,0,0,0,0,0,0,0,0,0,0,0,0,0,0,0,0,0,0,0,0,0,0,0,0,0,0,0,0,0,0,0,0,0,0,0,0,0,0,0,0,0,0,0,0,0,0,0,0,0]
[5,"TRANSFORMERS","pole mounted ; < = 22 kv ; < = 60 kva ; multiple phase",9.5445991815979472,10.718627548983903,8.9637907778444266,8.9637907778444266,52.085736149750183,7.2170448349549678,2,11,99,111,177,209,206,132,164,191,190,194,126,293,88,173,92,99,88,75,61,80,56,22,125,156,101,123,139,64,250,4,3,280,169,105,122,164,150,91,79,70,33,56,0,39,37,54,91,58,44,18,20,44,44,36,28,28,1,24,26,2,14,2,2,0,0,5,0,5,3,9,2,1,1,4,1,0,3,2,3,0,8,0,3,0,0,0,0,0,0,0,null,98.601698556288696,887.41528700659819,994.98077634073138,1586.5909676784636,1873.4322725694851,1846.5409002359518,1183.2203826754644,1470.0616875664859,1712.0840385682855,1703.120247790441,1738.9754109018188,1129.4376380083977,2626.3906979084168,788.81358845030957,1550.7358045670858,824.66875156168726,887.41528700659819,788.81358845030957,672.28430833833204,546.79123744851006,717.10326222755407,501.97228355928792,197.20339711257739,1120.4738472305532,1398.3513613437306,905.34286856228709,1102.5462656748646,1245.9669181203753,573.6826097820433,2240.9476944611065,35.855163111377706,26.89137233353328,2509.8614177964396,1514.8806414557082,941.19803167366479,1093.5824748970201,1470.0616875664859,1344.5686166766641,815.70496078384281,708.13947144970973,627.4653544491099,295.8050956688661,501.97228355928792,0,349.58784033593264,331.66025878024379,484.04470200359901,815.70496078384281,519.89986511497671,394.40679422515478,161.34823400119967,179.27581555688852,394.40679422515478,394.40679422515478,322.69646800239934,250.98614177964396,250.98614177964396,8.9637907778444266,215.13097866826624,233.05856022395508,17.927581555688853,125.49307088982198,17.927581555688853,17.927581555688853,0,0,44.818953889222129,0,44.818953889222129,26.89137233353328,80.674117000599836,17.927581555688853,8.9637907778444266,8.9637907778444266,35.855163111377706,8.9637907778444266,0,26.89137233353328,17.927581555688853,26.89137233353328,0,71.710326222755413,0,26.89137233353328,0,0,0,0,0,0,0]
[5,"TRANSFORMERS","pole mounted ; < = 22 kv ; < = 60 kva ; single phase",6.8917900461424537,11.548998518744352,6.4645204353940233,6.4645204353940233,44.202453213401903,6.6484925519550595,2,20,143,114,153,135,130,127,122,150,189,162,117,344,69,207,79,132,124,185,123,126,49,53,124,175,105,114,135,115,216,4,2,287,117,87,144,182,103,192,80,182,121,47,13,27,19,23,21,8,10,7,0,9,27,13,5,5,4,0,0,0,0,0,0,0,0,0,0,0,4,0,0,0,0,0,0,0,0,0,0,0,0,0,0,0,0,0,0,0,0,0,null,129.29040870788046,924.42642226134535,736.95532963491871,989.0716266152856,872.71025877819318,840.38765660122306,820.99409529504101,788.67149311807088,969.67806530910354,1221.7943622894704,1047.2523105338319,756.34889094110076,2223.7950297755442,446.05191004218761,1338.1557301265627,510.69711439612786,853.31669747201113,801.60053398885884,1195.9362805478943,795.13601355346486,814.52957485964691,316.76150133430713,342.61958307588321,801.60053398885884,1131.291076193954,678.77464571637245,736.95532963491871,872.71025877819318,743.41985007031269,1396.336414045109,25.858081741576093,12.929040870788047,1855.3173649580847,756.34889094110076,562.41327787928003,930.89094269673933,1176.5427192417123,665.84560484558438,1241.1879235956526,517.16163483152184,1176.5427192417123,782.20697268267679,303.83246046351911,84.038765660122309,174.54205175563862,122.82588827248644,148.68397001406254,135.7549291432745,51.716163483152187,64.64520435394023,45.251643047758165,0,58.180683918546208,174.54205175563862,84.038765660122309,32.322602176970115,32.322602176970115,25.858081741576093,0,0,0,0,0,0,0,0,0,0,0,25.858081741576093,0,0,0,0,0,0,0,0,0,0,0,0,0,0,0,0,0,0,0,0,0]
[5,"TRANSFORMERS","pole mounted ; < = 22 kv ; > 60 kva and < = 600 kva ; multiple phase",18.772316460878109,19.794248256465004,18.703210471178522,18.703210471178522,37.873561939195056,6.1541499769826098,2,97,801,803,885,878,724,794,952,1033,1256,1343,1070,1668,707,1492,538,497,722,482,503,420,229,194,431,471,173,224,290,140,423,51,38,325,203,291,200,221,239,120,107,64,24,61,14,94,40,35,57,52,15,8,29,19,15,13,18,4,5,5,2,4,0,0,1,1,0,2,0,7,4,0,1,3,0,1,2,2,0,0,1,0,0,3,0,1,0,0,0,0,0,0,null,1814.2114157043166,14981.271587413996,15018.678008356354,16552.341266992993,16421.418793694742,13541.12438113325,14850.349114115746,17805.456368561954,19320.416416727414,23491.232351800223,25118.411662792754,20012.435204161018,31196.955065925777,13223.169803123215,27905.190022998355,10062.327233494045,9295.495604175725,13503.717960190894,9014.9474471080484,9407.7148670027964,7855.3483978949789,4283.0351978998815,3628.4228314086331,8061.0837130779428,8809.2121319250837,3235.6554115138842,4189.519145543989,5423.9310366417712,2618.4494659649931,7911.4580293085146,953.86373403010464,710.72199790478385,6078.5434031330196,3796.7517256492401,5442.6342471129501,3740.6420942357045,4133.4095141304533,4470.0673026116665,2244.3852565414227,2001.243520416102,1197.0054701554254,448.87705130828454,1140.8958387418897,261.84494659649931,1758.1017842907811,748.12841884714089,654.61236649124828,1066.0829968571757,972.56694450128316,280.54815706767783,149.62568376942818,542.39310366417715,355.36099895239192,280.54815706767783,243.14173612532079,336.6577884812134,74.812841884714089,93.516052355892612,93.516052355892612,37.406420942357045,74.812841884714089,0,0,18.703210471178522,18.703210471178522,0,37.406420942357045,0,130.92247329824966,74.812841884714089,0,18.703210471178522,56.109631413535567,0,18.703210471178522,37.406420942357045,37.406420942357045,0,0,18.703210471178522,0,0,56.109631413535567,0,18.703210471178522,0,0,0,0,0,0]
[5,"TRANSFORMERS","pole mounted ; < = 22 kv ; > 60 kva and < = 600 kva ; single phase",18.772316460878109,20.098966669438997,"",18.772316460878109,37.873561939195056,6.1541499769826098,2,0,0,1,0,0,0,4,1,3,1,0,0,0,0,0,0,0,0,0,0,0,0,0,0,0,0,0,0,1,0,0,0,0,0,0,0,0,0,0,0,0,0,0,0,0,0,0,0,0,0,0,0,0,0,0,0,0,0,0,0,0,0,0,0,0,0,0,0,0,0,0,0,0,0,0,0,0,0,0,0,0,0,0,0,0,0,0,0,0,0,0,null,0,0,18.772316460878109,0,0,0,75.089265843512436,18.772316460878109,56.316949382634327,18.772316460878109,0,0,0,0,0,0,0,0,0,0,0,0,0,0,0,0,0,0,18.772316460878109,0,0,0,0,0,0,0,0,0,0,0,0,0,0,0,0,0,0,0,0,0,0,0,0,0,0,0,0,0,0,0,0,0,0,0,0,0,0,0,0,0,0,0,0,0,0,0,0,0,0,0,0,0,0,0,0,0,0,0,0,0,0]
[5,"TRANSFORMERS","pole mounted ; < = 22 kv ; > 600 kva ; multiple phase",18.772316460878109,15.41687399353124,"",15.41687399353124,37.873561939195056,6.1541499769826098,2,3,7,5,12,8,9,30,18,16,16,28,22,16,7,9,0,2,1,11,4,3,2,1,1,0,0,0,0,0,1,1,0,0,0,0,0,0,0,0,0,0,0,0,0,0,0,0,0,0,0,0,0,0,0,0,0,0,0,0,0,0,0,0,0,0,0,0,0,0,0,0,0,0,0,0,0,0,0,0,0,0,0,0,0,0,0,0,0,0,0,0,null,46.250621980593721,107.91811795471868,77.084369967656201,185.00248792237488,123.33499194824992,138.75186594178115,462.50621980593723,277.5037318835623,246.66998389649984,246.66998389649984,431.67247181887473,339.17122785768731,246.66998389649984,107.91811795471868,138.75186594178115,0,30.83374798706248,15.41687399353124,169.58561392884366,61.667495974124961,46.250621980593721,30.83374798706248,15.41687399353124,15.41687399353124,0,0,0,0,0,15.41687399353124,15.41687399353124,0,0,0,0,0,0,0,0,0,0,0,0,0,0,0,0,0,0,0,0,0,0,0,0,0,0,0,0,0,0,0,0,0,0,0,0,0,0,0,0,0,0,0,0,0,0,0,0,0,0,0,0,0,0,0,0,0,0,0,0]
[6,"UNDERGROUND CABLES","˂ = 1 kv",197.22719834628774,278.52834646415965,211.73299402774833,197.22719834628774,46.296535742782659,6.804155770026334,2,227,370,399,329,211,186,254,301,281,401,479,508,469,575,489,328,55,33,25,111,217,329,437,406,585,613,484,554,476,374,446,152,57,170,51,51,14,57,152,11,211,8,44,0,12,143,2,12,0,2,0,0,0,0,0,0,0,0,0,0,0,0,0,0,0,0,0,0,0,0,0,0,0,0,0,0,0,0,0,0,0,0,0,0,0,0,0,0,0,0,0,null,44770.574024607318,72974.063388126466,78693.652140168808,64887.748255928665,41614.938851066712,36684.258892409518,50095.708379957083,59365.386702232609,55420.842735306855,79088.106536861378,94471.828007871824,100191.41675991417,92499.556024408943,113405.63904911545,96444.099991334704,64690.52105758238,10847.495909045825,6508.4975454274954,4930.6799586571933,21892.219016437939,42798.302041144438,64887.748255928665,86188.285677327745,80074.242528592818,115377.91103257833,120900.27258627438,95457.963999603264,109263.8678838434,93880.146412832968,73762.972181511606,87963.330462444326,29978.534148635736,11241.950305738401,33528.623718868912,10058.587115660675,10058.587115660675,2761.1807768480285,11241.950305738401,29978.534148635736,2169.4991818091653,41614.938851066712,1577.8175867703019,8677.9967272366612,0,2366.7263801554527,28203.489363519147,394.45439669257547,2366.7263801554527,0,394.45439669257547,0,0,0,0,0,0,0,0,0,0,0,0,0,0,0,0,0,0,0,0,0,0,0,0,0,0,0,0,0,0,0,0,0,0,0,0,0,0,0,0,0]
[6,"UNDERGROUND CABLES","> 1 kv & < = 11 kv",469.00724030913403,535.46278381524667,481.48244510708832,469.00724030913403,54.157740520783932,7.359194284755902,2,23,111,130,106,110,114,131,161,228,260,314,381,429,336,235,165,100,94,84,74,96,182,62,64,69,81,89,141,108,180,178,170,84,74,104,176,60,67,75,87,61,73,38,45,4,62,45,6,9,0,0,5,0,1,1,0,0,0,0,0,0,0,0,1,0,0,0,0,0,0,0,0,0,0,0,0,0,0,0,0,0,0,0,0,0,0,0,0,0,0,0,null,10787.166527110083,52059.80367431388,60970.941240187421,49714.76747276821,51590.79643400474,53466.825395241278,61439.948480496561,75510.165689770583,106933.65079048256,121941.88248037484,147268.27345706808,178691.75855778006,201204.10609261849,157586.43274386902,110216.7014726465,{"$f":"IFERROR($G52*Z52,\"\")","v":77386.194651007114},46900.724030913407,44086.680589058597,39396.608185967256,34706.535782875915,45024.695069676869,85359.317736262397,29078.448899166309,30016.463379784578,32361.499581330248,37989.586465039858,41741.644387512926,66130.020883587902,50652.781953386475,84421.303255644132,83483.288775025852,79731.230852552791,39396.608185967256,34706.535782875915,48776.752992149937,82545.274294407587,28140.43441854804,31423.48510071198,35175.543023185055,40803.629906894661,28609.441658857177,34237.528542566783,17822.275131747094,21105.325813911033,1876.0289612365361,29078.448899166309,21105.325813911033,2814.0434418548043,4221.0651627822062,0,0,2345.0362015456703,0,469.00724030913403,469.00724030913403,0,0,0,0,0,0,0,0,469.00724030913403,0,0,0,0,0,0,0,0,0,0,0,0,0,0,0,0,0,0,0,0,0,0,0,0,0,0,0]
[6,"UNDERGROUND CABLES","> 22 kv & < = 33 kv",945.62489563528015,637.22892819910737,522.95557317635541,522.95557317635541,58.931768827058953,7.6767029919789751,2,0,1,4,1,17,7,16,37,16,33,21,61,54,58,7,41,46,45,47,1,18,1,0,0,0,0,0,13,14,0,0,5,3,5,0,0,0,0,0,0,33,0,0,12,0,50,8,68,14,14,11,19,0,0,11,0,0,0,0,8,0,0,0,0,9,0,0,0,0,0,0,0,0,0,0,0,0,0,0,0,0,0,0,0,0,0,0,0,0,0,0,null,{"$f":"IFERROR($G53*K53,\"\")","v":0},522.95557317635541,2091.8222927054217,522.95557317635541,8890.2447439980424,3660.689012234488,8367.2891708216866,19349.35620752515,8367.2891708216866,17257.533914819727,10982.067036703464,31900.289963757681,28239.600951523193,30331.423244228616,3660.689012234488,21441.178500230573,24055.95636611235,23533.000792935993,24578.911939288704,522.95557317635541,9413.2003171743982,522.95557317635541,0,0,0,0,0,6798.4224512926203,7321.378024468976,0,0,2614.777865881777,1568.8667195290664,2614.777865881777,0,0,0,0,0,0,17257.533914819727,0,0,{"$f":"IFERROR($G53*BB53,\"\")","v":6275.4668781162654},0,26147.77865881777,4183.6445854108433,35560.97897599217,7321.378024468976,7321.378024468976,5752.5113049399097,9936.1558903507521,0,0,5752.5113049399097,0,0,0,0,{"$f":"IFERROR($G53*BR53,\"\")","v":4183.6445854108433},0,0,0,0,4706.6001585871991,0,0,0,0,0,0,0,0,0,0,{"$f":"IFERROR($G53*CH53,\"\")","v":0},0,0,0,0,0,0,0,0,0,0,0,0,0,0,0]
[6,"UNDERGROUND CABLES","> 66 kv & < = 132 kv",945.62489563528015,"",2873.065821663246,945.62489563528015,58.931768827058953,7.6767029919789751,2,0,0,0,9,0,0,6,3,15,6,9,30,12,4,2,0,26,3,31,6,0,0,0,0,0,0,0,0,0,0,0,0,0,0,0,0,0,0,0,0,0,0,0,0,0,0,0,0,0,0,0,0,0,0,0,0,0,0,0,0,0,0,0,0,0,0,0,0,0,0,0,0,0,0,0,0,0,0,0,0,0,0,0,0,0,0,0,0,0,0,0,null,0,0,0,8510.6240607175205,0,0,5673.7493738116809,2836.8746869058405,14184.373434529203,5673.7493738116809,8510.6240607175205,28368.746869058406,11347.498747623362,3782.4995825411206,1891.2497912705603,0,24586.247286517282,2836.8746869058405,29314.371764693686,5673.7493738116809,0,0,0,0,0,0,0,0,0,0,0,0,{"$f":"IFERROR($G54*AQ54,\"\")","v":0},0,0,0,0,0,0,0,0,0,0,0,0,0,0,0,0,0,0,0,0,0,0,0,0,0,0,0,0,0,0,0,0,0,0,0,0,0,0,0,0,0,0,0,0,0,0,0,0,0,0,0,0,0,0,0,0,0,0]
["","","","","","","","","","","","","","","","","","","","","","","","","","","","","","","","","","","","","","","","","","","","","","","","","","","","","","","","","","","","","","","","","","","","","","","","","","","","","","","","","","","","","","","","","","","","","","","","","","","","","",null,"","","","","","","","","","","","","","","","","","","","","","","","","","","","","","","",{"$f":"IFERROR($G55*AP55,\"\")","v":""},"","","","","","","","","","","","","","","","","","","","","","","","","","","","","","","","","","","","","","","","","","","","","","","","","","","","","","","","","","",""]
["","","","","","","","","","","","","","","","","","","","","","","","","","","","","","","","","","","","","","","","","","","","","","","","","","","","","","","","","","","","","","","","","","","","","","","","","","","","","","","","","","","","","","","","","","","","","","","","","","","","","",null,"","","","","","","","","","","","","","","","","","","","","","","","","","","","","","","","","","","","","","","","","","","","","","","","","","","","","","","","","","","","","","","","","","","","","","","","","","","","","","","","","","","","","","","","","","",""]
["","","","","","","","","","","","","","","","","","","","","","","","","","","","","","","","","","","","","","","","","","","","","","","","","","","","","","","","","","","","","","","","","","","","","","","","","","","","","","","","","","","","","","","","","","","","","","","","","","","","","",null,"","","","","","","","","","","","","","","","","","","","","","","","","","","","","","","","","","","","","","","","","","","","","","","","","","","","","","","","","","","","","","","","","","","","","","","","","","","","","","","","","","","","","","","","","","",""]
["","","","","","","","","","","","","","","","","","","","","","","","","","","","","","","","","","","","","","","","","","","","","","","","","","","","","","","","","","","","","","","","","","","","","","","","","","","","","","","","","","","","","","","","","","","","","","","","","","","","","",null,"","","","","","","","","","","","","","","","","","","","","","","","","","","","","","","","","","","","","","","","","","","","","","","","","","","","","","","","","","","","","","","","","","","","","","","","","","","","","","","","","","","","","","","","","","",""]
["","","","","","","","","","","","","","","","","","","","","","","","","","","","","","","","","","","","","","","","","","","","","","","","","","","","","","","","","","","","","","","","","","","","","","","","","","","","","","","","","","","","","","","","","","","","","","","","","","","","","",null,"","","","","","","","","","","","","","","","","","","","","","","","","","","","","","","","","","","","","","","","","","","","","","","","","","","","","","","","","","","","","","","","","","","","","","","","","","","","","","","","","","","","","","","","","","",""]
["","","","","","","","","","","","","","","","","","","","","","","","","","","","","","","","","","","","","","","","","","","","","","","","","","","","","","","","","","","","","","","","","","","","","","","","","","","","","","","","","","","","","","","","","","","","","","","","","","","","","",null,"","","","","","","","","","","","","","","","","","","","","","","","","","","","","","","","","","","","","","","","","","","","","","","","","","","","","","","","","","","","","","","","","","","","","","","","","","","","","","","","","","","","","","","","","","",""]
["","","","","","","","","","","","","","","","","","","","","","","","","","","","","","","","","","","","","","","","","","","","","","","","","","","","","","","","","","","","","","","","","","","","","","","","","","","","","","","","","","","","","","","","","","","","","","","","","","","","","",null,"","","","","","","","","","","","","","","","","","","","","","","","","","","","","","","","","","","","","","","","","","","","","","","","","","","","","","","","","","","","","","","","","","","","","","","","","","","","","","","","","","","","","","","","","","",""]
["","","","","","","","","","","","","","","","","","","","","","","","","","","","","","","","","","","","","","","","","","","","","","","","","","","","","","","","","","","","","","","","","","","","","","","","","","","","","","","","","","","","","","","","","","","","","","","","","","","","","",null,"","","","","","","","","","","","","","","","","","","","","","","","","","","","","","","","","","","","","","","","","","","","","","","","","","","","","","","","","","","","","","","","","","","","","","","","","","","","","","","","","","","","","","","","","","",""]
["","","","","","","","","","","","","","","","","","","","","","","","","","","","","","","","","","","","","","","","","","","","","","","","","","","","","","","","","","","","","","","","","","","","","","","","","","","","","","","","","","","","","","","","","","","","","","","","","","","","","",null,"","","","","","","","","","","","","","","","","","","","","","","","","","","","","","","","","","","","","","","","","","","","","","","","","","","","","","","","","","","","","","","","","","","","","","","","","","","","","","","","","","","","","","","","","","",""]
["","","","","","","","","","","","","","","","","","","","","","","","","","","","","","","","","","","","","","","","","","","","","","","","","","","","","","","","","","","","","","","","","","","","","","","","","","","","","","","","","","","","","","","","","","","","","","","","","","","","","",null,"","","","","","","","","","","","","","","","","","","","","","","","","","","","","","","","","","","","","","","","","","","","","","","","","","","","","","","","","","","","","","","","","","","","","","","","","","","","","","","","","","","","","","","","","","",""]
["","","","","","","","","","","","","","","","","","","","","","","","","","","","","","","","","","","","","","","","","","","","","","","","","","","","","","","","","","","","","","","","","","","","","","","","","","","","","","","","","","","","","","","","","","","","","","","","","","","","","",null,"","","","","","","","","","","","","","","","","","","","","","","","","","","","","","","","","","","","","","","","","","","","","","","","","","","","","","","","","","","","","","","","","","","","","","","","","","","","","","","","","","","","","","","","","","",""]
["","","","","","","","","","","","","","","","","","","","","","","","","","","","","","","","","","","","","","","","","","","","","","","","","","","","","","","","","","","","","","","","","","","","","","","","","","","","","","","","","","","","","","","","","","","","","","","","","","","","","",null,{"$f":"IFERROR($G66*K66,\"\")","v":""},"","","","","","","","","","","","","","","",{"$f":"IFERROR($G66*AA66,\"\")","v":""},"","","","","","","","","","","","","","","",{"$f":"IFERROR($G66*AQ66,\"\")","v":""},"","","","","","","","","","","","","","","",{"$f":"IFERROR($G66*BG66,\"\")","v":""},"","","","","","","","","","","","","","","",{"$f":"IFERROR($G66*BW66,\"\")","v":""},"","","","","","","","","","","","","",{"$f":"IFERROR($G66*CK66,\"\")","v":""},{"$f":"IFERROR($G66*CL66,\"\")","v":""},"","","","","","","","","","",""]
["","","","","","","","","","","","","","","","","","","","","","","","","","","","","","","","","","","","","","","","","","","","","","","","","","","","","","","","","","","","","","","","","","","","","","","","","","","","","","","","","","","","","","","","","","","","","","","","","","","","","",null,"","","","","","","","","","","","","","","","","","","","","","","","","","","","","","","","","","","","","","","","","","","","","","","","","","","","","","","","","","","","","","","","","","","","","","","","","","","","","","","","","","","","","","","","","","",""]
["","","","","","","","","","","","","","","","","","","","","","","","","","","","","","","","","","","","","","","","","","","","","","","","","","","","","","","","","","","","","","","","","","","","","","","","","","","","","","","","","","","","","","","","","","","","","","","","","","","","","",null,"","","","","","","","","","","","","","","","","","","","","","","","","","","","","","","","","","","","","","","","","","","","","","","","","","","","","","","","","","","","","","","","","","","","","","","","","","","","","","","","","","","","","","","","","","",""]
["","","","","","","","","","","","","","","","","","","","","","","","","","","","","","","","","","","","","","","","","","","","","","","","","","","","","","","","","","","","","","","","","","","","","","","","","","","","","","","","","","","","","","","","","","","","","","","","","","","","","",null,"","","","","","","","","","","","","","","","","","","","","","","","","","","","","","","","","","","","","","","","","","","","","","","","","","","","","","","","","","","","","","","","","","","","","","","","","","","","","","","","","","","","","","","","","","",""]
["","","","","","","","","","","","","","","","","","","","","","","","","","","","","","","","","","","","","","","","","","","","","","","","","","","","","","","","","","","","","","","","","","","","","","","","","","","","","","","","","","","","","","","","","","","","","","","","","","","","","",null,"","","","","","","","","","","","","","","","","","","","","","","","","","","","","","","","","","","","","","","","","","","","","","","","","","","","","","","","","","","","","","","","","","","","","","","","","","","","","","","","","","","","","","","","","","",""]
["","","","","","","","","","","","","","","","","","","","","","","","","","","","","","","","","","","","","","","","","","","","","","","","","","","","","","","","","","","","","","","","","","","","","","","","","","","","","","","","","","","","","","","","","","","","","","","","","","","","","",null,"","","","","","","","","","","","","","","","","","","","","","","","","","","","","","","","","","","","","","","","","","","","","","","","","","","","","","","","","","","","","","","","","","","","","","","","","","","","","","","","","","","","","","","","","","",""]
["","","","","","","","","","","","","","","","","","","","","","","","","","","","","","","","","","","","","","","","","","","","","","","","","","","","","","","","","","","","","","","","","","","","","","","","","","","","","","","","","","","","","","","","","","","","","","","","","","","","","",null,"","","","","","","","","","","","","","","","","","","","","","","","","","","","","","","","","","","","","","","","","","","","","","","","","","","","","","","","","","","","","","","","","","","","","","","","","","","","","","","","","","","","","","","","","","",""]
["","","","","","","","","","","","","","","","","","","","","","","","","","","","","","","","","","","","","","","","","","","","","","","","","","","","","","","","","","","","","","","","","","","","","","","","","","","","","","","","","","","","","","","","","","","","","","","","","","","","","",null,"","","","","","","","","","","","","","","","","","","","","","","","","","","","","","","","","","","","","","","","","","","","","","","","","","","","","","","","","","","","","","","","","","","","","","","","","","","","","","","","","","","","","","","","","","",""]
["","","","","","","","","","","","","","","","","","","","","","","","","","","","","","","","","","","","","","","","","","","","","","","","","","","","","","","","","","","","","","","","","","","","","","","","","","","","","","","","","","","","","","","","","","","","","","","","","","","","","",null,"","","","","","","","","","","","","","","","","","","","","","","","","","","","","","","","","","","","","","","","","","","","","","","","","","","","","","","","","","","","","","","","","","","","","","","","","","","","","","","","","","","","","","","","","","",""]
["","","","","","","","","","","","","","","","","","","","","","","","","","","","","","","","","","","","","","","","","","","","","","","","","","","","","","","","","","","","","","","","","","","","","","","","","","","","","","","","","","","","","","","","","","","","","","","","","","","","","",null,"","","","","","","","","","","","","","","","","","","","","","","","","","","","","","","","","","","","","","","","","","","","","","","","","","","","","","","","","","","","","","","","","","","","","","","","","","","","","","","","","","","","","","","","","","",""]
["","","","","","","","","","","","","","","","","","","","","","","","","","","","","","","","","","","","","","","","","","","","","","","","","","","","","","","","","","","","","","","","","","","","","","","","","","","","","","","","","","","","","","","","","","","","","","","","","","","","","",null,"","","","","","","","","","","","","","","","","","","","","","","","","","","","","","","","","","","","","","","","","","","","","","","","","","","","","","","","","","","","","","","","","","","","","","","","","","","","","","","","","","","","","","","","","","",""]
["","","","","","","","","","","","","","","","","","","","","","","","","","","","","","","","","","","","","","","","","","","","","","","","","","","","","","","","","","","","","","","","","","","","","","","","","","","","","","","","","","","","","","","","","","","","","","","","","","","","","",null,"","","","","","","","","","","","","","","","","","","","","","","","","","","","","","","","","","","","","","","","","","","","","","","","","","","","","","","","","","","","","","","","","","","","","","","","","","","","","","","","","","","","","","","","","","",""]
["","","","","","","","","","","","","","","","","","","","","","","","","","","","","","","","","","","","","","","","","","","","","","","","","","","","","","","","","","","","","","","","","","","","","","","","","","","","","","","","","","","","","","","","","","","","","","","","","","","","","",null,"","","","","","","","","","","","","","","","","","","","","","","","","","","","","","","","","","","","","","","","","","","","","","","","","","","","","","","","","","","","","","","","","","","","","","","","","","","","","","","","","","","","","","","","","","",""]
["","","","","","","","","","","","","","","","","","","","","","","","","","","","","","","","","","","","","","","","","","","","","","","","","","","","","","","","","","","","","","","","","","","","","","","","","","","","","","","","","","","","","","","","","","","","","","","","","","","","","",null,"","","","","","","","","","","","","","","","","","","","","","","","","","","","","","","","","","","","","","","","","","","","","","","","","","","","","","","","","","","","","","","","","","","","","","","","","","","","","","","","","","","","","","","","","","",""]
["","","","","","","","","","","","","","","","","","","","","","","","","","","","","","","","","","","","","","","","","","","","","","","","","","","","","","","","","","","","","","","","","","","","","","","","","","","","","","","","","","","","","","","","","","","","","","","","","","","","","",null,"","","","","","","","","","","","","","","","","","","","","","","","","","","","","","","","","","","","","","","","","","","","","","","","","","","","","","","","","","","","","","","","","","","","","","","","","","","","","","","","","","","","","","","","","","",""]
["","","","","","","","","","","","","","","","","","","","","","","","","","","","","","","","","","","","","","","","","","","","","","","","","","","","","","","","","","","","","","","","","","","","","","","","","","","","","","","","","","","","","","","","","","","","","","","","","","","","","",null,"","","","","","","","","","","","","","","",{"$f":"IFERROR($G81*Z81,\"\")","v":""},"","","","","","","","","","","","","","","","","","","","","","","","","","","","","","","",{"$f":"IFERROR($G81*BF81,\"\")","v":""},"","","","","","","","","","","","","","","","","","","","","","","","","","","","","","","","","","","","","","","","","","",""]
["","","","","","","","","","","","","","","","","","","","","","","","","","","","","","","","","","","","","","","","","","","","","","","","","","","","","","","","","","","","","","","","","","","","","","","","","","","","","","","","","","","","","","","","","","","","","","","","","","","","","",null,{"$f":"IFERROR($G82*K82,\"\")","v":""},"","","","","","","","","","","","","","","","","","","","","","","","","","","","","","","",{"$f":"IFERROR($G82*AQ82,\"\")","v":""},"","","","","","","","","","","","","","","","","","","","","","","","","","","","","","","","","","","","","","","","","","","","","","","","","","","","","","","","","",""]
["","","","","","","","","","","","","","","","","","","","","","","","","","","","","","","","","","","","","","","","","","","","","","","","","","","","","","","","","","","","","","","","","","","","","","","","","","","","","","","","","","","","","","","","","","","","","","","","","","","","","",null,"","","","","","","","","","","","","","","","","","","","","","","","","","","","","","","","","","","","","","","","","","","","","","","","","","","","","","","","","","","","","","","","","","","","","","","","","","","","","","","","","","","","","","","","","","",""]
["","","","","","","","","","","","","","","","","","","","","","","","","","","","","","","","","","","","","","","","","","","","","","","","","","","","","","","","","","","","","","","","","","","","","","","","","","","","","","","","","","","","","","","","","","","","","","","","","","","","","",null,"","","","","","","","","","","","","","","","","","","","","","","","","","","","","","","","","","","","","","","","","","","","","","","","","","","","","","","","","","","",{"$f":"IFERROR($G84*BR84,\"\")","v":""},"","","","","","","","","","","","","","","","","","","","","","","","","","","","","","",""]
["","","","","","","","","","","","","","","","","","","","","","","","","","","","","","","","","","","","","","","","","","","","","","","","","","","","","","","","","","","","","","","","","","","","","","","","","","","","","","","","","","","","","","","","","","","","","","","","","","","","","",null,"","","","","","","","","","","","","","","","","","","","","","","","","","","","","","","","","","","","","","","","","","","","","","","","","","","","","","","","","","","","","","","","","","","","","","","","","","","",{"$f":"IFERROR($G85*CH85,\"\")","v":""},"","","","","","","","","","","","","","",""]
["","","","","","","","","","","","","","","","","","","","","","","","","","","","","","","","","","","","","","","","","","","","","","","","","","","","","","","","","","","","","","","","","","","","","","","","","","","","","","","","","","","","","","","","","","","","","","","","","","","","","",null,{"$f":"IFERROR($G86*K86,\"\")","v":""},{"$f":"IFERROR($G86*L86,\"\")","v":""},"","","","","","","","","","","","","","",{"$f":"IFERROR($G86*AA86,\"\")","v":""},"","","","","","","","","",{"$f":"IFERROR($G86*AK86,\"\")","v":""},"","","","","","","","","","","","","","","","","","","","",{"$f":"IFERROR($G86*BF86,\"\")","v":""},{"$f":"IFERROR($G86*BG86,\"\")","v":""},"","","","","","","","","","","","","","","",{"$f":"IFERROR($G86*BW86,\"\")","v":""},"",{"$f":"IFERROR($G86*BY86,\"\")","v":""},"","","","",{"$f":"IFERROR($G86*CD86,\"\")","v":""},"","","","","","","","","","","","",{"$f":"IFERROR($G86*CQ86,\"\")","v":""},"","","","","",""]
["","","","","","","","","","","","","","","","","","","","","","","","","","","","","","","","","","","","","","","","","","","","","","","","","","","","","","","","","","","","","","","","","","","","","","","","","","","","","","","","","","","","","","","","","","","","","","","","","","","","","",null,{"$f":"IFERROR($G87*K87,\"\")","v":""},"","","","","","","","","","","","","","","","","","","","","","","","","","","","","","","","","","","","","","","","","","","","","","","","","","","","","","","","","","","","","","","","","","","","","","","","","","","","","","","","","","","","","","","","","",""]
["","","","","","","","","","","","","","","","","","","","","","","","","","","","","","","","","","","","","","","","","","","","","","","","","","","","","","","","","","","","","","","","","","","","","","","","","","","","","","","","","","","","","","","","","","","","","","","","","","","","","",null,"","","","","","","","","","","","","","","","","","","","","","","","","","","","","","","","","","","","","","","","","","","","","","","","","","","","","","","","","","","","","","","","","","","","","","","","","","","","","","","","","","","","","","","","","","",""]
["","","","","","","","","","","","","","","","","","","","","","","","","","","","","","","","","","","","","","","","","","","","","","","","","","","","","","","","","","","","","","","","","","","","","","","","","","","","","","","","","","","","","","","","","","","","","","","","","","","","","",null,"","","","","","","","","","","","","","","","","","","","","","","","","","","","","","","","","","","","","","","","","","",{"$f":"IFERROR($G89*BA89,\"\")","v":""},"","","","","","","","","","","","","","","","","","","","","","","","","","","","","","","","","","","","","","","","","","","","","","","",""]
["","","","","","","","","","","","","","","","","","","","","","","","","","","","","","","","","","","","","","","","","","","","","","","","","","","","","","","","","","","","","","","","","","","","","","","","","","","","","","","","","","","","","","","","","","","","","","","","","","","","","",null,"","","","","","","","","","","","","","","","","","","","","","","","","","","","","","","","","","","","","","","","","","","","","","","","","","","","","","","","","","","","","","","","","","","","","","","","","","","","","","","","","","","","","","","","","","",""]
["","","","","","","","","","","","","","","","","","","","","","","","","","","","","","","","","","","","","","","","","","","","","","","","","","","","","","","","","","","","","","","","","","","","","","","","","","","","","","","","","","","","","","","","","","","","","","","","","","","","","",null,"","","","","","","","","","","","","","","","","","","","","","","","","","","","","","","","","","","","","","","","","","","","","","","","","","","","","","","","","","","","","","","","","","","","","","","","","","","","","","","","","","","","","","","","","","",""]
["","","","","","","","","","","","","","","","","","","","","","","","","","","","","","","","","","","","","","","","","","","","","","","","","","","","","","","","","","","","","","","","","","","","","","","","","","","","","","","","","","","","","","","","","","","","","","","","","","","","","",null,"","","","","","","","","","","","","","","","","","","","","","","","","","","","","","","","","","","","","","","","","","","","","","","","","","","","","","","","","","","","","","","","","","","","","","","","","","","","","","","","","","","","","","","","","","",""]
["","","","","","","","","","","","","","","","","","","","","","","","","","","","","","","","","","","","","","","","","","","","","","","","","","","","","","","","","","","","","","","","","","","","","","","","","","","","","","","","","","","","","","","","","","","","","","","","","","","","","",null,"","","","","","","","","","","","","","","","","","","","","","","","","","","","","","","","","","","","","","","","","","","","","","","","","","","","","","","","","","","","","","","","","","","","","","","","","","","","","","","","","","","","","","","","","","",""]
["","","","","","","","","","","","","","","","","","","","","","","","","","","","","","","","","","","","","","","","","","","","","","","","","","","","","","","","","","","","","","","","","","","","","","","","","","","","","","","","","","","","","","","","","","","","","","","","","","","","","",null,"","","","","","","","","","","","","","","","","","","","","","","","","","","","","","","","","","","","","","","","","","","","","","","","","","","","","","","","","","","","","","","",{"$f":"IFERROR($G94*BV94,\"\")","v":""},"","","","","","","","","","","","","","","","","","","","","","","","","","",""]
["","","","","","","","","","","","","","","","","","","","","","","","","","","","","","","","","","","","","","","","","","","","","","","","","","","","","","","","","","","","","","","","","","","","","","","","","","","","","","","","","","","","","","","","","","","","","","","","","","","","","",null,"","","","","","","","","","","","","","","","","","","","","","","","","","","","","","","","","","","","","","","","","","","","","","","","","","","","","","","","","","","","","","","","","","","","","","","","","","","","","","","","","","","","","","","","","","",""]
["","","","","","","","","","","","","","","","","","","","","","","","","","","","","","","","","","","","","","","","","","","","","","","","","","","","","","","","","","","","","","","","","","","","","","","","","","","","","","","","","","","","","","","","","","","","","","","","","","","","","",null,"","","","","","","","","","","","","","","","","","","","","","","","","","","","","","","","","","","","","","","","","","","","","","","","","","","","","","","","","","","","","","","","","","","","","","","","","","","","","","","","","","","","","","","","","","",""]
["","","","","","","","","","","","","","","","","","","","","","","","","","","","","","","","","","","","","","","","","","","","","","","","","","","","","","","","","","","","","","","","","","","","","","","","","","","","","","","","","","","","","","","","","","","","","","","","","","","","","",null,"","","","","","","","","","","","","","","","","","","","","",{"$f":"IFERROR($G97*AF97,\"\")","v":""},"","","","","","","","","","","","","","","","","","","","","","","","","","","","","","","","","","","","","","","","","","","","","","","","","","","","","","","","","","","","","","","","","","","","",""]
["","","","","","","","","","","","","","","","","","","","","","","","","","","","","","","","","","","","","","","","","","","","","","","","","","","","","","","","","","","","","","","","","","","","","","","","","","","","","","","","","","","","","","","","","","","","","","","","","","","","","",null,"","","","","","","","","","","","","","","","","",{"$f":"IFERROR($G98*AB98,\"\")","v":""},"","","","","","","","","","","","","","","","","","","","","","","","","","","","","","","","","","","","","","","","","","","","","","","","","","","","","","","","","","","","","","","","","","","","","","","","",""]
["","","","","","","","","","","","","","","","","","","","","","","","","","","","","","","","","","","","","","","","","","","","","","","","","","","","","","","","","","","","","","","","","","","","","","","","","","","","","","","","","","","","","","","","","","","","","","","","","","","","","",null,"","","","","","","","","","","","","","","","","","","","","","","","","","","","","","","","","","","","","","","","","","","","","","","","","","","","","","","","","","","","","","","","","","","","","","","","","","","","","","","","","","","","","","","","","","",""]
["","","","","","","","","","","","","","","","","","","","","","","","","","","","","","","","","","","","","","","","","","","","","","","","","","","","","","","","","","","","","","","","","","","","","","","","","","","","","","","","","","","","","","","","","","","","","","","","","","","","","",null,"","","","","","","","","","","","","","","","","","","","","","","","","","","","","","","","","","","","","",{"$f":"IFERROR($G100*AV100,\"\")","v":""},"","","","","","","","","","","","","","","","","","","","","","","","","","","","","","","","","","","","","","","","","","","","","","","","","","","","",""]
["","","","","","","","","","","","","","","","","","","","","","","","","","","","","","","","","","","","","","","","","","","","","","","","","","","","","","","","","","","","","","","","","","","","","","","","","","","","","","","","","","","","","","","","","","","","","","","","","","","","","",null,"","","","","","","","","","","","","","","","","","","","","","","","","","","","","","","","","","","","","","","","","","","","","","","","","","","","","","","","","","","","","","","","","","","","","","","","","","","","","","","","","","","","","","","","","","",""]
["","","","","","","","","","","","","","","","","","","","","","","","","","","","","","","","","","","","","","","","","","","","","","","","","","","","","","","","","","","","","","","","","","","","","","","","","","","","","","","","","","","","","","","","","","","","","","","","","","","","","",null,"","","","","","","","","","","","",{"$f":"IFERROR($G102*W102,\"\")","v":""},"","","","","","","","","","","","","","","","","","","","","","","","","","","","","","","","","","","","","","","","","","","","","","","","","","","","","","","","","","","","","","","","","","","","","","","","","","","","","",""]
["","","","","","","","","","","","","","","","","","","","","","","","","","","","","","","","","","","","","","","","","","","","","","","","","","","","","","","","","","","","","","","","","","","","","","","","","","","","","","","","","","","","","","","","","","","","","","","","","","","","","",null,"","","","","","","","","","","","","","","","","","","","","","","","","","","","","","","","","","","","","","","","","","","","","","","","","","","","","","","","","","","","","","","","","","","","","","","","","","","","","","","","","","","","","","","","","","",""]
["","","","","","","","","","","","","","","","","","","","","","","","","","","","","","","","","","","","","","","","","","","","","","","","","","","","","","","","","","","","","","","","","","","","","","","","","","","","","","","","","","","","","","","","","","","","","","","","","","","","","",null,"","","","","","","","","","","","","","","","","","","","","","","","","","","","","","","","","","","","","","","","","","","","","","","","","","","","","","","","","","","","","","","","","","","","","","","","","","","","","","","","","","","","","","","","","","",""]
["","","","","","","","","","","","","","","","","","","","","","","","","","","","","","","","","","","","","","","","","","","","","","","","","","","","","","","","","","","","","","","","","","","","","","","","","","","","","","","","","","","","","","","","","","","","","","","","","","","","","",null,"","","","","","","","","","","","","","","","","","","","","","","","","","","","","","","","","","","","","","","","","","","","","","","","","","","","","","","","","","","","","","","","","","","","","","","","","","","","","","","","","","","","","","","","","","",""]
["","","","","","","","","","","","","","","","","","","","","","","","","","","","","","","","","","","","","","","","","","","","","","","","","","","","","","","","","","","","","","","","","","","","","","","","","","","","","","","","","","","","","","","","","","","","","","","","","","","","","",null,"","","","","","","","","","","","","","","","","","","","","","","","","","","","","","","","","","","","","","","","","","","","","","","","","","","","","","","","","","","","","","","","","","","","","","","","","","","","","","","","","","","","","","","","","","",""]
["","","","","","","","","","","","","","","","","","","","","","","","","","","","","","","","","","","","","","","","","","","","","","","","","","","","","","","","","","","","","","","","","","","","","","","","","","","","","","","","","","","","","","","","","","","","","","","","","","","","","",null,"","","","","","","","","","","","","","","","","","","","","","","","","","","","","","","","","","","","","","","","","","","","","","","","","","","","","","","","","","","","","","","","","","","","","","","","","","","","","","","","","","","","","","","","","","",""]
["","","","","","","","","","","","","","","","","","","","","","","","","","","","","","","","","","","","","","","","","","","","","","","","","","","","","","","","","","","","","","","","","","","","","","","","","","","","","","","","","","","","","","","","","","","","","","","","","","","","","",null,"","","","","","","","","","","","","","","","","","","","","","","","","","","","","","","","","","","","","","","","","","","","","","","","","","","","","","","","","","","","","","","","","","","","","","","","","","","","","","","","","","","","","","","","","","",""]
["","","","","","","","","","","","","","","","","","","","","","","","","","","","","","","","","","","","","","","","","","","","","","","","","","","","","","","","","","","","","","","","","","","","","","","","","","","","","","","","","","","","","","","","","","","","","","","","","","","","","",null,"","","","","","","","","","","","","","","","","","","","","","","","","","","","","","","","","","","","","","","","","","","","","","","","","","","","","","","","","",{"$f":"IFERROR($G109*BP109,\"\")","v":""},"","","","","","","","","","","","","","","","","","","","","","","","","","","","","","","","",""]
["","","","","","","","","","","","","","","","","","","","","","","","","","","","","","","","","","","","","","","","","","","","","","","","","","","","","","","","","","","","","","","","","","","","","","","","","","","","","","","","","","","","","","","","","","","","","","","","","","","","","",null,"","","","","","","","","","","","","","","","","","","","","","","","","","","","","","","","","","","","","","","","","","","","","","","","","","","","","","","","","","","","","","","","","","","","","","","","","","","","","","","","","","","","","","","","","","",""]
["","","","","","","","","","","","","","","","","","","","","","","","","","","","","","","","","","","","","","","","","","","","","","","","","","","","","","","","","","","","","","","","","","","","","","","","","","","","","","","","","","","","","","","","","","","","","","","","","","","","","",null,"","","","","","","","","","","","","","","","","","","","","","","","","","","","","","","","","","","","","","","","","","","","","","","","","","","","","","","","","","","","","","","","","","","","","","","","","","","","","","","","","","","","","","","","","","",""]
["","","","","","","","","","","","","","","","","","","","","","","","","","","","","","","","","","","","","","","","","","","","","","","","","","","","","","","","","","","","","","","","","","","","","","","","","","","","","","","","","","","","","","","","","","","","","","","","","","","","","",null,"","","","","","","","","","","","","","","","","","","","","","","","","","","","","","","","","","","","","","","","","","","","","","","","","","","","","","","","","","","","","","","","","","","","","","","","","","","","","","","","","","","","","","","","","","",""]
["","","","","","","","","","","","","","","","","","","","","","","","","","","","","","","","","","","","","","","","","","","","","","","","","","","","","","","","","","","","","","","","","","","","","","","","","","","","","","","","","","","","","","","","","","","","","","","","","","","","","",null,"","","","","","","","","","","","","","","","","","","","","","","","","","","","","","","","","","","","","","","","","","","","","","","","","","","","","","","","","","","","","","","","","","","","","","","","","","","","","","",{"$f":"IFERROR($G113*CK113,\"\")","v":""},"","","","","","","","","","","",""]
["","","","","","","","","","","","","","","","","","","","","","","","","","","","","","","","","","","","","","","","","","","","","","","","","","","","","","","","","","","","","","","","","","","","","","","","","","","","","","","","","","","","","","","","","","","","","","","","","","","","","",null,"","","","","","","","","","","","","","","","","","","","","","","","","","","","","","","","","","","","","","","","","","","","","","","","","","","","","","","","","","","","","","","","","","","","","","","","","","","","","","","","","","","","","","","","","","",""]
["","","","","","","","","","","","","","","","","","","","","","","","","","","","","","","","","","","","","","","","","","","","","","","","","","","","","","","","","","","","","","","","","","","","","","","","","","","","","","","","","","","","","","","","","","","","","","","","","","","","","",null,"","","","","","","","","","","","","","","","","","","","","","","","","","","","","","","","","",{"$f":"IFERROR($G115*AR115,\"\")","v":""},"","","","","","","","","","","","","","","","","","","","","","","","","","","","","","","","","","","","","","","","","","","","","","","","","","","","","","",{"$f":"IFERROR($G115*CU115,\"\")","v":""},"",""]
["","","","","","","","","","","","","","","","","","","","","","","","","","","","","","","","","","","","","","","","","","","","","","","","","","","","","","","","","","","","","","","","","","","","","","","","","","","","","","","","","","","","","","","","","","","","","","","","","","","","","",null,"","","","","","","","","","","","","","","","","","","","","","","","","","","","","","","","","","","","","","","","","","","","","","","","","","","","","","","","","","","","","","","","","","","","","","","","","","","","","","","","","","","","","","","","","","",""]
["","","","","","","","","","","","","","","","","","","","","","","","","","","","","","","","","","","","","","","","","","","","","","","","","","","","","","","","","","","","","","","","","","","","","","","","","","","","","","","","","","","","","","","","","","","","","","","","","","","","","",null,"","","","","","","","","","","","","","","","","","","","","","","","","","","","","","","","","","","","","","","","","","","","","","","","","","","","","","","","","","","","","","","","","","","","","","","","","","","","","","","","","","","","","","","","","","",""]
["","","","","","","","","","","","","","","","","","","","","","","","","","","","","","","","","","","","","","","","","","","","","","","","","","","","","","","","","","","","","","","","","","","","","","","","","","","","","","","","","","","","","","","","","","","","","","","","","","","","","",null,"","","","","","","","","","","","","","","","","","","","","","","","","","","","","","","","","","","","","","","","","","","","","","","","","","","","","","","","","","","","","","","","","","","","","","","","","","","","","","","","","","","","","","","","","","",""]
["","","","","","","","","","","","","","","","","","","","","","","","","","","","","","","","","","","","","","","","","","","","","","","","","","","","","","","","","","","","","","","","","","","","","","","","","","","","","","","","","","","","","","","","","","","","","","","","","","","","","",null,"","","","","","","","","","","","","","","","","","","","","","","","","","","","","","","","","","","","","","","","","","","","","","","","","","","","","","","","","","","","","","","","","","","","","","","","","","","","","","","","","","","","","","","","","","",""]
["","","","","","","","","","","","","","","","","","","","","","","","","","","","","","","","","","","","","","","","","","","","","","","","","","","","","","","","","","","","","","","","","","","","","","","","","","","","","","","","","","","","","","","","","","","","","","","","","","","","","",null,"","","","","","","","","","","","","","","","","","","","","","","","","","","","","","","","","","","","","","","","","","","","","","","","","","","","","",{"$f":"IFERROR($G120*BL120,\"\")","v":""},"","","","","","","","","","","","","","","","","","","","","","","","","","","","","","","","","","","","",""]
["","","","","","","","","","","","","","","","","","","","","","","","","","","","","","","","","","","","","","","","","","","","","","","","","","","","","","","","","","","","","","","","","","","","","","","","","","","","","","","","","","","","","","","","","","","","","","","","","","","","","",null,"","","","","","","","","","","","","","","","","","","","","","","","","","","","","","","","","","","","","","","","","","","","","","","","","","","","","","","","","","","","","","","","","","","","","","","","","","","","","","","","","","","","","","","","","","",""]
["","","","","","","","","","","","","","","","","","","","","","","","","","","","","","","","","","","","","","","","","","","","","","","","","","","","","","","","","","","","","","","","","","","","","","","","","","","","","","","","","","","","","","","","","","","","","","","","","","","","","",null,"","","","","","","","","","","",{"$f":"IFERROR($G122*V122,\"\")","v":""},"","","","","","","","","","","","","","","","","","","","","","","","","","","","","","","","","","","","","","","","","","","","","","","","","","","","","","","","","","","","","","","","","","","","","","","","","","","","","","",""]
["","","","","","","","","","","","","","","","","","","","","","","","","","","","","","","","","","","","","","","","","","","","","","","","","","","","","","","","","","","","","","","","","","","","","","","","","","","","","","","","","","","","","","","","","","","","","","","","","","","","","",null,{"$f":"IFERROR($G123*K123,\"\")","v":""},"","","","","","","","","","","","","","","","","","","","","","","","","","","","","","","","","","","","","","","","","","","","","","","","","","","","","","","","","","","","","","","","","","","","","","","","","","","","","","","","","","","","","","","","","",""]
["","","","","","","","","","","","","","","","","","","","","","","","","","","","","","","","","","","","","","","","","","","","","","","","","","","","","","","","","","","","","","","","","","","","","","","","","","","","","","","","","","","","","","","","","","","","","","","","","","","","","",null,"","","","","","","","","","","","","","","","","","","","","","","","","","","","","","","","","","","","","","","","","","","","","","","","","","","","","","","","","","","","","","","","","","","","","","","","","","","","",{"$f":"IFERROR($G124*CI124,\"\")","v":""},"","","","","","","","","","","","","",""]
["","","","","","","","","","","","","","","","","","","","","","","","","","","","","","","","","","","","","","","","","","","","","","","","","","","","","","","","","","","","","","","","","","","","","","","","","","","","","","","","","","","","","","","","","","","","","","","","","","","","","",null,"","","","","","","","","","","","","","","","","","","","","","","","","","","","","","","","","","","","","","","","","","","","","","","","","","","","","","","","","","","","","","","","","","","","","","","","","","","","","","","","","","","","","","","","","","",""]
["","","","","","","","","","","","","","","","","","","","","","","","","","","","","","","","","","","","","","","","","","","","","","","","","","","","","","","","","","","","","","","","","","","","","","","","","","","","","","","","","","","","","","","","","","","","","","","","","","","","","",null,"","","","","","","","","","","","","","","","","","","","","","","","","","","","",{"$f":"IFERROR($G126*AM126,\"\")","v":""},"","","","","","","","","","","","","","","","","","","","","","","","","","","","","","","","","","","","","","","","","","","","","","","","","","","","","","","","","","","","","",""]
["","","","","","","","","","","","","","","","","","","","","","","","","","","","","","","","","","","","","","","","","","","","","","","","","","","","","","","","","","","","","","","","","","","","","","","","","","","","","","","","","","","","","","","","","","","","","","","","","","","","","",null,"","","","","","","","","","","","","","","","","","","","","","","","","","","","","","","","","","","","","","","","","","","","","","","","","","","","","","","","","","","","","","","","","","","","","","","","","","","","","","","","","","","","","","","","","","",""]
["","","","","","","","","","","","","","","","","","","","","","","","","","","","","","","","","","","","","","","","","","","","","","","","","","","","","","","","","","","","","","","","","","","","","","","","","","","","","","","","","","","","","","","","","","","","","","","","","","","","","",null,"","","","","","","","","","","","","","","","","","","","","","","","","","","","","","","","","","","","","","","","","","","","","","","","","","","","","","","","","","","","","","","","","","","","","","","","","","","","","","","","","","","","","","","","","","",""]
["","","","","","","","","","","","","","","","","","","","","","","","","","","","","","","","","","","","","","","","","","","","","","","","","","","","","","","","","","","","","","","","","","","","","","","","","","","","","","","","","","","","","","","","","","","","","","","","","","","","","",null,"","","","","","","","","","","","","","","","","","","","","","","","","","","","","","","","","","","","","","","","","","","","","","","","",{"$f":"IFERROR($G129*BG129,\"\")","v":""},"","","","","","","","","","","","","","","","","","","","","","","","","","","","","","","","","","","","","","","","","",""]
["","","","","","","","","","","","","","","","","","","","","","","","","","","","","","","","","","","","","","","","","","","","","","","","","","","","","","","","","","","","","","","","","","","","","","","","","","","","","","","","","","","","","","","","","","","","","","","","","","","","","",null,"","","","","","","","","","","","","","","","","","","","","","","","","","","","","","","","","","","","","","","","","","","","","","","","","","","","","","","","","","","","","","","","","","","","","","","",{"$f":"IFERROR($G130*CD130,\"\")","v":""},"","","","","","","","","","","","","","","","","","",""]
["","","","","","","","","","","","","","","","","","","","","","","","","","","","","","","","","","","","","","","","","","","","","","","","","","","","","","","","","","","","","","","","","","","","","","","","","","","","","","","","","","","","","","","","","","","","","","","","","","","","","",null,"","","","","","","","","","","","","","","","","","","","","","","","","","","","","","","","","","","","","","","","","","","","","","","","","","","","","","","","","","","","","","","","","","","","","","","","","","","","","","","","","","","","","","","","","","",""]
["","","","","","","","","","","","","","","","","","","","","","","","","","","","","","","","","","","","","","","","","","","","","","","","","","","","","","","","","","","","","","","","","","","","","","","","","","","","","","","","","","","","","","","","","","","","","","","","","","","","","",null,"","","","","","","","","","","","","","","","","","","","","","","","","","","","","","","","","","","","","","","","","","","","","","","","","","","","","","","","","","","","","","","","","","","","","","","","","","","","","","","","","","","","","","","","","","",""]
["","","","","","","","","","","","","","","","","","","","","","","","","","","","","","","","","","","","","","","","","","","","","","","","","","","","","","","","","","","","","","","","","","","","","","","","","","","","","","","","","","","","","","","","","","","","","","","","","","","","","",null,"","","","","","","","","","","","","","","","","","","","","","","","","","","","","","","","","","","","","","","","","","","","","","","","","","","","","","","","","","","","","","","","","","","","","","","","","","","","","","","","","","","","","","","","","","",""]
["","","","","","","","","","","","","","","","","","","","","","","","","","","","","","","","","","","","","","","","","","","","","","","","","","","","","","","","","","","","","","","","","","","","","","","","","","","","","","","","","","","","","","","","","","","","","","","","","","","","","",null,"","","","","","","","","","","","","","","","","","","","","","","","","","","","","","","","","","","","","","","","","","","","","","","","","","","","","","","","","","","","","","","","","","","","","","","","","","","","","","","","","","","","","","","","","","",""]
["","","","","","","","","","","","","","","","","","","","","","","","","","","","","","","","","","","","","","","","","","","","","","","","","","","","","","","","","","","","","","","","","","","","","","","","","","","","","","","","","","","","","","","","","","","","","","","","","","","","","",null,"","","","","","","","","","","","","","",{"$f":"IFERROR($G135*Y135,\"\")","v":""},"","","","","","","","","","","","","","","","","","","","","","","","","","","","","","","","","","","","","","","","","","","","","","","","","","","","","","","","","","","","","","","","","","","","","","","","","","","",""]
["","","","","","","","","","","","","","","","","","","","","","","","","","","","","","","","","","","","","","","","","","","","","","","","","","","","","","","","","","","","","","","","","","","","","","","","","","","","","","","","","","","","","","","","","","","","","","","","","","","","","",null,"","","","","","","","","","","","","","","","","","","","","","","","","","","","","","","","","","","","","","","","","","","","","","","","","","","","","","","","","","","","","","","","","","","","","","","","","","","","","","","","","","","","","","","","","","",""]
["","","","","","","","","","","","","","","","","","","","","","","","","","","","","","","","","","","","","","","","","","","","","","","","","","","","","","","","","","","","","","","","","","","","","","","","","","","","","","","","","","","","","","","","","","","","","","","","","","","","","",null,"","","","","","","","","","","","","","","","","","","","","","","","","","","","","","","","","","","","","","","","","","","","","","","","","","","","","","","","","","","","","","","","","","","","","","","","","","","","","","","","","","","","","","","","","","",""]
["","","","","","","","","","","","","","","","","","","","","","","","","","","","","","","","","","","","","","","","","","","","","","","","","","","","","","","","","","","","","","","","","","","","","","","","","","","","","","","","","","","","","","","","","","","","","","","","","","","","","",null,"","","","","","","","","","","","","","","","","","","","","","","","","","","","","","","","","","","","","","","","","","","","","","","","","","","","","","","","","","","","","","","","","","","","","","","","","","","","","","","","","","","","","","","","","","",""]
["","","","","","","","","","","","","","","","","","","","","","","","","","","","","","","","","","","","","","","","","","","","","","","","","","","","","","","","","","","","","","","","","","","","","","","","","","","","","","","","","","","","","","","","","","","","","","","","","","","","","",null,"","","","","","","","","","","","","","","","","","","","","","","","","","","","","","","","","","","","","","","","","","","","","","","","","","","","","","","","","","","","","","","","","","","","","","","","","","","","","","","","","","","","","",{"$f":"IFERROR($G139*CR139,\"\")","v":""},"","","","",""]
["","","","","","","","","","","","","","","","","","","","","","","","","","","","","","","","","","","","","","","","","","","","","","","","","","","","","","","","","","","","","","","","","","","","","","","","","","","","","","","","","","","","","","","","","","","","","","","","","","","","","",null,"","","","","","","","","","","","","","","","","","","","","","","","","","","","","","","","","","","","","","","","","","","","","","","","","","","","","","","","","","","","","","","","","","","","","","","","","","","","","","","","","","","","","","","","","","",""]
["","","","","","","","","","","","","","","","","","","","","","","","","","","","","","","","","","","","","","","","","","","","","","","","","","","","","","","","","","","","","","","","","","","","","","","","","","","","","","","","","","","","","","","","","","","","","","","","","","","","","",null,"","","","","","","","","","","","","","","","","","","","","","","","","","","","","","","","","","","","","","","","","","","","","","","","","","","","","","","","","","","","","","","","","","","","","","","","","","","","","","","","","","","","","","","","","","",""]
["","","","","","","","","","","","","","","","","","","","","","","","","","","","","","","","","","","","","","","","","","","","","","","","","","","","","","","","","","","","","","","","","","","","","","","","","","","","","","","","","","","","","","","","","","","","","","","","","","","","","",null,"","","","","","","","","","","","","","","","","","","","","","","","","","","","","","","","","","","","","","","","","","","","","","","","","","","","","","","","","","","","","","","","","","","","","","","","","","","","","","","","","","","","","","","","","","",""]
["","","","","","","","","","","","","","","","","","","","","","","","","","","","","","","","","","","","","","","","","","","","","","","","","","","","","","","","","","","","","","","","","","","","","","","","","","","","","","","","","","","","","","","","","","","","","","","","","","","","","",null,"","","","","","","","","","","","","","","","","","","","","","","","","","","","","","","","","","","","","","","","","","","","",{"$f":"IFERROR($G143*BC143,\"\")","v":""},"","","","","","","","","","","","","","","","","","","","","","","","","","","","","","","","","","","","","","","","","","","","","",""]
["","","","","","","","","","","","","","","","","","","","","","","","","","","","","","","","","","","","","","","","","","","","","","","","","","","","","","","","","","","","","","","","","","","","","","","","","","","","","","","","","","","","","","","","","","","","","","","","","","","","","",null,"","","","","","","","","","","","","","","","","","","","","","","","","","","","","","","","","","","","","","","","","","","","","","","","","","","","","","","","","","","","","","","","","","","","","","","","","","","","","","","","","","","","","","","","","","",""]
["","","","","","","","","","","","","","","","","","","","","","","","","","","","","","","","","","","","","","","","","","","","","","","","","","","","","","","","","","","","","","","","","","","","","","","","","","","","","","","","","","","","","","","","","","","","","","","","","","","","","",null,"","","","","","","","","","","","","","","","","","","","","","","","","","","","","","","","","","","","","","","","","","","","","","","","","","","","","","","","","","","","","","","","","","","","","","","","","","","","","","","","","","","","","","","","","","",""]
["","","","","","","","","","","","","","","","","","","","","","","","","","","","","","","","","","","","","","","","","","","","","","","","","","","","","","","","","","","","","","","","","","","","","","","","","","","","","","","","","","","","","","","","","","","","","","","","","","","","","",null,"","",{"$f":"IFERROR($G146*M146,\"\")","v":""},"","","","","","","","","","","","","","","","","","","","","","","","","","","","","","","","","","","","","","","","","","","","","","","","","","","","","","","","","","","","","","","","","","","","","","","","","","","","","","","","","","","","","","","",""]
["","","","","","","","","","","","","","","","","","","","","","","","","","","","","","","","","","","","","","","","","","","","","","","","","","","","","","","","","","","","","","","","","","","","","","","","","","","","","","","","","","","","","","","","","","","","","","","","","","","","","",null,{"$f":"IFERROR($G147*K147,\"\")","v":""},"","","","","","","","","","","","","","","","","","","","","","","","","","","","","","","","","","","","","","","","","","","","","","","","","","","","","","","","","","","","","","","","","","","","","","","","","","","","","","","","","","","","","","","","","",""]
["","","","","","","","","","","","","","","","","","","","","","","","","","","","","","","","","","","","","","","","","","","","","","","","","","","","","","","","","","","","","","","","","","","","","","","","","","","","","","","","","","","","","","","","","","","","","","","","","","","","","",null,"","","","","","","","","","","","","","","","","","","","","","","","","","","","","","","","","","","","","","","","","","","","","","","","","","","","","","","","","","","","","","","","","","","","","","","","","","","","","","","","","","","","","","","","","","",""]
["","","","","","","","","","","","","","","","","","","","","","","","","","","","","","","","","","","","","","","","","","","","","","","","","","","","","","","","","","","","","","","","","","","","","","","","","","","","","","","","","","","","","","","","","","","","","","","","","","","","","",null,"","","","","","","","","","","","","","","","","","","","","","","","","","","","","","","","","","","","","","","","","","","","","","","","","","","","","","","","","","","","","","","","","","","","","","","","","","","","","","","","","","","","","","","","","","",""]
["","","","","","","","","","","","","","","","","","","","","","","","","","","","","","","","","","","","","","","","","","","","","","","","","","","","","","","","","","","","","","","","","","","","","","","","","","","","","","","","","","","","","","","","","","","","","","","","","","","","","",null,"","","","","","","","","","","","","","","","","","","","","","","","","","","","","","","","","","","","","","","","","","","","","","","","","","","","","","","","","","","","","","","","","","","","","","","","","","","","","","","","","","","","","","","","","","",""]
["","","","","","","","","","","","","","","","","","","","","","","","","","","","","","","","","","","","","","","","","","","","","","","","","","","","","","","","","","","","","","","","","","","","","","","","","","","","","","","","","","","","","","","","","","","","","","","","","","","","","",null,"","","","","","","","","","","","","","","","","","","","","","","","","","","","","","","","","","","","","","","","","","","","","","","","","","","","","","","","","","","","",{"$f":"IFERROR($G151*BS151,\"\")","v":""},"","","","","","","","","","","","","","","","","","","","","","","","","","","","","",""]
["","","","","","","","","","","","","","","","","","","","","","","","","","","","","","","","","","","","","","","","","","","","","","","","","","","","","","","","","","","","","","","","","","","","","","","","","","","","","","","","","","","","","","","","","","","","","","","","","","","","","",null,"","","","","","","","","","","","","","","","","","","","","","","","","","","","","","","","","","","","","","","","","","","","","","","","","","","","","","","","","","","","","","","","","","","","","","","","","","","","","","","","","","","","","","","","","","",""]
["","","","","","","","","","","","","","","","","","","","","","","","","","","","","","","","","","","","","","","","","","","","","","","","","","","","","","","","","","","","","","","","","","","","","","","","","","","","","","","","","","","","","","","","","","","","","","","","","","","","","",null,"","","","","","","","","","","","","","","","","",{"$f":"IFERROR($G153*AB153,\"\")","v":""},"","","","","","","","","","","","","","","","","","","","",{"$f":"IFERROR($G153*AW153,\"\")","v":""},"","","","","","","","","","","","","","","","","","","","","","","","","","","","","","","","","","","","","","","","","","","","","","","","","","","",""]
["","","","","","","","","","","","","","","","","","","","","","","","","","","","","","","","","","","","","","","","","","","","","","","","","","","","","","","","","","","","","","","","","","","","","","","","","","","","","","","","","","","","","","","","","","","","","","","","","","","","","",null,"","","","","","","","","","","","","","","","","","","","","","","","","","","","","","","","","",{"$f":"IFERROR($G154*AR154,\"\")","v":""},"","","","","","","","","","","","","","","","","","","","","","","","","","","","","","","","","","","","","","","","","","","","","","","","","","","","","","","","",""]
["","","","","","","","","","","","","","","","","","","","","","","","","","","","","","","","","","","","","","","","","","","","","","","","","","","","","","","","","","","","","","","","","","","","","","","","","","","","","","","","","","","","","","","","","","","","","","","","","","","","","",null,"","","","","","","","","","","","","","","","","","","","","","","","","","","","","","","","","","","","","","","","","","","","","","","","","","","","","","","","","","","","","","","","","","","","","","","","","","","","","","","","","","","","","","","","","","",""]
["","","","","","","","","","","","","","","","","","","","","","","","","","","","","","","","","","","","","","","","","","","","","","","","","","","","","","","","","","","","","","","","","","","","","","","","","","","","","","","","","","","","","","","","","","","","","","","","","","","","","",null,"","","","","","","","","","","","","","","","","","","","","","","","","","","","","","","","","","","","","","","","","","","","","","","","","","","","","","","","","","","","","","","","","","","","","","","","","","","","","","","","","","","","","","","","","","",""]
["","","","","","","","","","","","","","","","","","","","","","","","","","","","","","","","","","","","","","","","","","","","","","","","","","","","","","","","","","","","","","","","","","","","","","","","","","","","","","","","","","","","","","","","","","","","","","","","","","","","","",null,"","","","","","","","","","","","","","","","","","","","","","","","","","","","","","","","","","","","","","","","","","","","","","","","","","","","","","","","","","","","","","","","","","","","","","","","","","","","","","","","","","","","","","","","","","",""]
["","","","","","","","","","","","","","","","","","","","","","","","","","","","","","","","","","","","","","","","","","","","","","","","","","","","","","","","","","","","","","","","","","","","","","","","","","","","","","","","","","","","","","","","","","","","","","","","","","","","","",null,"","","","","","","","","","","","","","","","","","","","","","","","","","","","","","","","","","","","","","","","","","","","","","","","","","","","","","","","","","","","","","","","","","","","","","","","","","","","","","","","","","","","","","","","","","",""]
["","","","","","","","","","","","","","","","","","","","","","","","","","","","","","","","","","","","","","","","","","","","","","","","","","","","","","","","","","","","","","","","","","","","","","","","","","","","","","","","","","","","","","","","","","","","","","","","","","","","","",null,"","","","","","","","","","","","","","","","","","","","","","","","","","","","","","","","","","","","","","","","","","","","","","","","","","","","","","","","","","","","","","","","","","","","","","","","","","","","","","","","","","","","","","","","","","",""]
["","","","","","","","","","","","","","","","","","","","","","","","","","","","","","","","","","","","","","","","","","","","","","","","","","","","","","","","","","","","","","","","","","","","","","","","","","","","","","","","","","","","","","","","","","","","","","","","","","","","","",null,"","","","","","","","","","","","","","","","","","","","","","","","","","","","","","","","","","","","","","","","","","","","","","","","","","","","","","","","","","","","","","","","","","","","","","","","","","","","","","","","","","","","","","","","","","",""]
["","","","","","","","","","","","","","","","","","","","","","","","","","","","","","","","","","","","","","","","","","","","","","","","","","","","","","","","","","","","","","","","","","","","","","","","","","","","","","","","","","","","","","","","","","","","","","","","","","","","","",null,"","","","","","","","","","","","","","","","","","","","","","","","","","","","","","","","","","","","","","","","","","","","","","","","","","","","","","","","","","","","","","","","","","","","","","","","","","","","","","","","","","","","","","","","","","",""]
["","","","","","","","","","","","","","","","","","","","","","","","","","","","","","","","","","","","","","","","","","","","","","","","","","","","","","","","","","","","","","","","","","","","","","","","","","","","","","","","","","","","","","","","","","","","","","","","","","","","","",null,"","","","","","","","","","","","","","","","","","","","","","","","","","","","","","","","","","","","","","","","","","","","","","","","","","","","","","","","","","","","","","","","","","","","","","","","","","","","","","","","","","","","","","","","","","",""]
["","","","","","","","","","","","","","","","","","","","","","","","","","","","","","","","","","","","","","","","","","","","","","","","","","","","","","","","","","","","","","","","","","","","","","","","","","","","","","","","","","","","","","","","","","","","","","","","","","","","","",null,"","","","","","","","","","","","","","","","","","","","","","","","","","","","","","","","","","","","","","","","","","","","","","","","","","","","","","","","","","","","","","","","","","","","","","","","","","","","","","","","","","","","","","","","","","",""]
["","","","","","","","","","","","","","","","","","","","","","","","","","","","","","","","","","","","","","","","","","","","","","","","","","","","","","","","","","","","","","","","","","","","","","","","","","","","","","","","","","","","","","","","","","","","","","","","","","","","","",null,"","","","","","","","","","","","","","","","","","","","","","","","","","","","","","","","","","","","","","","","","","","","","","","","","","","","","","","","","","","","","","","","","","","","","","","","","","","","","","","","","","","",{"$f":"IFERROR($G164*CP164,\"\")","v":""},"","","","","","",""]
["","","","","","","","","","","","","","","","","","","","","","","","","","","","","","","","","","","","","","","","","","","","","","","","","","","","","","","","","","","","","","","","","","","","","","","","","","","","","","","","","","","","","","","","","","","","","","","","","","","","","",null,"","","","","","","","","","","","","","","","","","","","","","","","","","","","","","","","","","","","","","","","","","","","","","","","","","","","","","","","","","","","","","","","","","","","","","","","","","","","","","","","","","","","","","","","","","",""]
["","","","","","","","","","","","","","","","","","","","","","","","","","","","","","","","","","","","","","","","","","","","","","","","","","","","","","","","","","","","","","","","","","","","","","","","","","","","","","","","","","","","","","","","","","","","","","","","","","","","","",null,"","","","","","","","","","","","","","","","","","","","","","","","","","","","","","","","","","","","","","","","","","","","","","","","","","","","","","","","","","","","","","","","","","","","","","","","","","","","","","","","","","","","","","","","","","",""]
["","","","","","","","","","","","","","","","","","","","","","","","","","","","","","","","","","","","","","","","","","","","","","","","","","","","","","","","","","","","","","","","","","","","","","","","","","","","","","","","","","","","","","","","","","","","","","","","","","","","","",null,"","","","","","","","","","","","","","","","","","","","","","","","","","","","","","","","","","","","","","","","","","","","","","","","","","","","","","","","","","","","","","","","","","","","","","","","","","","","","","","","","","","","","","","","","","",""]
["","","","","","","","","","","","","","","","","","","","","","","","","","","","","","","","","","","","","","","","","","","","","","","","","","","","","","","","","","","","","","","","","","","","","","","","","","","","","","","","","","","","","","","","","","","","","","","","","","","","","",null,"","","","","","","","","","","","","","","","","","","","","","","","","","","","","","","","","","","","","","","","","","","","","","","","","","","","","","","","","","","","","","","","","","","","","","","","","","","","","","","","","","","","","","","","","","",""]
["","","","","","","","","","","","","","","","","","","","","","","","","","","","","","","","","","","","","","","","","","","","","","","","","","","","","","","","","","","","","","","","","","","","","","","","","","","","","","","","","","","","","","","","","","","","","","","","","","","","","",null,"","","","","","","","","","","","","","","","","","","","","",{"$f":"IFERROR($G169*AF169,\"\")","v":""},"","","","","","","","","","","","","","","","","","","","","","","","","","","","","","","","","","","","","","","","","","","","","","","","","","","","","","","","","","","","","","","","","","","","",""]
["","","","","","","","","","","","","","","","","","","","","","","","","","","","","","","","","","","","","","","","","","","","","","","","","","","","","","","","","","","","","","","","","","","","","","","","","","","","","","","","","","","","","","","","","","","","","","","","","","","","","",null,"","","","","","","","","","","","","","","","","","","","","","","","","","","","","","","","","","","","","","","","","","","","","","","","","","","","","","",{"$f":"IFERROR($G170*BM170,\"\")","v":""},"","","","","","","","","","","","","","","","","","","","","","","","","","","","","","","","","","","",""]
["","","","","","","","","","","","","","","","","","","","","","","","","","","","","","","","","","","","","","","","","","","","","","","","","","","","","","","","","","","","","","","","","","","","","","","","","","","","","","","","","","","","","","","","","","","","","","","","","","","","","",null,"","","","","","","","","","","","","","","","","","","","","","","","","","","","","","","","","","","","","","","","","","","","","","","","","","","","","","","","","","","","","","","","","","","","","","","","","","","","","","","",{"$f":"IFERROR($G171*CL171,\"\")","v":""},"","","","","","","","","","",""]
["","","","","","","","","","","","","","","","","","","","","","","","","","","","","","","","","","","","","","","","","","","","","","","","","","","","","","","","","","","","","","","","","","","","","","","","","","","","","","","","","","","","","","","","","","","","","","","","","","","","","",null,"","","","","","","","","","","","","","","","","","","","","","","","","","","","","","","","","","","","","","","","","","","","","","","","","","","","","","","","","","","","","","","","","","","","","","","","","","","","",{"$f":"IFERROR($G172*CI172,\"\")","v":""},"","","","","","","","","","","","","",""]
["","","","","","","","","","","","","","","","","","","","","","","","","","","","","","","","","","","","","","","","","","","","","","","","","","","","","","","","","","","","","","","","","","","","","","","","","","","","","","","","","","","","","","","","","","","","","","","","","","","","","",null,"","","","","","","","","","","","","","","","","","","","","","","","","","","","","","","","","","","","","","","","","","","","","","","","","","","","","","","","","","","","","","","","","","","","","","","","","","","","","","","","","","","","","","","","","","",""]
["","","","","","","","","","","","","","","","","","","","","","","","","","","","","","","","","","","","","","","","","","","","","","","","","","","","","","","","","","","","","","","","","","","","","","","","","","","","","","","","","","","","","","","","","","","","","","","","","","","","","",null,"","","","","",{"$f":"IFERROR($G174*P174,\"\")","v":""},"","","","","","","","","","","","","","","","","","","","","","","","","","","","","","","","","","","","","","","","","","","","","","","","","","","","","","","","","","","","","","","","","","","","","","","","","","","","","","","","","","","","",""]
["","","","","","","","","","","","","","","","","","","","","","","","","","","","","","","","","","","","","","","","","","","","","","","","","","","","","","","","","","","","","","","","","","","","","","","","","","","","","","","","","","","","","","","","","","","","","","","","","","","","","",null,"","","","","","","","","","","","","","","","","","","","","","","","","","","","","","","","","","","","","","","","","","","","","","","","","","","","","","","","","","","","","","","","","","","","","","","","","","","","","","","","","","","","","","","","","","",""]
["","","","","","","","","","","","","","","","","","","","","","","","","","","","","","","","","","","","","","","","","","","","","","","","","","","","","","","","","","","","","","","","","","","","","","","","","","","","","","","","","","","","","","","","","","","","","","","","","","","","","",null,"","","","","","","","","","","","","","","","","","","","","","","","","","","","","","","","","","","","","","","","","","","","","","","","","","","","","","","","","","","","","","","","","","","","","","","","","","","","","","","","","","","","","","","","","","",""]
["","","","","","","","","","","","","","","","","","","","","","","","","","","","","","","","","","","","","","","","","","","","","","","","","","","","","","","","","","","","","","","","","","","","","","","","","","","","","","","","","","","","","","","","","","","","","","","","","","","","","",null,"","","","","","","","","","","","","","","","","","","","","","","","","","","","","","","","","","","","","","","","","","","","","","","","","","","","","","","","","","","","","","","","","","","","","","",{"$f":"IFERROR($G177*CC177,\"\")","v":""},"","","","","","","","","","","","","","","","","","","",""]
["","","","","","","","","","","","","","","","","","","","","","","","","","","","","","","","","","","","","","","","","","","","","","","","","","","","","","","","","","","","","","","","","","","","","","","","","","","","","","","","","","","","","","","","","","","","","","","","","","","","","",null,"","","","","","","","","","","","","","","","","","","","","","","","","","","","","","","","","","","","","","","","","","","","","","","","","","","",{"$f":"IFERROR($G178*BJ178,\"\")","v":""},"","","","","","","","","","","","","","","","","","","","","","","","","","","","","","","","","","","","","","",""]
["","","","","","","","","","","","","","","","","","","","","","","","","","","","","","","","","","","","","","","","","","","","","","","","","","","","","","","","","","","","","","","","","","","","","","","","","","","","","","","","","","","","","","","","","","","","","","","","","","","","","",null,"","","","","","","","","","","","",{"$f":"IFERROR($G179*W179,\"\")","v":""},"","","","","","","","","","","","","","","","","","","","","","","","","","","","","","","","","","","","","","","","","","","","","","","","","","","","","","","","","","","","","","","","","","","","","","","","","","","","","",""]
["","","","","","","","","","","","","","","","","","","","","","","","","","","","","","","","","","","","","","","","","","","","","","","","","","","","","","","","","","","","","","","","","","","","","","","","","","","","","","","","","","","","","","","","","","","","","","","","","","","","","",null,"","","","","","","","","","","","","","","","","","","","","","","","","","","","","","","","","","","","","","","","","","","","","","","","","","","","","","","","","","","","","","","","","","","","","","","","","","","","","","","","","","","","","","","","","","",""]
["","","","","","","","","","","","","","","","","","","","","","","","","","","","","","","","","","","","","","","","","","","","","","","","","","","","","","","","","","","","","","","","","","","","","","","","","","","","","","","","","","","","","","","","","","","","","","","","","","","","","",null,"","","","","","","","","","","","","","","","","","","","","","","","","","","","","","","","","","","","","","","","","","","","","","","","","","","","","","","","","","","","","","","","","","","","","","","","","","","","","","","","","","","","","","","","","","",""]
["","","","","","","","","","","","","","","","","","","","","","","","","","","","","","","","","","","","","","","","","","","","","","","","","","","","","","","","","","","","","","","","","","","","","","","","","","","","","","","","","","","","","","","","","","","","","","","","","","","","","",null,"","","","","","","","","","","","","","","","","","","","","","","","","","","","","","","","","","","","","","","","","","","","","","","","","","","","","","","","","","","","","","","","","","","","","","","","","","","","","","","","","","","","","","","","","","",""]
["","","","","","","","","","","","","","","","","","","","","","","","","","","","","","","","","","","","","","","","","","","","","","","","","","","","","","","","","","","","","","","","","","","","","","","","","","","","","","","","","","","","","","","","","","","","","","","","","","","","","",null,"","","","","","","","","","","","","","","","","","","","","","","","","","","","","","","","","","","","","","","","","","","","","","","","","","","","","","","","","","","","","","","","","","","","","","","","","","","","","","","","","","","","","","","","","","",""]
["","","","","","","","","","","","","","","","","","","","","","","","","","","","","","","","","","","","","","","","","","","","","","","","","","","","","","","","","","","","","","","","","","","","","","","","","","","","","","","","","","","","","","","","","","","","","","","","","","","","","",null,"","","","","","","","","","","","","","","","","","","","","","","","","","","","","","","","","","","","","","","","","","","","","","","","","","","","","","","","","","","","","","","","","","","","","","","","","","","","","","","","","","","","","","","","","","",""]
["","","","","","","","","","","","","","","","","","","","","","","","","","","","","","","","","","","","","","","","","","","","","","","","","","","","","","","","","","","","","","","","","","","","","","","","","","","","","","","","","","","","","","","","","","","","","","","","","","","","","",null,"","","","","","","","","","","","","","","","","","","","","","","","","","","","","","","","","","","","","","","","","","","","","","","","","","","","","","","","","","","","","","","","","","","","","","","","","","","","","","","","","","","","","","","","","","",""]
["","","","","","","","","","","","","","","","","","","","","","","","","","","","","","","","","","","","","","","","","","","","","","","","","","","","","","","","","","","","","","","","","","","","","","","","","","","","","","","","","","","","","","","","","","","","","","","","","","","","","",null,"","","","","","","","","","","","","","","","","","","","","","","","","","","","","","","","","","","","","","","","","","","","","","","","","","","","","","","","","","","","","","","","","","","","","","","","","","","","","","","","","","","","","","","","","","",""]
["","","","","","","","","","","","","","","","","","","","","","","","","","","","","","","","","","","","","","","","","","","","","","","","","","","","","","","","","","","","","","","","","","","","","","","","","","","","","","","","","","","","","","","","","","","","","","","","","","","","","",null,"","","","","","","","","","","","","","","","","","","","","","","","","","","","","","","","","","","","","","","","","","","","","","","","","","","","","","","","","","","","","","","","","","","","","","","","","","","","","","","","","","","","","","","","","","",""]
["","","","","","","","","","","","","","","","","","","","","","","","","","","","","","","","","","","","","","","","","","","","","","","","","","","","","","","","","","","","","","","","","","","","","","","","","","","","","","","","","","","","","","","","","","","","","","","","","","","","","",null,"","","","","","","","","","","","","","","","","","","","","","","","","","","","","","","","","","","","","","","","","","","","","","","","","","","","","","","","","","","","","","","","","","","","","","","","","","","","","","","","","","","","","","","","","","",""]
["","","","","","","","","","","","","","","","","","","","","","","","","","","","","","","","","","","","","","","","","","","","","","","","","","","","","","","","","","","","","","","","","","","","","","","","","","","","","","","","","","","","","","","","","","","","","","","","","","","","","",null,"","","","","","","","","","","","","","","","","","","","","","","","","","","","","","","","","","","","","","","","","","","","","","","","","","","","","","","","","","","","","","","","","","","","","","","","","","","","","","","","","","","","","","","","","","",""]
["","","","","","","","","","","","","","","","","","","","","","","","","","","","","","","","","","","","","","","","","","","","","","","","","","","","","","","","","","","","","","","","","","","","","","","","","","","","","","","","","","","","","","","","","","","","","","","","","","","","","",null,"","","","","","","","","","","","","","","","","","","","","","","","",{"$f":"IFERROR($G190*AI190,\"\")","v":""},"","","","","","","","","","","","","","","","","","","","","","","","","","","","","","","","","","",{"$f":"IFERROR($G190*BR190,\"\")","v":""},"","","","","","","","","","","","","","","","","","","","","","","","","","","","","","",""]

{"sheet":"Cost scenario - output","index":3,"n_rows":175,"n_cols":43,"rows_kept":175,"cut":false,"hidden":false,"merged":[]}
[null,null,null,"Replacement expenditure forecast ($,000)",null,null,null,null,null,null,null,null,null,null,null,null,null,null,null,null,null,null,null,"Replacement quantity forecast (#)"]
[null,null,null,1,2,3,4,5,6,7,8,9,10,11,12,13,14,15,16,17,18,19,20,1,2,3,4,5,6,7,8,9,10,11,12,13,14,15,16,17,18,19,20]
[]
[]
["ID","Asset group",null,2019,2020,2021,2022,2023,2024,2025,2026,2027,2028,2029,2030,2031,2032,2033,2034,2035,2036,2037,2038,2019,2020,2021,2022,2023,2024,2025,2026,2027,2028,2029,2030,2031,2032,2033,2034,2035,2036,2037,2038]
[{"$f":"IFERROR(IF('Historical scenario - output'!A6=\"\",\"\",'Historical scenario - output'!A6),\"\")","v":1},{"$f":"IFERROR(IF('Historical scenario - output'!B6=\"\",\"\",'Historical scenario - output'!B6),\"\")","v":"OVERHEAD CONDUCTORS"},null,{"$f":"IFERROR(IF($A6=\"\",\"\",SUMIFS(D$21:D$175,$A$21:$A$175,$A6)),\"\")","v":14542.480720664362},{"$f":"IFERROR(IF($A6=\"\",\"\",SUMIFS(E$21:E$175,$A$21:$A$175,$A6)),\"\")","v":14278.844868682903},14270.145206939967,14511.424477276252,14997.638585746407,15723.560305620296,16683.300893518557,17869.546953158304,19272.632746802203,20879.578903255624,22673.227177104232,24631.588363953193,26727.49810595595,28928.645167899762,31198.001407315991,33494.645123363625,35774.933034729809,{"$f":"IFERROR(IF($A6=\"\",\"\",SUMIFS(U$21:U$175,$A$21:$A$175,$A6)),\"\")","v":37993.94410509822},40107.093802419171,42071.802502388207,{"$f":"IFERROR(IF($A6=\"\",\"\",SUMIFS(X$21:X$175,$A$21:$A$175,$A6)),\"\")","v":324.00576360680827},{"$f":"IFERROR(IF($A6=\"\",\"\",SUMIFS(Y$21:Y$175,$A$21:$A$175,$A6)),\"\")","v":314.63526615886906},310.43675241950046,311.21501015544817,316.78550365071254,326.976663497929,341.62366081453797,360.55555862730756,383.57817482956136,410.4551960145842,440.89006113487181,474.51091100683345,510.86050537758956,549.39248172746989,589.4747132411635,630.39986629742418,671.4026122779261,{"$f":"IFERROR(IF($A6=\"\",\"\",SUMIFS(AO$21:AO$175,$A$21:$A$175,$A6)),\"\")","v":711.68236651574659},750.42995704213354,786.85630726976842]
[{"$f":"IFERROR(IF('Historical scenario - output'!A7=\"\",\"\",'Historical scenario - output'!A7),\"\")","v":2},{"$f":"IFERROR(IF('Historical scenario - output'!B7=\"\",\"\",'Historical scenario - output'!B7),\"\")","v":"POLES"},null,{"$f":"IFERROR(IF($A7=\"\",\"\",SUMIFS(D$21:D$175,$A$21:$A$175,$A7)),\"\")","v":29964.256489278578},30064.006660161598,30576.143532735012,31315.745999215891,32154.842151428405,33008.481948637243,33824.099651553559,34573.977584021399,35250.179482056919,35860.807306501862,36426.298279810901,36974.89005691863,37537.158931397978,38140.285849261534,38803.075155750987,39532.623186541263,40323.053768939011,41156.190428191767,42003.667814059423,42829.890748603226,7195.3907238503507,7175.4558118141522,7265.463120527048,7419.3527016636117,7605.1904322305054,7801.5938212842466,7995.0184757171755,8177.8271737153755,8346.9767996374085,8503.0583049297711,8649.4030002787258,8791.0595620249915,8933.6118843237036,9081.9666047498886,9239.3176367478663,9406.4690592222632,9581.5978976230908,9760.424323021889,9936.6803646108092,10102.749052203297]
[{"$f":"IFERROR(IF('Historical scenario - output'!A8=\"\",\"\",'Historical scenario - output'!A8),\"\")","v":3},{"$f":"IFERROR(IF('Historical scenario - output'!B8=\"\",\"\",'Historical scenario - output'!B8),\"\")","v":"SERVICE LINES"},null,6964.7230755229693,6023.7188162697839,5331.224818764048,4812.8086369434841,4419.4604474519174,4120.9373492287614,3900.1463466713694,3748.6485911243453,3663.2025731804683,3643.1864292901587,3688.724667734507,3799.3678685917785,3973.2135916881639,4206.395679471183,4492.8958535179127,4824.6407766248922,5191.8406613363659,5583.508304593397,5988.0793434528159,6394.044788587571,16555.620438445338,14318.789612071041,12672.684472579249,11440.374064367763,10505.358723479043,9795.7490290396672,9270.9137750491209,8910.7932485912079,8707.6821641634288,8660.102312088793,8768.3496593786676,9031.3559071724976,9444.5988293742466,9998.8883108891205,10679.918499567488,11468.498529089629,12341.35741404667,13272.377830135714,14234.070503759145,15199.077786863661]
[{"$f":"IFERROR(IF('Historical scenario - output'!A9=\"\",\"\",'Historical scenario - output'!A9),\"\")","v":4},{"$f":"IFERROR(IF('Historical scenario - output'!B9=\"\",\"\",'Historical scenario - output'!B9),\"\")","v":"SWITCHGEAR"},null,26282.020125094252,26337.908671051551,26593.648835116572,26938.447553264104,27290.471044264825,27595.732498749945,27826.904474481296,27981.672839495259,28080.389705052672,28162.906903188938,28284.595267228284,28511.669371550033,28916.02742364072,29569.870923004226,30540.385390797532,31884.746389000571,33645.673297885274,35847.698415377563,38494.26261817987,41565.702635483431,3077.0843311159438,3092.5154058376638,3145.550074731616,3217.0919211198589,3293.1676613709406,3364.6344429811097,3426.853230913619,3479.2759506881607,3524.9193233609308,3569.7193085119757,3621.7795232384756,3690.5435456426007,3785.9324114245924,3917.4935717832891,4093.6061935976913,4320.7812661563303,4603.0854172123873,4941.7066128320575,5334.6697344515969,5776.7018957350956]
[{"$f":"IFERROR(IF('Historical scenario - output'!A10=\"\",\"\",'Historical scenario - output'!A10),\"\")","v":5},{"$f":"IFERROR(IF('Historical scenario - output'!B10=\"\",\"\",'Historical scenario - output'!B10),\"\")","v":"TRANSFORMERS"},null,20460.791517923499,20030.373998056675,19884.322767340505,19935.944089803641,20158.472710824055,20553.116460278939,21134.567431416715,21921.060804870263,22929.167196460698,24169.709119564493,25646.018096026593,27353.88846842133,29283.065470778285,31419.603812479501,33748.198255133517,36253.55284394401,38920.088589663217,41729.767437014358,44658.412295513721,47671.449963477578,717.71257003955975,687.29233173094474,674.01296835572464,671.44733285928044,676.42895148353625,687.38940734642347,703.65982665194031,725.02529484805723,751.52008537896472,783.24995822930896,820.29139624301911,862.62838721896242,910.12662866019321,962.53199869444006,1019.4774594897544,1080.4827917390576,1144.9362554962856,1212.0560823327028,1280.8401791497206,1350.0211427280055]
[{"$f":"IFERROR(IF('Historical scenario - output'!A11=\"\",\"\",'Historical scenario - output'!A11),\"\")","v":6},{"$f":"IFERROR(IF('Historical scenario - output'!B11=\"\",\"\",'Historical scenario - output'!B11),\"\")","v":"UNDERGROUND CABLES"},null,20110.444400476503,23007.982499743506,26207.918914433594,29731.703730547975,33599.909702065888,37829.790729509215,42432.02010955452,47406.803965179693,52739.733453882072,58397.894710757697,64326.866475318078,70449.270628243627,76665.475752957762,82856.876922263094,88891.893204985885,94634.465613799737,99954.449162966965,104738.93337049302,108903.25965858431,112400.38756409621,73.423253896752769,83.707257110572769,95.017155805872818,107.47232571467431,121.2041553684995,136.34333651226154,153.00200274475327,171.2518490839575,191.10029959002708,212.46762129073988,235.16844181238403,258.90125599303599,283.24908713330984,307.69346095613002,331.64231377383538,354.47055682432557,375.5700162248325,394.40368199541115,410.55795731708611,423.78617467575566]
[{"$f":"IFERROR(IF('Historical scenario - output'!A12=\"\",\"\",'Historical scenario - output'!A12),\"\")","v":""},{"$f":"IFERROR(IF('Historical scenario - output'!B12=\"\",\"\",'Historical scenario - output'!B12),\"\")","v":""},null,"","","","","","","","","","","","","","","","","","","","","","","","","","","","","","","","","","","","","","","",""]
[{"$f":"IFERROR(IF('Historical scenario - output'!A13=\"\",\"\",'Historical scenario - output'!A13),\"\")","v":""},{"$f":"IFERROR(IF('Historical scenario - output'!B13=\"\",\"\",'Historical scenario - output'!B13),\"\")","v":""},null,"","","","","","","","","","","","","","","","","","","","","","","","","","","","","","","","","","","","","","","",""]
[{"$f":"IFERROR(IF('Historical scenario - output'!A14=\"\",\"\",'Historical scenario - output'!A14),\"\")","v":""},{"$f":"IFERROR(IF('Historical scenario - output'!B14=\"\",\"\",'Historical scenario - output'!B14),\"\")","v":""},null,"","","","","","","","","","","","","","","","","","","","","","","","","","","","","","","","","","","","","","","",""]
[{"$f":"IFERROR(IF('Historical scenario - output'!A15=\"\",\"\",'Historical scenario - output'!A15),\"\")","v":""},{"$f":"IFERROR(IF('Historical scenario - output'!B15=\"\",\"\",'Historical scenario - output'!B15),\"\")","v":""},null,"","","","","","","","","","","","","","","","","","","","","","","","","","","","","","","","","","","","","","","",""]
[{"$f":"IFERROR(IF('Historical scenario - output'!A16=\"\",\"\",'Historical scenario - output'!A16),\"\")","v":""},{"$f":"IFERROR(IF('Historical scenario - output'!B16=\"\",\"\",'Historical scenario - output'!B16),\"\")","v":""},null,"","","","","","","","","","","","","","","","","","","","","","","","","","","","","","","","","","","","","","","",""]
[{"$f":"IFERROR(IF('Historical scenario - output'!A17=\"\",\"\",'Historical scenario - output'!A17),\"\")","v":""},{"$f":"IFERROR(IF('Historical scenario - output'!B17=\"\",\"\",'Historical scenario - output'!B17),\"\")","v":""},null,"","","","","","","","","","","","","","","","","","","","","","","","","","","","","","","","","","","","","","","",""]
[null,null,"Total",{"$f":"IFERROR(SUM(D$6:D$17),\"\")","v":118324.71632896017},{"$f":"IFERROR(SUM(E$6:E$17),\"\")","v":119742.83551396603},122863.4040753297,127246.07448705134,132620.79464178151,138831.61929202441,145801.03890719602,153501.71073784927,161935.30515743501,171114.08337255876,181045.72996322258,191720.67475767859,203102.43927641885,215121.67835437928,227674.44926750183,240624.67393327411,253810.03851552063,267050.04206076835,280154.77553220931,292933.27820263623]
[]
["ID","Asset group","Asset category"]
[{"$f":"IFERROR('Cost scenario - input'!A6,\"\")","v":1},{"$f":"IFERROR('Cost scenario - input'!B6,\"\")","v":"OVERHEAD CONDUCTORS"},{"$f":"IFERROR('Cost scenario - input'!C6,\"\")","v":"˂ = 1 kv"},{"$f":"IFERROR(repcalc('Cost scenario - input'!$CY6:$GK6,'Cost scenario - input'!$J6,'Cost scenario - input'!$H6,'Cost scenario - input'!$I6,20,TRUE,TRUE),\"\")","v":8116.0187487885287},7942.714840422931,7908.8372682290128,8010.721975635287,8244.4968090826769,8606.1571046434492,9091.4254861151094,9695.4413657835885,10412.338886680931,11234.778963075456,12153.501906717611,13156.962418154752,14231.099231934939,15359.278345718882,16522.432591895747,17699.402522903765,18867.465505077646,20003.022966194279,21082.401339520602,22082.711693341553,{"$f":"IFERROR(IF(OR(D21=\"\",'Cost scenario - input'!$G6=\"\"),\"\",D21/'Cost scenario - input'!$G6),\"\")","v":129.30749984510973},{"$f":"IFERROR(IF(OR(E21=\"\",'Cost scenario - input'!$G6=\"\"),\"\",E21/'Cost scenario - input'!$G6),\"\")","v":126.5463560136608},{"$f":"IFERROR(IF(OR(F21=\"\",'Cost scenario - input'!$G6=\"\"),\"\",F21/'Cost scenario - input'!$G6),\"\")","v":126.00660563890079},{"$f":"IFERROR(IF(OR(G21=\"\",'Cost scenario - input'!$G6=\"\"),\"\",G21/'Cost scenario - input'!$G6),\"\")","v":127.62987157691042},{"$f":"IFERROR(IF(OR(H21=\"\",'Cost scenario - input'!$G6=\"\"),\"\",H21/'Cost scenario - input'!$G6),\"\")","v":131.35446120335763},{"$f":"IFERROR(IF(OR(I21=\"\",'Cost scenario - input'!$G6=\"\"),\"\",I21/'Cost scenario - input'!$G6),\"\")","v":137.1165706882806},{"$f":"IFERROR(IF(OR(J21=\"\",'Cost scenario - input'!$G6=\"\"),\"\",J21/'Cost scenario - input'!$G6),\"\")","v":144.84805124595547},{"$f":"IFERROR(IF(OR(K21=\"\",'Cost scenario - input'!$G6=\"\"),\"\",K21/'Cost scenario - input'!$G6),\"\")","v":154.47146214287267},{"$f":"IFERROR(IF(OR(L21=\"\",'Cost scenario - input'!$G6=\"\"),\"\",L21/'Cost scenario - input'!$G6),\"\")","v":165.89334631314148},{"$f":"IFERROR(IF(OR(M21=\"\",'Cost scenario - input'!$G6=\"\"),\"\",M21/'Cost scenario - input'!$G6),\"\")","v":178.99677464946359},{"$f":"IFERROR(IF(OR(N21=\"\",'Cost scenario - input'!$G6=\"\"),\"\",N21/'Cost scenario - input'!$G6),\"\")","v":193.63421827420134},{"$f":"IFERROR(IF(OR(O21=\"\",'Cost scenario - input'!$G6=\"\"),\"\",O21/'Cost scenario - input'!$G6),\"\")","v":209.62173308207437},{"$f":"IFERROR(IF(OR(P21=\"\",'Cost scenario - input'!$G6=\"\"),\"\",P21/'Cost scenario - input'!$G6),\"\")","v":226.73528963986828},{"$f":"IFERROR(IF(OR(Q21=\"\",'Cost scenario - input'!$G6=\"\"),\"\",Q21/'Cost scenario - input'!$G6),\"\")","v":244.7098686910378},{"$f":"IFERROR(IF(OR(R21=\"\",'Cost scenario - input'!$G6=\"\"),\"\",R21/'Cost scenario - input'!$G6),\"\")","v":263.24168486381393},{"$f":"IFERROR(IF(OR(S21=\"\",'Cost scenario - input'!$G6=\"\"),\"\",S21/'Cost scenario - input'!$G6),\"\")","v":281.99361778588064},{"$f":"IFERROR(IF(OR(T21=\"\",'Cost scenario - input'!$G6=\"\"),\"\",T21/'Cost scenario - input'!$G6),\"\")","v":300.60364180893663},{"$f":"IFERROR(IF(OR(U21=\"\",'Cost scenario - input'!$G6=\"\"),\"\",U21/'Cost scenario - input'!$G6),\"\")","v":318.69577549817564},{"$f":"IFERROR(IF(OR(V21=\"\",'Cost scenario - input'!$G6=\"\"),\"\",V21/'Cost scenario - input'!$G6),\"\")","v":335.89284257771413},{"$f":"IFERROR(IF(OR(W21=\"\",'Cost scenario - input'!$G6=\"\"),\"\",W21/'Cost scenario - input'!$G6),\"\")","v":351.8301678754251}]
[{"$f":"IFERROR('Cost scenario - input'!A7,\"\")","v":1},{"$f":"IFERROR('Cost scenario - input'!B7,\"\")","v":"OVERHEAD CONDUCTORS"},{"$f":"IFERROR('Cost scenario - input'!C7,\"\")","v":"˃ 11 kv & < = 22 kv ; swer"},{"$f":"IFERROR(repcalc('Cost scenario - input'!$CY7:$GK7,'Cost scenario - input'!$J7,'Cost scenario - input'!$H7,'Cost scenario - input'!$I7,20,TRUE,TRUE),\"\")","v":8.0331980580900275E-9},1.6160698947302105E-8,3.2156198285782349E-8,6.3285210014036072E-8,1.2318924737545818E-7,2.3717914969875977E-7,4.5166186816274659E-7,8.5071412563351061E-7,1.5848466608100154E-6,2.9202789205967567E-6,5.3222465954754516E-6,9.5939914290086322E-6,1.7105565536012368E-5,3.016542403032505E-5,5.2615709614609522E-5,9.0772761884619851E-5,1.548923305014433E-4,2.6141990944658232E-4,4.3639717390183482E-4,7.205429528972519E-4,{"$f":"IFERROR(IF(OR(D22=\"\",'Cost scenario - input'!$G7=\"\"),\"\",D22/'Cost scenario - input'!$G7),\"\")","v":2.3396005640254462E-10},{"$f":"IFERROR(IF(OR(E22=\"\",'Cost scenario - input'!$G7=\"\"),\"\",E22/'Cost scenario - input'!$G7),\"\")","v":4.7066660250056176E-10},{"$f":"IFERROR(IF(OR(F22=\"\",'Cost scenario - input'!$G7=\"\"),\"\",F22/'Cost scenario - input'!$G7),\"\")","v":9.3652190699525445E-10},{"$f":"IFERROR(IF(OR(G22=\"\",'Cost scenario - input'!$G7=\"\"),\"\",G22/'Cost scenario - input'!$G7),\"\")","v":1.8431278797389797E-9},{"$f":"IFERROR(IF(OR(H22=\"\",'Cost scenario - input'!$G7=\"\"),\"\",H22/'Cost scenario - input'!$G7),\"\")","v":3.5877819836800814E-9},{"$f":"IFERROR(IF(OR(I22=\"\",'Cost scenario - input'!$G7=\"\"),\"\",I22/'Cost scenario - input'!$G7),\"\")","v":6.9076408722608805E-9},{"$f":"IFERROR(IF(OR(J22=\"\",'Cost scenario - input'!$G7=\"\"),\"\",J22/'Cost scenario - input'!$G7),\"\")","v":1.3154267501697718E-8},{"$f":"IFERROR(IF(OR(K22=\"\",'Cost scenario - input'!$G7=\"\"),\"\",K22/'Cost scenario - input'!$G7),\"\")","v":2.4776324867929333E-8},{"$f":"IFERROR(IF(OR(L22=\"\",'Cost scenario - input'!$G7=\"\"),\"\",L22/'Cost scenario - input'!$G7),\"\")","v":4.6157310136164491E-8},{"$f":"IFERROR(IF(OR(M22=\"\",'Cost scenario - input'!$G7=\"\"),\"\",M22/'Cost scenario - input'!$G7),\"\")","v":8.5050638118640353E-8},{"$f":"IFERROR(IF(OR(N22=\"\",'Cost scenario - input'!$G7=\"\"),\"\",N22/'Cost scenario - input'!$G7),\"\")","v":1.5500590233944074E-7},{"$f":"IFERROR(IF(OR(O22=\"\",'Cost scenario - input'!$G7=\"\"),\"\",O22/'Cost scenario - input'!$G7),\"\")","v":2.7941683494233029E-7},{"$f":"IFERROR(IF(OR(P22=\"\",'Cost scenario - input'!$G7=\"\"),\"\",P22/'Cost scenario - input'!$G7),\"\")","v":4.9818503772262232E-7},{"$f":"IFERROR(IF(OR(Q22=\"\",'Cost scenario - input'!$G7=\"\"),\"\",Q22/'Cost scenario - input'!$G7),\"\")","v":8.7854230114917834E-7},{"$f":"IFERROR(IF(OR(R22=\"\",'Cost scenario - input'!$G7=\"\"),\"\",R22/'Cost scenario - input'!$G7),\"\")","v":1.5323877613968317E-6},{"$f":"IFERROR(IF(OR(S22=\"\",'Cost scenario - input'!$G7=\"\"),\"\",S22/'Cost scenario - input'!$G7),\"\")","v":2.6436794333675086E-6},{"$f":"IFERROR(IF(OR(T22=\"\",'Cost scenario - input'!$G7=\"\"),\"\",T22/'Cost scenario - input'!$G7),\"\")","v":4.5111072972916779E-6},{"$f":"IFERROR(IF(OR(U22=\"\",'Cost scenario - input'!$G7=\"\"),\"\",U22/'Cost scenario - input'!$G7),\"\")","v":7.6136323686524838E-6},{"$f":"IFERROR(IF(OR(V22=\"\",'Cost scenario - input'!$G7=\"\"),\"\",V22/'Cost scenario - input'!$G7),\"\")","v":1.2709696273100419E-5},{"$f":"IFERROR(IF(OR(W22=\"\",'Cost scenario - input'!$G7=\"\"),\"\",W22/'Cost scenario - input'!$G7),\"\")","v":2.0985200250419104E-5}]
[{"$f":"IFERROR('Cost scenario - input'!A8,\"\")","v":1},{"$f":"IFERROR('Cost scenario - input'!B8,\"\")","v":"OVERHEAD CONDUCTORS"},{"$f":"IFERROR('Cost scenario - input'!C8,\"\")","v":"> 1 kv & < = 11 kv"},{"$f":"IFERROR(repcalc('Cost scenario - input'!$CY8:$GK8,'Cost scenario - input'!$J8,'Cost scenario - input'!$H8,'Cost scenario - input'!$I8,20,TRUE,TRUE),\"\")","v":5759.3541766221651},5518.784115381115,5366.0042705819178,5296.7752431357039,5307.342980086778,5394.482344443144,5555.3838569746113,5787.4186952265145,6087.8239254406517,6453.3527415284689,6879.9334721510759,7362.3767524414088,7894.1631392333738,8467.3342853828999,9072.5003721734665,9698.9656765747568,10334.963783951598,10967.984866651981,11585.17034606249,12173.745673572981,{"$f":"IFERROR(IF(OR(D23=\"\",'Cost scenario - input'!$G8=\"\"),\"\",D23/'Cost scenario - input'!$G8),\"\")","v":186.50441408420946},{"$f":"IFERROR(IF(OR(E23=\"\",'Cost scenario - input'!$G8=\"\"),\"\",E23/'Cost scenario - input'!$G8),\"\")","v":178.71406521139906},{"$f":"IFERROR(IF(OR(F23=\"\",'Cost scenario - input'!$G8=\"\"),\"\",F23/'Cost scenario - input'!$G8),\"\")","v":173.76661545152643},{"$f":"IFERROR(IF(OR(G23=\"\",'Cost scenario - input'!$G8=\"\"),\"\",G23/'Cost scenario - input'!$G8),\"\")","v":171.52478089759589},{"$f":"IFERROR(IF(OR(H23=\"\",'Cost scenario - input'!$G8=\"\"),\"\",H23/'Cost scenario - input'!$G8),\"\")","v":171.86699454305224},{"$f":"IFERROR(IF(OR(I23=\"\",'Cost scenario - input'!$G8=\"\"),\"\",I23/'Cost scenario - input'!$G8),\"\")","v":174.68881719791216},{"$f":"IFERROR(IF(OR(J23=\"\",'Cost scenario - input'!$G8=\"\"),\"\",J23/'Cost scenario - input'!$G8),\"\")","v":179.89926986320464},{"$f":"IFERROR(IF(OR(K23=\"\",'Cost scenario - input'!$G8=\"\"),\"\",K23/'Cost scenario - input'!$G8),\"\")","v":187.41322372472536},{"$f":"IFERROR(IF(OR(L23=\"\",'Cost scenario - input'!$G8=\"\"),\"\",L23/'Cost scenario - input'!$G8),\"\")","v":197.14120705944347},{"$f":"IFERROR(IF(OR(M23=\"\",'Cost scenario - input'!$G8=\"\"),\"\",M23/'Cost scenario - input'!$G8),\"\")","v":208.97807896985205},{"$f":"IFERROR(IF(OR(N23=\"\",'Cost scenario - input'!$G8=\"\"),\"\",N23/'Cost scenario - input'!$G8),\"\")","v":222.79198705477631},{"$f":"IFERROR(IF(OR(O23=\"\",'Cost scenario - input'!$G8=\"\"),\"\",O23/'Cost scenario - input'!$G8),\"\")","v":238.41488478949839},{"$f":"IFERROR(IF(OR(P23=\"\",'Cost scenario - input'!$G8=\"\"),\"\",P23/'Cost scenario - input'!$G8),\"\")","v":255.63565389746165},{"$f":"IFERROR(IF(OR(Q23=\"\",'Cost scenario - input'!$G8=\"\"),\"\",Q23/'Cost scenario - input'!$G8),\"\")","v":274.19658026252296},{"$f":"IFERROR(IF(OR(R23=\"\",'Cost scenario - input'!$G8=\"\"),\"\",R23/'Cost scenario - input'!$G8),\"\")","v":293.79359461156997},{"$f":"IFERROR(IF(OR(S23=\"\",'Cost scenario - input'!$G8=\"\"),\"\",S23/'Cost scenario - input'!$G8),\"\")","v":314.08033874265828},{"$f":"IFERROR(IF(OR(T23=\"\",'Cost scenario - input'!$G8=\"\"),\"\",T23/'Cost scenario - input'!$G8),\"\")","v":334.67578238744414},{"$f":"IFERROR(IF(OR(U23=\"\",'Cost scenario - input'!$G8=\"\"),\"\",U23/'Cost scenario - input'!$G8),\"\")","v":355.17482143095532},{"$f":"IFERROR(IF(OR(V23=\"\",'Cost scenario - input'!$G8=\"\"),\"\",V23/'Cost scenario - input'!$G8),\"\")","v":375.16105820138591},{"$f":"IFERROR(IF(OR(W23=\"\",'Cost scenario - input'!$G8=\"\"),\"\",W23/'Cost scenario - input'!$G8),\"\")","v":394.22081615955102}]
[{"$f":"IFERROR('Cost scenario - input'!A9,\"\")","v":1},{"$f":"IFERROR('Cost scenario - input'!B9,\"\")","v":"OVERHEAD CONDUCTORS"},{"$f":"IFERROR('Cost scenario - input'!C9,\"\")","v":"> 22 kv & < = 66 kv"},{"$f":"IFERROR(repcalc('Cost scenario - input'!$CY9:$GK9,'Cost scenario - input'!$J9,'Cost scenario - input'!$H9,'Cost scenario - input'!$I9,20,TRUE,TRUE),\"\")","v":264.96118683398362},295.68742786848043,327.280962390176,359.35481550042385,391.49709520457634,423.28654379745694,454.30943919767395,484.17691940337687,512.54175201220653,539.11360511604789,563.67199515946606,586.07628038523774,606.27231432512542,624.29564380015722,640.27139718969875,654.41122849056148,667.0078327947798,678.42761014305734,689.10202041821037,699.51804918258097,{"$f":"IFERROR(IF(OR(D24=\"\",'Cost scenario - input'!$G9=\"\"),\"\",D24/'Cost scenario - input'!$G9),\"\")","v":6.9202858629039294},{"$f":"IFERROR(IF(OR(E24=\"\",'Cost scenario - input'!$G9=\"\"),\"\",E24/'Cost scenario - input'!$G9),\"\")","v":7.7227972570895123},{"$f":"IFERROR(IF(OR(F24=\"\",'Cost scenario - input'!$G9=\"\"),\"\",F24/'Cost scenario - input'!$G9),\"\")","v":8.5479607194144602},{"$f":"IFERROR(IF(OR(G24=\"\",'Cost scenario - input'!$G9=\"\"),\"\",G24/'Cost scenario - input'!$G9),\"\")","v":9.3856691962668783},{"$f":"IFERROR(IF(OR(H24=\"\",'Cost scenario - input'!$G9=\"\"),\"\",H24/'Cost scenario - input'!$G9),\"\")","v":10.225164846539309},{"$f":"IFERROR(IF(OR(I24=\"\",'Cost scenario - input'!$G9=\"\"),\"\",I24/'Cost scenario - input'!$G9),\"\")","v":11.055445214450943},{"$f":"IFERROR(IF(OR(J24=\"\",'Cost scenario - input'!$G9=\"\"),\"\",J24/'Cost scenario - input'!$G9),\"\")","v":11.865704660484393},{"$f":"IFERROR(IF(OR(K24=\"\",'Cost scenario - input'!$G9=\"\"),\"\",K24/'Cost scenario - input'!$G9),\"\")","v":12.645786843455573},{"$f":"IFERROR(IF(OR(L24=\"\",'Cost scenario - input'!$G9=\"\"),\"\",L24/'Cost scenario - input'!$G9),\"\")","v":13.386622708708213},{"$f":"IFERROR(IF(OR(M24=\"\",'Cost scenario - input'!$G9=\"\"),\"\",M24/'Cost scenario - input'!$G9),\"\")","v":14.08062933504813},{"$f":"IFERROR(IF(OR(N24=\"\",'Cost scenario - input'!$G9=\"\"),\"\",N24/'Cost scenario - input'!$G9),\"\")","v":14.722048108355608},{"$f":"IFERROR(IF(OR(O24=\"\",'Cost scenario - input'!$G9=\"\"),\"\",O24/'Cost scenario - input'!$G9),\"\")","v":15.307205731511639},{"$f":"IFERROR(IF(OR(P24=\"\",'Cost scenario - input'!$G9=\"\"),\"\",P24/'Cost scenario - input'!$G9),\"\")","v":15.834688001012882},{"$f":"IFERROR(IF(OR(Q24=\"\",'Cost scenario - input'!$G9=\"\"),\"\",Q24/'Cost scenario - input'!$G9),\"\")","v":16.305423332700055},{"$f":"IFERROR(IF(OR(R24=\"\",'Cost scenario - input'!$G9=\"\"),\"\",R24/'Cost scenario - input'!$G9),\"\")","v":16.722679843557078},{"$f":"IFERROR(IF(OR(S24=\"\",'Cost scenario - input'!$G9=\"\"),\"\",S24/'Cost scenario - input'!$G9),\"\")","v":17.091985536305646},{"$f":"IFERROR(IF(OR(T24=\"\",'Cost scenario - input'!$G9=\"\"),\"\",T24/'Cost scenario - input'!$G9),\"\")","v":17.420985054041413},{"$f":"IFERROR(IF(OR(U24=\"\",'Cost scenario - input'!$G9=\"\"),\"\",U24/'Cost scenario - input'!$G9),\"\")","v":17.719248073939159},{"$f":"IFERROR(IF(OR(V24=\"\",'Cost scenario - input'!$G9=\"\"),\"\",V24/'Cost scenario - input'!$G9),\"\")","v":17.99804351339446},{"$f":"IFERROR(IF(OR(W24=\"\",'Cost scenario - input'!$G9=\"\"),\"\",W24/'Cost scenario - input'!$G9),\"\")","v":18.270090515700645}]
[{"$f":"IFERROR('Cost scenario - input'!A10,\"\")","v":1},{"$f":"IFERROR('Cost scenario - input'!B10,\"\")","v":"OVERHEAD CONDUCTORS"},{"$f":"IFERROR('Cost scenario - input'!C10,\"\")","v":"> 66 kv & < = 132 kv"},{"$f":"IFERROR(repcalc('Cost scenario - input'!$CY10:$GK10,'Cost scenario - input'!$J10,'Cost scenario - input'!$H10,'Cost scenario - input'!$I10,20,TRUE,TRUE),\"\")","v":402.14660841165062},521.658484994216,668.02270570670487,844.57244294155203,1054.301701249186,1299.6343124990678,1582.1821107794999,1902.5099718941108,2259.9281810835664,2652.333590615372,3076.1197977538336,3526.1729033778038,3995.9634033569496,4477.736862832402,4962.7969934413677,5441.8656046217775,5905.4957580134505,6344.5084006889902,6750.4196600206897,7115.8263657481339,{"$f":"IFERROR(IF(OR(D25=\"\",'Cost scenario - input'!$G10=\"\"),\"\",D25/'Cost scenario - input'!$G10),\"\")","v":1.2735638143511732},{"$f":"IFERROR(IF(OR(E25=\"\",'Cost scenario - input'!$G10=\"\"),\"\",E25/'Cost scenario - input'!$G10),\"\")","v":1.6520476762490097},{"$f":"IFERROR(IF(OR(F25=\"\",'Cost scenario - input'!$G10=\"\"),\"\",F25/'Cost scenario - input'!$G10),\"\")","v":2.1155706087222454},{"$f":"IFERROR(IF(OR(G25=\"\",'Cost scenario - input'!$G10=\"\"),\"\",G25/'Cost scenario - input'!$G10),\"\")","v":2.6746884828318489},{"$f":"IFERROR(IF(OR(H25=\"\",'Cost scenario - input'!$G10=\"\"),\"\",H25/'Cost scenario - input'!$G10),\"\")","v":3.3388830541755827},{"$f":"IFERROR(IF(OR(I25=\"\",'Cost scenario - input'!$G10=\"\"),\"\",I25/'Cost scenario - input'!$G10),\"\")","v":4.1158303903776634},{"$f":"IFERROR(IF(OR(J25=\"\",'Cost scenario - input'!$G10=\"\"),\"\",J25/'Cost scenario - input'!$G10),\"\")","v":5.010635031739219},{"$f":"IFERROR(IF(OR(K25=\"\",'Cost scenario - input'!$G10=\"\"),\"\",K25/'Cost scenario - input'!$G10),\"\")","v":6.0250858914776089},{"$f":"IFERROR(IF(OR(L25=\"\",'Cost scenario - input'!$G10=\"\"),\"\",L25/'Cost scenario - input'!$G10),\"\")","v":7.1569987021109291},{"$f":"IFERROR(IF(OR(M25=\"\",'Cost scenario - input'!$G10=\"\"),\"\",M25/'Cost scenario - input'!$G10),\"\")","v":8.3997129751697646},{"$f":"IFERROR(IF(OR(N25=\"\",'Cost scenario - input'!$G10=\"\"),\"\",N25/'Cost scenario - input'!$G10),\"\")","v":9.7418075425326229},{"$f":"IFERROR(IF(OR(O25=\"\",'Cost scenario - input'!$G10=\"\"),\"\",O25/'Cost scenario - input'!$G10),\"\")","v":11.167087124332149},{"$f":"IFERROR(IF(OR(P25=\"\",'Cost scenario - input'!$G10=\"\"),\"\",P25/'Cost scenario - input'!$G10),\"\")","v":12.654873341061689},{"$f":"IFERROR(IF(OR(Q25=\"\",'Cost scenario - input'!$G10=\"\"),\"\",Q25/'Cost scenario - input'!$G10),\"\")","v":14.18060856266686},{"$f":"IFERROR(IF(OR(R25=\"\",'Cost scenario - input'!$G10=\"\"),\"\",R25/'Cost scenario - input'!$G10),\"\")","v":15.716752389834681},{"$f":"IFERROR(IF(OR(S25=\"\",'Cost scenario - input'!$G10=\"\"),\"\",S25/'Cost scenario - input'!$G10),\"\")","v":17.233921588900259},{"$f":"IFERROR(IF(OR(T25=\"\",'Cost scenario - input'!$G10=\"\"),\"\",T25/'Cost scenario - input'!$G10),\"\")","v":18.702198516396564},{"$f":"IFERROR(IF(OR(U25=\"\",'Cost scenario - input'!$G10=\"\"),\"\",U25/'Cost scenario - input'!$G10),\"\")","v":20.092513899044089},{"$f":"IFERROR(IF(OR(V25=\"\",'Cost scenario - input'!$G10=\"\"),\"\",V25/'Cost scenario - input'!$G10),\"\")","v":21.378000039942727},{"$f":"IFERROR(IF(OR(W25=\"\",'Cost scenario - input'!$G10=\"\"),\"\",W25/'Cost scenario - input'!$G10),\"\")","v":22.535211733891352}]
[{"$f":"IFERROR('Cost scenario - input'!A11,\"\")","v":2},{"$f":"IFERROR('Cost scenario - input'!B11,\"\")","v":"POLES"},{"$f":"IFERROR('Cost scenario - input'!C11,\"\")","v":"˂ = 1 kv ; concrete"},{"$f":"IFERROR(repcalc('Cost scenario - input'!$CY11:$GK11,'Cost scenario - input'!$J11,'Cost scenario - input'!$H11,'Cost scenario - input'!$I11,20,TRUE,TRUE),\"\")","v":105.667354782289},111.86324016502577,118.670812768997,125.82041614650736,133.07885700321509,140.23919565048831,147.11700637543191,153.55180009149652,159.41197134503849,164.6014858091616,169.0665540621402,172.80072233839115,175.84711919140361,178.29698922599138,180.28408058432728,181.97489600347782,183.55524111215522,185.21389021201512,187.1245263408847,189.42738553363978,{"$f":"IFERROR(IF(OR(D26=\"\",'Cost scenario - input'!$G11=\"\"),\"\",D26/'Cost scenario - input'!$G11),\"\")","v":33.120823254417026},{"$f":"IFERROR(IF(OR(E26=\"\",'Cost scenario - input'!$G11=\"\"),\"\",E26/'Cost scenario - input'!$G11),\"\")","v":35.062887812473384},{"$f":"IFERROR(IF(OR(F26=\"\",'Cost scenario - input'!$G11=\"\"),\"\",F26/'Cost scenario - input'!$G11),\"\")","v":37.196682204055278},{"$f":"IFERROR(IF(OR(G26=\"\",'Cost scenario - input'!$G11=\"\"),\"\",G26/'Cost scenario - input'!$G11),\"\")","v":39.437684170022862},{"$f":"IFERROR(IF(OR(H26=\"\",'Cost scenario - input'!$G11=\"\"),\"\",H26/'Cost scenario - input'!$G11),\"\")","v":41.71280061646911},{"$f":"IFERROR(IF(OR(I26=\"\",'Cost scenario - input'!$G11=\"\"),\"\",I26/'Cost scenario - input'!$G11),\"\")","v":43.957167490862162},{"$f":"IFERROR(IF(OR(J26=\"\",'Cost scenario - input'!$G11=\"\"),\"\",J26/'Cost scenario - input'!$G11),\"\")","v":46.112977616586747},{"$f":"IFERROR(IF(OR(K26=\"\",'Cost scenario - input'!$G11=\"\"),\"\",K26/'Cost scenario - input'!$G11),\"\")","v":48.12992661457691},{"$f":"IFERROR(IF(OR(L26=\"\",'Cost scenario - input'!$G11=\"\"),\"\",L26/'Cost scenario - input'!$G11),\"\")","v":49.966763514006054},{"$f":"IFERROR(IF(OR(M26=\"\",'Cost scenario - input'!$G11=\"\"),\"\",M26/'Cost scenario - input'!$G11),\"\")","v":51.593386908682646},{"$f":"IFERROR(IF(OR(N26=\"\",'Cost scenario - input'!$G11=\"\"),\"\",N26/'Cost scenario - input'!$G11),\"\")","v":52.992936814427047},{"$f":"IFERROR(IF(OR(O26=\"\",'Cost scenario - input'!$G11=\"\"),\"\",O26/'Cost scenario - input'!$G11),\"\")","v":54.163390335618899},{"$f":"IFERROR(IF(OR(P26=\"\",'Cost scenario - input'!$G11=\"\"),\"\",P26/'Cost scenario - input'!$G11),\"\")","v":55.118265868741922},{"$f":"IFERROR(IF(OR(Q26=\"\",'Cost scenario - input'!$G11=\"\"),\"\",Q26/'Cost scenario - input'!$G11),\"\")","v":55.886163509210483},{"$f":"IFERROR(IF(OR(R26=\"\",'Cost scenario - input'!$G11=\"\"),\"\",R26/'Cost scenario - input'!$G11),\"\")","v":56.509005841219476},{"$f":"IFERROR(IF(OR(S26=\"\",'Cost scenario - input'!$G11=\"\"),\"\",S26/'Cost scenario - input'!$G11),\"\")","v":57.038982187924759},{"$f":"IFERROR(IF(OR(T26=\"\",'Cost scenario - input'!$G11=\"\"),\"\",T26/'Cost scenario - input'!$G11),\"\")","v":57.534332252600166},{"$f":"IFERROR(IF(OR(U26=\"\",'Cost scenario - input'!$G11=\"\"),\"\",U26/'Cost scenario - input'!$G11),\"\")","v":58.054226251941252},{"$f":"IFERROR(IF(OR(V26=\"\",'Cost scenario - input'!$G11=\"\"),\"\",V26/'Cost scenario - input'!$G11),\"\")","v":58.653104132987629},{"$f":"IFERROR(IF(OR(W26=\"\",'Cost scenario - input'!$G11=\"\"),\"\",W26/'Cost scenario - input'!$G11),\"\")","v":59.374922072503558}]
[{"$f":"IFERROR('Cost scenario - input'!A12,\"\")","v":2},{"$f":"IFERROR('Cost scenario - input'!B12,\"\")","v":"POLES"},{"$f":"IFERROR('Cost scenario - input'!C12,\"\")","v":"˂ = 1 kv ; steel"},{"$f":"IFERROR(repcalc('Cost scenario - input'!$CY12:$GK12,'Cost scenario - input'!$J12,'Cost scenario - input'!$H12,'Cost scenario - input'!$I12,20,TRUE,TRUE),\"\")","v":2.1003142157906975E-2},2.8904255895798786E-2,3.9576808417067601E-2,5.4089906493827417E-2,7.4037818104767852E-2,0.10182142442915283,0.14105513116741977,0.19713360674254587,0.27799078481175671,0.39507449217353796,0.56454090464684825,0.8086411192992673,1.1572258621757727,1.649234264934019,2.3339625923532084,3.2718369662819935,4.5343534961397776,6.2028170699078595,8.3655260590905307,11.113132961728917,{"$f":"IFERROR(IF(OR(D27=\"\",'Cost scenario - input'!$G12=\"\"),\"\",D27/'Cost scenario - input'!$G12),\"\")","v":6.5833138402365777E-3},{"$f":"IFERROR(IF(OR(E27=\"\",'Cost scenario - input'!$G12=\"\"),\"\",E27/'Cost scenario - input'!$G12),\"\")","v":9.0598723967078264E-3},{"$f":"IFERROR(IF(OR(F27=\"\",'Cost scenario - input'!$G12=\"\"),\"\",F27/'Cost scenario - input'!$G12),\"\")","v":1.2405122464325445E-2},{"$f":"IFERROR(IF(OR(G27=\"\",'Cost scenario - input'!$G12=\"\"),\"\",G27/'Cost scenario - input'!$G12),\"\")","v":1.6954169398118377E-2},{"$f":"IFERROR(IF(OR(H27=\"\",'Cost scenario - input'!$G12=\"\"),\"\",H27/'Cost scenario - input'!$G12),\"\")","v":2.3206727306111265E-2},{"$f":"IFERROR(IF(OR(I27=\"\",'Cost scenario - input'!$G12=\"\"),\"\",I27/'Cost scenario - input'!$G12),\"\")","v":3.1915338554459619E-2},{"$f":"IFERROR(IF(OR(J27=\"\",'Cost scenario - input'!$G12=\"\"),\"\",J27/'Cost scenario - input'!$G12),\"\")","v":4.4212917775318203E-2},{"$f":"IFERROR(IF(OR(K27=\"\",'Cost scenario - input'!$G12=\"\"),\"\",K27/'Cost scenario - input'!$G12),\"\")","v":6.179039268919017E-2},{"$f":"IFERROR(IF(OR(L27=\"\",'Cost scenario - input'!$G12=\"\"),\"\",L27/'Cost scenario - input'!$G12),\"\")","v":8.7134609067076901E-2},{"$f":"IFERROR(IF(OR(M27=\"\",'Cost scenario - input'!$G12=\"\"),\"\",M27/'Cost scenario - input'!$G12),\"\")","v":0.12383382222984855},{"$f":"IFERROR(IF(OR(N27=\"\",'Cost scenario - input'!$G12=\"\"),\"\",N27/'Cost scenario - input'!$G12),\"\")","v":0.17695209235833881},{"$f":"IFERROR(IF(OR(O27=\"\",'Cost scenario - input'!$G12=\"\"),\"\",O27/'Cost scenario - input'!$G12),\"\")","v":0.25346389756559029},{"$f":"IFERROR(IF(OR(P27=\"\",'Cost scenario - input'!$G12=\"\"),\"\",P27/'Cost scenario - input'!$G12),\"\")","v":0.36272577586079935},{"$f":"IFERROR(IF(OR(Q27=\"\",'Cost scenario - input'!$G12=\"\"),\"\",Q27/'Cost scenario - input'!$G12),\"\")","v":0.51694297360383634},{"$f":"IFERROR(IF(OR(R27=\"\",'Cost scenario - input'!$G12=\"\"),\"\",R27/'Cost scenario - input'!$G12),\"\")","v":0.73156712082952957},{"$f":"IFERROR(IF(OR(S27=\"\",'Cost scenario - input'!$G12=\"\"),\"\",S27/'Cost scenario - input'!$G12),\"\")","v":1.0255384371148961},{"$f":"IFERROR(IF(OR(T27=\"\",'Cost scenario - input'!$G12=\"\"),\"\",T27/'Cost scenario - input'!$G12),\"\")","v":1.4212669658298813},{"$f":"IFERROR(IF(OR(U27=\"\",'Cost scenario - input'!$G12=\"\"),\"\",U27/'Cost scenario - input'!$G12),\"\")","v":1.9442372554435658},{"$f":"IFERROR(IF(OR(V27=\"\",'Cost scenario - input'!$G12=\"\"),\"\",V27/'Cost scenario - input'!$G12),\"\")","v":2.6221259215225263},{"$f":"IFERROR(IF(OR(W27=\"\",'Cost scenario - input'!$G12=\"\"),\"\",W27/'Cost scenario - input'!$G12),\"\")","v":3.4833474670263351}]
[{"$f":"IFERROR('Cost scenario - input'!A13,\"\")","v":2},{"$f":"IFERROR('Cost scenario - input'!B13,\"\")","v":"POLES"},{"$f":"IFERROR('Cost scenario - input'!C13,\"\")","v":"˂ = 1 kv ; wood"},{"$f":"IFERROR(repcalc('Cost scenario - input'!$CY13:$GK13,'Cost scenario - input'!$J13,'Cost scenario - input'!$H13,'Cost scenario - input'!$I13,20,TRUE,TRUE),\"\")","v":8691.1949295070372},8428.8625115109553,8366.5357553858921,8440.7754236230594,8606.9043348895484,8833.4318019388957,9098.1395240121474,9385.3501929321374,9684.0106918817382,9986.3208131545052,10286.721337524086,10581.120819849917,10866.289271605054,11139.381001507149,11397.570556457578,11637.797509250884,11856.620199096618,12050.177682267618,12214.25507211014,12344.441813353151,{"$f":"IFERROR(IF(OR(D28=\"\",'Cost scenario - input'!$G13=\"\"),\"\",D28/'Cost scenario - input'!$G13),\"\")","v":2724.2049516899274},{"$f":"IFERROR(IF(OR(E28=\"\",'Cost scenario - input'!$G13=\"\"),\"\",E28/'Cost scenario - input'!$G13),\"\")","v":2641.9783674411428},{"$f":"IFERROR(IF(OR(F28=\"\",'Cost scenario - input'!$G13=\"\"),\"\",F28/'Cost scenario - input'!$G13),\"\")","v":2622.4424050060788},{"$f":"IFERROR(IF(OR(G28=\"\",'Cost scenario - input'!$G13=\"\"),\"\",G28/'Cost scenario - input'!$G13),\"\")","v":2645.7124010726588},{"$f":"IFERROR(IF(OR(H28=\"\",'Cost scenario - input'!$G13=\"\"),\"\",H28/'Cost scenario - input'!$G13),\"\")","v":2697.7845506863482},{"$f":"IFERROR(IF(OR(I28=\"\",'Cost scenario - input'!$G13=\"\"),\"\",I28/'Cost scenario - input'!$G13),\"\")","v":2768.7882794526308},{"$f":"IFERROR(IF(OR(J28=\"\",'Cost scenario - input'!$G13=\"\"),\"\",J28/'Cost scenario - input'!$G13),\"\")","v":2851.7593890723542},{"$f":"IFERROR(IF(OR(K28=\"\",'Cost scenario - input'!$G13=\"\"),\"\",K28/'Cost scenario - input'!$G13),\"\")","v":2941.7839176666507},{"$f":"IFERROR(IF(OR(L28=\"\",'Cost scenario - input'!$G13=\"\"),\"\",L28/'Cost scenario - input'!$G13),\"\")","v":3035.3973294830666},{"$f":"IFERROR(IF(OR(M28=\"\",'Cost scenario - input'!$G13=\"\"),\"\",M28/'Cost scenario - input'!$G13),\"\")","v":3130.1546943790313},{"$f":"IFERROR(IF(OR(N28=\"\",'Cost scenario - input'!$G13=\"\"),\"\",N28/'Cost scenario - input'!$G13),\"\")","v":3224.3135071332495},{"$f":"IFERROR(IF(OR(O28=\"\",'Cost scenario - input'!$G13=\"\"),\"\",O28/'Cost scenario - input'!$G13),\"\")","v":3316.5913278508738},{"$f":"IFERROR(IF(OR(P28=\"\",'Cost scenario - input'!$G13=\"\"),\"\",P28/'Cost scenario - input'!$G13),\"\")","v":3405.9757352468723},{"$f":"IFERROR(IF(OR(Q28=\"\",'Cost scenario - input'!$G13=\"\"),\"\",Q28/'Cost scenario - input'!$G13),\"\")","v":3491.5747637923123},{"$f":"IFERROR(IF(OR(R28=\"\",'Cost scenario - input'!$G13=\"\"),\"\",R28/'Cost scenario - input'!$G13),\"\")","v":3572.5027915002897},{"$f":"IFERROR(IF(OR(S28=\"\",'Cost scenario - input'!$G13=\"\"),\"\",S28/'Cost scenario - input'!$G13),\"\")","v":3647.8005451045833},{"$f":"IFERROR(IF(OR(T28=\"\",'Cost scenario - input'!$G13=\"\"),\"\",T28/'Cost scenario - input'!$G13),\"\")","v":3716.3892558693146},{"$f":"IFERROR(IF(OR(U28=\"\",'Cost scenario - input'!$G13=\"\"),\"\",U28/'Cost scenario - input'!$G13),\"\")","v":3777.05873323898},{"$f":"IFERROR(IF(OR(V28=\"\",'Cost scenario - input'!$G13=\"\"),\"\",V28/'Cost scenario - input'!$G13),\"\")","v":3828.4878452879843},{"$f":"IFERROR(IF(OR(W28=\"\",'Cost scenario - input'!$G13=\"\"),\"\",W28/'Cost scenario - input'!$G13),\"\")","v":3869.2941288905436}]
[{"$f":"IFERROR('Cost scenario - input'!A14,\"\")","v":2},{"$f":"IFERROR('Cost scenario - input'!B14,\"\")","v":"POLES"},{"$f":"IFERROR('Cost scenario - input'!C14,\"\")","v":"˃ 11 kv & < = 22 kv ; wood"},{"$f":"IFERROR(repcalc('Cost scenario - input'!$CY14:$GK14,'Cost scenario - input'!$J14,'Cost scenario - input'!$H14,'Cost scenario - input'!$I14,20,TRUE,TRUE),\"\")","v":1.9159868514466528E-2},3.0095548302726371E-2,4.6763632793209241E-2,7.1852573311113485E-2,0.10912128359167142,0.16371819585263894,0.24253995811717902,0.3546060958393763,0.5114098835532046,0.72718757779643994,1.0190305489418525,1.406751444060732,1.9124110105743146,2.5594216282488467,3.3711712379339827,4.36915948908785,5.5707054286194442,6.9863673453188957,8.6173000986353792,10.452848950760453,{"$f":"IFERROR(IF(OR(D29=\"\",'Cost scenario - input'!$G14=\"\"),\"\",D29/'Cost scenario - input'!$G14),\"\")","v":4.4826569706784229E-3},{"$f":"IFERROR(IF(OR(E29=\"\",'Cost scenario - input'!$G14=\"\"),\"\",E29/'Cost scenario - input'!$G14),\"\")","v":7.0411766805050964E-3},{"$f":"IFERROR(IF(OR(F29=\"\",'Cost scenario - input'!$G14=\"\"),\"\",F29/'Cost scenario - input'!$G14),\"\")","v":1.0940854022899443E-2},{"$f":"IFERROR(IF(OR(G29=\"\",'Cost scenario - input'!$G14=\"\"),\"\",G29/'Cost scenario - input'!$G14),\"\")","v":1.6810681053006864E-2},{"$f":"IFERROR(IF(OR(H29=\"\",'Cost scenario - input'!$G14=\"\"),\"\",H29/'Cost scenario - input'!$G14),\"\")","v":2.5530096001037325E-2},{"$f":"IFERROR(IF(OR(I29=\"\",'Cost scenario - input'!$G14=\"\"),\"\",I29/'Cost scenario - input'!$G14),\"\")","v":3.8303629866332671E-2},{"$f":"IFERROR(IF(OR(J29=\"\",'Cost scenario - input'!$G14=\"\"),\"\",J29/'Cost scenario - input'!$G14),\"\")","v":5.6744827507617002E-2},{"$f":"IFERROR(IF(OR(K29=\"\",'Cost scenario - input'!$G14=\"\"),\"\",K29/'Cost scenario - input'!$G14),\"\")","v":8.2963903753266427E-2},{"$f":"IFERROR(IF(OR(L29=\"\",'Cost scenario - input'!$G14=\"\"),\"\",L29/'Cost scenario - input'!$G14),\"\")","v":0.11964983359111755},{"$f":"IFERROR(IF(OR(M29=\"\",'Cost scenario - input'!$G14=\"\"),\"\",M29/'Cost scenario - input'!$G14),\"\")","v":0.17013334210194242},{"$f":"IFERROR(IF(OR(N29=\"\",'Cost scenario - input'!$G14=\"\"),\"\",N29/'Cost scenario - input'!$G14),\"\")","v":0.23841313890538676},{"$f":"IFERROR(IF(OR(O29=\"\",'Cost scenario - input'!$G14=\"\"),\"\",O29/'Cost scenario - input'!$G14),\"\")","v":0.32912460552479716},{"$f":"IFERROR(IF(OR(P29=\"\",'Cost scenario - input'!$G14=\"\"),\"\",P29/'Cost scenario - input'!$G14),\"\")","v":0.44742909069967635},{"$f":"IFERROR(IF(OR(Q29=\"\",'Cost scenario - input'!$G14=\"\"),\"\",Q29/'Cost scenario - input'!$G14),\"\")","v":0.59880417206998016},{"$f":"IFERROR(IF(OR(R29=\"\",'Cost scenario - input'!$G14=\"\"),\"\",R29/'Cost scenario - input'!$G14),\"\")","v":0.78872170952871146},{"$f":"IFERROR(IF(OR(S29=\"\",'Cost scenario - input'!$G14=\"\"),\"\",S29/'Cost scenario - input'!$G14),\"\")","v":1.0222117769220374},{"$f":"IFERROR(IF(OR(T29=\"\",'Cost scenario - input'!$G14=\"\"),\"\",T29/'Cost scenario - input'!$G14),\"\")","v":1.3033263512399615},{"$f":"IFERROR(IF(OR(U29=\"\",'Cost scenario - input'!$G14=\"\"),\"\",U29/'Cost scenario - input'!$G14),\"\")","v":1.6345356575160104},{"$f":"IFERROR(IF(OR(V29=\"\",'Cost scenario - input'!$G14=\"\"),\"\",V29/'Cost scenario - input'!$G14),\"\")","v":2.0161098875187808},{"$f":"IFERROR(IF(OR(W29=\"\",'Cost scenario - input'!$G14=\"\"),\"\",W29/'Cost scenario - input'!$G14),\"\")","v":2.4455562509312769}]
[{"$f":"IFERROR('Cost scenario - input'!A15,\"\")","v":2},{"$f":"IFERROR('Cost scenario - input'!B15,\"\")","v":"POLES"},{"$f":"IFERROR('Cost scenario - input'!C15,\"\")","v":"> 1 kv & < = 11 kv ; concrete"},{"$f":"IFERROR(repcalc('Cost scenario - input'!$CY15:$GK15,'Cost scenario - input'!$J15,'Cost scenario - input'!$H15,'Cost scenario - input'!$I15,20,TRUE,TRUE),\"\")","v":616.8904232822191},624.93010756872968,634.98585478366056,644.41210787060015,652.23402336760512,658.55739301358074,664.15740696383057,670.16850520839466,677.8341258100304,688.29917449109507,702.44259913936776,720.75488365344222,743.26737169315618,769.53857005225007,798.69827678011416,829.54476410573557,860.68447591881738,890.69879836468533,918.31923775967414,942.59129387092128,{"$f":"IFERROR(IF(OR(D30=\"\",'Cost scenario - input'!$G15=\"\"),\"\",D30/'Cost scenario - input'!$G15),\"\")","v":56.058959572851862},{"$f":"IFERROR(IF(OR(E30=\"\",'Cost scenario - input'!$G15=\"\"),\"\",E30/'Cost scenario - input'!$G15),\"\")","v":56.78955340181426},{"$f":"IFERROR(IF(OR(F30=\"\",'Cost scenario - input'!$G15=\"\"),\"\",F30/'Cost scenario - input'!$G15),\"\")","v":57.703353819718842},{"$f":"IFERROR(IF(OR(G30=\"\",'Cost scenario - input'!$G15=\"\"),\"\",G30/'Cost scenario - input'!$G15),\"\")","v":58.559949935950769},{"$f":"IFERROR(IF(OR(H30=\"\",'Cost scenario - input'!$G15=\"\"),\"\",H30/'Cost scenario - input'!$G15),\"\")","v":59.270754364224835},{"$f":"IFERROR(IF(OR(I30=\"\",'Cost scenario - input'!$G15=\"\"),\"\",I30/'Cost scenario - input'!$G15),\"\")","v":59.845380764586011},{"$f":"IFERROR(IF(OR(J30=\"\",'Cost scenario - input'!$G15=\"\"),\"\",J30/'Cost scenario - input'!$G15),\"\")","v":60.354273339014654},{"$f":"IFERROR(IF(OR(K30=\"\",'Cost scenario - input'!$G15=\"\"),\"\",K30/'Cost scenario - input'!$G15),\"\")","v":60.900522560533688},{"$f":"IFERROR(IF(OR(L30=\"\",'Cost scenario - input'!$G15=\"\"),\"\",L30/'Cost scenario - input'!$G15),\"\")","v":61.597123932818768},{"$f":"IFERROR(IF(OR(M30=\"\",'Cost scenario - input'!$G15=\"\"),\"\",M30/'Cost scenario - input'!$G15),\"\")","v":62.548118986070456},{"$f":"IFERROR(IF(OR(N30=\"\",'Cost scenario - input'!$G15=\"\"),\"\",N30/'Cost scenario - input'!$G15),\"\")","v":63.833380745137298},{"$f":"IFERROR(IF(OR(O30=\"\",'Cost scenario - input'!$G15=\"\"),\"\",O30/'Cost scenario - input'!$G15),\"\")","v":65.497481172890929},{"$f":"IFERROR(IF(OR(P30=\"\",'Cost scenario - input'!$G15=\"\"),\"\",P30/'Cost scenario - input'!$G15),\"\")","v":67.543268575762113},{"$f":"IFERROR(IF(OR(Q30=\"\",'Cost scenario - input'!$G15=\"\"),\"\",Q30/'Cost scenario - input'!$G15),\"\")","v":69.930622943993342},{"$f":"IFERROR(IF(OR(R30=\"\",'Cost scenario - input'!$G15=\"\"),\"\",R30/'Cost scenario - input'!$G15),\"\")","v":72.580466026199389},{"$f":"IFERROR(IF(OR(S30=\"\",'Cost scenario - input'!$G15=\"\"),\"\",S30/'Cost scenario - input'!$G15),\"\")","v":75.383592676717029},{"$f":"IFERROR(IF(OR(T30=\"\",'Cost scenario - input'!$G15=\"\"),\"\",T30/'Cost scenario - input'!$G15),\"\")","v":78.213365647339401},{"$f":"IFERROR(IF(OR(U30=\"\",'Cost scenario - input'!$G15=\"\"),\"\",U30/'Cost scenario - input'!$G15),\"\")","v":80.940870606238235},{"$f":"IFERROR(IF(OR(V30=\"\",'Cost scenario - input'!$G15=\"\"),\"\",V30/'Cost scenario - input'!$G15),\"\")","v":83.450835159083496},{"$f":"IFERROR(IF(OR(W30=\"\",'Cost scenario - input'!$G15=\"\"),\"\",W30/'Cost scenario - input'!$G15),\"\")","v":85.656520578952481}]
[{"$f":"IFERROR('Cost scenario - input'!A16,\"\")","v":2},{"$f":"IFERROR('Cost scenario - input'!B16,\"\")","v":"POLES"},{"$f":"IFERROR('Cost scenario - input'!C16,\"\")","v":"> 1 kv & < = 11 kv ; steel"},{"$f":"IFERROR(repcalc('Cost scenario - input'!$CY16:$GK16,'Cost scenario - input'!$J16,'Cost scenario - input'!$H16,'Cost scenario - input'!$I16,20,TRUE,TRUE),\"\")","v":3.8885529548642404},2.973153133086945,2.3193340089854257,1.8604249934219956,1.5429112886380587,1.3255340826098334,1.1777161206896904,1.0776817331362458,1.0105519795063411,0.96660533992134567,0.93981317795787278,0.9266927165933434,0.92547042685893055,0.93551507197482586,0.95698044970047846,0.99059083954590188,1.0375047981186052,1.0992027227752283,1.1773580253127609,1.27366844583921,{"$f":"IFERROR(IF(OR(D31=\"\",'Cost scenario - input'!$G16=\"\"),\"\",D31/'Cost scenario - input'!$G16),\"\")","v":0.42619950590623079},{"$f":"IFERROR(IF(OR(E31=\"\",'Cost scenario - input'!$G16=\"\"),\"\",E31/'Cost scenario - input'!$G16),\"\")","v":0.32586836569117977},{"$f":"IFERROR(IF(OR(F31=\"\",'Cost scenario - input'!$G16=\"\"),\"\",F31/'Cost scenario - input'!$G16),\"\")","v":0.25420741857831203},{"$f":"IFERROR(IF(OR(G31=\"\",'Cost scenario - input'!$G16=\"\"),\"\",G31/'Cost scenario - input'!$G16),\"\")","v":0.20390932621354513},{"$f":"IFERROR(IF(OR(H31=\"\",'Cost scenario - input'!$G16=\"\"),\"\",H31/'Cost scenario - input'!$G16),\"\")","v":0.16910867268815286},{"$f":"IFERROR(IF(OR(I31=\"\",'Cost scenario - input'!$G16=\"\"),\"\",I31/'Cost scenario - input'!$G16),\"\")","v":0.14528334257695702},{"$f":"IFERROR(IF(OR(J31=\"\",'Cost scenario - input'!$G16=\"\"),\"\",J31/'Cost scenario - input'!$G16),\"\")","v":0.12908195788046639},{"$f":"IFERROR(IF(OR(K31=\"\",'Cost scenario - input'!$G16=\"\"),\"\",K31/'Cost scenario - input'!$G16),\"\")","v":0.11811782622435035},{"$f":"IFERROR(IF(OR(L31=\"\",'Cost scenario - input'!$G16=\"\"),\"\",L31/'Cost scenario - input'!$G16),\"\")","v":0.11076016177673549},{"$f":"IFERROR(IF(OR(M31=\"\",'Cost scenario - input'!$G16=\"\"),\"\",M31/'Cost scenario - input'!$G16),\"\")","v":0.10594345070329243},{"$f":"IFERROR(IF(OR(N31=\"\",'Cost scenario - input'!$G16=\"\"),\"\",N31/'Cost scenario - input'!$G16),\"\")","v":0.10300693258883345},{"$f":"IFERROR(IF(OR(O31=\"\",'Cost scenario - input'!$G16=\"\"),\"\",O31/'Cost scenario - input'!$G16),\"\")","v":0.10156888244119969},{"$f":"IFERROR(IF(OR(P31=\"\",'Cost scenario - input'!$G16=\"\"),\"\",P31/'Cost scenario - input'!$G16),\"\")","v":0.10143491505360648},{"$f":"IFERROR(IF(OR(Q31=\"\",'Cost scenario - input'!$G16=\"\"),\"\",Q31/'Cost scenario - input'!$G16),\"\")","v":0.10253584458577161},{"$f":"IFERROR(IF(OR(R31=\"\",'Cost scenario - input'!$G16=\"\"),\"\",R31/'Cost scenario - input'!$G16),\"\")","v":0.10488852782988682},{"$f":"IFERROR(IF(OR(S31=\"\",'Cost scenario - input'!$G16=\"\"),\"\",S31/'Cost scenario - input'!$G16),\"\")","v":0.10857234844688941},{"$f":"IFERROR(IF(OR(T31=\"\",'Cost scenario - input'!$G16=\"\"),\"\",T31/'Cost scenario - input'!$G16),\"\")","v":0.11371428844253224},{"$f":"IFERROR(IF(OR(U31=\"\",'Cost scenario - input'!$G16=\"\"),\"\",U31/'Cost scenario - input'!$G16),\"\")","v":0.1204766047358462},{"$f":"IFERROR(IF(OR(V31=\"\",'Cost scenario - input'!$G16=\"\"),\"\",V31/'Cost scenario - input'!$G16),\"\")","v":0.12904270932850215},{"$f":"IFERROR(IF(OR(W31=\"\",'Cost scenario - input'!$G16=\"\"),\"\",W31/'Cost scenario - input'!$G16),\"\")","v":0.13959868069328635}]
[{"$f":"IFERROR('Cost scenario - input'!A17,\"\")","v":2},{"$f":"IFERROR('Cost scenario - input'!B17,\"\")","v":"POLES"},{"$f":"IFERROR('Cost scenario - input'!C17,\"\")","v":"> 1 kv & < = 11 kv ; wood"},{"$f":"IFERROR(repcalc('Cost scenario - input'!$CY17:$GK17,'Cost scenario - input'!$J17,'Cost scenario - input'!$H17,'Cost scenario - input'!$I17,20,TRUE,TRUE),\"\")","v":11768.311268871435},11245.388241378438,11007.318819453259,10976.025629638347,11096.354546167964,11329.079882523612,11645.90799496732,12025.958673210323,12453.303819156212,12915.243268333566,13401.087938733541,13901.295429652037,14406.860848538983,14908.90645244088,15398.439535673309,15866.261573995356,16303.015999361116,16699.360200727107,17046.242258048333,17335.256913244168,{"$f":"IFERROR(IF(OR(D32=\"\",'Cost scenario - input'!$G17=\"\"),\"\",D32/'Cost scenario - input'!$G17),\"\")","v":2753.3227852106056},{"$f":"IFERROR(IF(OR(E32=\"\",'Cost scenario - input'!$G17=\"\"),\"\",E32/'Cost scenario - input'!$G17),\"\")","v":2630.9793279708097},{"$f":"IFERROR(IF(OR(F32=\"\",'Cost scenario - input'!$G17=\"\"),\"\",F32/'Cost scenario - input'!$G17),\"\")","v":2575.2804304083074},{"$f":"IFERROR(IF(OR(G32=\"\",'Cost scenario - input'!$G17=\"\"),\"\",G32/'Cost scenario - input'!$G17),\"\")","v":2567.9590526361862},{"$f":"IFERROR(IF(OR(H32=\"\",'Cost scenario - input'!$G17=\"\"),\"\",H32/'Cost scenario - input'!$G17),\"\")","v":2596.1112947065535},{"$f":"IFERROR(IF(OR(I32=\"\",'Cost scenario - input'!$G17=\"\"),\"\",I32/'Cost scenario - input'!$G17),\"\")","v":2650.5598860672117},{"$f":"IFERROR(IF(OR(J32=\"\",'Cost scenario - input'!$G17=\"\"),\"\",J32/'Cost scenario - input'!$G17),\"\")","v":2724.6852249587773},{"$f":"IFERROR(IF(OR(K32=\"\",'Cost scenario - input'!$G17=\"\"),\"\",K32/'Cost scenario - input'!$G17),\"\")","v":2813.6021619800695},{"$f":"IFERROR(IF(OR(L32=\"\",'Cost scenario - input'!$G17=\"\"),\"\",L32/'Cost scenario - input'!$G17),\"\")","v":2913.5841475512925},{"$f":"IFERROR(IF(OR(M32=\"\",'Cost scenario - input'!$G17=\"\"),\"\",M32/'Cost scenario - input'!$G17),\"\")","v":3021.6598418245985},{"$f":"IFERROR(IF(OR(N32=\"\",'Cost scenario - input'!$G17=\"\"),\"\",N32/'Cost scenario - input'!$G17),\"\")","v":3135.3284192885312},{"$f":"IFERROR(IF(OR(O32=\"\",'Cost scenario - input'!$G17=\"\"),\"\",O32/'Cost scenario - input'!$G17),\"\")","v":3252.3573328355296},{"$f":"IFERROR(IF(OR(P32=\"\",'Cost scenario - input'!$G17=\"\"),\"\",P32/'Cost scenario - input'!$G17),\"\")","v":3370.6397911622344},{"$f":"IFERROR(IF(OR(Q32=\"\",'Cost scenario - input'!$G17=\"\"),\"\",Q32/'Cost scenario - input'!$G17),\"\")","v":3488.0987509786901},{"$f":"IFERROR(IF(OR(R32=\"\",'Cost scenario - input'!$G17=\"\"),\"\",R32/'Cost scenario - input'!$G17),\"\")","v":3602.6302722296145},{"$f":"IFERROR(IF(OR(S32=\"\",'Cost scenario - input'!$G17=\"\"),\"\",S32/'Cost scenario - input'!$G17),\"\")","v":3712.0822613984296},{"$f":"IFERROR(IF(OR(T32=\"\",'Cost scenario - input'!$G17=\"\"),\"\",T32/'Cost scenario - input'!$G17),\"\")","v":3814.2656489233614},{"$f":"IFERROR(IF(OR(U32=\"\",'Cost scenario - input'!$G17=\"\"),\"\",U32/'Cost scenario - input'!$G17),\"\")","v":3906.9946306332185},{"$f":"IFERROR(IF(OR(V32=\"\",'Cost scenario - input'!$G17=\"\"),\"\",V32/'Cost scenario - input'!$G17),\"\")","v":3988.1514126372394},{"$f":"IFERROR(IF(OR(W32=\"\",'Cost scenario - input'!$G17=\"\"),\"\",W32/'Cost scenario - input'!$G17),\"\")","v":4055.7694945548492}]
[{"$f":"IFERROR('Cost scenario - input'!A18,\"\")","v":2},{"$f":"IFERROR('Cost scenario - input'!B18,\"\")","v":"POLES"},{"$f":"IFERROR('Cost scenario - input'!C18,\"\")","v":"> 22 kv & < = 66 kv ; concrete"},{"$f":"IFERROR(repcalc('Cost scenario - input'!$CY18:$GK18,'Cost scenario - input'!$J18,'Cost scenario - input'!$H18,'Cost scenario - input'!$I18,20,TRUE,TRUE),\"\")","v":1.0772091229438321},1.3300930115037246,1.6621988189661998,2.1008797296431312,2.6804576925898655,3.4427689374516039,4.4373155567120532,5.720873628194262,7.3564173646733959,9.411248503673102,11.954273084980972,15.052443373150517,18.766476557966811,23.146065418203204,28.224897056547388,34.015879406223526,40.507026470832415,47.658459450255627,55.40093412785324,63.636204128215226,{"$f":"IFERROR(IF(OR(D33=\"\",'Cost scenario - input'!$G18=\"\"),\"\",D33/'Cost scenario - input'!$G18),\"\")","v":0.1400987309781242},{"$f":"IFERROR(IF(OR(E33=\"\",'Cost scenario - input'!$G18=\"\"),\"\",E33/'Cost scenario - input'!$G18),\"\")","v":0.17298808469547258},{"$f":"IFERROR(IF(OR(F33=\"\",'Cost scenario - input'!$G18=\"\"),\"\",F33/'Cost scenario - input'!$G18),\"\")","v":0.21618081411537007},{"$f":"IFERROR(IF(OR(G33=\"\",'Cost scenario - input'!$G18=\"\"),\"\",G33/'Cost scenario - input'!$G18),\"\")","v":0.27323439598832133},{"$f":"IFERROR(IF(OR(H33=\"\",'Cost scenario - input'!$G18=\"\"),\"\",H33/'Cost scenario - input'!$G18),\"\")","v":0.34861264463313679},{"$f":"IFERROR(IF(OR(I33=\"\",'Cost scenario - input'!$G18=\"\"),\"\",I33/'Cost scenario - input'!$G18),\"\")","v":0.44775666016432752},{"$f":"IFERROR(IF(OR(J33=\"\",'Cost scenario - input'!$G18=\"\"),\"\",J33/'Cost scenario - input'!$G18),\"\")","v":0.5771045428448921},{"$f":"IFERROR(IF(OR(K33=\"\",'Cost scenario - input'!$G18=\"\"),\"\",K33/'Cost scenario - input'!$G18),\"\")","v":0.74404042662199443},{"$f":"IFERROR(IF(OR(L33=\"\",'Cost scenario - input'!$G18=\"\"),\"\",L33/'Cost scenario - input'!$G18),\"\")","v":0.95675455710925905},{"$f":"IFERROR(IF(OR(M33=\"\",'Cost scenario - input'!$G18=\"\"),\"\",M33/'Cost scenario - input'!$G18),\"\")","v":1.2240000053853251},{"$f":"IFERROR(IF(OR(N33=\"\",'Cost scenario - input'!$G18=\"\"),\"\",N33/'Cost scenario - input'!$G18),\"\")","v":1.5547384934829469},{"$f":"IFERROR(IF(OR(O33=\"\",'Cost scenario - input'!$G18=\"\"),\"\",O33/'Cost scenario - input'!$G18),\"\")","v":1.9576776410279448},{"$f":"IFERROR(IF(OR(P33=\"\",'Cost scenario - input'!$G18=\"\"),\"\",P33/'Cost scenario - input'!$G18),\"\")","v":2.4407141516930473},{"$f":"IFERROR(IF(OR(Q33=\"\",'Cost scenario - input'!$G18=\"\"),\"\",Q33/'Cost scenario - input'!$G18),\"\")","v":3.0103109258535286},{"$f":"IFERROR(IF(OR(R33=\"\",'Cost scenario - input'!$G18=\"\"),\"\",R33/'Cost scenario - input'!$G18),\"\")","v":3.670849211529251},{"$f":"IFERROR(IF(OR(S33=\"\",'Cost scenario - input'!$G18=\"\"),\"\",S33/'Cost scenario - input'!$G18),\"\")","v":4.4240077775179705},{"$f":"IFERROR(IF(OR(T33=\"\",'Cost scenario - input'!$G18=\"\"),\"\",T33/'Cost scenario - input'!$G18),\"\")","v":5.2682277594828832},{"$f":"IFERROR(IF(OR(U33=\"\",'Cost scenario - input'!$G18=\"\"),\"\",U33/'Cost scenario - input'!$G18),\"\")","v":6.1983226349832456},{"$f":"IFERROR(IF(OR(V33=\"\",'Cost scenario - input'!$G18=\"\"),\"\",V33/'Cost scenario - input'!$G18),\"\")","v":7.205286699674188},{"$f":"IFERROR(IF(OR(W33=\"\",'Cost scenario - input'!$G18=\"\"),\"\",W33/'Cost scenario - input'!$G18),\"\")","v":8.2763423115686763}]
[{"$f":"IFERROR('Cost scenario - input'!A19,\"\")","v":2},{"$f":"IFERROR('Cost scenario - input'!B19,\"\")","v":"POLES"},{"$f":"IFERROR('Cost scenario - input'!C19,\"\")","v":"> 22 kv & < = 66 kv ; steel"},{"$f":"IFERROR(repcalc('Cost scenario - input'!$CY19:$GK19,'Cost scenario - input'!$J19,'Cost scenario - input'!$H19,'Cost scenario - input'!$I19,20,TRUE,TRUE),\"\")","v":2.1878176429036996E-4},3.585827857331852E-4,5.7876430406299587E-4,9.1994246015719228E-4,1.4400582406358063E-3,2.2201131239801592E-3,3.3710291943110093E-3,5.0415107811501323E-3,7.4265993926441211E-3,1.07763799163949E-2,1.540402764304254E-2,2.1692109199628065E-2,3.0095805818823585E-2,4.1141565611116739E-2,5.5419669643484173E-2,7.3569368784859396E-2,9.6255654205267785E-2,0.12413737689132279,0.15782730523168009,0.19784573455644941,{"$f":"IFERROR(IF(OR(D34=\"\",'Cost scenario - input'!$G19=\"\"),\"\",D34/'Cost scenario - input'!$G19),\"\")","v":2.8454129180109188E-5},{"$f":"IFERROR(IF(OR(E34=\"\",'Cost scenario - input'!$G19=\"\"),\"\",E34/'Cost scenario - input'!$G19),\"\")","v":4.6636249324115056E-5},{"$f":"IFERROR(IF(OR(F34=\"\",'Cost scenario - input'!$G19=\"\"),\"\",F34/'Cost scenario - input'!$G19),\"\")","v":7.5272426502547208E-5},{"$f":"IFERROR(IF(OR(G34=\"\",'Cost scenario - input'!$G19=\"\"),\"\",G34/'Cost scenario - input'!$G19),\"\")","v":1.1964507958185612E-4},{"$f":"IFERROR(IF(OR(H34=\"\",'Cost scenario - input'!$G19=\"\"),\"\",H34/'Cost scenario - input'!$G19),\"\")","v":1.8728984720842024E-4},{"$f":"IFERROR(IF(OR(I34=\"\",'Cost scenario - input'!$G19=\"\"),\"\",I34/'Cost scenario - input'!$G19),\"\")","v":2.8874154950293455E-4},{"$f":"IFERROR(IF(OR(J34=\"\",'Cost scenario - input'!$G19=\"\"),\"\",J34/'Cost scenario - input'!$G19),\"\")","v":4.3842639479558729E-4},{"$f":"IFERROR(IF(OR(K34=\"\",'Cost scenario - input'!$G19=\"\"),\"\",K34/'Cost scenario - input'!$G19),\"\")","v":6.5568444196001635E-4},{"$f":"IFERROR(IF(OR(L34=\"\",'Cost scenario - input'!$G19=\"\"),\"\",L34/'Cost scenario - input'!$G19),\"\")","v":9.6588223050780907E-4},{"$f":"IFERROR(IF(OR(M34=\"\",'Cost scenario - input'!$G19=\"\"),\"\",M34/'Cost scenario - input'!$G19),\"\")","v":1.4015450841143606E-3},{"$f":"IFERROR(IF(OR(N34=\"\",'Cost scenario - input'!$G19=\"\"),\"\",N34/'Cost scenario - input'!$G19),\"\")","v":2.0034036834412627E-3},{"$f":"IFERROR(IF(OR(O34=\"\",'Cost scenario - input'!$G19=\"\"),\"\",O34/'Cost scenario - input'!$G19),\"\")","v":2.8212135474694148E-3},{"$f":"IFERROR(IF(OR(P34=\"\",'Cost scenario - input'!$G19=\"\"),\"\",P34/'Cost scenario - input'!$G19),\"\")","v":3.9141742426563918E-3},{"$f":"IFERROR(IF(OR(Q34=\"\",'Cost scenario - input'!$G19=\"\"),\"\",Q34/'Cost scenario - input'!$G19),\"\")","v":5.3507541013196845E-3},{"$f":"IFERROR(IF(OR(R34=\"\",'Cost scenario - input'!$G19=\"\"),\"\",R34/'Cost scenario - input'!$G19),\"\")","v":7.2077233871364532E-3},{"$f":"IFERROR(IF(OR(S34=\"\",'Cost scenario - input'!$G19=\"\"),\"\",S34/'Cost scenario - input'!$G19),\"\")","v":9.5682212358666145E-3},{"$f":"IFERROR(IF(OR(T34=\"\",'Cost scenario - input'!$G19=\"\"),\"\",T34/'Cost scenario - input'!$G19),\"\")","v":1.2518734493051924E-2},{"$f":"IFERROR(IF(OR(U34=\"\",'Cost scenario - input'!$G19=\"\"),\"\",U34/'Cost scenario - input'!$G19),\"\")","v":1.6144951429578887E-2},{"$f":"IFERROR(IF(OR(V34=\"\",'Cost scenario - input'!$G19=\"\"),\"\",V34/'Cost scenario - input'!$G19),\"\")","v":2.0526566945727936E-2},{"$f":"IFERROR(IF(OR(W34=\"\",'Cost scenario - input'!$G19=\"\"),\"\",W34/'Cost scenario - input'!$G19),\"\")","v":2.5731249160836012E-2}]
[{"$f":"IFERROR('Cost scenario - input'!A20,\"\")","v":2},{"$f":"IFERROR('Cost scenario - input'!B20,\"\")","v":"POLES"},{"$f":"IFERROR('Cost scenario - input'!C20,\"\")","v":"> 22 kv & < = 66 kv ; wood"},{"$f":"IFERROR(repcalc('Cost scenario - input'!$CY20:$GK20,'Cost scenario - input'!$J20,'Cost scenario - input'!$H20,'Cost scenario - input'!$I20,20,TRUE,TRUE),\"\")","v":1437.3171598987508},1382.8576257997304,1360.3310927506066,1366.0157666235264,1396.4507131342882,1448.3932265306005,1518.7672183555078,1604.6095620724952,1703.0209732899893,1811.1272612813416,1926.0556743612708,2044.9296371521143,2164.8835230825275,2283.0973159673986,2396.8491973464579,2503.5823720377148,2600.9809482247056,2687.0485651048589,2760.1828513360815,2819.238815495884,{"$f":"IFERROR(IF(OR(D35=\"\",'Cost scenario - input'!$G20=\"\"),\"\",D35/'Cost scenario - input'!$G20),\"\")","v":186.93335010438477},{"$f":"IFERROR(IF(OR(E35=\"\",'Cost scenario - input'!$G20=\"\"),\"\",E35/'Cost scenario - input'!$G20),\"\")","v":179.85049919417159},{"$f":"IFERROR(IF(OR(F35=\"\",'Cost scenario - input'!$G20=\"\"),\"\",F35/'Cost scenario - input'!$G20),\"\")","v":176.92076287250512},{"$f":"IFERROR(IF(OR(G35=\"\",'Cost scenario - input'!$G20=\"\"),\"\",G35/'Cost scenario - input'!$G20),\"\")","v":177.66009526271372},{"$f":"IFERROR(IF(OR(H35=\"\",'Cost scenario - input'!$G20=\"\"),\"\",H35/'Cost scenario - input'!$G20),\"\")","v":181.61837717170118},{"$f":"IFERROR(IF(OR(I35=\"\",'Cost scenario - input'!$G20=\"\"),\"\",I35/'Cost scenario - input'!$G20),\"\")","v":188.37387158373377},{"$f":"IFERROR(IF(OR(J35=\"\",'Cost scenario - input'!$G20=\"\"),\"\",J35/'Cost scenario - input'!$G20),\"\")","v":197.52651125094209},{"$f":"IFERROR(IF(OR(K35=\"\",'Cost scenario - input'!$G20=\"\"),\"\",K35/'Cost scenario - input'!$G20),\"\")","v":208.69092042905203},{"$f":"IFERROR(IF(OR(L35=\"\",'Cost scenario - input'!$G20=\"\"),\"\",L35/'Cost scenario - input'!$G20),\"\")","v":221.49002650017297},{"$f":"IFERROR(IF(OR(M35=\"\",'Cost scenario - input'!$G20=\"\"),\"\",M35/'Cost scenario - input'!$G20),\"\")","v":235.55002045654962},{"$f":"IFERROR(IF(OR(N35=\"\",'Cost scenario - input'!$G20=\"\"),\"\",N35/'Cost scenario - input'!$G20),\"\")","v":250.49728044802234},{"$f":"IFERROR(IF(OR(O35=\"\",'Cost scenario - input'!$G20=\"\"),\"\",O35/'Cost scenario - input'!$G20),\"\")","v":265.95768732595991},{"$f":"IFERROR(IF(OR(P35=\"\",'Cost scenario - input'!$G20=\"\"),\"\",P35/'Cost scenario - input'!$G20),\"\")","v":281.55854591209891},{"$f":"IFERROR(IF(OR(Q35=\"\",'Cost scenario - input'!$G20=\"\"),\"\",Q35/'Cost scenario - input'!$G20),\"\")","v":296.93309298427852},{"$f":"IFERROR(IF(OR(R35=\"\",'Cost scenario - input'!$G20=\"\"),\"\",R35/'Cost scenario - input'!$G20),\"\")","v":311.72733663497149},{"$f":"IFERROR(IF(OR(S35=\"\",'Cost scenario - input'!$G20=\"\"),\"\",S35/'Cost scenario - input'!$G20),\"\")","v":325.60874741122541},{"$f":"IFERROR(IF(OR(T35=\"\",'Cost scenario - input'!$G20=\"\"),\"\",T35/'Cost scenario - input'!$G20),\"\")","v":338.27612706131868},{"$f":"IFERROR(IF(OR(U35=\"\",'Cost scenario - input'!$G20=\"\"),\"\",U35/'Cost scenario - input'!$G20),\"\")","v":349.46983462134051},{"$f":"IFERROR(IF(OR(V35=\"\",'Cost scenario - input'!$G20=\"\"),\"\",V35/'Cost scenario - input'!$G20),\"\")","v":358.98147026733704},{"$f":"IFERROR(IF(OR(W35=\"\",'Cost scenario - input'!$G20=\"\"),\"\",W35/'Cost scenario - input'!$G20),\"\")","v":366.6621196967323}]
[{"$f":"IFERROR('Cost scenario - input'!A21,\"\")","v":2},{"$f":"IFERROR('Cost scenario - input'!B21,\"\")","v":"POLES"},{"$f":"IFERROR('Cost scenario - input'!C21,\"\")","v":"> 66 kv & < = 132 kv ; concrete"},{"$f":"IFERROR(repcalc('Cost scenario - input'!$CY21:$GK21,'Cost scenario - input'!$J21,'Cost scenario - input'!$H21,'Cost scenario - input'!$I21,20,TRUE,TRUE),\"\")","v":224.07338424820981},269.7133761024366,318.18325350979649,368.032353350351,417.5802015420411,465.05274914768131,508.74822233123581,547.2141303835549,579.41321581156069,604.85560814212499,623.677443654282,636.65237388571529,645.1307821223271,650.91087917947357,656.05478144500773,662.66995221659749,672.68108611448804,687.61908973345476,708.45209318534228,735.47859783116633,{"$f":"IFERROR(IF(OR(D36=\"\",'Cost scenario - input'!$G21=\"\"),\"\",D36/'Cost scenario - input'!$G21),\"\")","v":9.6569208954887618},{"$f":"IFERROR(IF(OR(E36=\"\",'Cost scenario - input'!$G21=\"\"),\"\",E36/'Cost scenario - input'!$G21),\"\")","v":11.623873786773711},{"$f":"IFERROR(IF(OR(F36=\"\",'Cost scenario - input'!$G21=\"\"),\"\",F36/'Cost scenario - input'!$G21),\"\")","v":13.712786637835146},{"$f":"IFERROR(IF(OR(G36=\"\",'Cost scenario - input'!$G21=\"\"),\"\",G36/'Cost scenario - input'!$G21),\"\")","v":15.861140024323538},{"$f":"IFERROR(IF(OR(H36=\"\",'Cost scenario - input'!$G21=\"\"),\"\",H36/'Cost scenario - input'!$G21),\"\")","v":17.996510327825614},{"$f":"IFERROR(IF(OR(I36=\"\",'Cost scenario - input'!$G21=\"\"),\"\",I36/'Cost scenario - input'!$G21),\"\")","v":20.042441121762177},{"$f":"IFERROR(IF(OR(J36=\"\",'Cost scenario - input'!$G21=\"\"),\"\",J36/'Cost scenario - input'!$G21),\"\")","v":21.925590829346902},{"$f":"IFERROR(IF(OR(K36=\"\",'Cost scenario - input'!$G21=\"\"),\"\",K36/'Cost scenario - input'!$G21),\"\")","v":23.583361262371266},{"$f":"IFERROR(IF(OR(L36=\"\",'Cost scenario - input'!$G21=\"\"),\"\",L36/'Cost scenario - input'!$G21),\"\")","v":24.971049594604867},{"$f":"IFERROR(IF(OR(M36=\"\",'Cost scenario - input'!$G21=\"\"),\"\",M36/'Cost scenario - input'!$G21),\"\")","v":26.067543812124644},{"$f":"IFERROR(IF(OR(N36=\"\",'Cost scenario - input'!$G21=\"\"),\"\",N36/'Cost scenario - input'!$G21),\"\")","v":26.878710998529353},{"$f":"IFERROR(IF(OR(O36=\"\",'Cost scenario - input'!$G21=\"\"),\"\",O36/'Cost scenario - input'!$G21),\"\")","v":27.437893318597506},{"$f":"IFERROR(IF(OR(P36=\"\",'Cost scenario - input'!$G21=\"\"),\"\",P36/'Cost scenario - input'!$G21),\"\")","v":27.803288423131324},{"$f":"IFERROR(IF(OR(Q36=\"\",'Cost scenario - input'!$G21=\"\"),\"\",Q36/'Cost scenario - input'!$G21),\"\")","v":28.052394046435875},{"$f":"IFERROR(IF(OR(R36=\"\",'Cost scenario - input'!$G21=\"\"),\"\",R36/'Cost scenario - input'!$G21),\"\")","v":28.274081496906852},{"$f":"IFERROR(IF(OR(S36=\"\",'Cost scenario - input'!$G21=\"\"),\"\",S36/'Cost scenario - input'!$G21),\"\")","v":28.559176404835},{"$f":"IFERROR(IF(OR(T36=\"\",'Cost scenario - input'!$G21=\"\"),\"\",T36/'Cost scenario - input'!$G21),\"\")","v":28.990627594142627},{"$f":"IFERROR(IF(OR(U36=\"\",'Cost scenario - input'!$G21=\"\"),\"\",U36/'Cost scenario - input'!$G21),\"\")","v":29.634412753048839},{"$f":"IFERROR(IF(OR(V36=\"\",'Cost scenario - input'!$G21=\"\"),\"\",V36/'Cost scenario - input'!$G21),\"\")","v":30.532255515701401},{"$f":"IFERROR(IF(OR(W36=\"\",'Cost scenario - input'!$G21=\"\"),\"\",W36/'Cost scenario - input'!$G21),\"\")","v":31.697020435559871}]
[{"$f":"IFERROR('Cost scenario - input'!A22,\"\")","v":2},{"$f":"IFERROR('Cost scenario - input'!B22,\"\")","v":"POLES"},{"$f":"IFERROR('Cost scenario - input'!C22,\"\")","v":"> 66 kv & < = 132 kv ; steel"},{"$f":"IFERROR(repcalc('Cost scenario - input'!$CY22:$GK22,'Cost scenario - input'!$J22,'Cost scenario - input'!$H22,'Cost scenario - input'!$I22,20,TRUE,TRUE),\"\")","v":0.28748843917365347},0.3642432753997063,0.45112010924035906,0.54616420062579318,0.64637753247781171,0.74779747443127031,0.84570951322814625,0.93498833648867652,1.0105395506297064,1.0677943153216543,1.1031956941067729,1.1146120872504717,1.1016212558545948,1.0656270962473282,1.0097968869897911,0.93883386075670083,0.85862284354057339,0.77580056077190418,0.69730449689997631,0.62994529484434247,{"$f":"IFERROR(IF(OR(D37=\"\",'Cost scenario - input'!$G22=\"\"),\"\",D37/'Cost scenario - input'!$G22),\"\")","v":1.6238107928171763E-2},{"$f":"IFERROR(IF(OR(E37=\"\",'Cost scenario - input'!$G22=\"\"),\"\",E37/'Cost scenario - input'!$G22),\"\")","v":2.0573424222038283E-2},{"$f":"IFERROR(IF(OR(F37=\"\",'Cost scenario - input'!$G22=\"\"),\"\",F37/'Cost scenario - input'!$G22),\"\")","v":2.5480457730645705E-2},{"$f":"IFERROR(IF(OR(G37=\"\",'Cost scenario - input'!$G22=\"\"),\"\",G37/'Cost scenario - input'!$G22),\"\")","v":3.0848799561321784E-2},{"$f":"IFERROR(IF(OR(H37=\"\",'Cost scenario - input'!$G22=\"\"),\"\",H37/'Cost scenario - input'!$G22),\"\")","v":3.6509113774763381E-2},{"$f":"IFERROR(IF(OR(I37=\"\",'Cost scenario - input'!$G22=\"\"),\"\",I37/'Cost scenario - input'!$G22),\"\")","v":4.2237580520218865E-2},{"$f":"IFERROR(IF(OR(J37=\"\",'Cost scenario - input'!$G22=\"\"),\"\",J37/'Cost scenario - input'!$G22),\"\")","v":4.7767911611169799E-2},{"$f":"IFERROR(IF(OR(K37=\"\",'Cost scenario - input'!$G22=\"\"),\"\",K37/'Cost scenario - input'!$G22),\"\")","v":5.2810615839456974E-2},{"$f":"IFERROR(IF(OR(L37=\"\",'Cost scenario - input'!$G22=\"\"),\"\",L37/'Cost scenario - input'!$G22),\"\")","v":5.7077948372385098E-2},{"$f":"IFERROR(IF(OR(M37=\"\",'Cost scenario - input'!$G22=\"\"),\"\",M37/'Cost scenario - input'!$G22),\"\")","v":6.0311849015980544E-2},{"$f":"IFERROR(IF(OR(N37=\"\",'Cost scenario - input'!$G22=\"\"),\"\",N37/'Cost scenario - input'!$G22),\"\")","v":6.2311412585114585E-2},{"$f":"IFERROR(IF(OR(O37=\"\",'Cost scenario - input'!$G22=\"\"),\"\",O37/'Cost scenario - input'!$G22),\"\")","v":6.2956240685161577E-2},{"$f":"IFERROR(IF(OR(P37=\"\",'Cost scenario - input'!$G22=\"\"),\"\",P37/'Cost scenario - input'!$G22),\"\")","v":6.2222484145631612E-2},{"$f":"IFERROR(IF(OR(Q37=\"\",'Cost scenario - input'!$G22=\"\"),\"\",Q37/'Cost scenario - input'!$G22),\"\")","v":6.0189438746774404E-2},{"$f":"IFERROR(IF(OR(R37=\"\",'Cost scenario - input'!$G22=\"\"),\"\",R37/'Cost scenario - input'!$G22),\"\")","v":5.7036000764425845E-2},{"$f":"IFERROR(IF(OR(S37=\"\",'Cost scenario - input'!$G22=\"\"),\"\",S37/'Cost scenario - input'!$G22),\"\")","v":5.3027821227903442E-2},{"$f":"IFERROR(IF(OR(T37=\"\",'Cost scenario - input'!$G22=\"\"),\"\",T37/'Cost scenario - input'!$G22),\"\")","v":4.8497290684387642E-2},{"$f":"IFERROR(IF(OR(U37=\"\",'Cost scenario - input'!$G22=\"\"),\"\",U37/'Cost scenario - input'!$G22),\"\")","v":4.3819268951336816E-2},{"$f":"IFERROR(IF(OR(V37=\"\",'Cost scenario - input'!$G22=\"\"),\"\",V37/'Cost scenario - input'!$G22),\"\")","v":3.9385603511596798E-2},{"$f":"IFERROR(IF(OR(W37=\"\",'Cost scenario - input'!$G22=\"\"),\"\",W37/'Cost scenario - input'!$G22),\"\")","v":3.5580977502708055E-2}]
[{"$f":"IFERROR('Cost scenario - input'!A23,\"\")","v":2},{"$f":"IFERROR('Cost scenario - input'!B23,\"\")","v":"POLES"},{"$f":"IFERROR('Cost scenario - input'!C23,\"\")","v":"> 66 kv & < = 132 kv ; wood"},{"$f":"IFERROR(repcalc('Cost scenario - input'!$CY23:$GK23,'Cost scenario - input'!$J23,'Cost scenario - input'!$H23,'Cost scenario - input'!$I23,20,TRUE,TRUE),\"\")","v":308.97369923055169},282.87037200328854,264.18606737312473,250.98215035496523,242.06671560880062,236.71850770632363,234.57914682680681,235.62605153878926,240.17109920710055,248.85235481114495,262.60107829359623,282.57599054522285,310.06329445909802,346.34570145480177,392.54778970316914,449.46898876275884,517.41932612100652,596.07620880905858,684.38200218872043,780.50101421847569,{"$f":"IFERROR(IF(OR(D38=\"\",'Cost scenario - input'!$G23=\"\"),\"\",D38/'Cost scenario - input'!$G23),\"\")","v":15.904640615918703},{"$f":"IFERROR(IF(OR(E38=\"\",'Cost scenario - input'!$G23=\"\"),\"\",E38/'Cost scenario - input'!$G23),\"\")","v":14.560953307053113},{"$f":"IFERROR(IF(OR(F38=\"\",'Cost scenario - input'!$G23=\"\"),\"\",F38/'Cost scenario - input'!$G23),\"\")","v":13.599165455720955},{"$f":"IFERROR(IF(OR(G38=\"\",'Cost scenario - input'!$G23=\"\"),\"\",G38/'Cost scenario - input'!$G23),\"\")","v":12.919484449152373},{"$f":"IFERROR(IF(OR(H38=\"\",'Cost scenario - input'!$G23=\"\"),\"\",H38/'Cost scenario - input'!$G23),\"\")","v":12.460556113421713},{"$f":"IFERROR(IF(OR(I38=\"\",'Cost scenario - input'!$G23=\"\"),\"\",I38/'Cost scenario - input'!$G23),\"\")","v":12.185253313086461},{"$f":"IFERROR(IF(OR(J38=\"\",'Cost scenario - input'!$G23=\"\"),\"\",J38/'Cost scenario - input'!$G23),\"\")","v":12.075128192336033},{"$f":"IFERROR(IF(OR(K38=\"\",'Cost scenario - input'!$G23=\"\"),\"\",K38/'Cost scenario - input'!$G23),\"\")","v":12.129018355947558},{"$f":"IFERROR(IF(OR(L38=\"\",'Cost scenario - input'!$G23=\"\"),\"\",L38/'Cost scenario - input'!$G23),\"\")","v":12.362977912785988},{"$f":"IFERROR(IF(OR(M38=\"\",'Cost scenario - input'!$G23=\"\"),\"\",M38/'Cost scenario - input'!$G23),\"\")","v":12.809851710850687},{"$f":"IFERROR(IF(OR(N38=\"\",'Cost scenario - input'!$G23=\"\"),\"\",N38/'Cost scenario - input'!$G23),\"\")","v":13.517577017116521},{"$f":"IFERROR(IF(OR(O38=\"\",'Cost scenario - input'!$G23=\"\"),\"\",O38/'Cost scenario - input'!$G23),\"\")","v":14.54579981241527},{"$f":"IFERROR(IF(OR(P38=\"\",'Cost scenario - input'!$G23=\"\"),\"\",P38/'Cost scenario - input'!$G23),\"\")","v":15.960728304191219},{"$f":"IFERROR(IF(OR(Q38=\"\",'Cost scenario - input'!$G23=\"\"),\"\",Q38/'Cost scenario - input'!$G23),\"\")","v":17.828390973810777},{"$f":"IFERROR(IF(OR(R38=\"\",'Cost scenario - input'!$G23=\"\"),\"\",R38/'Cost scenario - input'!$G23),\"\")","v":20.206676281347345},{"$f":"IFERROR(IF(OR(S38=\"\",'Cost scenario - input'!$G23=\"\"),\"\",S38/'Cost scenario - input'!$G23),\"\")","v":23.136735431121171},{"$f":"IFERROR(IF(OR(T38=\"\",'Cost scenario - input'!$G23=\"\"),\"\",T38/'Cost scenario - input'!$G23),\"\")","v":26.634527308244479},{"$f":"IFERROR(IF(OR(U38=\"\",'Cost scenario - input'!$G23=\"\"),\"\",U38/'Cost scenario - input'!$G23),\"\")","v":30.683446210524448},{"$f":"IFERROR(IF(OR(V38=\"\",'Cost scenario - input'!$G23=\"\"),\"\",V38/'Cost scenario - input'!$G23),\"\")","v":35.229049643776861},{"$f":"IFERROR(IF(OR(W38=\"\",'Cost scenario - input'!$G23=\"\"),\"\",W38/'Cost scenario - input'!$G23),\"\")","v":40.176844056367628}]
[{"$f":"IFERROR('Cost scenario - input'!A24,\"\")","v":2},{"$f":"IFERROR('Cost scenario - input'!B24,\"\")","v":"POLES"},{"$f":"IFERROR('Cost scenario - input'!C24,\"\")","v":"staking of a wooden pole"},{"$f":"IFERROR(repcalc('Cost scenario - input'!$CY24:$GK24,'Cost scenario - input'!$J24,'Cost scenario - input'!$H24,'Cost scenario - input'!$I24,20,TRUE,TRUE),\"\")","v":6806.5346371486676},7712.7943378260161,8501.4123045669694,9139.0478202625836,9605.1184140413025,9891.225331898162,9999.8354244121692,9943.2083436730281,9742.8392493926804,9428.9286538701144,9039.0493966043377,8615.4293669922336,8200.9234197861842,7834.4119343883713,7546.6787098678533,7357.663260238056,7275.4920242986454,7297.1492084470528,7410.2935229772265,7595.6512695398778,{"$f":"IFERROR(IF(OR(D39=\"\",'Cost scenario - input'!$G24=\"\"),\"\",D39/'Cost scenario - input'!$G24),\"\")","v":1415.5946617370041},{"$f":"IFERROR(IF(OR(E39=\"\",'Cost scenario - input'!$G24=\"\"),\"\",E39/'Cost scenario - input'!$G24),\"\")","v":1604.0747713399796},{"$f":"IFERROR(IF(OR(F39=\"\",'Cost scenario - input'!$G24=\"\"),\"\",F39/'Cost scenario - input'!$G24),\"\")","v":1768.0882441834881},{"$f":"IFERROR(IF(OR(G39=\"\",'Cost scenario - input'!$G24=\"\"),\"\",G39/'Cost scenario - input'!$G24),\"\")","v":1900.7010170953081},{"$f":"IFERROR(IF(OR(H39=\"\",'Cost scenario - input'!$G24=\"\"),\"\",H39/'Cost scenario - input'!$G24),\"\")","v":1997.6324336997102},{"$f":"IFERROR(IF(OR(I39=\"\",'Cost scenario - input'!$G24=\"\"),\"\",I39/'Cost scenario - input'!$G24),\"\")","v":2057.1357561971422},{"$f":"IFERROR(IF(OR(J39=\"\",'Cost scenario - input'!$G24=\"\"),\"\",J39/'Cost scenario - input'!$G24),\"\")","v":2079.7240298738038},{"$f":"IFERROR(IF(OR(K39=\"\",'Cost scenario - input'!$G24=\"\"),\"\",K39/'Cost scenario - input'!$G24),\"\")","v":2067.946965996603},{"$f":"IFERROR(IF(OR(L39=\"\",'Cost scenario - input'!$G24=\"\"),\"\",L39/'Cost scenario - input'!$G24),\"\")","v":2026.2750381565122},{"$f":"IFERROR(IF(OR(M39=\"\",'Cost scenario - input'!$G24=\"\"),\"\",M39/'Cost scenario - input'!$G24),\"\")","v":1960.9892228373412},{"$f":"IFERROR(IF(OR(N39=\"\",'Cost scenario - input'!$G24=\"\"),\"\",N39/'Cost scenario - input'!$G24),\"\")","v":1879.9037623601102},{"$f":"IFERROR(IF(OR(O39=\"\",'Cost scenario - input'!$G24=\"\"),\"\",O39/'Cost scenario - input'!$G24),\"\")","v":1791.8010368923124},{"$f":"IFERROR(IF(OR(P39=\"\",'Cost scenario - input'!$G24=\"\"),\"\",P39/'Cost scenario - input'!$G24),\"\")","v":1705.5938202389746},{"$f":"IFERROR(IF(OR(Q39=\"\",'Cost scenario - input'!$G24=\"\"),\"\",Q39/'Cost scenario - input'!$G24),\"\")","v":1629.3682914121957},{"$f":"IFERROR(IF(OR(R39=\"\",'Cost scenario - input'!$G24=\"\"),\"\",R39/'Cost scenario - input'!$G24),\"\")","v":1569.5267364434476},{"$f":"IFERROR(IF(OR(S39=\"\",'Cost scenario - input'!$G24=\"\"),\"\",S39/'Cost scenario - input'!$G24),\"\")","v":1530.2160922249604},{"$f":"IFERROR(IF(OR(T39=\"\",'Cost scenario - input'!$G24=\"\"),\"\",T39/'Cost scenario - input'!$G24),\"\")","v":1513.1264615765972},{"$f":"IFERROR(IF(OR(U39=\"\",'Cost scenario - input'!$G24=\"\"),\"\",U39/'Cost scenario - input'!$G24),\"\")","v":1517.6306323335368},{"$f":"IFERROR(IF(OR(V39=\"\",'Cost scenario - input'!$G24=\"\"),\"\",V39/'Cost scenario - input'!$G24),\"\")","v":1541.1619145781979},{"$f":"IFERROR(IF(OR(W39=\"\",'Cost scenario - input'!$G24=\"\"),\"\",W39/'Cost scenario - input'!$G24),\"\")","v":1579.7118449809038}]
[{"$f":"IFERROR('Cost scenario - input'!A25,\"\")","v":3},{"$f":"IFERROR('Cost scenario - input'!B25,\"\")","v":"SERVICE LINES"},{"$f":"IFERROR('Cost scenario - input'!C25,\"\")","v":"˂ = 11 kv ; commercial and industrial ; simple type"},{"$f":"IFERROR(repcalc('Cost scenario - input'!$CY25:$GK25,'Cost scenario - input'!$J25,'Cost scenario - input'!$H25,'Cost scenario - input'!$I25,20,TRUE,TRUE),\"\")","v":553.42148804895169},477.99328037956019,422.54746547446445,381.10134009706286,349.71778333632932,325.96762089643244,308.47704702680693,296.56607861768214,289.97093547789416,288.63719893024756,292.56957208063204,301.72605222913512,315.94757881891854,334.91736419867669,358.14623617311861,384.9810202811434,414.63237062726654,446.21703934529751,478.8081080712297,511.48593472080154,{"$f":"IFERROR(IF(OR(D40=\"\",'Cost scenario - input'!$G25=\"\"),\"\",D40/'Cost scenario - input'!$G25),\"\")","v":1315.2889672136093},{"$f":"IFERROR(IF(OR(E40=\"\",'Cost scenario - input'!$G25=\"\"),\"\",E40/'Cost scenario - input'!$G25),\"\")","v":1136.0225463993308},{"$f":"IFERROR(IF(OR(F40=\"\",'Cost scenario - input'!$G25=\"\"),\"\",F40/'Cost scenario - input'!$G25),\"\")","v":1004.2472716807067},{"$f":"IFERROR(IF(OR(G40=\"\",'Cost scenario - input'!$G25=\"\"),\"\",G40/'Cost scenario - input'!$G25),\"\")","v":905.74435370614049},{"$f":"IFERROR(IF(OR(H40=\"\",'Cost scenario - input'!$G25=\"\"),\"\",H40/'Cost scenario - input'!$G25),\"\")","v":831.15663557318692},{"$f":"IFERROR(IF(OR(I40=\"\",'Cost scenario - input'!$G25=\"\"),\"\",I40/'Cost scenario - input'!$G25),\"\")","v":774.71082112377712},{"$f":"IFERROR(IF(OR(J40=\"\",'Cost scenario - input'!$G25=\"\"),\"\",J40/'Cost scenario - input'!$G25),\"\")","v":733.1418554479842},{"$f":"IFERROR(IF(OR(K40=\"\",'Cost scenario - input'!$G25=\"\"),\"\",K40/'Cost scenario - input'!$G25),\"\")","v":704.83365694889392},{"$f":"IFERROR(IF(OR(L40=\"\",'Cost scenario - input'!$G25=\"\"),\"\",L40/'Cost scenario - input'!$G25),\"\")","v":689.15931253639371},{"$f":"IFERROR(IF(OR(M40=\"\",'Cost scenario - input'!$G25=\"\"),\"\",M40/'Cost scenario - input'!$G25),\"\")","v":685.98948808220848},{"$f":"IFERROR(IF(OR(N40=\"\",'Cost scenario - input'!$G25=\"\"),\"\",N40/'Cost scenario - input'!$G25),\"\")","v":695.3353612211464},{"$f":"IFERROR(IF(OR(O40=\"\",'Cost scenario - input'!$G25=\"\"),\"\",O40/'Cost scenario - input'!$G25),\"\")","v":717.09710625257753},{"$f":"IFERROR(IF(OR(P40=\"\",'Cost scenario - input'!$G25=\"\"),\"\",P40/'Cost scenario - input'!$G25),\"\")","v":750.89669196512682},{"$f":"IFERROR(IF(OR(Q40=\"\",'Cost scenario - input'!$G25=\"\"),\"\",Q40/'Cost scenario - input'!$G25),\"\")","v":795.98122510887595},{"$f":"IFERROR(IF(OR(R40=\"\",'Cost scenario - input'!$G25=\"\"),\"\",R40/'Cost scenario - input'!$G25),\"\")","v":851.188114773591},{"$f":"IFERROR(IF(OR(S40=\"\",'Cost scenario - input'!$G25=\"\"),\"\",S40/'Cost scenario - input'!$G25),\"\")","v":914.9649941269314},{"$f":"IFERROR(IF(OR(T40=\"\",'Cost scenario - input'!$G25=\"\"),\"\",T40/'Cost scenario - input'!$G25),\"\")","v":985.43586454928027},{"$f":"IFERROR(IF(OR(U40=\"\",'Cost scenario - input'!$G25=\"\"),\"\",U40/'Cost scenario - input'!$G25),\"\")","v":1060.5015553383744},{"$f":"IFERROR(IF(OR(V40=\"\",'Cost scenario - input'!$G25=\"\"),\"\",V40/'Cost scenario - input'!$G25),\"\")","v":1137.9591063200728},{"$f":"IFERROR(IF(OR(W40=\"\",'Cost scenario - input'!$G25=\"\"),\"\",W40/'Cost scenario - input'!$G25),\"\")","v":1215.622850487699}]
[{"$f":"IFERROR('Cost scenario - input'!A26,\"\")","v":3},{"$f":"IFERROR('Cost scenario - input'!B26,\"\")","v":"SERVICE LINES"},{"$f":"IFERROR('Cost scenario - input'!C26,\"\")","v":"˂ = 11 kv ; residential ; simple type"},{"$f":"IFERROR(repcalc('Cost scenario - input'!$CY26:$GK26,'Cost scenario - input'!$J26,'Cost scenario - input'!$H26,'Cost scenario - input'!$I26,20,TRUE,TRUE),\"\")","v":6411.3015874740177},5545.7255358902239,4908.6773532895832,4431.7072968464208,4069.7426641155885,3794.9697283323285,3591.6692996445627,3452.0825125066631,3373.2316377025741,3354.5492303599112,3396.1550956538749,3497.6418163626436,3657.2660128692455,3871.4783152725063,4134.7496173447944,4439.659756343749,4777.2082907090989,5137.2912652480991,5509.2712353815859,5882.5588538667698,{"$f":"IFERROR(IF(OR(D41=\"\",'Cost scenario - input'!$G26=\"\"),\"\",D41/'Cost scenario - input'!$G26),\"\")","v":15240.33147123173},{"$f":"IFERROR(IF(OR(E41=\"\",'Cost scenario - input'!$G26=\"\"),\"\",E41/'Cost scenario - input'!$G26),\"\")","v":13182.767065671711},{"$f":"IFERROR(IF(OR(F41=\"\",'Cost scenario - input'!$G26=\"\"),\"\",F41/'Cost scenario - input'!$G26),\"\")","v":11668.437200898543},{"$f":"IFERROR(IF(OR(G41=\"\",'Cost scenario - input'!$G26=\"\"),\"\",G41/'Cost scenario - input'!$G26),\"\")","v":10534.629710661622},{"$f":"IFERROR(IF(OR(H41=\"\",'Cost scenario - input'!$G26=\"\"),\"\",H41/'Cost scenario - input'!$G26),\"\")","v":9674.2020879058564},{"$f":"IFERROR(IF(OR(I41=\"\",'Cost scenario - input'!$G26=\"\"),\"\",I41/'Cost scenario - input'!$G26),\"\")","v":9021.0382079158899},{"$f":"IFERROR(IF(OR(J41=\"\",'Cost scenario - input'!$G26=\"\"),\"\",J41/'Cost scenario - input'!$G26),\"\")","v":8537.7719196011367},{"$f":"IFERROR(IF(OR(K41=\"\",'Cost scenario - input'!$G26=\"\"),\"\",K41/'Cost scenario - input'!$G26),\"\")","v":8205.9595916423132},{"$f":"IFERROR(IF(OR(L41=\"\",'Cost scenario - input'!$G26=\"\"),\"\",L41/'Cost scenario - input'!$G26),\"\")","v":8018.5228516270345},{"$f":"IFERROR(IF(OR(M41=\"\",'Cost scenario - input'!$G26=\"\"),\"\",M41/'Cost scenario - input'!$G26),\"\")","v":7974.1128240065846},{"$f":"IFERROR(IF(OR(N41=\"\",'Cost scenario - input'!$G26=\"\"),\"\",N41/'Cost scenario - input'!$G26),\"\")","v":8073.0142981575209},{"$f":"IFERROR(IF(OR(O41=\"\",'Cost scenario - input'!$G26=\"\"),\"\",O41/'Cost scenario - input'!$G26),\"\")","v":8314.2588009199208},{"$f":"IFERROR(IF(OR(P41=\"\",'Cost scenario - input'!$G26=\"\"),\"\",P41/'Cost scenario - input'!$G26),\"\")","v":8693.70213740912},{"$f":"IFERROR(IF(OR(Q41=\"\",'Cost scenario - input'!$G26=\"\"),\"\",Q41/'Cost scenario - input'!$G26),\"\")","v":9202.9070857802453},{"$f":"IFERROR(IF(OR(R41=\"\",'Cost scenario - input'!$G26=\"\"),\"\",R41/'Cost scenario - input'!$G26),\"\")","v":9828.7303847938965},{"$f":"IFERROR(IF(OR(S41=\"\",'Cost scenario - input'!$G26=\"\"),\"\",S41/'Cost scenario - input'!$G26),\"\")","v":10553.533534962698},{"$f":"IFERROR(IF(OR(T41=\"\",'Cost scenario - input'!$G26=\"\"),\"\",T41/'Cost scenario - input'!$G26),\"\")","v":11355.921549497391},{"$f":"IFERROR(IF(OR(U41=\"\",'Cost scenario - input'!$G26=\"\"),\"\",U41/'Cost scenario - input'!$G26),\"\")","v":12211.87627479734},{"$f":"IFERROR(IF(OR(V41=\"\",'Cost scenario - input'!$G26=\"\"),\"\",V41/'Cost scenario - input'!$G26),\"\")","v":13096.111397439072},{"$f":"IFERROR(IF(OR(W41=\"\",'Cost scenario - input'!$G26=\"\"),\"\",W41/'Cost scenario - input'!$G26),\"\")","v":13983.454936375962}]
[{"$f":"IFERROR('Cost scenario - input'!A27,\"\")","v":4},{"$f":"IFERROR('Cost scenario - input'!B27,\"\")","v":"SWITCHGEAR"},{"$f":"IFERROR('Cost scenario - input'!C27,\"\")","v":"˂ = 11 kv ; circuit breaker"},{"$f":"IFERROR(repcalc('Cost scenario - input'!$CY27:$GK27,'Cost scenario - input'!$J27,'Cost scenario - input'!$H27,'Cost scenario - input'!$I27,20,TRUE,TRUE),\"\")","v":5638.7200014478012},5621.3210925626536,5604.6193794001883,5589.3314509571719,5574.2070821299958,5556.5976718805714,5533.2483771637981,5501.2235579588687,5458.8572643975222,5406.6150538640541,5347.7620628813593,5288.7541248756497,5239.3003175297781,5212.0811706368177,5222.1408005691228,5285.9984325131791,5420.54247972348,5641.7788904850449,5963.5077473065967,6396.0023356004358,{"$f":"IFERROR(IF(OR(D42=\"\",'Cost scenario - input'!$G27=\"\"),\"\",D42/'Cost scenario - input'!$G27),\"\")","v":69.509712755321644},{"$f":"IFERROR(IF(OR(E42=\"\",'Cost scenario - input'!$G27=\"\"),\"\",E42/'Cost scenario - input'!$G27),\"\")","v":69.295232667898958},{"$f":"IFERROR(IF(OR(F42=\"\",'Cost scenario - input'!$G27=\"\"),\"\",F42/'Cost scenario - input'!$G27),\"\")","v":69.089347061919824},{"$f":"IFERROR(IF(OR(G42=\"\",'Cost scenario - input'!$G27=\"\"),\"\",G42/'Cost scenario - input'!$G27),\"\")","v":68.900889483883475},{"$f":"IFERROR(IF(OR(H42=\"\",'Cost scenario - input'!$G27=\"\"),\"\",H42/'Cost scenario - input'!$G27),\"\")","v":68.714448140367097},{"$f":"IFERROR(IF(OR(I42=\"\",'Cost scenario - input'!$G27=\"\"),\"\",I42/'Cost scenario - input'!$G27),\"\")","v":68.497373157407523},{"$f":"IFERROR(IF(OR(J42=\"\",'Cost scenario - input'!$G27=\"\"),\"\",J42/'Cost scenario - input'!$G27),\"\")","v":68.209541385589532},{"$f":"IFERROR(IF(OR(K42=\"\",'Cost scenario - input'!$G27=\"\"),\"\",K42/'Cost scenario - input'!$G27),\"\")","v":67.81476455974888},{"$f":"IFERROR(IF(OR(L42=\"\",'Cost scenario - input'!$G27=\"\"),\"\",L42/'Cost scenario - input'!$G27),\"\")","v":67.292506157983823},{"$f":"IFERROR(IF(OR(M42=\"\",'Cost scenario - input'!$G27=\"\"),\"\",M42/'Cost scenario - input'!$G27),\"\")","v":66.648505206180573},{"$f":"IFERROR(IF(OR(N42=\"\",'Cost scenario - input'!$G27=\"\"),\"\",N42/'Cost scenario - input'!$G27),\"\")","v":65.923011743666336},{"$f":"IFERROR(IF(OR(O42=\"\",'Cost scenario - input'!$G27=\"\"),\"\",O42/'Cost scenario - input'!$G27),\"\")","v":65.195608215914007},{"$f":"IFERROR(IF(OR(P42=\"\",'Cost scenario - input'!$G27=\"\"),\"\",P42/'Cost scenario - input'!$G27),\"\")","v":64.585980509202926},{"$f":"IFERROR(IF(OR(Q42=\"\",'Cost scenario - input'!$G27=\"\"),\"\",Q42/'Cost scenario - input'!$G27),\"\")","v":64.250444238295913},{"$f":"IFERROR(IF(OR(R42=\"\",'Cost scenario - input'!$G27=\"\"),\"\",R42/'Cost scenario - input'!$G27),\"\")","v":64.374451457459102},{"$f":"IFERROR(IF(OR(S42=\"\",'Cost scenario - input'!$G27=\"\"),\"\",S42/'Cost scenario - input'!$G27),\"\")","v":65.161638204190041},{"$f":"IFERROR(IF(OR(T42=\"\",'Cost scenario - input'!$G27=\"\"),\"\",T42/'Cost scenario - input'!$G27),\"\")","v":66.820191576608821},{"$f":"IFERROR(IF(OR(U42=\"\",'Cost scenario - input'!$G27=\"\"),\"\",U42/'Cost scenario - input'!$G27),\"\")","v":69.547420337587596},{"$f":"IFERROR(IF(OR(V42=\"\",'Cost scenario - input'!$G27=\"\"),\"\",V42/'Cost scenario - input'!$G27),\"\")","v":73.513441068714883},{"$f":"IFERROR(IF(OR(W42=\"\",'Cost scenario - input'!$G27=\"\"),\"\",W42/'Cost scenario - input'!$G27),\"\")","v":78.844894766152777}]
[{"$f":"IFERROR('Cost scenario - input'!A28,\"\")","v":4},{"$f":"IFERROR('Cost scenario - input'!B28,\"\")","v":"SWITCHGEAR"},{"$f":"IFERROR('Cost scenario - input'!C28,\"\")","v":"˂ = 11 kv ; switch"},{"$f":"IFERROR(repcalc('Cost scenario - input'!$CY28:$GK28,'Cost scenario - input'!$J28,'Cost scenario - input'!$H28,'Cost scenario - input'!$I28,20,TRUE,TRUE),\"\")","v":17113.59443119873},17206.185700260423,17518.568337802655,17940.425439048136,18390.950365945057,18817.114660411164,19191.74894720695,19511.134451560993,19791.948449229181,20067.528362363802,20383.532287602859,20793.170228532686,21352.246894246833,22114.285707470131,23125.994954279697,24423.298431886393,26028.095649453284,27945.852439508082,30164.062085759058,32651.568811987949,{"$f":"IFERROR(IF(OR(D43=\"\",'Cost scenario - input'!$G28=\"\"),\"\",D43/'Cost scenario - input'!$G28),\"\")","v":2952.5196549417428},{"$f":"IFERROR(IF(OR(E43=\"\",'Cost scenario - input'!$G28=\"\"),\"\",E43/'Cost scenario - input'!$G28),\"\")","v":2968.4939461918775},{"$f":"IFERROR(IF(OR(F43=\"\",'Cost scenario - input'!$G28=\"\"),\"\",F43/'Cost scenario - input'!$G28),\"\")","v":3022.3877018791436},{"$f":"IFERROR(IF(OR(G43=\"\",'Cost scenario - input'!$G28=\"\"),\"\",G43/'Cost scenario - input'!$G28),\"\")","v":3095.1685187911867},{"$f":"IFERROR(IF(OR(H43=\"\",'Cost scenario - input'!$G28=\"\"),\"\",H43/'Cost scenario - input'!$G28),\"\")","v":3172.8952469225587},{"$f":"IFERROR(IF(OR(I43=\"\",'Cost scenario - input'!$G28=\"\"),\"\",I43/'Cost scenario - input'!$G28),\"\")","v":3246.4191615334898},{"$f":"IFERROR(IF(OR(J43=\"\",'Cost scenario - input'!$G28=\"\"),\"\",J43/'Cost scenario - input'!$G28),\"\")","v":3311.0528712796522},{"$f":"IFERROR(IF(OR(K43=\"\",'Cost scenario - input'!$G28=\"\"),\"\",K43/'Cost scenario - input'!$G28),\"\")","v":3366.1547952442452},{"$f":"IFERROR(IF(OR(L43=\"\",'Cost scenario - input'!$G28=\"\"),\"\",L43/'Cost scenario - input'!$G28),\"\")","v":3414.6021772849576},{"$f":"IFERROR(IF(OR(M43=\"\",'Cost scenario - input'!$G28=\"\"),\"\",M43/'Cost scenario - input'!$G28),\"\")","v":3462.1465498776479},{"$f":"IFERROR(IF(OR(N43=\"\",'Cost scenario - input'!$G28=\"\"),\"\",N43/'Cost scenario - input'!$G28),\"\")","v":3516.6650675425371},{"$f":"IFERROR(IF(OR(O43=\"\",'Cost scenario - input'!$G28=\"\"),\"\",O43/'Cost scenario - input'!$G28),\"\")","v":3587.3377761232828},{"$f":"IFERROR(IF(OR(P43=\"\",'Cost scenario - input'!$G28=\"\"),\"\",P43/'Cost scenario - input'!$G28),\"\")","v":3683.7923725423175},{"$f":"IFERROR(IF(OR(Q43=\"\",'Cost scenario - input'!$G28=\"\"),\"\",Q43/'Cost scenario - input'!$G28),\"\")","v":3815.2629752211183},{"$f":"IFERROR(IF(OR(R43=\"\",'Cost scenario - input'!$G28=\"\"),\"\",R43/'Cost scenario - input'!$G28),\"\")","v":3989.807922415027},{"$f":"IFERROR(IF(OR(S43=\"\",'Cost scenario - input'!$G28=\"\"),\"\",S43/'Cost scenario - input'!$G28),\"\")","v":4213.624960469595},{"$f":"IFERROR(IF(OR(T43=\"\",'Cost scenario - input'!$G28=\"\"),\"\",T43/'Cost scenario - input'!$G28),\"\")","v":4490.4922980771844},{"$f":"IFERROR(IF(OR(U43=\"\",'Cost scenario - input'!$G28=\"\"),\"\",U43/'Cost scenario - input'!$G28),\"\")","v":4821.3529269648452},{"$f":"IFERROR(IF(OR(V43=\"\",'Cost scenario - input'!$G28=\"\"),\"\",V43/'Cost scenario - input'!$G28),\"\")","v":5204.0491282606836},{"$f":"IFERROR(IF(OR(W43=\"\",'Cost scenario - input'!$G28=\"\"),\"\",W43/'Cost scenario - input'!$G28),\"\")","v":5633.2057575425752}]
[{"$f":"IFERROR('Cost scenario - input'!A29,\"\")","v":4},{"$f":"IFERROR('Cost scenario - input'!B29,\"\")","v":"SWITCHGEAR"},{"$f":"IFERROR('Cost scenario - input'!C29,\"\")","v":"> 11 kv & < = 22 kv ; switch"},{"$f":"IFERROR(repcalc('Cost scenario - input'!$CY29:$GK29,'Cost scenario - input'!$J29,'Cost scenario - input'!$H29,'Cost scenario - input'!$I29,20,TRUE,TRUE),\"\")","v":3.6231951607630517E-5},7.336010579730717E-5,1.4445732422317843E-4,2.7664997202293183E-4,5.1526802348733701E-4,9.3335594359498792E-4,1.644269469576792E-3,2.8171522745962189E-3,4.6941755559545342E-3,7.6071161758162198E-3,1.198926403925347E-2,1.8377092130762305E-2,2.7395099910622486E-2,3.9717403475021978E-2,5.6001635332631687E-2,7.6794922863773152E-2,0.10241799966218298,0.1328409898124786,0.1675714452931045,0.20557964839762469,{"$f":"IFERROR(IF(OR(D44=\"\",'Cost scenario - input'!$G29=\"\"),\"\",D44/'Cost scenario - input'!$G29),\"\")","v":6.1118147969548183E-6},{"$f":"IFERROR(IF(OR(E44=\"\",'Cost scenario - input'!$G29=\"\"),\"\",E44/'Cost scenario - input'!$G29),\"\")","v":1.2374806220036094E-5},{"$f":"IFERROR(IF(OR(F44=\"\",'Cost scenario - input'!$G29=\"\"),\"\",F44/'Cost scenario - input'!$G29),\"\")","v":2.4367895532565847E-5},{"$f":"IFERROR(IF(OR(G44=\"\",'Cost scenario - input'!$G29=\"\"),\"\",G44/'Cost scenario - input'!$G29),\"\")","v":4.6666914630974457E-5},{"$f":"IFERROR(IF(OR(H44=\"\",'Cost scenario - input'!$G29=\"\"),\"\",H44/'Cost scenario - input'!$G29),\"\")","v":8.6918385309510532E-5},{"$f":"IFERROR(IF(OR(I44=\"\",'Cost scenario - input'!$G29=\"\"),\"\",I44/'Cost scenario - input'!$G29),\"\")","v":1.574438696724301E-4},{"$f":"IFERROR(IF(OR(J44=\"\",'Cost scenario - input'!$G29=\"\"),\"\",J44/'Cost scenario - input'!$G29),\"\")","v":2.7736486798089148E-4},{"$f":"IFERROR(IF(OR(K44=\"\",'Cost scenario - input'!$G29=\"\"),\"\",K44/'Cost scenario - input'!$G29),\"\")","v":4.7521351164329684E-4},{"$f":"IFERROR(IF(OR(L44=\"\",'Cost scenario - input'!$G29=\"\"),\"\",L44/'Cost scenario - input'!$G29),\"\")","v":7.9184063649346387E-4},{"$f":"IFERROR(IF(OR(M44=\"\",'Cost scenario - input'!$G29=\"\"),\"\",M44/'Cost scenario - input'!$G29),\"\")","v":1.2832122792887687E-3},{"$f":"IFERROR(IF(OR(N44=\"\",'Cost scenario - input'!$G29=\"\"),\"\",N44/'Cost scenario - input'!$G29),\"\")","v":2.0224182829907387E-3},{"$f":"IFERROR(IF(OR(O44=\"\",'Cost scenario - input'!$G29=\"\"),\"\",O44/'Cost scenario - input'!$G29),\"\")","v":3.0999540081672206E-3},{"$f":"IFERROR(IF(OR(P44=\"\",'Cost scenario - input'!$G29=\"\"),\"\",P44/'Cost scenario - input'!$G29),\"\")","v":4.621163629577609E-3},{"$f":"IFERROR(IF(OR(Q44=\"\",'Cost scenario - input'!$G29=\"\"),\"\",Q44/'Cost scenario - input'!$G29),\"\")","v":6.6997609426079439E-3},{"$f":"IFERROR(IF(OR(R44=\"\",'Cost scenario - input'!$G29=\"\"),\"\",R44/'Cost scenario - input'!$G29),\"\")","v":9.4466791959272496E-3},{"$f":"IFERROR(IF(OR(S44=\"\",'Cost scenario - input'!$G29=\"\"),\"\",S44/'Cost scenario - input'!$G29),\"\")","v":1.2954210995108673E-2},{"$f":"IFERROR(IF(OR(T44=\"\",'Cost scenario - input'!$G29=\"\"),\"\",T44/'Cost scenario - input'!$G29),\"\")","v":1.7276459534628412E-2},{"$f":"IFERROR(IF(OR(U44=\"\",'Cost scenario - input'!$G29=\"\"),\"\",U44/'Cost scenario - input'!$G29),\"\")","v":2.2408385172579096E-2},{"$f":"IFERROR(IF(OR(V44=\"\",'Cost scenario - input'!$G29=\"\"),\"\",V44/'Cost scenario - input'!$G29),\"\")","v":2.8266918933337548E-2},{"$f":"IFERROR(IF(OR(W44=\"\",'Cost scenario - input'!$G29=\"\"),\"\",W44/'Cost scenario - input'!$G29),\"\")","v":3.4678362088691836E-2}]
[{"$f":"IFERROR('Cost scenario - input'!A30,\"\")","v":4},{"$f":"IFERROR('Cost scenario - input'!B30,\"\")","v":"SWITCHGEAR"},{"$f":"IFERROR('Cost scenario - input'!C30,\"\")","v":"> 22 kv & < = 33 kv ; circuit breaker"},{"$f":"IFERROR(repcalc('Cost scenario - input'!$CY30:$GK30,'Cost scenario - input'!$J30,'Cost scenario - input'!$H30,'Cost scenario - input'!$I30,20,TRUE,TRUE),\"\")","v":2621.0016857800351},2610.0962794508937,2583.74313113575,2542.1136794039307,2485.6869591764907,2415.3404244827275,2332.4088632864123,2238.7001371753254,2136.4638412924264,2028.316562782139,1917.1338788013211,1805.9235742206013,1697.696270107861,1595.3487724876675,1501.5724740161961,1418.7948608000572,1349.1574699301002,1294.5292759402623,1256.5509687613642,1236.7031222366365,{"$f":"IFERROR(IF(OR(D45=\"\",'Cost scenario - input'!$G30=\"\"),\"\",D45/'Cost scenario - input'!$G30),\"\")","v":17.243596582776387},{"$f":"IFERROR(IF(OR(E45=\"\",'Cost scenario - input'!$G30=\"\"),\"\",E45/'Cost scenario - input'!$G30),\"\")","v":17.17184980430951},{"$f":"IFERROR(IF(OR(F45=\"\",'Cost scenario - input'!$G30=\"\"),\"\",F45/'Cost scenario - input'!$G30),\"\")","v":16.99847217517717},{"$f":"IFERROR(IF(OR(G45=\"\",'Cost scenario - input'!$G30=\"\"),\"\",G45/'Cost scenario - input'!$G30),\"\")","v":16.724591591459799},{"$f":"IFERROR(IF(OR(H45=\"\",'Cost scenario - input'!$G30=\"\"),\"\",H45/'Cost scenario - input'!$G30),\"\")","v":16.353359628744904},{"$f":"IFERROR(IF(OR(I45=\"\",'Cost scenario - input'!$G30=\"\"),\"\",I45/'Cost scenario - input'!$G30),\"\")","v":15.890549065960194},{"$f":"IFERROR(IF(OR(J45=\"\",'Cost scenario - input'!$G30=\"\"),\"\",J45/'Cost scenario - input'!$G30),\"\")","v":15.344941486610812},{"$f":"IFERROR(IF(OR(K45=\"\",'Cost scenario - input'!$G30=\"\"),\"\",K45/'Cost scenario - input'!$G30),\"\")","v":14.728430830355906},{"$f":"IFERROR(IF(OR(L45=\"\",'Cost scenario - input'!$G30=\"\"),\"\",L45/'Cost scenario - input'!$G30),\"\")","v":14.055817206379006},{"$f":"IFERROR(IF(OR(M45=\"\",'Cost scenario - input'!$G30=\"\"),\"\",M45/'Cost scenario - input'!$G30),\"\")","v":13.344315167950686},{"$f":"IFERROR(IF(OR(N45=\"\",'Cost scenario - input'!$G30=\"\"),\"\",N45/'Cost scenario - input'!$G30),\"\")","v":12.612843166251089},{"$f":"IFERROR(IF(OR(O45=\"\",'Cost scenario - input'!$G30=\"\"),\"\",O45/'Cost scenario - input'!$G30),\"\")","v":11.881189448345561},{"$f":"IFERROR(IF(OR(P45=\"\",'Cost scenario - input'!$G30=\"\"),\"\",P45/'Cost scenario - input'!$G30),\"\")","v":11.169160920669837},{"$f":"IFERROR(IF(OR(Q45=\"\",'Cost scenario - input'!$G30=\"\"),\"\",Q45/'Cost scenario - input'!$G30),\"\")","v":10.495815699339294},{"$f":"IFERROR(IF(OR(R45=\"\",'Cost scenario - input'!$G30=\"\"),\"\",R45/'Cost scenario - input'!$G30),\"\")","v":9.8788604838424234},{"$f":"IFERROR(IF(OR(S45=\"\",'Cost scenario - input'!$G30=\"\"),\"\",S45/'Cost scenario - input'!$G30),\"\")","v":9.3342657298106673},{"$f":"IFERROR(IF(OR(T45=\"\",'Cost scenario - input'!$G30=\"\"),\"\",T45/'Cost scenario - input'!$G30),\"\")","v":8.876120631410517},{"$f":"IFERROR(IF(OR(U45=\"\",'Cost scenario - input'!$G30=\"\"),\"\",U45/'Cost scenario - input'!$G30),\"\")","v":8.5167211909915874},{"$f":"IFERROR(IF(OR(V45=\"\",'Cost scenario - input'!$G30=\"\"),\"\",V45/'Cost scenario - input'!$G30),\"\")","v":8.2668615241921817},{"$f":"IFERROR(IF(OR(W45=\"\",'Cost scenario - input'!$G30=\"\"),\"\",W45/'Cost scenario - input'!$G30),\"\")","v":8.1362823412919596}]
[{"$f":"IFERROR('Cost scenario - input'!A31,\"\")","v":4},{"$f":"IFERROR('Cost scenario - input'!B31,\"\")","v":"SWITCHGEAR"},{"$f":"IFERROR('Cost scenario - input'!C31,\"\")","v":"> 22 kv & < = 33 kv ; switch"},{"$f":"IFERROR(repcalc('Cost scenario - input'!$CY31:$GK31,'Cost scenario - input'!$J31,'Cost scenario - input'!$H31,'Cost scenario - input'!$I31,20,TRUE,TRUE),\"\")","v":723.73818951393889},716.19585770610706,703.72273205423187,684.65009409122968,658.48037405603282,625.8412005427756,588.3421183785016,548.35744177300614,508.76608654810116,472.6812408524375,443.19912259797024,423.18803415425327,415.12872225296866,421.00728879410718,442.25473879300824,479.7238126818977,533.69386722976969,603.89698168057419,689.56134685017105,789.46964523220402,{"$f":"IFERROR(IF(OR(D46=\"\",'Cost scenario - input'!$G31=\"\"),\"\",D46/'Cost scenario - input'!$G31),\"\")","v":33.826912379241129},{"$f":"IFERROR(IF(OR(E46=\"\",'Cost scenario - input'!$G31=\"\"),\"\",E46/'Cost scenario - input'!$G31),\"\")","v":33.474390153807597},{"$f":"IFERROR(IF(OR(F46=\"\",'Cost scenario - input'!$G31=\"\"),\"\",F46/'Cost scenario - input'!$G31),\"\")","v":32.89140678408296},{"$f":"IFERROR(IF(OR(G46=\"\",'Cost scenario - input'!$G31=\"\"),\"\",G46/'Cost scenario - input'!$G31),\"\")","v":31.999967776769058},{"$f":"IFERROR(IF(OR(H46=\"\",'Cost scenario - input'!$G31=\"\"),\"\",H46/'Cost scenario - input'!$G31),\"\")","v":30.776817141019961},{"$f":"IFERROR(IF(OR(I46=\"\",'Cost scenario - input'!$G31=\"\"),\"\",I46/'Cost scenario - input'!$G31),\"\")","v":29.251289707811967},{"$f":"IFERROR(IF(OR(J46=\"\",'Cost scenario - input'!$G31=\"\"),\"\",J46/'Cost scenario - input'!$G31),\"\")","v":27.498614244430978},{"$f":"IFERROR(IF(OR(K46=\"\",'Cost scenario - input'!$G31=\"\"),\"\",K46/'Cost scenario - input'!$G31),\"\")","v":25.629764193897149},{"$f":"IFERROR(IF(OR(L46=\"\",'Cost scenario - input'!$G31=\"\"),\"\",L46/'Cost scenario - input'!$G31),\"\")","v":23.779297652857341},{"$f":"IFERROR(IF(OR(M46=\"\",'Cost scenario - input'!$G31=\"\"),\"\",M46/'Cost scenario - input'!$G31),\"\")","v":22.092722408865548},{"$f":"IFERROR(IF(OR(N46=\"\",'Cost scenario - input'!$G31=\"\"),\"\",N46/'Cost scenario - input'!$G31),\"\")","v":20.714753074929934},{"$f":"IFERROR(IF(OR(O46=\"\",'Cost scenario - input'!$G31=\"\"),\"\",O46/'Cost scenario - input'!$G31),\"\")","v":19.779451683893111},{"$f":"IFERROR(IF(OR(P46=\"\",'Cost scenario - input'!$G31=\"\"),\"\",P46/'Cost scenario - input'!$G31),\"\")","v":19.402766245053932},{"$f":"IFERROR(IF(OR(Q46=\"\",'Cost scenario - input'!$G31=\"\"),\"\",Q46/'Cost scenario - input'!$G31),\"\")","v":19.677525485596679},{"$f":"IFERROR(IF(OR(R46=\"\",'Cost scenario - input'!$G31=\"\"),\"\",R46/'Cost scenario - input'!$G31),\"\")","v":20.670613372637479},{"$f":"IFERROR(IF(OR(S46=\"\",'Cost scenario - input'!$G31=\"\"),\"\",S46/'Cost scenario - input'!$G31),\"\")","v":22.421886274544178},{"$f":"IFERROR(IF(OR(T46=\"\",'Cost scenario - input'!$G31=\"\"),\"\",T46/'Cost scenario - input'!$G31),\"\")","v":24.944401091013688},{"$f":"IFERROR(IF(OR(U46=\"\",'Cost scenario - input'!$G31=\"\"),\"\",U46/'Cost scenario - input'!$G31),\"\")","v":28.225635431945847},{"$f":"IFERROR(IF(OR(V46=\"\",'Cost scenario - input'!$G31=\"\"),\"\",V46/'Cost scenario - input'!$G31),\"\")","v":32.229515587228789},{"$f":"IFERROR(IF(OR(W46=\"\",'Cost scenario - input'!$G31=\"\"),\"\",W46/'Cost scenario - input'!$G31),\"\")","v":36.899145163633811}]
[{"$f":"IFERROR('Cost scenario - input'!A32,\"\")","v":4},{"$f":"IFERROR('Cost scenario - input'!B32,\"\")","v":"SWITCHGEAR"},{"$f":"IFERROR('Cost scenario - input'!C32,\"\")","v":"> 33 kv & < = 66 kv ; circuit breaker"},{"$f":"IFERROR(repcalc('Cost scenario - input'!$CY32:$GK32,'Cost scenario - input'!$J32,'Cost scenario - input'!$H32,'Cost scenario - input'!$I32,20,TRUE,TRUE),\"\")","v":1.0880346973494812E-3},2.0134607933428583E-3,3.6406013649382786E-3,6.4318013440207754E-3,1.1102523115885297E-2,1.8725798407030626E-2,3.0859481027227978E-2,4.9689717961948612E-2,7.8176118867616634E-2,0.12017423335091824,0.18050046073550663,0.26489574827813889,0.37984061140661013,0.53217878452189848,0.72852336723291578,0.97444918846494544,1.2735168862861819,1.6262227396493212,2.0290146280514847,2.4735470156620885,{"$f":"IFERROR(IF(OR(D47=\"\",'Cost scenario - input'!$G32=\"\"),\"\",D47/'Cost scenario - input'!$G32),\"\")","v":1.2621194629142613E-5},{"$f":"IFERROR(IF(OR(E47=\"\",'Cost scenario - input'!$G32=\"\"),\"\",E47/'Cost scenario - input'!$G32),\"\")","v":2.3356130657261179E-5},{"$f":"IFERROR(IF(OR(F47=\"\",'Cost scenario - input'!$G32=\"\"),\"\",F47/'Cost scenario - input'!$G32),\"\")","v":4.2230949533082167E-5},{"$f":"IFERROR(IF(OR(G47=\"\",'Cost scenario - input'!$G32=\"\"),\"\",G47/'Cost scenario - input'!$G32),\"\")","v":7.4608849126428975E-5},{"$f":"IFERROR(IF(OR(H47=\"\",'Cost scenario - input'!$G32=\"\"),\"\",H47/'Cost scenario - input'!$G32),\"\")","v":1.2878918793812495E-4},{"$f":"IFERROR(IF(OR(I47=\"\",'Cost scenario - input'!$G32=\"\"),\"\",I47/'Cost scenario - input'!$G32),\"\")","v":2.1721912624382808E-4},{"$f":"IFERROR(IF(OR(J47=\"\",'Cost scenario - input'!$G32=\"\"),\"\",J47/'Cost scenario - input'!$G32),\"\")","v":3.5796975698273564E-4},{"$f":"IFERROR(IF(OR(K47=\"\",'Cost scenario - input'!$G32=\"\"),\"\",K47/'Cost scenario - input'!$G32),\"\")","v":5.7640036939328964E-4},{"$f":"IFERROR(IF(OR(L47=\"\",'Cost scenario - input'!$G32=\"\"),\"\",L47/'Cost scenario - input'!$G32),\"\")","v":9.0684241410938496E-4},{"$f":"IFERROR(IF(OR(M47=\"\",'Cost scenario - input'!$G32=\"\"),\"\",M47/'Cost scenario - input'!$G32),\"\")","v":1.3940202387155642E-3},{"$f":"IFERROR(IF(OR(N47=\"\",'Cost scenario - input'!$G32=\"\"),\"\",N47/'Cost scenario - input'!$G32),\"\")","v":2.0938040405718773E-3},{"$f":"IFERROR(IF(OR(O47=\"\",'Cost scenario - input'!$G32=\"\"),\"\",O47/'Cost scenario - input'!$G32),\"\")","v":3.0727887663833187E-3},{"$f":"IFERROR(IF(OR(P47=\"\",'Cost scenario - input'!$G32=\"\"),\"\",P47/'Cost scenario - input'!$G32),\"\")","v":4.406148348296183E-3},{"$f":"IFERROR(IF(OR(Q47=\"\",'Cost scenario - input'!$G32=\"\"),\"\",Q47/'Cost scenario - input'!$G32),\"\")","v":6.1732700559217436E-3},{"$f":"IFERROR(IF(OR(R47=\"\",'Cost scenario - input'!$G32=\"\"),\"\",R47/'Cost scenario - input'!$G32),\"\")","v":8.4508657969494423E-3},{"$f":"IFERROR(IF(OR(S47=\"\",'Cost scenario - input'!$G32=\"\"),\"\",S47/'Cost scenario - input'!$G32),\"\")","v":1.130360354663924E-2},{"$f":"IFERROR(IF(OR(T47=\"\",'Cost scenario - input'!$G32=\"\"),\"\",T47/'Cost scenario - input'!$G32),\"\")","v":1.4772786680859655E-2},{"$f":"IFERROR(IF(OR(U47=\"\",'Cost scenario - input'!$G32=\"\"),\"\",U47/'Cost scenario - input'!$G32),\"\")","v":1.8864172031876777E-2},{"$f":"IFERROR(IF(OR(V47=\"\",'Cost scenario - input'!$G32=\"\"),\"\",V47/'Cost scenario - input'!$G32),\"\")","v":2.3536555027518218E-2},{"$f":"IFERROR(IF(OR(W47=\"\",'Cost scenario - input'!$G32=\"\"),\"\",W47/'Cost scenario - input'!$G32),\"\")","v":2.8693127512438493E-2}]
[{"$f":"IFERROR('Cost scenario - input'!A33,\"\")","v":4},{"$f":"IFERROR('Cost scenario - input'!B33,\"\")","v":"SWITCHGEAR"},{"$f":"IFERROR('Cost scenario - input'!C33,\"\")","v":"> 33 kv & < = 66 kv ; switch"},{"$f":"IFERROR(repcalc('Cost scenario - input'!$CY33:$GK33,'Cost scenario - input'!$J33,'Cost scenario - input'!$H33,'Cost scenario - input'!$I33,20,TRUE,TRUE),\"\")","v":7.4242368827901426E-6},1.4734200952718058E-5,2.8617556041362226E-5,5.4396342995368909E-5,1.0119011655720696E-4,1.8422040882545726E-4,3.2822273621558337E-4,5.7230939631749338E-4,9.7661728297744653E-4,1.6309823777129239E-3,2.6656644717981794E-3,4.263763116570723E-3,6.6743970664133187E-3,1.0224978738163389E-2,1.5330072387625711E-2,2.2493520359506535E-2,3.2299968701039565E-2,4.5391886505241744E-2,6.2428922028438666E-2,8.4028173495404007E-2,{"$f":"IFERROR(IF(OR(D48=\"\",'Cost scenario - input'!$G33=\"\"),\"\",D48/'Cost scenario - input'!$G33),\"\")","v":7.7401767761825717E-7},{"$f":"IFERROR(IF(OR(E48=\"\",'Cost scenario - input'!$G33=\"\"),\"\",E48/'Cost scenario - input'!$G33),\"\")","v":1.5361217836973899E-6},{"$f":"IFERROR(IF(OR(F48=\"\",'Cost scenario - input'!$G33=\"\"),\"\",F48/'Cost scenario - input'!$G33),\"\")","v":2.9835381893042477E-6},{"$f":"IFERROR(IF(OR(G48=\"\",'Cost scenario - input'!$G33=\"\"),\"\",G48/'Cost scenario - input'!$G33),\"\")","v":5.6711190309405052E-6},{"$f":"IFERROR(IF(OR(H48=\"\",'Cost scenario - input'!$G33=\"\"),\"\",H48/'Cost scenario - input'!$G33),\"\")","v":1.0549628231433143E-5},{"$f":"IFERROR(IF(OR(I48=\"\",'Cost scenario - input'!$G33=\"\"),\"\",I48/'Cost scenario - input'!$G33),\"\")","v":1.9205994536556174E-5},{"$f":"IFERROR(IF(OR(J48=\"\",'Cost scenario - input'!$G33=\"\"),\"\",J48/'Cost scenario - input'!$G33),\"\")","v":3.4219032075336974E-5},{"$f":"IFERROR(IF(OR(K48=\"\",'Cost scenario - input'!$G33=\"\"),\"\",K48/'Cost scenario - input'!$G33),\"\")","v":5.966641377561961E-5},{"$f":"IFERROR(IF(OR(L48=\"\",'Cost scenario - input'!$G33=\"\"),\"\",L48/'Cost scenario - input'!$G33),\"\")","v":1.0181774278300901E-4},{"$f":"IFERROR(IF(OR(M48=\"\",'Cost scenario - input'!$G33=\"\"),\"\",M48/'Cost scenario - input'!$G33),\"\")","v":1.7003891607499834E-4},{"$f":"IFERROR(IF(OR(N48=\"\",'Cost scenario - input'!$G33=\"\"),\"\",N48/'Cost scenario - input'!$G33),\"\")","v":2.7791023594000893E-4},{"$f":"IFERROR(IF(OR(O48=\"\",'Cost scenario - input'!$G33=\"\"),\"\",O48/'Cost scenario - input'!$G33),\"\")","v":4.4452084133422435E-4},{"$f":"IFERROR(IF(OR(P48=\"\",'Cost scenario - input'!$G33=\"\"),\"\",P48/'Cost scenario - input'!$G33),\"\")","v":6.9584273756440876E-4},{"$f":"IFERROR(IF(OR(Q48=\"\",'Cost scenario - input'!$G33=\"\"),\"\",Q48/'Cost scenario - input'!$G33),\"\")","v":1.0660104764376756E-3},{"$f":"IFERROR(IF(OR(R48=\"\",'Cost scenario - input'!$G33=\"\"),\"\",R48/'Cost scenario - input'!$G33),\"\")","v":1.5982446700610249E-3},{"$f":"IFERROR(IF(OR(S48=\"\",'Cost scenario - input'!$G33=\"\"),\"\",S48/'Cost scenario - input'!$G33),\"\")","v":2.3450736641341032E-3},{"$f":"IFERROR(IF(OR(T48=\"\",'Cost scenario - input'!$G33=\"\"),\"\",T48/'Cost scenario - input'!$G33),\"\")","v":3.3674500363901874E-3},{"$f":"IFERROR(IF(OR(U48=\"\",'Cost scenario - input'!$G33=\"\"),\"\",U48/'Cost scenario - input'!$G33),\"\")","v":4.7323547362748989E-3},{"$f":"IFERROR(IF(OR(V48=\"\",'Cost scenario - input'!$G33=\"\"),\"\",V48/'Cost scenario - input'!$G33),\"\")","v":6.5085597358396172E-3},{"$f":"IFERROR(IF(OR(W48=\"\",'Cost scenario - input'!$G33=\"\"),\"\",W48/'Cost scenario - input'!$G33),\"\")","v":8.7604009314656769E-3}]
[{"$f":"IFERROR('Cost scenario - input'!A34,\"\")","v":4},{"$f":"IFERROR('Cost scenario - input'!B34,\"\")","v":"SWITCHGEAR"},{"$f":"IFERROR('Cost scenario - input'!C34,\"\")","v":"> 66 kv & < = 132 kv ; circuit breaker"},{"$f":"IFERROR(repcalc('Cost scenario - input'!$CY34:$GK34,'Cost scenario - input'!$J34,'Cost scenario - input'!$H34,'Cost scenario - input'!$I34,20,TRUE,TRUE),\"\")","v":165.11863863081669},163.12343576373175,160.7544745756133,158.31058699256161,156.02644792970639,154.07253269038765,152.57065704526414,151.62296871739605,151.35052517154767,151.93641274414421,153.66779708929636,156.97131859642181,162.43676939706461,170.8248842413623,183.0562086616703,200.17925304793837,223.31742062519069,253.59549304623025,292.04782071857636,339.51189961132349,{"$f":"IFERROR(IF(OR(D49=\"\",'Cost scenario - input'!$G34=\"\"),\"\",D49/'Cost scenario - input'!$G34),\"\")","v":1.9153750152778592},{"$f":"IFERROR(IF(OR(E49=\"\",'Cost scenario - input'!$G34=\"\"),\"\",E49/'Cost scenario - input'!$G34),\"\")","v":1.8922306764332921},{"$f":"IFERROR(IF(OR(F49=\"\",'Cost scenario - input'!$G34=\"\"),\"\",F49/'Cost scenario - input'!$G34),\"\")","v":1.8647507437648176},{"$f":"IFERROR(IF(OR(G49=\"\",'Cost scenario - input'!$G34=\"\"),\"\",G49/'Cost scenario - input'!$G34),\"\")","v":1.8364016654563959},{"$f":"IFERROR(IF(OR(H49=\"\",'Cost scenario - input'!$G34=\"\"),\"\",H49/'Cost scenario - input'!$G34),\"\")","v":1.8099056688282082},{"$f":"IFERROR(IF(OR(I49=\"\",'Cost scenario - input'!$G34=\"\"),\"\",I49/'Cost scenario - input'!$G34),\"\")","v":1.7872402661674616},{"$f":"IFERROR(IF(OR(J49=\"\",'Cost scenario - input'!$G34=\"\"),\"\",J49/'Cost scenario - input'!$G34),\"\")","v":1.7698185195337837},{"$f":"IFERROR(IF(OR(K49=\"\",'Cost scenario - input'!$G34=\"\"),\"\",K49/'Cost scenario - input'!$G34),\"\")","v":1.7588253417767439},{"$f":"IFERROR(IF(OR(L49=\"\",'Cost scenario - input'!$G34=\"\"),\"\",L49/'Cost scenario - input'!$G34),\"\")","v":1.7556649986130721},{"$f":"IFERROR(IF(OR(M49=\"\",'Cost scenario - input'!$G34=\"\"),\"\",M49/'Cost scenario - input'!$G34),\"\")","v":1.76246129022266},{"$f":"IFERROR(IF(OR(N49=\"\",'Cost scenario - input'!$G34=\"\"),\"\",N49/'Cost scenario - input'!$G34),\"\")","v":1.7825453361186678},{"$f":"IFERROR(IF(OR(O49=\"\",'Cost scenario - input'!$G34=\"\"),\"\",O49/'Cost scenario - input'!$G34),\"\")","v":1.8208661617362323},{"$f":"IFERROR(IF(OR(P49=\"\",'Cost scenario - input'!$G34=\"\"),\"\",P49/'Cost scenario - input'!$G34),\"\")","v":1.884265351540525},{"$f":"IFERROR(IF(OR(Q49=\"\",'Cost scenario - input'!$G34=\"\"),\"\",Q49/'Cost scenario - input'!$G34),\"\")","v":1.98156742313749},{"$f":"IFERROR(IF(OR(R49=\"\",'Cost scenario - input'!$G34=\"\"),\"\",R49/'Cost scenario - input'!$G34),\"\")","v":2.1234506980523036},{"$f":"IFERROR(IF(OR(S49=\"\",'Cost scenario - input'!$G34=\"\"),\"\",S49/'Cost scenario - input'!$G34),\"\")","v":2.3220778892338001},{"$f":"IFERROR(IF(OR(T49=\"\",'Cost scenario - input'!$G34=\"\"),\"\",T49/'Cost scenario - input'!$G34),\"\")","v":2.5904804659766416},{"$f":"IFERROR(IF(OR(U49=\"\",'Cost scenario - input'!$G34=\"\"),\"\",U49/'Cost scenario - input'!$G34),\"\")","v":2.9417058873277671},{"$f":"IFERROR(IF(OR(V49=\"\",'Cost scenario - input'!$G34=\"\"),\"\",V49/'Cost scenario - input'!$G34),\"\")","v":3.387752610542111},{"$f":"IFERROR(IF(OR(W49=\"\",'Cost scenario - input'!$G34=\"\"),\"\",W49/'Cost scenario - input'!$G34),\"\")","v":3.9383355828109843}]
[{"$f":"IFERROR('Cost scenario - input'!A35,\"\")","v":4},{"$f":"IFERROR('Cost scenario - input'!B35,\"\")","v":"SWITCHGEAR"},{"$f":"IFERROR('Cost scenario - input'!C35,\"\")","v":"> 66 kv & < = 132 kv ; switch"},{"$f":"IFERROR(repcalc('Cost scenario - input'!$CY35:$GK35,'Cost scenario - input'!$J35,'Cost scenario - input'!$H35,'Cost scenario - input'!$I35,20,TRUE,TRUE),\"\")","v":19.846046832040589},20.984203752638187,22.236966471884468,23.609539923419309,25.108096046283681,26.746165367561705,28.552679427135772,30.581203130038826,32.919691502191128,35.699858250457048,39.104962866234416,43.374554566898155,48.80453999783407,55.740978207406002,64.566359402880451,75.677860439412498,89.458176068804875,106.24087910139642,126.2736337887319,149.68366597733262,{"$f":"IFERROR(IF(OR(D50=\"\",'Cost scenario - input'!$G35=\"\"),\"\",D50/'Cost scenario - input'!$G35),\"\")","v":2.069059934556702},{"$f":"IFERROR(IF(OR(E50=\"\",'Cost scenario - input'!$G35=\"\"),\"\",E50/'Cost scenario - input'!$G35),\"\")","v":2.1877190762778138},{"$f":"IFERROR(IF(OR(F50=\"\",'Cost scenario - input'!$G35=\"\"),\"\",F50/'Cost scenario - input'!$G35),\"\")","v":2.3183265051444053},{"$f":"IFERROR(IF(OR(G50=\"\",'Cost scenario - input'!$G35=\"\"),\"\",G50/'Cost scenario - input'!$G35),\"\")","v":2.4614248642202283},{"$f":"IFERROR(IF(OR(H50=\"\",'Cost scenario - input'!$G35=\"\"),\"\",H50/'Cost scenario - input'!$G35),\"\")","v":2.6176576122200723},{"$f":"IFERROR(IF(OR(I50=\"\",'Cost scenario - input'!$G35=\"\"),\"\",I50/'Cost scenario - input'!$G35),\"\")","v":2.7884353812824245},{"$f":"IFERROR(IF(OR(J50=\"\",'Cost scenario - input'!$G35=\"\"),\"\",J50/'Cost scenario - input'!$G35),\"\")","v":2.9767744441452404},{"$f":"IFERROR(IF(OR(K50=\"\",'Cost scenario - input'!$G35=\"\"),\"\",K50/'Cost scenario - input'!$G35),\"\")","v":3.1882592378422507},{"$f":"IFERROR(IF(OR(L50=\"\",'Cost scenario - input'!$G35=\"\"),\"\",L50/'Cost scenario - input'!$G35),\"\")","v":3.4320595593468615},{"$f":"IFERROR(IF(OR(M50=\"\",'Cost scenario - input'!$G35=\"\"),\"\",M50/'Cost scenario - input'!$G35),\"\")","v":3.7219072896735335},{"$f":"IFERROR(IF(OR(N50=\"\",'Cost scenario - input'!$G35=\"\"),\"\",N50/'Cost scenario - input'!$G35),\"\")","v":4.0769082424126255},{"$f":"IFERROR(IF(OR(O50=\"\",'Cost scenario - input'!$G35=\"\"),\"\",O50/'Cost scenario - input'!$G35),\"\")","v":4.5220367458129589},{"$f":"IFERROR(IF(OR(P50=\"\",'Cost scenario - input'!$G35=\"\"),\"\",P50/'Cost scenario - input'!$G35),\"\")","v":5.0881427010925631},{"$f":"IFERROR(IF(OR(Q50=\"\",'Cost scenario - input'!$G35=\"\"),\"\",Q50/'Cost scenario - input'!$G35),\"\")","v":5.8113046743265961},{"$f":"IFERROR(IF(OR(R50=\"\",'Cost scenario - input'!$G35=\"\"),\"\",R50/'Cost scenario - input'!$G35),\"\")","v":6.7313993810097399},{"$f":"IFERROR(IF(OR(S50=\"\",'Cost scenario - input'!$G35=\"\"),\"\",S50/'Cost scenario - input'!$G35),\"\")","v":7.8898347007509377},{"$f":"IFERROR(IF(OR(T50=\"\",'Cost scenario - input'!$G35=\"\"),\"\",T50/'Cost scenario - input'!$G35),\"\")","v":9.3265086739418805},{"$f":"IFERROR(IF(OR(U50=\"\",'Cost scenario - input'!$G35=\"\"),\"\",U50/'Cost scenario - input'!$G35),\"\")","v":11.076198107418241},{"$f":"IFERROR(IF(OR(V50=\"\",'Cost scenario - input'!$G35=\"\"),\"\",V50/'Cost scenario - input'!$G35),\"\")","v":13.164723366536911},{"$f":"IFERROR(IF(OR(W50=\"\",'Cost scenario - input'!$G35=\"\"),\"\",W50/'Cost scenario - input'!$G35),\"\")","v":15.605348448098114}]
[{"$f":"IFERROR('Cost scenario - input'!A36,\"\")","v":5},{"$f":"IFERROR('Cost scenario - input'!B36,\"\")","v":"TRANSFORMERS"},{"$f":"IFERROR('Cost scenario - input'!C36,\"\")","v":"ground outdoor / indoor chamber mounted ; ˂ 22 kv ; < = 60 kva ; multiple phase"},{"$f":"IFERROR(repcalc('Cost scenario - input'!$CY36:$GK36,'Cost scenario - input'!$J36,'Cost scenario - input'!$H36,'Cost scenario - input'!$I36,20,TRUE,TRUE),\"\")","v":0.46029923914540138},0.60068061579370235,0.77301206198140171,0.98099822030252126,1.2276921140454125,1.5151304031057378,1.8439530621380296,2.2130387317788451,2.619192832954405,3.0569282122352961,3.518376533616578,3.9933621865391591,4.4696590784152077,4.9334349824662507,5.3698695195576214,5.7639123990356929,6.1011306575695432,6.3685798062187757,6.5556261886336564,6.6546479369117968,{"$f":"IFERROR(IF(OR(D51=\"\",'Cost scenario - input'!$G36=\"\"),\"\",D51/'Cost scenario - input'!$G36),\"\")","v":3.2812930561699981E-3},{"$f":"IFERROR(IF(OR(E51=\"\",'Cost scenario - input'!$G36=\"\"),\"\",E51/'Cost scenario - input'!$G36),\"\")","v":4.2820169271606872E-3},{"$f":"IFERROR(IF(OR(F51=\"\",'Cost scenario - input'!$G36=\"\"),\"\",F51/'Cost scenario - input'!$G36),\"\")","v":5.5105003345747253E-3},{"$f":"IFERROR(IF(OR(G51=\"\",'Cost scenario - input'!$G36=\"\"),\"\",G51/'Cost scenario - input'!$G36),\"\")","v":6.9931522249963469E-3},{"$f":"IFERROR(IF(OR(H51=\"\",'Cost scenario - input'!$G36=\"\"),\"\",H51/'Cost scenario - input'!$G36),\"\")","v":8.7517364061063824E-3},{"$f":"IFERROR(IF(OR(I51=\"\",'Cost scenario - input'!$G36=\"\"),\"\",I51/'Cost scenario - input'!$G36),\"\")","v":1.0800771428893153E-2},{"$f":"IFERROR(IF(OR(J51=\"\",'Cost scenario - input'!$G36=\"\"),\"\",J51/'Cost scenario - input'!$G36),\"\")","v":1.3144819422101297E-2},{"$f":"IFERROR(IF(OR(K51=\"\",'Cost scenario - input'!$G36=\"\"),\"\",K51/'Cost scenario - input'!$G36),\"\")","v":1.5775886653871588E-2},{"$f":"IFERROR(IF(OR(L51=\"\",'Cost scenario - input'!$G36=\"\"),\"\",L51/'Cost scenario - input'!$G36),\"\")","v":1.8671200220751825E-2},{"$f":"IFERROR(IF(OR(M51=\"\",'Cost scenario - input'!$G36=\"\"),\"\",M51/'Cost scenario - input'!$G36),\"\")","v":2.1791644354313845E-2},{"$f":"IFERROR(IF(OR(N51=\"\",'Cost scenario - input'!$G36=\"\"),\"\",N51/'Cost scenario - input'!$G36),\"\")","v":2.508112876784642E-2},{"$f":"IFERROR(IF(OR(O51=\"\",'Cost scenario - input'!$G36=\"\"),\"\",O51/'Cost scenario - input'!$G36),\"\")","v":2.846711551770266E-2},{"$f":"IFERROR(IF(OR(P51=\"\",'Cost scenario - input'!$G36=\"\"),\"\",P51/'Cost scenario - input'!$G36),\"\")","v":3.1862449576672384E-2},{"$f":"IFERROR(IF(OR(Q51=\"\",'Cost scenario - input'!$G36=\"\"),\"\",Q51/'Cost scenario - input'!$G36),\"\")","v":3.5168526415745631E-2},{"$f":"IFERROR(IF(OR(R51=\"\",'Cost scenario - input'!$G36=\"\"),\"\",R51/'Cost scenario - input'!$G36),\"\")","v":3.8279697354653731E-2},{"$f":"IFERROR(IF(OR(S51=\"\",'Cost scenario - input'!$G36=\"\"),\"\",S51/'Cost scenario - input'!$G36),\"\")","v":4.1088674763925963E-2},{"$f":"IFERROR(IF(OR(T51=\"\",'Cost scenario - input'!$G36=\"\"),\"\",T51/'Cost scenario - input'!$G36),\"\")","v":4.3492571698874688E-2},{"$f":"IFERROR(IF(OR(U51=\"\",'Cost scenario - input'!$G36=\"\"),\"\",U51/'Cost scenario - input'!$G36),\"\")","v":4.5399111965964051E-2},{"$f":"IFERROR(IF(OR(V51=\"\",'Cost scenario - input'!$G36=\"\"),\"\",V51/'Cost scenario - input'!$G36),\"\")","v":4.6732492392443079E-2},{"$f":"IFERROR(IF(OR(W51=\"\",'Cost scenario - input'!$G36=\"\"),\"\",W51/'Cost scenario - input'!$G36),\"\")","v":4.7438379666204657E-2}]
[{"$f":"IFERROR('Cost scenario - input'!A37,\"\")","v":5},{"$f":"IFERROR('Cost scenario - input'!B37,\"\")","v":"TRANSFORMERS"},{"$f":"IFERROR('Cost scenario - input'!C37,\"\")","v":"ground outdoor / indoor chamber mounted ; ˂ 22 kv ; > 60 kva and < = 600 kva ; multiple phase"},{"$f":"IFERROR(repcalc('Cost scenario - input'!$CY37:$GK37,'Cost scenario - input'!$J37,'Cost scenario - input'!$H37,'Cost scenario - input'!$I37,20,TRUE,TRUE),\"\")","v":344.43771984322541},348.4100031691583,352.50944946459191,357.05207535143637,362.34182760536152,368.65404606628937,376.21871918598953,385.20490164123061,395.70788584920956,407.74074960471029,421.23169676567721,436.02815773548292,451.90795200303523,468.59700560084951,485.79226276733402,503.18765232746,520.50038558652204,537.4945770513707,553.99926122104853,569.91835027533125,{"$f":"IFERROR(IF(OR(D52=\"\",'Cost scenario - input'!$G37=\"\"),\"\",D52/'Cost scenario - input'!$G37),\"\")","v":5.4365433569649957},{"$f":"IFERROR(IF(OR(E52=\"\",'Cost scenario - input'!$G37=\"\"),\"\",E52/'Cost scenario - input'!$G37),\"\")","v":5.4992411664192353},{"$f":"IFERROR(IF(OR(F52=\"\",'Cost scenario - input'!$G37=\"\"),\"\",F52/'Cost scenario - input'!$G37),\"\")","v":5.5639460934371545},{"$f":"IFERROR(IF(OR(G52=\"\",'Cost scenario - input'!$G37=\"\"),\"\",G52/'Cost scenario - input'!$G37),\"\")","v":5.6356460878499099},{"$f":"IFERROR(IF(OR(H52=\"\",'Cost scenario - input'!$G37=\"\"),\"\",H52/'Cost scenario - input'!$G37),\"\")","v":5.7191385911946568},{"$f":"IFERROR(IF(OR(I52=\"\",'Cost scenario - input'!$G37=\"\"),\"\",I52/'Cost scenario - input'!$G37),\"\")","v":5.8187695182519157},{"$f":"IFERROR(IF(OR(J52=\"\",'Cost scenario - input'!$G37=\"\"),\"\",J52/'Cost scenario - input'!$G37),\"\")","v":5.9381689656040715},{"$f":"IFERROR(IF(OR(K52=\"\",'Cost scenario - input'!$G37=\"\"),\"\",K52/'Cost scenario - input'!$G37),\"\")","v":6.0800052620287266},{"$f":"IFERROR(IF(OR(L52=\"\",'Cost scenario - input'!$G37=\"\"),\"\",L52/'Cost scenario - input'!$G37),\"\")","v":6.2457824859930069},{"$f":"IFERROR(IF(OR(M52=\"\",'Cost scenario - input'!$G37=\"\"),\"\",M52/'Cost scenario - input'!$G37),\"\")","v":6.4357070550704227},{"$f":"IFERROR(IF(OR(N52=\"\",'Cost scenario - input'!$G37=\"\"),\"\",N52/'Cost scenario - input'!$G37),\"\")","v":6.6486457517976678},{"$f":"IFERROR(IF(OR(O52=\"\",'Cost scenario - input'!$G37=\"\"),\"\",O52/'Cost scenario - input'!$G37),\"\")","v":6.8821904449532347},{"$f":"IFERROR(IF(OR(P52=\"\",'Cost scenario - input'!$G37=\"\"),\"\",P52/'Cost scenario - input'!$G37),\"\")","v":7.132834277093707},{"$f":"IFERROR(IF(OR(Q52=\"\",'Cost scenario - input'!$G37=\"\"),\"\",Q52/'Cost scenario - input'!$G37),\"\")","v":7.3962513137426749},{"$f":"IFERROR(IF(OR(R52=\"\",'Cost scenario - input'!$G37=\"\"),\"\",R52/'Cost scenario - input'!$G37),\"\")","v":7.6676581769698089},{"$f":"IFERROR(IF(OR(S52=\"\",'Cost scenario - input'!$G37=\"\"),\"\",S52/'Cost scenario - input'!$G37),\"\")","v":7.9422238940984844},{"$f":"IFERROR(IF(OR(T52=\"\",'Cost scenario - input'!$G37=\"\"),\"\",T52/'Cost scenario - input'!$G37),\"\")","v":8.2154849789567326},{"$f":"IFERROR(IF(OR(U52=\"\",'Cost scenario - input'!$G37=\"\"),\"\",U52/'Cost scenario - input'!$G37),\"\")","v":8.4837182571158909},{"$f":"IFERROR(IF(OR(V52=\"\",'Cost scenario - input'!$G37=\"\"),\"\",V52/'Cost scenario - input'!$G37),\"\")","v":8.7442252396911666},{"$f":"IFERROR(IF(OR(W52=\"\",'Cost scenario - input'!$G37=\"\"),\"\",W52/'Cost scenario - input'!$G37),\"\")","v":8.9954892937163393}]
[{"$f":"IFERROR('Cost scenario - input'!A38,\"\")","v":5},{"$f":"IFERROR('Cost scenario - input'!B38,\"\")","v":"TRANSFORMERS"},{"$f":"IFERROR('Cost scenario - input'!C38,\"\")","v":"ground outdoor / indoor chamber mounted ; ˂ 22 kv ; > 600 kva ; multiple phase"},{"$f":"IFERROR(repcalc('Cost scenario - input'!$CY38:$GK38,'Cost scenario - input'!$J38,'Cost scenario - input'!$H38,'Cost scenario - input'!$I38,20,TRUE,TRUE),\"\")","v":734.99962899668321},753.3892365590425,789.23013205923303,842.60262164059679,913.64393806759324,1002.4185551400069,1108.7663497550038,1232.1453491211678,1371.4878815515485,1525.0895490173039,1690.5492149281433,1864.7749376944903,2044.0654691505547,2224.2698312385905,2401.0191349076576,2570.0160429822631,2727.3591424154338,2869.8730970515385,2995.4118213904612,3103.1017904508967,{"$f":"IFERROR(IF(OR(D53=\"\",'Cost scenario - input'!$G38=\"\"),\"\",D53/'Cost scenario - input'!$G38),\"\")","v":12.003177681102134},{"$f":"IFERROR(IF(OR(E53=\"\",'Cost scenario - input'!$G38=\"\"),\"\",E53/'Cost scenario - input'!$G38),\"\")","v":12.303495828688209},{"$f":"IFERROR(IF(OR(F53=\"\",'Cost scenario - input'!$G38=\"\"),\"\",F53/'Cost scenario - input'!$G38),\"\")","v":12.888808555343399},{"$f":"IFERROR(IF(OR(G53=\"\",'Cost scenario - input'!$G38=\"\"),\"\",G53/'Cost scenario - input'!$G38),\"\")","v":13.760427329630934},{"$f":"IFERROR(IF(OR(H53=\"\",'Cost scenario - input'!$G38=\"\"),\"\",H53/'Cost scenario - input'!$G38),\"\")","v":14.920593280920803},{"$f":"IFERROR(IF(OR(I53=\"\",'Cost scenario - input'!$G38=\"\"),\"\",I53/'Cost scenario - input'!$G38),\"\")","v":16.370359321954808},{"$f":"IFERROR(IF(OR(J53=\"\",'Cost scenario - input'!$G38=\"\"),\"\",J53/'Cost scenario - input'!$G38),\"\")","v":18.107110504400541},{"$f":"IFERROR(IF(OR(K53=\"\",'Cost scenario - input'!$G38=\"\"),\"\",K53/'Cost scenario - input'!$G38),\"\")","v":20.121995945268345},{"$f":"IFERROR(IF(OR(L53=\"\",'Cost scenario - input'!$G38=\"\"),\"\",L53/'Cost scenario - input'!$G38),\"\")","v":22.397579645330516},{"$f":"IFERROR(IF(OR(M53=\"\",'Cost scenario - input'!$G38=\"\"),\"\",M53/'Cost scenario - input'!$G38),\"\")","v":24.906027315190968},{"$f":"IFERROR(IF(OR(N53=\"\",'Cost scenario - input'!$G38=\"\"),\"\",N53/'Cost scenario - input'!$G38),\"\")","v":27.608126323995453},{"$f":"IFERROR(IF(OR(O53=\"\",'Cost scenario - input'!$G38=\"\"),\"\",O53/'Cost scenario - input'!$G38),\"\")","v":30.453382599617793},{"$f":"IFERROR(IF(OR(P53=\"\",'Cost scenario - input'!$G38=\"\"),\"\",P53/'Cost scenario - input'!$G38),\"\")","v":33.381351568179113},{"$f":"IFERROR(IF(OR(Q53=\"\",'Cost scenario - input'!$G38=\"\"),\"\",Q53/'Cost scenario - input'!$G38),\"\")","v":36.324244178893778},{"$f":"IFERROR(IF(OR(R53=\"\",'Cost scenario - input'!$G38=\"\"),\"\",R53/'Cost scenario - input'!$G38),\"\")","v":39.210712706567641},{"$f":"IFERROR(IF(OR(S53=\"\",'Cost scenario - input'!$G38=\"\"),\"\",S53/'Cost scenario - input'!$G38),\"\")","v":41.97057792982686},{"$f":"IFERROR(IF(OR(T53=\"\",'Cost scenario - input'!$G38=\"\"),\"\",T53/'Cost scenario - input'!$G38),\"\")","v":44.540126409694444},{"$f":"IFERROR(IF(OR(U53=\"\",'Cost scenario - input'!$G38=\"\"),\"\",U53/'Cost scenario - input'!$G38),\"\")","v":46.867502168875149},{"$f":"IFERROR(IF(OR(V53=\"\",'Cost scenario - input'!$G38=\"\"),\"\",V53/'Cost scenario - input'!$G38),\"\")","v":48.917657780730281},{"$f":"IFERROR(IF(OR(W53=\"\",'Cost scenario - input'!$G38=\"\"),\"\",W53/'Cost scenario - input'!$G38),\"\")","v":50.676327829134664}]
[{"$f":"IFERROR('Cost scenario - input'!A39,\"\")","v":5},{"$f":"IFERROR('Cost scenario - input'!B39,\"\")","v":"TRANSFORMERS"},{"$f":"IFERROR('Cost scenario - input'!C39,\"\")","v":"ground outdoor / indoor chamber mounted ; > = 22 kv & < = 33 kv ; < = 15 mva"},{"$f":"IFERROR(repcalc('Cost scenario - input'!$CY39:$GK39,'Cost scenario - input'!$J39,'Cost scenario - input'!$H39,'Cost scenario - input'!$I39,20,TRUE,TRUE),\"\")","v":173.13259296232246},184.03442558008661,195.41722322065885,207.51964491216438,220.58860540351299,234.85703842786577,250.52067000326809,267.71585485491761,286.50051782817849,306.84001392370732,328.59929788317442,351.54222411322928,375.33814548046234,399.57531999502794,423.78004195920425,447.43995277553228,470.02970177523594,491.03704083911026,509.98754442326333,526.46642151637195,{"$f":"IFERROR(IF(OR(D54=\"\",'Cost scenario - input'!$G39=\"\"),\"\",D54/'Cost scenario - input'!$G39),\"\")","v":0.89356292298527684},{"$f":"IFERROR(IF(OR(E54=\"\",'Cost scenario - input'!$G39=\"\"),\"\",E54/'Cost scenario - input'!$G39),\"\")","v":0.94982889378342406},{"$f":"IFERROR(IF(OR(F54=\"\",'Cost scenario - input'!$G39=\"\"),\"\",F54/'Cost scenario - input'!$G39),\"\")","v":1.0085771962112238},{"$f":"IFERROR(IF(OR(G54=\"\",'Cost scenario - input'!$G39=\"\"),\"\",G54/'Cost scenario - input'!$G39),\"\")","v":1.0710395848165599},{"$f":"IFERROR(IF(OR(H54=\"\",'Cost scenario - input'!$G39=\"\"),\"\",H54/'Cost scenario - input'!$G39),\"\")","v":1.1384904231435176},{"$f":"IFERROR(IF(OR(I54=\"\",'Cost scenario - input'!$G39=\"\"),\"\",I54/'Cost scenario - input'!$G39),\"\")","v":1.2121319166457547},{"$f":"IFERROR(IF(OR(J54=\"\",'Cost scenario - input'!$G39=\"\"),\"\",J54/'Cost scenario - input'!$G39),\"\")","v":1.2929742362552514},{"$f":"IFERROR(IF(OR(K54=\"\",'Cost scenario - input'!$G39=\"\"),\"\",K54/'Cost scenario - input'!$G39),\"\")","v":1.3817211288790789},{"$f":"IFERROR(IF(OR(L54=\"\",'Cost scenario - input'!$G39=\"\"),\"\",L54/'Cost scenario - input'!$G39),\"\")","v":1.4786715532127177},{"$f":"IFERROR(IF(OR(M54=\"\",'Cost scenario - input'!$G39=\"\"),\"\",M54/'Cost scenario - input'!$G39),\"\")","v":1.5836467012896807},{"$f":"IFERROR(IF(OR(N54=\"\",'Cost scenario - input'!$G39=\"\"),\"\",N54/'Cost scenario - input'!$G39),\"\")","v":1.6959495845551058},{"$f":"IFERROR(IF(OR(O54=\"\",'Cost scenario - input'!$G39=\"\"),\"\",O54/'Cost scenario - input'!$G39),\"\")","v":1.8143614206697816},{"$f":"IFERROR(IF(OR(P54=\"\",'Cost scenario - input'!$G39=\"\"),\"\",P54/'Cost scenario - input'!$G39),\"\")","v":1.9371756908670743},{"$f":"IFERROR(IF(OR(Q54=\"\",'Cost scenario - input'!$G39=\"\"),\"\",Q54/'Cost scenario - input'!$G39),\"\")","v":2.0622673338302953},{"$f":"IFERROR(IF(OR(R54=\"\",'Cost scenario - input'!$G39=\"\"),\"\",R54/'Cost scenario - input'!$G39),\"\")","v":2.187191484380401},{"$f":"IFERROR(IF(OR(S54=\"\",'Cost scenario - input'!$G39=\"\"),\"\",S54/'Cost scenario - input'!$G39),\"\")","v":2.3093037840050585},{"$f":"IFERROR(IF(OR(T54=\"\",'Cost scenario - input'!$G39=\"\"),\"\",T54/'Cost scenario - input'!$G39),\"\")","v":2.4258928201900116},{"$f":"IFERROR(IF(OR(U54=\"\",'Cost scenario - input'!$G39=\"\"),\"\",U54/'Cost scenario - input'!$G39),\"\")","v":2.5343148046175386},{"$f":"IFERROR(IF(OR(V54=\"\",'Cost scenario - input'!$G39=\"\"),\"\",V54/'Cost scenario - input'!$G39),\"\")","v":2.6321211568760292},{"$f":"IFERROR(IF(OR(W54=\"\",'Cost scenario - input'!$G39=\"\"),\"\",W54/'Cost scenario - input'!$G39),\"\")","v":2.7171710791979211}]
[{"$f":"IFERROR('Cost scenario - input'!A40,\"\")","v":5},{"$f":"IFERROR('Cost scenario - input'!B40,\"\")","v":"TRANSFORMERS"},{"$f":"IFERROR('Cost scenario - input'!C40,\"\")","v":"ground outdoor / indoor chamber mounted ; > = 22 kv & < = 33 kv ; > 15 mva and < = 40 mva"},{"$f":"IFERROR(repcalc('Cost scenario - input'!$CY40:$GK40,'Cost scenario - input'!$J40,'Cost scenario - input'!$H40,'Cost scenario - input'!$I40,20,TRUE,TRUE),\"\")","v":4138.3127582283487},3988.6636849010683,3790.7589008161176,3560.6037208802454,3315.3717507788056,3072.3504397472184,2848.1656005071204,2658.3404230542756,2517.1784681070403,2437.9041061056118,2432.9542335051406,2514.2936273233895,2693.6218218123818,2982.3500022386156,3391.2511365167361,3929.7256957743812,4604.6792410789449,5419.0752465543937,6370.3010744973981,7448.5563080406964,{"$f":"IFERROR(IF(OR(D55=\"\",'Cost scenario - input'!$G40=\"\"),\"\",D55/'Cost scenario - input'!$G40),\"\")","v":2.7426081111755019},{"$f":"IFERROR(IF(OR(E55=\"\",'Cost scenario - input'!$G40=\"\"),\"\",E55/'Cost scenario - input'!$G40),\"\")","v":2.6434303094201304},{"$f":"IFERROR(IF(OR(F55=\"\",'Cost scenario - input'!$G40=\"\"),\"\",F55/'Cost scenario - input'!$G40),\"\")","v":2.5122717194869253},{"$f":"IFERROR(IF(OR(G55=\"\",'Cost scenario - input'!$G40=\"\"),\"\",G55/'Cost scenario - input'!$G40),\"\")","v":2.3597396369211276},{"$f":"IFERROR(IF(OR(H55=\"\",'Cost scenario - input'!$G40=\"\"),\"\",H55/'Cost scenario - input'!$G40),\"\")","v":2.1972156254185045},{"$f":"IFERROR(IF(OR(I55=\"\",'Cost scenario - input'!$G40=\"\"),\"\",I55/'Cost scenario - input'!$G40),\"\")","v":2.0361566968736557},{"$f":"IFERROR(IF(OR(J55=\"\",'Cost scenario - input'!$G40=\"\"),\"\",J55/'Cost scenario - input'!$G40),\"\")","v":1.8875813729617694},{"$f":"IFERROR(IF(OR(K55=\"\",'Cost scenario - input'!$G40=\"\"),\"\",K55/'Cost scenario - input'!$G40),\"\")","v":1.7617774277784715},{"$f":"IFERROR(IF(OR(L55=\"\",'Cost scenario - input'!$G40=\"\"),\"\",L55/'Cost scenario - input'!$G40),\"\")","v":1.6682243434066122},{"$f":"IFERROR(IF(OR(M55=\"\",'Cost scenario - input'!$G40=\"\"),\"\",M55/'Cost scenario - input'!$G40),\"\")","v":1.6156863838719975},{"$f":"IFERROR(IF(OR(N55=\"\",'Cost scenario - input'!$G40=\"\"),\"\",N55/'Cost scenario - input'!$G40),\"\")","v":1.6124059259809536},{"$f":"IFERROR(IF(OR(O55=\"\",'Cost scenario - input'!$G40=\"\"),\"\",O55/'Cost scenario - input'!$G40),\"\")","v":1.6663124560759703},{"$f":"IFERROR(IF(OR(P55=\"\",'Cost scenario - input'!$G40=\"\"),\"\",P55/'Cost scenario - input'!$G40),\"\")","v":1.7851596746169209},{"$f":"IFERROR(IF(OR(Q55=\"\",'Cost scenario - input'!$G40=\"\"),\"\",Q55/'Cost scenario - input'!$G40),\"\")","v":1.9765101828614788},{"$f":"IFERROR(IF(OR(R55=\"\",'Cost scenario - input'!$G40=\"\"),\"\",R55/'Cost scenario - input'!$G40),\"\")","v":2.2475036125654584},{"$f":"IFERROR(IF(OR(S55=\"\",'Cost scenario - input'!$G40=\"\"),\"\",S55/'Cost scenario - input'!$G40),\"\")","v":2.6043699926971318},{"$f":"IFERROR(IF(OR(T55=\"\",'Cost scenario - input'!$G40=\"\"),\"\",T55/'Cost scenario - input'!$G40),\"\")","v":3.0516858859529727},{"$f":"IFERROR(IF(OR(U55=\"\",'Cost scenario - input'!$G40=\"\"),\"\",U55/'Cost scenario - input'!$G40),\"\")","v":3.5914152927951246},{"$f":"IFERROR(IF(OR(V55=\"\",'Cost scenario - input'!$G40=\"\"),\"\",V55/'Cost scenario - input'!$G40),\"\")","v":4.2218267246253722},{"$f":"IFERROR(IF(OR(W55=\"\",'Cost scenario - input'!$G40=\"\"),\"\",W55/'Cost scenario - input'!$G40),\"\")","v":4.9364250941065873}]
[{"$f":"IFERROR('Cost scenario - input'!A41,\"\")","v":5},{"$f":"IFERROR('Cost scenario - input'!B41,\"\")","v":"TRANSFORMERS"},{"$f":"IFERROR('Cost scenario - input'!C41,\"\")","v":"ground outdoor / indoor chamber mounted ; > 33 kv & < = 66 kv ; > 15 mva and < = 40 mva"},{"$f":"IFERROR(repcalc('Cost scenario - input'!$CY41:$GK41,'Cost scenario - input'!$J41,'Cost scenario - input'!$H41,'Cost scenario - input'!$I41,20,TRUE,TRUE),\"\")","v":1.571991163214622E-2},2.8467569336250834E-2,5.0305254785820194E-2,8.6743916682266914E-2,0.14595784399771367,0.23965065270607686,0.38396583544282753,0.60030141372029733,0.9158176055452355,1.3633629000993641,1.9805090835438728,2.8074052582465749,3.8832585080273732,5.2414378165822146,6.9034714581390526,8.8725327081203726,11.127322736006878,13.617481184069566,16.261699727889194,18.949518875636929,{"$f":"IFERROR(IF(OR(D56=\"\",'Cost scenario - input'!$G41=\"\"),\"\",D56/'Cost scenario - input'!$G41),\"\")","v":3.4572860314087772E-5},{"$f":"IFERROR(IF(OR(E56=\"\",'Cost scenario - input'!$G41=\"\"),\"\",E56/'Cost scenario - input'!$G41),\"\")","v":6.2608831472765484E-5},{"$f":"IFERROR(IF(OR(F56=\"\",'Cost scenario - input'!$G41=\"\"),\"\",F56/'Cost scenario - input'!$G41),\"\")","v":1.1063653457301952E-4},{"$f":"IFERROR(IF(OR(G56=\"\",'Cost scenario - input'!$G41=\"\"),\"\",G56/'Cost scenario - input'!$G41),\"\")","v":1.9077621965890367E-4},{"$f":"IFERROR(IF(OR(H56=\"\",'Cost scenario - input'!$G41=\"\"),\"\",H56/'Cost scenario - input'!$G41),\"\")","v":3.2100563097054894E-4},{"$f":"IFERROR(IF(OR(I56=\"\",'Cost scenario - input'!$G41=\"\"),\"\",I56/'Cost scenario - input'!$G41),\"\")","v":5.2706457479341181E-4},{"$f":"IFERROR(IF(OR(J56=\"\",'Cost scenario - input'!$G41=\"\"),\"\",J56/'Cost scenario - input'!$G41),\"\")","v":8.444574947228566E-4},{"$f":"IFERROR(IF(OR(K56=\"\",'Cost scenario - input'!$G41=\"\"),\"\",K56/'Cost scenario - input'!$G41),\"\")","v":1.32024513932129E-3},{"$f":"IFERROR(IF(OR(L56=\"\",'Cost scenario - input'!$G41=\"\"),\"\",L56/'Cost scenario - input'!$G41),\"\")","v":2.0141610774039019E-3},{"$f":"IFERROR(IF(OR(M56=\"\",'Cost scenario - input'!$G41=\"\"),\"\",M56/'Cost scenario - input'!$G41),\"\")","v":2.9984491138077465E-3},{"$f":"IFERROR(IF(OR(N56=\"\",'Cost scenario - input'!$G41=\"\"),\"\",N56/'Cost scenario - input'!$G41),\"\")","v":4.355741018042601E-3},{"$f":"IFERROR(IF(OR(O56=\"\",'Cost scenario - input'!$G41=\"\"),\"\",O56/'Cost scenario - input'!$G41),\"\")","v":6.1743368607691633E-3},{"$f":"IFERROR(IF(OR(P56=\"\",'Cost scenario - input'!$G41=\"\"),\"\",P56/'Cost scenario - input'!$G41),\"\")","v":8.5404649277404081E-3},{"$f":"IFERROR(IF(OR(Q56=\"\",'Cost scenario - input'!$G41=\"\"),\"\",Q56/'Cost scenario - input'!$G41),\"\")","v":1.1527513749320838E-2},{"$f":"IFERROR(IF(OR(R56=\"\",'Cost scenario - input'!$G41=\"\"),\"\",R56/'Cost scenario - input'!$G41),\"\")","v":1.5182830539356386E-2},{"$f":"IFERROR(IF(OR(S56=\"\",'Cost scenario - input'!$G41=\"\"),\"\",S56/'Cost scenario - input'!$G41),\"\")","v":1.9513394294325338E-2},{"$f":"IFERROR(IF(OR(T56=\"\",'Cost scenario - input'!$G41=\"\"),\"\",T56/'Cost scenario - input'!$G41),\"\")","v":2.4472362416786415E-2},{"$f":"IFERROR(IF(OR(U56=\"\",'Cost scenario - input'!$G41=\"\"),\"\",U56/'Cost scenario - input'!$G41),\"\")","v":2.9948977184058038E-2},{"$f":"IFERROR(IF(OR(V56=\"\",'Cost scenario - input'!$G41=\"\"),\"\",V56/'Cost scenario - input'!$G41),\"\")","v":3.5764416894829197E-2},{"$f":"IFERROR(IF(OR(W56=\"\",'Cost scenario - input'!$G41=\"\"),\"\",W56/'Cost scenario - input'!$G41),\"\")","v":4.1675747576522468E-2}]
[{"$f":"IFERROR('Cost scenario - input'!A42,\"\")","v":5},{"$f":"IFERROR('Cost scenario - input'!B42,\"\")","v":"TRANSFORMERS"},{"$f":"IFERROR('Cost scenario - input'!C42,\"\")","v":"ground outdoor / indoor chamber mounted ; > 66 kv & < = 132 kv ; < = 100 mva"},{"$f":"IFERROR(repcalc('Cost scenario - input'!$CY42:$GK42,'Cost scenario - input'!$J42,'Cost scenario - input'!$H42,'Cost scenario - input'!$I42,20,TRUE,TRUE),\"\")","v":333.34605642219373},359.52417358330331,387.62367827921435,417.15565864192627,447.43233294310346,477.60347842519388,506.70995636617823,533.7512411828061,557.76299375990607,577.89999794150867,593.51918065721611,604.25699219862031,610.09521705227542,611.40942513908226,608.99485027721585,604.06553553082733,598.22407671127428,593.4011151093946,591.76571971265253,595.6097897150463,{"$f":"IFERROR(IF(OR(D57=\"\",'Cost scenario - input'!$G42=\"\"),\"\",D57/'Cost scenario - input'!$G42),\"\")","v":0.93811628536627667},{"$f":"IFERROR(IF(OR(E57=\"\",'Cost scenario - input'!$G42=\"\"),\"\",E57/'Cost scenario - input'!$G42),\"\")","v":1.0117878274647367},{"$f":"IFERROR(IF(OR(F57=\"\",'Cost scenario - input'!$G42=\"\"),\"\",F57/'Cost scenario - input'!$G42),\"\")","v":1.0908666179831816},{"$f":"IFERROR(IF(OR(G57=\"\",'Cost scenario - input'!$G42=\"\"),\"\",G57/'Cost scenario - input'!$G42),\"\")","v":1.1739767408828763},{"$f":"IFERROR(IF(OR(H57=\"\",'Cost scenario - input'!$G42=\"\"),\"\",H57/'Cost scenario - input'!$G42),\"\")","v":1.2591826123232499},{"$f":"IFERROR(IF(OR(I57=\"\",'Cost scenario - input'!$G42=\"\"),\"\",I57/'Cost scenario - input'!$G42),\"\")","v":1.3440915001879865},{"$f":"IFERROR(IF(OR(J57=\"\",'Cost scenario - input'!$G42=\"\"),\"\",J57/'Cost scenario - input'!$G42),\"\")","v":1.426004156540245},{"$f":"IFERROR(IF(OR(K57=\"\",'Cost scenario - input'!$G42=\"\"),\"\",K57/'Cost scenario - input'!$G42),\"\")","v":1.5021048608232954},{"$f":"IFERROR(IF(OR(L57=\"\",'Cost scenario - input'!$G42=\"\"),\"\",L57/'Cost scenario - input'!$G42),\"\")","v":1.5696797299383916},{"$f":"IFERROR(IF(OR(M57=\"\",'Cost scenario - input'!$G42=\"\"),\"\",M57/'Cost scenario - input'!$G42),\"\")","v":1.6263501215548573},{"$f":"IFERROR(IF(OR(N57=\"\",'Cost scenario - input'!$G42=\"\"),\"\",N57/'Cost scenario - input'!$G42),\"\")","v":1.6703062727899527},{"$f":"IFERROR(IF(OR(O57=\"\",'Cost scenario - input'!$G42=\"\"),\"\",O57/'Cost scenario - input'!$G42),\"\")","v":1.7005250669892968},{"$f":"IFERROR(IF(OR(P57=\"\",'Cost scenario - input'!$G42=\"\"),\"\",P57/'Cost scenario - input'!$G42),\"\")","v":1.7169552413001257},{"$f":"IFERROR(IF(OR(Q57=\"\",'Cost scenario - input'!$G42=\"\"),\"\",Q57/'Cost scenario - input'!$G42),\"\")","v":1.7206537401569175},{"$f":"IFERROR(IF(OR(R57=\"\",'Cost scenario - input'!$G42=\"\"),\"\",R57/'Cost scenario - input'!$G42),\"\")","v":1.7138585435241305},{"$f":"IFERROR(IF(OR(S57=\"\",'Cost scenario - input'!$G42=\"\"),\"\",S57/'Cost scenario - input'!$G42),\"\")","v":1.6999862617011039},{"$f":"IFERROR(IF(OR(T57=\"\",'Cost scenario - input'!$G42=\"\"),\"\",T57/'Cost scenario - input'!$G42),\"\")","v":1.6835469862294343},{"$f":"IFERROR(IF(OR(U57=\"\",'Cost scenario - input'!$G42=\"\"),\"\",U57/'Cost scenario - input'!$G42),\"\")","v":1.6699740078328063},{"$f":"IFERROR(IF(OR(V57=\"\",'Cost scenario - input'!$G42=\"\"),\"\",V57/'Cost scenario - input'!$G42),\"\")","v":1.6653716103388527},{"$f":"IFERROR(IF(OR(W57=\"\",'Cost scenario - input'!$G42=\"\"),\"\",W57/'Cost scenario - input'!$G42),\"\")","v":1.6761897514323423}]
[{"$f":"IFERROR('Cost scenario - input'!A43,\"\")","v":5},{"$f":"IFERROR('Cost scenario - input'!B43,\"\")","v":"TRANSFORMERS"},{"$f":"IFERROR('Cost scenario - input'!C43,\"\")","v":"ground outdoor / indoor chamber mounted ; > 66 kv & < = 132 kv ; > 100 mva"},{"$f":"IFERROR(repcalc('Cost scenario - input'!$CY43:$GK43,'Cost scenario - input'!$J43,'Cost scenario - input'!$H43,'Cost scenario - input'!$I43,20,TRUE,TRUE),\"\")","v":4.3058805182654925E-2},7.7924187904416825E-2,0.13825386524905883,0.24048979918114732,0.41015947205321107,0.68591591141663322,1.1248117231287329,1.808890671345015,2.8530245487863808,4.4136883255849373,6.6980563992530815,9.9724403589811317,14.568721395497604,20.887129936695178,29.393580170424467,40.609868862016071,55.095466975202726,73.420393467981413,96.129718673837317,123.70147518934614,{"$f":"IFERROR(IF(OR(D58=\"\",'Cost scenario - input'!$G43=\"\"),\"\",D58/'Cost scenario - input'!$G43),\"\")","v":1.5468302690034389E-5},{"$f":"IFERROR(IF(OR(E58=\"\",'Cost scenario - input'!$G43=\"\"),\"\",E58/'Cost scenario - input'!$G43),\"\")","v":2.79932274076704E-5},{"$f":"IFERROR(IF(OR(F58=\"\",'Cost scenario - input'!$G43=\"\"),\"\",F58/'Cost scenario - input'!$G43),\"\")","v":4.9665861062980147E-5},{"$f":"IFERROR(IF(OR(G58=\"\",'Cost scenario - input'!$G43=\"\"),\"\",G58/'Cost scenario - input'!$G43),\"\")","v":8.639275966482369E-5},{"$f":"IFERROR(IF(OR(H58=\"\",'Cost scenario - input'!$G43=\"\"),\"\",H58/'Cost scenario - input'!$G43),\"\")","v":1.4734433150178231E-4},{"$f":"IFERROR(IF(OR(I58=\"\",'Cost scenario - input'!$G43=\"\"),\"\",I58/'Cost scenario - input'!$G43),\"\")","v":2.464061622865753E-4},{"$f":"IFERROR(IF(OR(J58=\"\",'Cost scenario - input'!$G43=\"\"),\"\",J58/'Cost scenario - input'!$G43),\"\")","v":4.0407364135740313E-4},{"$f":"IFERROR(IF(OR(K58=\"\",'Cost scenario - input'!$G43=\"\"),\"\",K58/'Cost scenario - input'!$G43),\"\")","v":6.4981989906248922E-4},{"$f":"IFERROR(IF(OR(L58=\"\",'Cost scenario - input'!$G43=\"\"),\"\",L58/'Cost scenario - input'!$G43),\"\")","v":1.0249110981022688E-3},{"$f":"IFERROR(IF(OR(M58=\"\",'Cost scenario - input'!$G43=\"\"),\"\",M58/'Cost scenario - input'!$G43),\"\")","v":1.5855587889633432E-3},{"$f":"IFERROR(IF(OR(N58=\"\",'Cost scenario - input'!$G43=\"\"),\"\",N58/'Cost scenario - input'!$G43),\"\")","v":2.4061876166574171E-3},{"$f":"IFERROR(IF(OR(O58=\"\",'Cost scenario - input'!$G43=\"\"),\"\",O58/'Cost scenario - input'!$G43),\"\")","v":3.5824664752465893E-3},{"$f":"IFERROR(IF(OR(P58=\"\",'Cost scenario - input'!$G43=\"\"),\"\",P58/'Cost scenario - input'!$G43),\"\")","v":5.233619265476384E-3},{"$f":"IFERROR(IF(OR(Q58=\"\",'Cost scenario - input'!$G43=\"\"),\"\",Q58/'Cost scenario - input'!$G43),\"\")","v":7.5034234418800668E-3},{"$f":"IFERROR(IF(OR(R58=\"\",'Cost scenario - input'!$G43=\"\"),\"\",R58/'Cost scenario - input'!$G43),\"\")","v":1.0559252475567282E-2},{"$f":"IFERROR(IF(OR(S58=\"\",'Cost scenario - input'!$G43=\"\"),\"\",S58/'Cost scenario - input'!$G43),\"\")","v":1.4588554909863282E-2},{"$f":"IFERROR(IF(OR(T58=\"\",'Cost scenario - input'!$G43=\"\"),\"\",T58/'Cost scenario - input'!$G43),\"\")","v":1.979231324246146E-2},{"$f":"IFERROR(IF(OR(U58=\"\",'Cost scenario - input'!$G43=\"\"),\"\",U58/'Cost scenario - input'!$G43),\"\")","v":2.6375299197610849E-2},{"$f":"IFERROR(IF(OR(V58=\"\",'Cost scenario - input'!$G43=\"\"),\"\",V58/'Cost scenario - input'!$G43),\"\")","v":3.4533322038247126E-2},{"$f":"IFERROR(IF(OR(W58=\"\",'Cost scenario - input'!$G43=\"\"),\"\",W58/'Cost scenario - input'!$G43),\"\")","v":4.4438108612529906E-2}]
[{"$f":"IFERROR('Cost scenario - input'!A44,\"\")","v":5},{"$f":"IFERROR('Cost scenario - input'!B44,\"\")","v":"TRANSFORMERS"},{"$f":"IFERROR('Cost scenario - input'!C44,\"\")","v":"kiosk mounted ; < = 22 kv ; > 60 kva and < = 600 kva ; multiple phase"},{"$f":"IFERROR(repcalc('Cost scenario - input'!$CY44:$GK44,'Cost scenario - input'!$J44,'Cost scenario - input'!$H44,'Cost scenario - input'!$I44,20,TRUE,TRUE),\"\")","v":5271.887929306873},5376.9748924688583,5478.3854907373088,5576.6818149598448,5673.7029092201556,5772.9964854134787,5880.123679649384,6002.8334526155322,6151.1031579791197,6337.0295582436838,6574.5363164280052,6878.8481975139048,7265.6777609956216,7750.0846894804463,8345.0053758133618,9059.5104226603089,9896.9235381006038,10853.013574275494,11914.533426152764,13058.404479125154,{"$f":"IFERROR(IF(OR(D59=\"\",'Cost scenario - input'!$G44=\"\"),\"\",D59/'Cost scenario - input'!$G44),\"\")","v":102.39038059557397},{"$f":"IFERROR(IF(OR(E59=\"\",'Cost scenario - input'!$G44=\"\"),\"\",E59/'Cost scenario - input'!$G44),\"\")","v":104.43137507384684},{"$f":"IFERROR(IF(OR(F59=\"\",'Cost scenario - input'!$G44=\"\"),\"\",F59/'Cost scenario - input'!$G44),\"\")","v":106.40096735129434},{"$f":"IFERROR(IF(OR(G59=\"\",'Cost scenario - input'!$G44=\"\"),\"\",G59/'Cost scenario - input'!$G44),\"\")","v":108.3100743321809},{"$f":"IFERROR(IF(OR(H59=\"\",'Cost scenario - input'!$G44=\"\"),\"\",H59/'Cost scenario - input'!$G44),\"\")","v":110.19441385159448},{"$f":"IFERROR(IF(OR(I59=\"\",'Cost scenario - input'!$G44=\"\"),\"\",I59/'Cost scenario - input'!$G44),\"\")","v":112.12288941736141},{"$f":"IFERROR(IF(OR(J59=\"\",'Cost scenario - input'!$G44=\"\"),\"\",J59/'Cost scenario - input'!$G44),\"\")","v":114.20350917579252},{"$f":"IFERROR(IF(OR(K59=\"\",'Cost scenario - input'!$G44=\"\"),\"\",K59/'Cost scenario - input'!$G44),\"\")","v":116.58677310804616},{"$f":"IFERROR(IF(OR(L59=\"\",'Cost scenario - input'!$G44=\"\"),\"\",L59/'Cost scenario - input'!$G44),\"\")","v":119.46646094787612},{"$f":"IFERROR(IF(OR(M59=\"\",'Cost scenario - input'!$G44=\"\"),\"\",M59/'Cost scenario - input'!$G44),\"\")","v":123.07751549629036},{"$f":"IFERROR(IF(OR(N59=\"\",'Cost scenario - input'!$G44=\"\"),\"\",N59/'Cost scenario - input'!$G44),\"\")","v":127.69036153752077},{"$f":"IFERROR(IF(OR(O59=\"\",'Cost scenario - input'!$G44=\"\"),\"\",O59/'Cost scenario - input'!$G44),\"\")","v":133.60069380215921},{"$f":"IFERROR(IF(OR(P59=\"\",'Cost scenario - input'!$G44=\"\"),\"\",P59/'Cost scenario - input'!$G44),\"\")","v":141.11368094483547},{"$f":"IFERROR(IF(OR(Q59=\"\",'Cost scenario - input'!$G44=\"\"),\"\",Q59/'Cost scenario - input'!$G44),\"\")","v":150.52181147336421},{"$f":"IFERROR(IF(OR(R59=\"\",'Cost scenario - input'!$G44=\"\"),\"\",R59/'Cost scenario - input'!$G44),\"\")","v":162.07633545312871},{"$f":"IFERROR(IF(OR(S59=\"\",'Cost scenario - input'!$G44=\"\"),\"\",S59/'Cost scenario - input'!$G44),\"\")","v":175.9534217389398},{"$f":"IFERROR(IF(OR(T59=\"\",'Cost scenario - input'!$G44=\"\"),\"\",T59/'Cost scenario - input'!$G44),\"\")","v":192.21762324614639},{"$f":"IFERROR(IF(OR(U59=\"\",'Cost scenario - input'!$G44=\"\"),\"\",U59/'Cost scenario - input'!$G44),\"\")","v":210.78676280303637},{"$f":"IFERROR(IF(OR(V59=\"\",'Cost scenario - input'!$G44=\"\"),\"\",V59/'Cost scenario - input'!$G44),\"\")","v":231.40355570549116},{"$f":"IFERROR(IF(OR(W59=\"\",'Cost scenario - input'!$G44=\"\"),\"\",W59/'Cost scenario - input'!$G44),\"\")","v":253.61977009332273}]
[{"$f":"IFERROR('Cost scenario - input'!A45,\"\")","v":5},{"$f":"IFERROR('Cost scenario - input'!B45,\"\")","v":"TRANSFORMERS"},{"$f":"IFERROR('Cost scenario - input'!C45,\"\")","v":"kiosk mounted ; < = 22 kv ; > 600 kva ; multiple phase"},{"$f":"IFERROR(repcalc('Cost scenario - input'!$CY45:$GK45,'Cost scenario - input'!$J45,'Cost scenario - input'!$H45,'Cost scenario - input'!$I45,20,TRUE,TRUE),\"\")","v":898.97899947743497},1118.6385978562198,1380.9708851789117,1694.8649648260903,2070.0552399467742,2515.6177808472089,3037.8159515299967,3637.5921163101343,4308.1994739519969,5033.5758179322711,5788.0216491591837,6537.5366997108868,7242.8219786994205,7863.5518655434425,8363.1779394414716,8713.3544310834168,8897.140547427507,8910.4292574301307,8761.4895526986602,8468.9531141867046,{"$f":"IFERROR(IF(OR(D60=\"\",'Cost scenario - input'!$G45=\"\"),\"\",D60/'Cost scenario - input'!$G45),\"\")","v":16.074444139762885},{"$f":"IFERROR(IF(OR(E60=\"\",'Cost scenario - input'!$G45=\"\"),\"\",E60/'Cost scenario - input'!$G45),\"\")","v":20.002128708540351},{"$f":"IFERROR(IF(OR(F60=\"\",'Cost scenario - input'!$G45=\"\"),\"\",F60/'Cost scenario - input'!$G45),\"\")","v":24.692834165593336},{"$f":"IFERROR(IF(OR(G60=\"\",'Cost scenario - input'!$G45=\"\"),\"\",G60/'Cost scenario - input'!$G45),\"\")","v":30.305504597298462},{"$f":"IFERROR(IF(OR(H60=\"\",'Cost scenario - input'!$G45=\"\"),\"\",H60/'Cost scenario - input'!$G45),\"\")","v":37.014198707745351},{"$f":"IFERROR(IF(OR(I60=\"\",'Cost scenario - input'!$G45=\"\"),\"\",I60/'Cost scenario - input'!$G45),\"\")","v":44.981203697448258},{"$f":"IFERROR(IF(OR(J60=\"\",'Cost scenario - input'!$G45=\"\"),\"\",J60/'Cost scenario - input'!$G45),\"\")","v":54.318513389227697},{"$f":"IFERROR(IF(OR(K60=\"\",'Cost scenario - input'!$G45=\"\"),\"\",K60/'Cost scenario - input'!$G45),\"\")","v":65.042977990429478},{"$f":"IFERROR(IF(OR(L60=\"\",'Cost scenario - input'!$G45=\"\"),\"\",L60/'Cost scenario - input'!$G45),\"\")","v":77.033959444272313},{"$f":"IFERROR(IF(OR(M60=\"\",'Cost scenario - input'!$G45=\"\"),\"\",M60/'Cost scenario - input'!$G45),\"\")","v":90.004252997730362},{"$f":"IFERROR(IF(OR(N60=\"\",'Cost scenario - input'!$G45=\"\"),\"\",N60/'Cost scenario - input'!$G45),\"\")","v":103.49433160644472},{"$f":"IFERROR(IF(OR(O60=\"\",'Cost scenario - input'!$G45=\"\"),\"\",O60/'Cost scenario - input'!$G45),\"\")","v":116.89624401931341},{"$f":"IFERROR(IF(OR(P60=\"\",'Cost scenario - input'!$G45=\"\"),\"\",P60/'Cost scenario - input'!$G45),\"\")","v":129.50729369487686},{"$f":"IFERROR(IF(OR(Q60=\"\",'Cost scenario - input'!$G45=\"\"),\"\",Q60/'Cost scenario - input'!$G45),\"\")","v":140.60642715378478},{"$f":"IFERROR(IF(OR(R60=\"\",'Cost scenario - input'!$G45=\"\"),\"\",R60/'Cost scenario - input'!$G45),\"\")","v":149.54013018835107},{"$f":"IFERROR(IF(OR(S60=\"\",'Cost scenario - input'!$G45=\"\"),\"\",S60/'Cost scenario - input'!$G45),\"\")","v":155.80155838325729},{"$f":"IFERROR(IF(OR(T60=\"\",'Cost scenario - input'!$G45=\"\"),\"\",T60/'Cost scenario - input'!$G45),\"\")","v":159.08779717476889},{"$f":"IFERROR(IF(OR(U60=\"\",'Cost scenario - input'!$G45=\"\"),\"\",U60/'Cost scenario - input'!$G45),\"\")","v":159.32540965153515},{"$f":"IFERROR(IF(OR(V60=\"\",'Cost scenario - input'!$G45=\"\"),\"\",V60/'Cost scenario - input'!$G45),\"\")","v":156.66225181882663},{"$f":"IFERROR(IF(OR(W60=\"\",'Cost scenario - input'!$G45=\"\"),\"\",W60/'Cost scenario - input'!$G45),\"\")","v":151.43147263217261}]
[{"$f":"IFERROR('Cost scenario - input'!A46,\"\")","v":5},{"$f":"IFERROR('Cost scenario - input'!B46,\"\")","v":"TRANSFORMERS"},{"$f":"IFERROR('Cost scenario - input'!C46,\"\")","v":"pole mounted ; < = 22 kv ; < = 60 kva ; multiple phase"},{"$f":"IFERROR(repcalc('Cost scenario - input'!$CY46:$GK46,'Cost scenario - input'!$J46,'Cost scenario - input'!$H46,'Cost scenario - input'!$I46,20,TRUE,TRUE),\"\")","v":816.84087053616008},760.06920365604321,725.17696336777954,705.50719024245768,696.88446521121489,696.7227371325987,703.39972687690795,715.82664582687801,733.16046108318767,754.62084714386333,779.38497858258745,806.54080320816581,835.08409804995313,863.94728208353672,892.04944207501114,918.35799694943898,941.95336856763504,962.08921758976805,978.24231309288882,990.1478440811677,{"$f":"IFERROR(IF(OR(D61=\"\",'Cost scenario - input'!$G46=\"\"),\"\",D61/'Cost scenario - input'!$G46),\"\")","v":91.126722028711882},{"$f":"IFERROR(IF(OR(E61=\"\",'Cost scenario - input'!$G46=\"\"),\"\",E61/'Cost scenario - input'!$G46),\"\")","v":84.793278033071331},{"$f":"IFERROR(IF(OR(F61=\"\",'Cost scenario - input'!$G46=\"\"),\"\",F61/'Cost scenario - input'!$G46),\"\")","v":80.900701649594609},{"$f":"IFERROR(IF(OR(G61=\"\",'Cost scenario - input'!$G46=\"\"),\"\",G61/'Cost scenario - input'!$G46),\"\")","v":78.70634285510566},{"$f":"IFERROR(IF(OR(H61=\"\",'Cost scenario - input'!$G46=\"\"),\"\",H61/'Cost scenario - input'!$G46),\"\")","v":77.744392130803234},{"$f":"IFERROR(IF(OR(I61=\"\",'Cost scenario - input'!$G46=\"\"),\"\",I61/'Cost scenario - input'!$G46),\"\")","v":77.726349755359138},{"$f":"IFERROR(IF(OR(J61=\"\",'Cost scenario - input'!$G46=\"\"),\"\",J61/'Cost scenario - input'!$G46),\"\")","v":78.471234359405528},{"$f":"IFERROR(IF(OR(K61=\"\",'Cost scenario - input'!$G46=\"\"),\"\",K61/'Cost scenario - input'!$G46),\"\")","v":79.857580745432898},{"$f":"IFERROR(IF(OR(L61=\"\",'Cost scenario - input'!$G46=\"\"),\"\",L61/'Cost scenario - input'!$G46),\"\")","v":81.79134021013985},{"$f":"IFERROR(IF(OR(M61=\"\",'Cost scenario - input'!$G46=\"\"),\"\",M61/'Cost scenario - input'!$G46),\"\")","v":84.18545968398108},{"$f":"IFERROR(IF(OR(N61=\"\",'Cost scenario - input'!$G46=\"\"),\"\",N61/'Cost scenario - input'!$G46),\"\")","v":86.948144808218132},{"$f":"IFERROR(IF(OR(O61=\"\",'Cost scenario - input'!$G46=\"\"),\"\",O61/'Cost scenario - input'!$G46),\"\")","v":89.977647091191841},{"$f":"IFERROR(IF(OR(P61=\"\",'Cost scenario - input'!$G46=\"\"),\"\",P61/'Cost scenario - input'!$G46),\"\")","v":93.161935474220257},{"$f":"IFERROR(IF(OR(Q61=\"\",'Cost scenario - input'!$G46=\"\"),\"\",Q61/'Cost scenario - input'!$G46),\"\")","v":96.381910677671456},{"$f":"IFERROR(IF(OR(R61=\"\",'Cost scenario - input'!$G46=\"\"),\"\",R61/'Cost scenario - input'!$G46),\"\")","v":99.516986081364934},{"$f":"IFERROR(IF(OR(S61=\"\",'Cost scenario - input'!$G46=\"\"),\"\",S61/'Cost scenario - input'!$G46),\"\")","v":102.45196699808312},{"$f":"IFERROR(IF(OR(T61=\"\",'Cost scenario - input'!$G46=\"\"),\"\",T61/'Cost scenario - input'!$G46),\"\")","v":105.08426534182806},{"$f":"IFERROR(IF(OR(U61=\"\",'Cost scenario - input'!$G46=\"\"),\"\",U61/'Cost scenario - input'!$G46),\"\")","v":107.33061953741039},{"$f":"IFERROR(IF(OR(V61=\"\",'Cost scenario - input'!$G46=\"\"),\"\",V61/'Cost scenario - input'!$G46),\"\")","v":109.13265797220362},{"$f":"IFERROR(IF(OR(W61=\"\",'Cost scenario - input'!$G46=\"\"),\"\",W61/'Cost scenario - input'!$G46),\"\")","v":110.46083834625981}]
[{"$f":"IFERROR('Cost scenario - input'!A47,\"\")","v":5},{"$f":"IFERROR('Cost scenario - input'!B47,\"\")","v":"TRANSFORMERS"},{"$f":"IFERROR('Cost scenario - input'!C47,\"\")","v":"pole mounted ; < = 22 kv ; < = 60 kva ; single phase"},{"$f":"IFERROR(repcalc('Cost scenario - input'!$CY47:$GK47,'Cost scenario - input'!$J47,'Cost scenario - input'!$H47,'Cost scenario - input'!$I47,20,TRUE,TRUE),\"\")","v":709.39451407812578},729.86470686919938,753.16355484905455,777.09849312655331,799.87265632394519,820.07332970119796,836.68060689940239,849.07349535217077,857.01927319362085,860.64029117033817,860.35938165971311,856.8298410761779,850.85833309625036,843.32918831536801,835.13695631885332,827.13141163153546,820.07629865498029,814.62060966758406,811.27960656257005,810.42232868255928,{"$f":"IFERROR(IF(OR(D62=\"\",'Cost scenario - input'!$G47=\"\"),\"\",D62/'Cost scenario - input'!$G47),\"\")","v":109.73660322799908},{"$f":"IFERROR(IF(OR(E62=\"\",'Cost scenario - input'!$G47=\"\"),\"\",E62/'Cost scenario - input'!$G47),\"\")","v":112.90314790763175},{"$f":"IFERROR(IF(OR(F62=\"\",'Cost scenario - input'!$G47=\"\"),\"\",F62/'Cost scenario - input'!$G47),\"\")","v":116.50725871719639},{"$f":"IFERROR(IF(OR(G62=\"\",'Cost scenario - input'!$G47=\"\"),\"\",G62/'Cost scenario - input'!$G47),\"\")","v":120.20976666294472},{"$f":"IFERROR(IF(OR(H62=\"\",'Cost scenario - input'!$G47=\"\"),\"\",H62/'Cost scenario - input'!$G47),\"\")","v":123.7327137129224},{"$f":"IFERROR(IF(OR(I62=\"\",'Cost scenario - input'!$G47=\"\"),\"\",I62/'Cost scenario - input'!$G47),\"\")","v":126.85756629543597},{"$f":"IFERROR(IF(OR(J62=\"\",'Cost scenario - input'!$G47=\"\"),\"\",J62/'Cost scenario - input'!$G47),\"\")","v":129.42655456984494},{"$f":"IFERROR(IF(OR(K62=\"\",'Cost scenario - input'!$G47=\"\"),\"\",K62/'Cost scenario - input'!$G47),\"\")","v":131.34361687579974},{"$f":"IFERROR(IF(OR(L62=\"\",'Cost scenario - input'!$G47=\"\"),\"\",L62/'Cost scenario - input'!$G47),\"\")","v":132.57275334784893},{"$f":"IFERROR(IF(OR(M62=\"\",'Cost scenario - input'!$G47=\"\"),\"\",M62/'Cost scenario - input'!$G47),\"\")","v":133.13289048607993},{"$f":"IFERROR(IF(OR(N62=\"\",'Cost scenario - input'!$G47=\"\"),\"\",N62/'Cost scenario - input'!$G47),\"\")","v":133.08943644901214},{"$f":"IFERROR(IF(OR(O62=\"\",'Cost scenario - input'!$G47=\"\"),\"\",O62/'Cost scenario - input'!$G47),\"\")","v":132.54344999590873},{"$f":"IFERROR(IF(OR(P62=\"\",'Cost scenario - input'!$G47=\"\"),\"\",P62/'Cost scenario - input'!$G47),\"\")","v":131.61971434689866},{"$f":"IFERROR(IF(OR(Q62=\"\",'Cost scenario - input'!$G47=\"\"),\"\",Q62/'Cost scenario - input'!$G47),\"\")","v":130.45502705785253},{"$f":"IFERROR(IF(OR(R62=\"\",'Cost scenario - input'!$G47=\"\"),\"\",R62/'Cost scenario - input'!$G47),\"\")","v":129.18776646545635},{"$f":"IFERROR(IF(OR(S62=\"\",'Cost scenario - input'!$G47=\"\"),\"\",S62/'Cost scenario - input'!$G47),\"\")","v":127.94938462919724},{"$f":"IFERROR(IF(OR(T62=\"\",'Cost scenario - input'!$G47=\"\"),\"\",T62/'Cost scenario - input'!$G47),\"\")","v":126.85802556442771},{"$f":"IFERROR(IF(OR(U62=\"\",'Cost scenario - input'!$G47=\"\"),\"\",U62/'Cost scenario - input'!$G47),\"\")","v":126.0140822213878},{"$f":"IFERROR(IF(OR(V62=\"\",'Cost scenario - input'!$G47=\"\"),\"\",V62/'Cost scenario - input'!$G47),\"\")","v":125.49726072806841},{"$f":"IFERROR(IF(OR(W62=\"\",'Cost scenario - input'!$G47=\"\"),\"\",W62/'Cost scenario - input'!$G47),\"\")","v":125.36464797069864}]
[{"$f":"IFERROR('Cost scenario - input'!A48,\"\")","v":5},{"$f":"IFERROR('Cost scenario - input'!B48,\"\")","v":"TRANSFORMERS"},{"$f":"IFERROR('Cost scenario - input'!C48,\"\")","v":"pole mounted ; < = 22 kv ; > 60 kva and < = 600 kva ; multiple phase"},{"$f":"IFERROR(repcalc('Cost scenario - input'!$CY48:$GK48,'Cost scenario - input'!$J48,'Cost scenario - input'!$H48,'Cost scenario - input'!$I48,20,TRUE,TRUE),\"\")","v":7036.9186296262269},6407.4874769201842,6026.7968189634639,5791.3493710332868,5651.5361150603721,5582.8363912840159,5574.7016406312459,5623.9321742998363,5732.3017624823151,5904.3273282764858,6145.9890097894349,6463.5838027571872,6862.7335261496983,7347.4500507359726,7919.215945130014,8576.0867390628118,9311.8675606965971,10115.460007778065,10970.502740605662,11855.430286389577,{"$f":"IFERROR(IF(OR(D63=\"\",'Cost scenario - input'!$G48=\"\"),\"\",D63/'Cost scenario - input'!$G48),\"\")","v":376.24121486896888},{"$f":"IFERROR(IF(OR(E63=\"\",'Cost scenario - input'!$G48=\"\"),\"\",E63/'Cost scenario - input'!$G48),\"\")","v":342.58757269475552},{"$f":"IFERROR(IF(OR(F63=\"\",'Cost scenario - input'!$G48=\"\"),\"\",F63/'Cost scenario - input'!$G48),\"\")","v":322.23327798458467},{"$f":"IFERROR(IF(OR(G63=\"\",'Cost scenario - input'!$G48=\"\"),\"\",G63/'Cost scenario - input'!$G48),\"\")","v":309.64466661794262},{"$f":"IFERROR(IF(OR(H63=\"\",'Cost scenario - input'!$G48=\"\"),\"\",H63/'Cost scenario - input'!$G48),\"\")","v":302.16930530559648},{"$f":"IFERROR(IF(OR(I63=\"\",'Cost scenario - input'!$G48=\"\"),\"\",I63/'Cost scenario - input'!$G48),\"\")","v":298.49615390294173},{"$f":"IFERROR(IF(OR(J63=\"\",'Cost scenario - input'!$G48=\"\"),\"\",J63/'Cost scenario - input'!$G48),\"\")","v":298.06121517061524},{"$f":"IFERROR(IF(OR(K63=\"\",'Cost scenario - input'!$G48=\"\"),\"\",K63/'Cost scenario - input'!$G48),\"\")","v":300.69341212655786},{"$f":"IFERROR(IF(OR(L63=\"\",'Cost scenario - input'!$G48=\"\"),\"\",L63/'Cost scenario - input'!$G48),\"\")","v":306.48758250973759},{"$f":"IFERROR(IF(OR(M63=\"\",'Cost scenario - input'!$G48=\"\"),\"\",M63/'Cost scenario - input'!$G48),\"\")","v":315.68523154754638},{"$f":"IFERROR(IF(OR(N63=\"\",'Cost scenario - input'!$G48=\"\"),\"\",N63/'Cost scenario - input'!$G48),\"\")","v":328.60609782798241},{"$f":"IFERROR(IF(OR(O63=\"\",'Cost scenario - input'!$G48=\"\"),\"\",O63/'Cost scenario - input'!$G48),\"\")","v":345.58686128873495},{"$f":"IFERROR(IF(OR(P63=\"\",'Cost scenario - input'!$G48=\"\"),\"\",P63/'Cost scenario - input'!$G48),\"\")","v":366.92810235574842},{"$f":"IFERROR(IF(OR(Q63=\"\",'Cost scenario - input'!$G48=\"\"),\"\",Q63/'Cost scenario - input'!$G48),\"\")","v":392.84432274653204},{"$f":"IFERROR(IF(OR(R63=\"\",'Cost scenario - input'!$G48=\"\"),\"\",R63/'Cost scenario - input'!$G48),\"\")","v":423.41479059616285},{"$f":"IFERROR(IF(OR(S63=\"\",'Cost scenario - input'!$G48=\"\"),\"\",S63/'Cost scenario - input'!$G48),\"\")","v":458.53554138624935},{"$f":"IFERROR(IF(OR(T63=\"\",'Cost scenario - input'!$G48=\"\"),\"\",T63/'Cost scenario - input'!$G48),\"\")","v":497.87535541270313},{"$f":"IFERROR(IF(OR(U63=\"\",'Cost scenario - input'!$G48=\"\"),\"\",U63/'Cost scenario - input'!$G48),\"\")","v":540.84083710472578},{"$f":"IFERROR(IF(OR(V63=\"\",'Cost scenario - input'!$G48=\"\"),\"\",V63/'Cost scenario - input'!$G48),\"\")","v":586.55719869650761},{"$f":"IFERROR(IF(OR(W63=\"\",'Cost scenario - input'!$G48=\"\"),\"\",W63/'Cost scenario - input'!$G48),\"\")","v":633.87140430562374}]
[{"$f":"IFERROR('Cost scenario - input'!A49,\"\")","v":5},{"$f":"IFERROR('Cost scenario - input'!B49,\"\")","v":"TRANSFORMERS"},{"$f":"IFERROR('Cost scenario - input'!C49,\"\")","v":"pole mounted ; < = 22 kv ; > 60 kva and < = 600 kva ; single phase"},{"$f":"IFERROR(repcalc('Cost scenario - input'!$CY49:$GK49,'Cost scenario - input'!$J49,'Cost scenario - input'!$H49,'Cost scenario - input'!$I49,20,TRUE,TRUE),\"\")","v":0.46036820389870076},0.57411707501283871,0.69745194773784647,0.82544683858431167,0.95191206765307612,1.0699405972798666,1.1726946942719541,1.2543636585945965,1.311188301005626,1.3424296751532097,1.3511618295031478,1.3447885948391314,1.3352148427960884,1.3386328587337242,1.3749057396661826,1.4665390873802637,1.6372347865928454,1.91002857707816,2.3050415577052648,2.8369359639789762,{"$f":"IFERROR(IF(OR(D64=\"\",'Cost scenario - input'!$G49=\"\"),\"\",D64/'Cost scenario - input'!$G49),\"\")","v":2.452378239297838E-2},{"$f":"IFERROR(IF(OR(E64=\"\",'Cost scenario - input'!$G49=\"\"),\"\",E64/'Cost scenario - input'!$G49),\"\")","v":3.0583176892916248E-2},{"$f":"IFERROR(IF(OR(F64=\"\",'Cost scenario - input'!$G49=\"\"),\"\",F64/'Cost scenario - input'!$G49),\"\")","v":3.715321703591299E-2},{"$f":"IFERROR(IF(OR(G64=\"\",'Cost scenario - input'!$G49=\"\"),\"\",G64/'Cost scenario - input'!$G49),\"\")","v":4.3971496022057785E-2},{"$f":"IFERROR(IF(OR(H64=\"\",'Cost scenario - input'!$G49=\"\"),\"\",H64/'Cost scenario - input'!$G49),\"\")","v":5.0708290031061448E-2},{"$f":"IFERROR(IF(OR(I64=\"\",'Cost scenario - input'!$G49=\"\"),\"\",I64/'Cost scenario - input'!$G49),\"\")","v":5.6995661644083435E-2},{"$f":"IFERROR(IF(OR(J64=\"\",'Cost scenario - input'!$G49=\"\"),\"\",J64/'Cost scenario - input'!$G49),\"\")","v":6.2469365286690844E-2},{"$f":"IFERROR(IF(OR(K64=\"\",'Cost scenario - input'!$G49=\"\"),\"\",K64/'Cost scenario - input'!$G49),\"\")","v":6.6819865369770221E-2},{"$f":"IFERROR(IF(OR(L64=\"\",'Cost scenario - input'!$G49=\"\"),\"\",L64/'Cost scenario - input'!$G49),\"\")","v":6.9846910142292204E-2},{"$f":"IFERROR(IF(OR(M64=\"\",'Cost scenario - input'!$G49=\"\"),\"\",M64/'Cost scenario - input'!$G49),\"\")","v":7.1511135983183566E-2},{"$f":"IFERROR(IF(OR(N64=\"\",'Cost scenario - input'!$G49=\"\"),\"\",N64/'Cost scenario - input'!$G49),\"\")","v":7.1976297241685472E-2},{"$f":"IFERROR(IF(OR(O64=\"\",'Cost scenario - input'!$G49=\"\"),\"\",O64/'Cost scenario - input'!$G49),\"\")","v":7.1636795471762812E-2},{"$f":"IFERROR(IF(OR(P64=\"\",'Cost scenario - input'!$G49=\"\"),\"\",P64/'Cost scenario - input'!$G49),\"\")","v":7.1126802362335165E-2},{"$f":"IFERROR(IF(OR(Q64=\"\",'Cost scenario - input'!$G49=\"\"),\"\",Q64/'Cost scenario - input'!$G49),\"\")","v":7.1308879835019962E-2},{"$f":"IFERROR(IF(OR(R64=\"\",'Cost scenario - input'!$G49=\"\"),\"\",R64/'Cost scenario - input'!$G49),\"\")","v":7.324113369447581E-2},{"$f":"IFERROR(IF(OR(S64=\"\",'Cost scenario - input'!$G49=\"\"),\"\",S64/'Cost scenario - input'!$G49),\"\")","v":7.8122435791904588E-2},{"$f":"IFERROR(IF(OR(T64=\"\",'Cost scenario - input'!$G49=\"\"),\"\",T64/'Cost scenario - input'!$G49),\"\")","v":8.7215383887485384E-2},{"$f":"IFERROR(IF(OR(U64=\"\",'Cost scenario - input'!$G49=\"\"),\"\",U64/'Cost scenario - input'!$G49),\"\")","v":0.10174709024635817},{"$f":"IFERROR(IF(OR(V64=\"\",'Cost scenario - input'!$G49=\"\"),\"\",V64/'Cost scenario - input'!$G49),\"\")","v":0.1227894044141552},{"$f":"IFERROR(IF(OR(W64=\"\",'Cost scenario - input'!$G49=\"\"),\"\",W64/'Cost scenario - input'!$G49),\"\")","v":0.15112338266250777}]
[{"$f":"IFERROR('Cost scenario - input'!A50,\"\")","v":5},{"$f":"IFERROR('Cost scenario - input'!B50,\"\")","v":"TRANSFORMERS"},{"$f":"IFERROR('Cost scenario - input'!C50,\"\")","v":"pole mounted ; < = 22 kv ; > 600 kva ; multiple phase"},{"$f":"IFERROR(repcalc('Cost scenario - input'!$CY50:$GK50,'Cost scenario - input'!$J50,'Cost scenario - input'!$H50,'Cost scenario - input'!$I50,20,TRUE,TRUE),\"\")","v":1.5623722860490474},2.0364070454667189,2.6306472744179237,3.3748554142881986,4.3071487654678879,5.4755405293550172,6.9391046972331036,8.7685561358784749,11.046097386282788,13.864451091938074,17.325032822406975,21.535188691189852,26.604314463896323,32.638516514091059,39.733343038874509,47.964110109479321,57.373573493107735,67.957210632154016,79.647149008288309,92.296673048199679,{"$f":"IFERROR(IF(OR(D65=\"\",'Cost scenario - input'!$G50=\"\"),\"\",D65/'Cost scenario - input'!$G50),\"\")","v":0.10134170433672887},{"$f":"IFERROR(IF(OR(E65=\"\",'Cost scenario - input'!$G50=\"\"),\"\",E65/'Cost scenario - input'!$G50),\"\")","v":0.13208949144432094},{"$f":"IFERROR(IF(OR(F65=\"\",'Cost scenario - input'!$G50=\"\"),\"\",F65/'Cost scenario - input'!$G50),\"\")","v":0.17063428523329152},{"$f":"IFERROR(IF(OR(G65=\"\",'Cost scenario - input'!$G50=\"\"),\"\",G65/'Cost scenario - input'!$G50),\"\")","v":0.21890659648021077},{"$f":"IFERROR(IF(OR(H65=\"\",'Cost scenario - input'!$G50=\"\"),\"\",H65/'Cost scenario - input'!$G50),\"\")","v":0.27937886547396851},{"$f":"IFERROR(IF(OR(I65=\"\",'Cost scenario - input'!$G50=\"\"),\"\",I65/'Cost scenario - input'!$G50),\"\")","v":0.35516542015278174},{"$f":"IFERROR(IF(OR(J65=\"\",'Cost scenario - input'!$G50=\"\"),\"\",J65/'Cost scenario - input'!$G50),\"\")","v":0.45009803544769711},{"$f":"IFERROR(IF(OR(K65=\"\",'Cost scenario - input'!$G50=\"\"),\"\",K65/'Cost scenario - input'!$G50),\"\")","v":0.5687635599511075},{"$f":"IFERROR(IF(OR(L65=\"\",'Cost scenario - input'!$G50=\"\"),\"\",L65/'Cost scenario - input'!$G50),\"\")","v":0.71649397867022946},{"$f":"IFERROR(IF(OR(M65=\"\",'Cost scenario - input'!$G50=\"\"),\"\",M65/'Cost scenario - input'!$G50),\"\")","v":0.89930365246258437},{"$f":"IFERROR(IF(OR(N65=\"\",'Cost scenario - input'!$G50=\"\"),\"\",N65/'Cost scenario - input'!$G50),\"\")","v":1.1237708000776538},{"$f":"IFERROR(IF(OR(O65=\"\",'Cost scenario - input'!$G50=\"\"),\"\",O65/'Cost scenario - input'!$G50),\"\")","v":1.3968583190227664},{"$f":"IFERROR(IF(OR(P65=\"\",'Cost scenario - input'!$G50=\"\"),\"\",P65/'Cost scenario - input'!$G50),\"\")","v":1.7256620554244146},{"$f":"IFERROR(IF(OR(Q65=\"\",'Cost scenario - input'!$G50=\"\"),\"\",Q65/'Cost scenario - input'!$G50),\"\")","v":2.1170644923079633},{"$f":"IFERROR(IF(OR(R65=\"\",'Cost scenario - input'!$G50=\"\"),\"\",R65/'Cost scenario - input'!$G50),\"\")","v":2.5772632672191653},{"$f":"IFERROR(IF(OR(S65=\"\",'Cost scenario - input'!$G50=\"\"),\"\",S65/'Cost scenario - input'!$G50),\"\")","v":3.1111436812420314},{"$f":"IFERROR(IF(OR(T65=\"\",'Cost scenario - input'!$G50=\"\"),\"\",T65/'Cost scenario - input'!$G50),\"\")","v":3.7214790441422227},{"$f":"IFERROR(IF(OR(U65=\"\",'Cost scenario - input'!$G50=\"\"),\"\",U65/'Cost scenario - input'!$G50),\"\")","v":4.4079760047768541},{"$f":"IFERROR(IF(OR(V65=\"\",'Cost scenario - input'!$G50=\"\"),\"\",V65/'Cost scenario - input'!$G50),\"\")","v":5.1662320806220139},{"$f":"IFERROR(IF(OR(W65=\"\",'Cost scenario - input'!$G50=\"\"),\"\",W65/'Cost scenario - input'!$G50),\"\")","v":5.9867307138221664}]
[{"$f":"IFERROR('Cost scenario - input'!A51,\"\")","v":6},{"$f":"IFERROR('Cost scenario - input'!B51,\"\")","v":"UNDERGROUND CABLES"},{"$f":"IFERROR('Cost scenario - input'!C51,\"\")","v":"˂ = 1 kv"},{"$f":"IFERROR(repcalc('Cost scenario - input'!$CY51:$GK51,'Cost scenario - input'!$J51,'Cost scenario - input'!$H51,'Cost scenario - input'!$I51,20,TRUE,TRUE),\"\")","v":10683.527490306218},12106.328973106609,13659.794531226727,15368.500130818749,17261.596308798104,19370.277995318655,21724.112323777234,24346.46572883398,27249.46590651766,30429.103077111322,33861.18414356553,37498.871405873084,41272.44282548,45091.697824011579,48851.116005015923,52437.492098782241,55739.373056278295,58657.277459406447,61113.44815256646,63059.828844449788,{"$f":"IFERROR(IF(OR(D66=\"\",'Cost scenario - input'!$G51=\"\"),\"\",D66/'Cost scenario - input'!$G51),\"\")","v":54.168631810853419},{"$f":"IFERROR(IF(OR(E66=\"\",'Cost scenario - input'!$G51=\"\"),\"\",E66/'Cost scenario - input'!$G51),\"\")","v":61.382654494997936},{"$f":"IFERROR(IF(OR(F66=\"\",'Cost scenario - input'!$G51=\"\"),\"\",F66/'Cost scenario - input'!$G51),\"\")","v":69.259182535479326},{"$f":"IFERROR(IF(OR(G66=\"\",'Cost scenario - input'!$G51=\"\"),\"\",G66/'Cost scenario - input'!$G51),\"\")","v":77.922823320924692},{"$f":"IFERROR(IF(OR(H66=\"\",'Cost scenario - input'!$G51=\"\"),\"\",H66/'Cost scenario - input'!$G51),\"\")","v":87.521378661428443},{"$f":"IFERROR(IF(OR(I66=\"\",'Cost scenario - input'!$G51=\"\"),\"\",I66/'Cost scenario - input'!$G51),\"\")","v":98.213016043095095},{"$f":"IFERROR(IF(OR(J66=\"\",'Cost scenario - input'!$G51=\"\"),\"\",J66/'Cost scenario - input'!$G51),\"\")","v":110.14764954291169},{"$f":"IFERROR(IF(OR(K66=\"\",'Cost scenario - input'!$G51=\"\"),\"\",K66/'Cost scenario - input'!$G51),\"\")","v":123.44375386850511},{"$f":"IFERROR(IF(OR(L66=\"\",'Cost scenario - input'!$G51=\"\"),\"\",L66/'Cost scenario - input'!$G51),\"\")","v":138.16282001163739},{"$f":"IFERROR(IF(OR(M66=\"\",'Cost scenario - input'!$G51=\"\"),\"\",M66/'Cost scenario - input'!$G51),\"\")","v":154.28451720783704},{"$f":"IFERROR(IF(OR(N66=\"\",'Cost scenario - input'!$G51=\"\"),\"\",N66/'Cost scenario - input'!$G51),\"\")","v":171.68617932762353},{"$f":"IFERROR(IF(OR(O66=\"\",'Cost scenario - input'!$G51=\"\"),\"\",O66/'Cost scenario - input'!$G51),\"\")","v":190.13032543327662},{"$f":"IFERROR(IF(OR(P66=\"\",'Cost scenario - input'!$G51=\"\"),\"\",P66/'Cost scenario - input'!$G51),\"\")","v":209.2634442487726},{"$f":"IFERROR(IF(OR(Q66=\"\",'Cost scenario - input'!$G51=\"\"),\"\",Q66/'Cost scenario - input'!$G51),\"\")","v":228.6281922680889},{"$f":"IFERROR(IF(OR(R66=\"\",'Cost scenario - input'!$G51=\"\"),\"\",R66/'Cost scenario - input'!$G51),\"\")","v":247.68954999423593},{"$f":"IFERROR(IF(OR(S66=\"\",'Cost scenario - input'!$G51=\"\"),\"\",S66/'Cost scenario - input'!$G51),\"\")","v":265.87353335878908},{"$f":"IFERROR(IF(OR(T66=\"\",'Cost scenario - input'!$G51=\"\"),\"\",T66/'Cost scenario - input'!$G51),\"\")","v":282.61504256837929},{"$f":"IFERROR(IF(OR(U66=\"\",'Cost scenario - input'!$G51=\"\"),\"\",U66/'Cost scenario - input'!$G51),\"\")","v":297.40967752539444},{"$f":"IFERROR(IF(OR(V66=\"\",'Cost scenario - input'!$G51=\"\"),\"\",V66/'Cost scenario - input'!$G51),\"\")","v":309.86318654318984},{"$f":"IFERROR(IF(OR(W66=\"\",'Cost scenario - input'!$G51=\"\"),\"\",W66/'Cost scenario - input'!$G51),\"\")","v":319.73191006714273}]
[{"$f":"IFERROR('Cost scenario - input'!A52,\"\")","v":6},{"$f":"IFERROR('Cost scenario - input'!B52,\"\")","v":"UNDERGROUND CABLES"},{"$f":"IFERROR('Cost scenario - input'!C52,\"\")","v":"> 1 kv & < = 11 kv"},{"$f":"IFERROR(repcalc('Cost scenario - input'!$CY52:$GK52,'Cost scenario - input'!$J52,'Cost scenario - input'!$H52,'Cost scenario - input'!$I52,20,TRUE,TRUE),\"\")","v":5584.7626074567215},6721.2667857892538,8016.8988620901091,9475.0582388350267,11095.712152580529,12875.171337837679,14805.97412945716,16876.866644971829,19072.863956177876,21375.38108471411,23762.433303175363,26208.92106088026,28687.032755553362,31166.814151979863,33616.961520376179,36005.891855453418,38303.124491882925,40480.972963847329,42516.495897671208,44393.596049177453,{"$f":"IFERROR(IF(OR(D67=\"\",'Cost scenario - input'!$G52=\"\"),\"\",D67/'Cost scenario - input'!$G52),\"\")","v":11.907625570504347},{"$f":"IFERROR(IF(OR(E67=\"\",'Cost scenario - input'!$G52=\"\"),\"\",E67/'Cost scenario - input'!$G52),\"\")","v":14.330838008724777},{"$f":"IFERROR(IF(OR(F67=\"\",'Cost scenario - input'!$G52=\"\"),\"\",F67/'Cost scenario - input'!$G52),\"\")","v":17.093337102442121},{"$f":"IFERROR(IF(OR(G67=\"\",'Cost scenario - input'!$G52=\"\"),\"\",G67/'Cost scenario - input'!$G52),\"\")","v":20.202370932674274},{"$f":"IFERROR(IF(OR(H67=\"\",'Cost scenario - input'!$G52=\"\"),\"\",H67/'Cost scenario - input'!$G52),\"\")","v":23.657869642411224},{"$f":"IFERROR(IF(OR(I67=\"\",'Cost scenario - input'!$G52=\"\"),\"\",I67/'Cost scenario - input'!$G52),\"\")","v":27.451967115371911},{"$f":"IFERROR(IF(OR(J67=\"\",'Cost scenario - input'!$G52=\"\"),\"\",J67/'Cost scenario - input'!$G52),\"\")","v":31.568753863369324},{"$f":"IFERROR(IF(OR(K67=\"\",'Cost scenario - input'!$G52=\"\"),\"\",K67/'Cost scenario - input'!$G52),\"\")","v":35.984234771829698},{"$f":"IFERROR(IF(OR(L67=\"\",'Cost scenario - input'!$G52=\"\"),\"\",L67/'Cost scenario - input'!$G52),\"\")","v":40.666459527589573},{"$f":"IFERROR(IF(OR(M67=\"\",'Cost scenario - input'!$G52=\"\"),\"\",M67/'Cost scenario - input'!$G52),\"\")","v":45.575801922855348},{"$f":"IFERROR(IF(OR(N67=\"\",'Cost scenario - input'!$G52=\"\"),\"\",N67/'Cost scenario - input'!$G52),\"\")","v":50.665386929875467},{"$f":"IFERROR(IF(OR(O67=\"\",'Cost scenario - input'!$G52=\"\"),\"\",O67/'Cost scenario - input'!$G52),\"\")","v":55.88169820919039},{"$f":"IFERROR(IF(OR(P67=\"\",'Cost scenario - input'!$G52=\"\"),\"\",P67/'Cost scenario - input'!$G52),\"\")","v":61.165436884609804},{"$f":"IFERROR(IF(OR(Q67=\"\",'Cost scenario - input'!$G52=\"\"),\"\",Q67/'Cost scenario - input'!$G52),\"\")","v":66.452735636739973},{"$f":"IFERROR(IF(OR(R67=\"\",'Cost scenario - input'!$G52=\"\"),\"\",R67/'Cost scenario - input'!$G52),\"\")","v":71.676849803466624},{"$f":"IFERROR(IF(OR(S67=\"\",'Cost scenario - input'!$G52=\"\"),\"\",S67/'Cost scenario - input'!$G52),\"\")","v":76.77043926170748},{"$f":"IFERROR(IF(OR(T67=\"\",'Cost scenario - input'!$G52=\"\"),\"\",T67/'Cost scenario - input'!$G52),\"\")","v":81.668514257128322},{"$f":"IFERROR(IF(OR(U67=\"\",'Cost scenario - input'!$G52=\"\"),\"\",U67/'Cost scenario - input'!$G52),\"\")","v":86.312042724895548},{"$f":"IFERROR(IF(OR(V67=\"\",'Cost scenario - input'!$G52=\"\"),\"\",V67/'Cost scenario - input'!$G52),\"\")","v":90.652109911240501},{"$f":"IFERROR(IF(OR(W67=\"\",'Cost scenario - input'!$G52=\"\"),\"\",W67/'Cost scenario - input'!$G52),\"\")","v":94.654393863763289}]
[{"$f":"IFERROR('Cost scenario - input'!A53,\"\")","v":6},{"$f":"IFERROR('Cost scenario - input'!B53,\"\")","v":"UNDERGROUND CABLES"},{"$f":"IFERROR('Cost scenario - input'!C53,\"\")","v":"> 22 kv & < = 33 kv"},{"$f":"IFERROR(repcalc('Cost scenario - input'!$CY53:$GK53,'Cost scenario - input'!$J53,'Cost scenario - input'!$H53,'Cost scenario - input'!$I53,20,TRUE,TRUE),\"\")","v":3842.1508821969369},4180.3800535716991,4531.2126623221166,4888.1210415297819,5242.5560016611453,5584.2586226874237,5901.7846863648401,6183.207871249283,6416.9443535896826,6592.6238768523726,6701.9233876437938,6739.2805599061576,6702.4160784784299,6592.614057461954,6414.7367309958681,6176.9789493601775,5890.3960431932665,5568.2615210281674,5225.3258774063961,4877.0527689163209,{"$f":"IFERROR(IF(OR(D68=\"\",'Cost scenario - input'!$G53=\"\"),\"\",D68/'Cost scenario - input'!$G53),\"\")","v":7.3469928981926254},{"$f":"IFERROR(IF(OR(E68=\"\",'Cost scenario - input'!$G53=\"\"),\"\",E68/'Cost scenario - input'!$G53),\"\")","v":7.9937575350439118},{"$f":"IFERROR(IF(OR(F68=\"\",'Cost scenario - input'!$G53=\"\"),\"\",F68/'Cost scenario - input'!$G53),\"\")","v":8.6646225697532877},{"$f":"IFERROR(IF(OR(G68=\"\",'Cost scenario - input'!$G53=\"\"),\"\",G68/'Cost scenario - input'!$G53),\"\")","v":9.34710574330445},{"$f":"IFERROR(IF(OR(H68=\"\",'Cost scenario - input'!$G53=\"\"),\"\",H68/'Cost scenario - input'!$G53),\"\")","v":10.024859224309685},{"$f":"IFERROR(IF(OR(I68=\"\",'Cost scenario - input'!$G53=\"\"),\"\",I68/'Cost scenario - input'!$G53),\"\")","v":10.678265820496867},{"$f":"IFERROR(IF(OR(J68=\"\",'Cost scenario - input'!$G53=\"\"),\"\",J68/'Cost scenario - input'!$G53),\"\")","v":11.285441802480975},{"$f":"IFERROR(IF(OR(K68=\"\",'Cost scenario - input'!$G53=\"\"),\"\",K68/'Cost scenario - input'!$G53),\"\")","v":11.823581559124394},{"$f":"IFERROR(IF(OR(L68=\"\",'Cost scenario - input'!$G53=\"\"),\"\",L68/'Cost scenario - input'!$G53),\"\")","v":12.270534406229011},{"$f":"IFERROR(IF(OR(M68=\"\",'Cost scenario - input'!$G53=\"\"),\"\",M68/'Cost scenario - input'!$G53),\"\")","v":12.60647025293132},{"$f":"IFERROR(IF(OR(N68=\"\",'Cost scenario - input'!$G53=\"\"),\"\",N68/'Cost scenario - input'!$G53),\"\")","v":12.81547368725281},{"$f":"IFERROR(IF(OR(O68=\"\",'Cost scenario - input'!$G53=\"\"),\"\",O68/'Cost scenario - input'!$G53),\"\")","v":12.886908383006144},{"$f":"IFERROR(IF(OR(P68=\"\",'Cost scenario - input'!$G53=\"\"),\"\",P68/'Cost scenario - input'!$G53),\"\")","v":12.816415814767856},{"$f":"IFERROR(IF(OR(Q68=\"\",'Cost scenario - input'!$G53=\"\"),\"\",Q68/'Cost scenario - input'!$G53),\"\")","v":12.606451476211227},{"$f":"IFERROR(IF(OR(R68=\"\",'Cost scenario - input'!$G53=\"\"),\"\",R68/'Cost scenario - input'!$G53),\"\")","v":12.266312971929333},{"$f":"IFERROR(IF(OR(S68=\"\",'Cost scenario - input'!$G53=\"\"),\"\",S68/'Cost scenario - input'!$G53),\"\")","v":11.81167056283981},{"$f":"IFERROR(IF(OR(T68=\"\",'Cost scenario - input'!$G53=\"\"),\"\",T68/'Cost scenario - input'!$G53),\"\")","v":11.263664344211623},{"$f":"IFERROR(IF(OR(U68=\"\",'Cost scenario - input'!$G53=\"\"),\"\",U68/'Cost scenario - input'!$G53),\"\")","v":10.647676029547528},{"$f":"IFERROR(IF(OR(V68=\"\",'Cost scenario - input'!$G53=\"\"),\"\",V68/'Cost scenario - input'!$G53),\"\")","v":9.9919116372898245},{"$f":"IFERROR(IF(OR(W68=\"\",'Cost scenario - input'!$G53=\"\"),\"\",W68/'Cost scenario - input'!$G53),\"\")","v":9.3259409002830171}]
[{"$f":"IFERROR('Cost scenario - input'!A54,\"\")","v":6},{"$f":"IFERROR('Cost scenario - input'!B54,\"\")","v":"UNDERGROUND CABLES"},{"$f":"IFERROR('Cost scenario - input'!C54,\"\")","v":"> 66 kv & < = 132 kv"},{"$f":"IFERROR(repcalc('Cost scenario - input'!$CY54:$GK54,'Cost scenario - input'!$J54,'Cost scenario - input'!$H54,'Cost scenario - input'!$I54,20,TRUE,TRUE),\"\")","v":3.4205166271989358E-3},6.6872759437567788E-3,1.2858794642090615E-2,2.4319364417598046E-2,4.5239026112839101E-2,8.2773665455735043E-2,0.14896995529065629,0.26372012460700772,0.45923759684929644,0.78667207989050947,1.3256409333910872,2.1976015841138641,3.5840934459644957,5.7508888097122259,9.0789485979163231,14.102710203904637,21.555571612485821,32.42142621107093,47.989730940239284,69.909901552648861,{"$f":"IFERROR(IF(OR(D69=\"\",'Cost scenario - input'!$G54=\"\"),\"\",D69/'Cost scenario - input'!$G54),\"\")","v":3.6172023843566416E-6},{"$f":"IFERROR(IF(OR(E69=\"\",'Cost scenario - input'!$G54=\"\"),\"\",E69/'Cost scenario - input'!$G54),\"\")","v":7.0718061407046616E-6},{"$f":"IFERROR(IF(OR(F69=\"\",'Cost scenario - input'!$G54=\"\"),\"\",F69/'Cost scenario - input'!$G54),\"\")","v":1.3598198081969859E-5},{"$f":"IFERROR(IF(OR(G69=\"\",'Cost scenario - input'!$G54=\"\"),\"\",G69/'Cost scenario - input'!$G54),\"\")","v":2.5717770893986519E-5},{"$f":"IFERROR(IF(OR(H69=\"\",'Cost scenario - input'!$G54=\"\"),\"\",H69/'Cost scenario - input'!$G54),\"\")","v":4.7840350144807763E-5},{"$f":"IFERROR(IF(OR(I69=\"\",'Cost scenario - input'!$G54=\"\"),\"\",I69/'Cost scenario - input'!$G54),\"\")","v":8.7533297650890294E-5},{"$f":"IFERROR(IF(OR(J69=\"\",'Cost scenario - input'!$G54=\"\"),\"\",J69/'Cost scenario - input'!$G54),\"\")","v":1.5753599125642394E-4},{"$f":"IFERROR(IF(OR(K69=\"\",'Cost scenario - input'!$G54=\"\"),\"\",K69/'Cost scenario - input'!$G54),\"\")","v":2.7888449830821969E-4},{"$f":"IFERROR(IF(OR(L69=\"\",'Cost scenario - input'!$G54=\"\"),\"\",L69/'Cost scenario - input'!$G54),\"\")","v":4.856445710862721E-4},{"$f":"IFERROR(IF(OR(M69=\"\",'Cost scenario - input'!$G54=\"\"),\"\",M69/'Cost scenario - input'!$G54),\"\")","v":8.3190711615308672E-4},{"$f":"IFERROR(IF(OR(N69=\"\",'Cost scenario - input'!$G54=\"\"),\"\",N69/'Cost scenario - input'!$G54),\"\")","v":1.4018676321973403E-3},{"$f":"IFERROR(IF(OR(O69=\"\",'Cost scenario - input'!$G54=\"\"),\"\",O69/'Cost scenario - input'!$G54),\"\")","v":2.3239675628860148E-3},{"$f":"IFERROR(IF(OR(P69=\"\",'Cost scenario - input'!$G54=\"\"),\"\",P69/'Cost scenario - input'!$G54),\"\")","v":3.7901851595781712E-3},{"$f":"IFERROR(IF(OR(Q69=\"\",'Cost scenario - input'!$G54=\"\"),\"\",Q69/'Cost scenario - input'!$G54),\"\")","v":6.0815750899289953E-3},{"$f":"IFERROR(IF(OR(R69=\"\",'Cost scenario - input'!$G54=\"\"),\"\",R69/'Cost scenario - input'!$G54),\"\")","v":9.6010042034870447E-3},{"$f":"IFERROR(IF(OR(S69=\"\",'Cost scenario - input'!$G54=\"\"),\"\",S69/'Cost scenario - input'!$G54),\"\")","v":1.4913640989147495E-2},{"$f":"IFERROR(IF(OR(T69=\"\",'Cost scenario - input'!$G54=\"\"),\"\",T69/'Cost scenario - input'!$G54),\"\")","v":2.2795055113269385E-2},{"$f":"IFERROR(IF(OR(U69=\"\",'Cost scenario - input'!$G54=\"\"),\"\",U69/'Cost scenario - input'!$G54),\"\")","v":3.428571557360479E-2},{"$f":"IFERROR(IF(OR(V69=\"\",'Cost scenario - input'!$G54=\"\"),\"\",V69/'Cost scenario - input'!$G54),\"\")","v":5.0749225365941016E-2},{"$f":"IFERROR(IF(OR(W69=\"\",'Cost scenario - input'!$G54=\"\"),\"\",W69/'Cost scenario - input'!$G54),\"\")","v":7.3929844566626698E-2}]
[{"$f":"IFERROR('Cost scenario - input'!A55,\"\")","v":""},{"$f":"IFERROR('Cost scenario - input'!B55,\"\")","v":""},{"$f":"IFERROR('Cost scenario - input'!C55,\"\")","v":""},{"$f":"IFERROR(repcalc('Cost scenario - input'!$CY55:$GK55,'Cost scenario - input'!$J55,'Cost scenario - input'!$H55,'Cost scenario - input'!$I55,20,TRUE,TRUE),\"\")","v":""},"","","","","","","","","","","","","","","","","","","",{"$f":"IFERROR(IF(OR(D70=\"\",'Cost scenario - input'!$G55=\"\"),\"\",D70/'Cost scenario - input'!$G55),\"\")","v":""},{"$f":"IFERROR(IF(OR(E70=\"\",'Cost scenario - input'!$G55=\"\"),\"\",E70/'Cost scenario - input'!$G55),\"\")","v":""},{"$f":"IFERROR(IF(OR(F70=\"\",'Cost scenario - input'!$G55=\"\"),\"\",F70/'Cost scenario - input'!$G55),\"\")","v":""},{"$f":"IFERROR(IF(OR(G70=\"\",'Cost scenario - input'!$G55=\"\"),\"\",G70/'Cost scenario - input'!$G55),\"\")","v":""},{"$f":"IFERROR(IF(OR(H70=\"\",'Cost scenario - input'!$G55=\"\"),\"\",H70/'Cost scenario - input'!$G55),\"\")","v":""},{"$f":"IFERROR(IF(OR(I70=\"\",'Cost scenario - input'!$G55=\"\"),\"\",I70/'Cost scenario - input'!$G55),\"\")","v":""},{"$f":"IFERROR(IF(OR(J70=\"\",'Cost scenario - input'!$G55=\"\"),\"\",J70/'Cost scenario - input'!$G55),\"\")","v":""},{"$f":"IFERROR(IF(OR(K70=\"\",'Cost scenario - input'!$G55=\"\"),\"\",K70/'Cost scenario - input'!$G55),\"\")","v":""},{"$f":"IFERROR(IF(OR(L70=\"\",'Cost scenario - input'!$G55=\"\"),\"\",L70/'Cost scenario - input'!$G55),\"\")","v":""},{"$f":"IFERROR(IF(OR(M70=\"\",'Cost scenario - input'!$G55=\"\"),\"\",M70/'Cost scenario - input'!$G55),\"\")","v":""},{"$f":"IFERROR(IF(OR(N70=\"\",'Cost scenario - input'!$G55=\"\"),\"\",N70/'Cost scenario - input'!$G55),\"\")","v":""},{"$f":"IFERROR(IF(OR(O70=\"\",'Cost scenario - input'!$G55=\"\"),\"\",O70/'Cost scenario - input'!$G55),\"\")","v":""},{"$f":"IFERROR(IF(OR(P70=\"\",'Cost scenario - input'!$G55=\"\"),\"\",P70/'Cost scenario - input'!$G55),\"\")","v":""},{"$f":"IFERROR(IF(OR(Q70=\"\",'Cost scenario - input'!$G55=\"\"),\"\",Q70/'Cost scenario - input'!$G55),\"\")","v":""},{"$f":"IFERROR(IF(OR(R70=\"\",'Cost scenario - input'!$G55=\"\"),\"\",R70/'Cost scenario - input'!$G55),\"\")","v":""},{"$f":"IFERROR(IF(OR(S70=\"\",'Cost scenario - input'!$G55=\"\"),\"\",S70/'Cost scenario - input'!$G55),\"\")","v":""},{"$f":"IFERROR(IF(OR(T70=\"\",'Cost scenario - input'!$G55=\"\"),\"\",T70/'Cost scenario - input'!$G55),\"\")","v":""},{"$f":"IFERROR(IF(OR(U70=\"\",'Cost scenario - input'!$G55=\"\"),\"\",U70/'Cost scenario - input'!$G55),\"\")","v":""},{"$f":"IFERROR(IF(OR(V70=\"\",'Cost scenario - input'!$G55=\"\"),\"\",V70/'Cost scenario - input'!$G55),\"\")","v":""},{"$f":"IFERROR(IF(OR(W70=\"\",'Cost scenario - input'!$G55=\"\"),\"\",W70/'Cost scenario - input'!$G55),\"\")","v":""}]
[{"$f":"IFERROR('Cost scenario - input'!A56,\"\")","v":""},{"$f":"IFERROR('Cost scenario - input'!B56,\"\")","v":""},{"$f":"IFERROR('Cost scenario - input'!C56,\"\")","v":""},{"$f":"IFERROR(repcalc('Cost scenario - input'!$CY56:$GK56,'Cost scenario - input'!$J56,'Cost scenario - input'!$H56,'Cost scenario - input'!$I56,20,TRUE,TRUE),\"\")","v":""},"","","","","","","","","","","","","","","","","","","",{"$f":"IFERROR(IF(OR(D71=\"\",'Cost scenario - input'!$G56=\"\"),\"\",D71/'Cost scenario - input'!$G56),\"\")","v":""},{"$f":"IFERROR(IF(OR(E71=\"\",'Cost scenario - input'!$G56=\"\"),\"\",E71/'Cost scenario - input'!$G56),\"\")","v":""},{"$f":"IFERROR(IF(OR(F71=\"\",'Cost scenario - input'!$G56=\"\"),\"\",F71/'Cost scenario - input'!$G56),\"\")","v":""},{"$f":"IFERROR(IF(OR(G71=\"\",'Cost scenario - input'!$G56=\"\"),\"\",G71/'Cost scenario - input'!$G56),\"\")","v":""},{"$f":"IFERROR(IF(OR(H71=\"\",'Cost scenario - input'!$G56=\"\"),\"\",H71/'Cost scenario - input'!$G56),\"\")","v":""},{"$f":"IFERROR(IF(OR(I71=\"\",'Cost scenario - input'!$G56=\"\"),\"\",I71/'Cost scenario - input'!$G56),\"\")","v":""},{"$f":"IFERROR(IF(OR(J71=\"\",'Cost scenario - input'!$G56=\"\"),\"\",J71/'Cost scenario - input'!$G56),\"\")","v":""},{"$f":"IFERROR(IF(OR(K71=\"\",'Cost scenario - input'!$G56=\"\"),\"\",K71/'Cost scenario - input'!$G56),\"\")","v":""},{"$f":"IFERROR(IF(OR(L71=\"\",'Cost scenario - input'!$G56=\"\"),\"\",L71/'Cost scenario - input'!$G56),\"\")","v":""},{"$f":"IFERROR(IF(OR(M71=\"\",'Cost scenario - input'!$G56=\"\"),\"\",M71/'Cost scenario - input'!$G56),\"\")","v":""},{"$f":"IFERROR(IF(OR(N71=\"\",'Cost scenario - input'!$G56=\"\"),\"\",N71/'Cost scenario - input'!$G56),\"\")","v":""},{"$f":"IFERROR(IF(OR(O71=\"\",'Cost scenario - input'!$G56=\"\"),\"\",O71/'Cost scenario - input'!$G56),\"\")","v":""},{"$f":"IFERROR(IF(OR(P71=\"\",'Cost scenario - input'!$G56=\"\"),\"\",P71/'Cost scenario - input'!$G56),\"\")","v":""},{"$f":"IFERROR(IF(OR(Q71=\"\",'Cost scenario - input'!$G56=\"\"),\"\",Q71/'Cost scenario - input'!$G56),\"\")","v":""},{"$f":"IFERROR(IF(OR(R71=\"\",'Cost scenario - input'!$G56=\"\"),\"\",R71/'Cost scenario - input'!$G56),\"\")","v":""},{"$f":"IFERROR(IF(OR(S71=\"\",'Cost scenario - input'!$G56=\"\"),\"\",S71/'Cost scenario - input'!$G56),\"\")","v":""},{"$f":"IFERROR(IF(OR(T71=\"\",'Cost scenario - input'!$G56=\"\"),\"\",T71/'Cost scenario - input'!$G56),\"\")","v":""},{"$f":"IFERROR(IF(OR(U71=\"\",'Cost scenario - input'!$G56=\"\"),\"\",U71/'Cost scenario - input'!$G56),\"\")","v":""},{"$f":"IFERROR(IF(OR(V71=\"\",'Cost scenario - input'!$G56=\"\"),\"\",V71/'Cost scenario - input'!$G56),\"\")","v":""},{"$f":"IFERROR(IF(OR(W71=\"\",'Cost scenario - input'!$G56=\"\"),\"\",W71/'Cost scenario - input'!$G56),\"\")","v":""}]
[{"$f":"IFERROR('Cost scenario - input'!A57,\"\")","v":""},{"$f":"IFERROR('Cost scenario - input'!B57,\"\")","v":""},{"$f":"IFERROR('Cost scenario - input'!C57,\"\")","v":""},{"$f":"IFERROR(repcalc('Cost scenario - input'!$CY57:$GK57,'Cost scenario - input'!$J57,'Cost scenario - input'!$H57,'Cost scenario - input'!$I57,20,TRUE,TRUE),\"\")","v":""},"","","","","","","","","","","","","","","","","","","",{"$f":"IFERROR(IF(OR(D72=\"\",'Cost scenario - input'!$G57=\"\"),\"\",D72/'Cost scenario - input'!$G57),\"\")","v":""},{"$f":"IFERROR(IF(OR(E72=\"\",'Cost scenario - input'!$G57=\"\"),\"\",E72/'Cost scenario - input'!$G57),\"\")","v":""},{"$f":"IFERROR(IF(OR(F72=\"\",'Cost scenario - input'!$G57=\"\"),\"\",F72/'Cost scenario - input'!$G57),\"\")","v":""},{"$f":"IFERROR(IF(OR(G72=\"\",'Cost scenario - input'!$G57=\"\"),\"\",G72/'Cost scenario - input'!$G57),\"\")","v":""},{"$f":"IFERROR(IF(OR(H72=\"\",'Cost scenario - input'!$G57=\"\"),\"\",H72/'Cost scenario - input'!$G57),\"\")","v":""},{"$f":"IFERROR(IF(OR(I72=\"\",'Cost scenario - input'!$G57=\"\"),\"\",I72/'Cost scenario - input'!$G57),\"\")","v":""},{"$f":"IFERROR(IF(OR(J72=\"\",'Cost scenario - input'!$G57=\"\"),\"\",J72/'Cost scenario - input'!$G57),\"\")","v":""},{"$f":"IFERROR(IF(OR(K72=\"\",'Cost scenario - input'!$G57=\"\"),\"\",K72/'Cost scenario - input'!$G57),\"\")","v":""},{"$f":"IFERROR(IF(OR(L72=\"\",'Cost scenario - input'!$G57=\"\"),\"\",L72/'Cost scenario - input'!$G57),\"\")","v":""},{"$f":"IFERROR(IF(OR(M72=\"\",'Cost scenario - input'!$G57=\"\"),\"\",M72/'Cost scenario - input'!$G57),\"\")","v":""},{"$f":"IFERROR(IF(OR(N72=\"\",'Cost scenario - input'!$G57=\"\"),\"\",N72/'Cost scenario - input'!$G57),\"\")","v":""},{"$f":"IFERROR(IF(OR(O72=\"\",'Cost scenario - input'!$G57=\"\"),\"\",O72/'Cost scenario - input'!$G57),\"\")","v":""},{"$f":"IFERROR(IF(OR(P72=\"\",'Cost scenario - input'!$G57=\"\"),\"\",P72/'Cost scenario - input'!$G57),\"\")","v":""},{"$f":"IFERROR(IF(OR(Q72=\"\",'Cost scenario - input'!$G57=\"\"),\"\",Q72/'Cost scenario - input'!$G57),\"\")","v":""},{"$f":"IFERROR(IF(OR(R72=\"\",'Cost scenario - input'!$G57=\"\"),\"\",R72/'Cost scenario - input'!$G57),\"\")","v":""},{"$f":"IFERROR(IF(OR(S72=\"\",'Cost scenario - input'!$G57=\"\"),\"\",S72/'Cost scenario - input'!$G57),\"\")","v":""},{"$f":"IFERROR(IF(OR(T72=\"\",'Cost scenario - input'!$G57=\"\"),\"\",T72/'Cost scenario - input'!$G57),\"\")","v":""},{"$f":"IFERROR(IF(OR(U72=\"\",'Cost scenario - input'!$G57=\"\"),\"\",U72/'Cost scenario - input'!$G57),\"\")","v":""},{"$f":"IFERROR(IF(OR(V72=\"\",'Cost scenario - input'!$G57=\"\"),\"\",V72/'Cost scenario - input'!$G57),\"\")","v":""},{"$f":"IFERROR(IF(OR(W72=\"\",'Cost scenario - input'!$G57=\"\"),\"\",W72/'Cost scenario - input'!$G57),\"\")","v":""}]
[{"$f":"IFERROR('Cost scenario - input'!A58,\"\")","v":""},{"$f":"IFERROR('Cost scenario - input'!B58,\"\")","v":""},{"$f":"IFERROR('Cost scenario - input'!C58,\"\")","v":""},{"$f":"IFERROR(repcalc('Cost scenario - input'!$CY58:$GK58,'Cost scenario - input'!$J58,'Cost scenario - input'!$H58,'Cost scenario - input'!$I58,20,TRUE,TRUE),\"\")","v":""},"","","","","","","","","","","","","","","","","","","",{"$f":"IFERROR(IF(OR(D73=\"\",'Cost scenario - input'!$G58=\"\"),\"\",D73/'Cost scenario - input'!$G58),\"\")","v":""},{"$f":"IFERROR(IF(OR(E73=\"\",'Cost scenario - input'!$G58=\"\"),\"\",E73/'Cost scenario - input'!$G58),\"\")","v":""},{"$f":"IFERROR(IF(OR(F73=\"\",'Cost scenario - input'!$G58=\"\"),\"\",F73/'Cost scenario - input'!$G58),\"\")","v":""},{"$f":"IFERROR(IF(OR(G73=\"\",'Cost scenario - input'!$G58=\"\"),\"\",G73/'Cost scenario - input'!$G58),\"\")","v":""},{"$f":"IFERROR(IF(OR(H73=\"\",'Cost scenario - input'!$G58=\"\"),\"\",H73/'Cost scenario - input'!$G58),\"\")","v":""},{"$f":"IFERROR(IF(OR(I73=\"\",'Cost scenario - input'!$G58=\"\"),\"\",I73/'Cost scenario - input'!$G58),\"\")","v":""},{"$f":"IFERROR(IF(OR(J73=\"\",'Cost scenario - input'!$G58=\"\"),\"\",J73/'Cost scenario - input'!$G58),\"\")","v":""},{"$f":"IFERROR(IF(OR(K73=\"\",'Cost scenario - input'!$G58=\"\"),\"\",K73/'Cost scenario - input'!$G58),\"\")","v":""},{"$f":"IFERROR(IF(OR(L73=\"\",'Cost scenario - input'!$G58=\"\"),\"\",L73/'Cost scenario - input'!$G58),\"\")","v":""},{"$f":"IFERROR(IF(OR(M73=\"\",'Cost scenario - input'!$G58=\"\"),\"\",M73/'Cost scenario - input'!$G58),\"\")","v":""},{"$f":"IFERROR(IF(OR(N73=\"\",'Cost scenario - input'!$G58=\"\"),\"\",N73/'Cost scenario - input'!$G58),\"\")","v":""},{"$f":"IFERROR(IF(OR(O73=\"\",'Cost scenario - input'!$G58=\"\"),\"\",O73/'Cost scenario - input'!$G58),\"\")","v":""},{"$f":"IFERROR(IF(OR(P73=\"\",'Cost scenario - input'!$G58=\"\"),\"\",P73/'Cost scenario - input'!$G58),\"\")","v":""},{"$f":"IFERROR(IF(OR(Q73=\"\",'Cost scenario - input'!$G58=\"\"),\"\",Q73/'Cost scenario - input'!$G58),\"\")","v":""},{"$f":"IFERROR(IF(OR(R73=\"\",'Cost scenario - input'!$G58=\"\"),\"\",R73/'Cost scenario - input'!$G58),\"\")","v":""},{"$f":"IFERROR(IF(OR(S73=\"\",'Cost scenario - input'!$G58=\"\"),\"\",S73/'Cost scenario - input'!$G58),\"\")","v":""},{"$f":"IFERROR(IF(OR(T73=\"\",'Cost scenario - input'!$G58=\"\"),\"\",T73/'Cost scenario - input'!$G58),\"\")","v":""},{"$f":"IFERROR(IF(OR(U73=\"\",'Cost scenario - input'!$G58=\"\"),\"\",U73/'Cost scenario - input'!$G58),\"\")","v":""},{"$f":"IFERROR(IF(OR(V73=\"\",'Cost scenario - input'!$G58=\"\"),\"\",V73/'Cost scenario - input'!$G58),\"\")","v":""},{"$f":"IFERROR(IF(OR(W73=\"\",'Cost scenario - input'!$G58=\"\"),\"\",W73/'Cost scenario - input'!$G58),\"\")","v":""}]
[{"$f":"IFERROR('Cost scenario - input'!A59,\"\")","v":""},{"$f":"IFERROR('Cost scenario - input'!B59,\"\")","v":""},{"$f":"IFERROR('Cost scenario - input'!C59,\"\")","v":""},{"$f":"IFERROR(repcalc('Cost scenario - input'!$CY59:$GK59,'Cost scenario - input'!$J59,'Cost scenario - input'!$H59,'Cost scenario - input'!$I59,20,TRUE,TRUE),\"\")","v":""},"","","","","","","","","","","","","","","","","","","",{"$f":"IFERROR(IF(OR(D74=\"\",'Cost scenario - input'!$G59=\"\"),\"\",D74/'Cost scenario - input'!$G59),\"\")","v":""},{"$f":"IFERROR(IF(OR(E74=\"\",'Cost scenario - input'!$G59=\"\"),\"\",E74/'Cost scenario - input'!$G59),\"\")","v":""},{"$f":"IFERROR(IF(OR(F74=\"\",'Cost scenario - input'!$G59=\"\"),\"\",F74/'Cost scenario - input'!$G59),\"\")","v":""},{"$f":"IFERROR(IF(OR(G74=\"\",'Cost scenario - input'!$G59=\"\"),\"\",G74/'Cost scenario - input'!$G59),\"\")","v":""},{"$f":"IFERROR(IF(OR(H74=\"\",'Cost scenario - input'!$G59=\"\"),\"\",H74/'Cost scenario - input'!$G59),\"\")","v":""},{"$f":"IFERROR(IF(OR(I74=\"\",'Cost scenario - input'!$G59=\"\"),\"\",I74/'Cost scenario - input'!$G59),\"\")","v":""},{"$f":"IFERROR(IF(OR(J74=\"\",'Cost scenario - input'!$G59=\"\"),\"\",J74/'Cost scenario - input'!$G59),\"\")","v":""},{"$f":"IFERROR(IF(OR(K74=\"\",'Cost scenario - input'!$G59=\"\"),\"\",K74/'Cost scenario - input'!$G59),\"\")","v":""},{"$f":"IFERROR(IF(OR(L74=\"\",'Cost scenario - input'!$G59=\"\"),\"\",L74/'Cost scenario - input'!$G59),\"\")","v":""},{"$f":"IFERROR(IF(OR(M74=\"\",'Cost scenario - input'!$G59=\"\"),\"\",M74/'Cost scenario - input'!$G59),\"\")","v":""},{"$f":"IFERROR(IF(OR(N74=\"\",'Cost scenario - input'!$G59=\"\"),\"\",N74/'Cost scenario - input'!$G59),\"\")","v":""},{"$f":"IFERROR(IF(OR(O74=\"\",'Cost scenario - input'!$G59=\"\"),\"\",O74/'Cost scenario - input'!$G59),\"\")","v":""},{"$f":"IFERROR(IF(OR(P74=\"\",'Cost scenario - input'!$G59=\"\"),\"\",P74/'Cost scenario - input'!$G59),\"\")","v":""},{"$f":"IFERROR(IF(OR(Q74=\"\",'Cost scenario - input'!$G59=\"\"),\"\",Q74/'Cost scenario - input'!$G59),\"\")","v":""},{"$f":"IFERROR(IF(OR(R74=\"\",'Cost scenario - input'!$G59=\"\"),\"\",R74/'Cost scenario - input'!$G59),\"\")","v":""},{"$f":"IFERROR(IF(OR(S74=\"\",'Cost scenario - input'!$G59=\"\"),\"\",S74/'Cost scenario - input'!$G59),\"\")","v":""},{"$f":"IFERROR(IF(OR(T74=\"\",'Cost scenario - input'!$G59=\"\"),\"\",T74/'Cost scenario - input'!$G59),\"\")","v":""},{"$f":"IFERROR(IF(OR(U74=\"\",'Cost scenario - input'!$G59=\"\"),\"\",U74/'Cost scenario - input'!$G59),\"\")","v":""},{"$f":"IFERROR(IF(OR(V74=\"\",'Cost scenario - input'!$G59=\"\"),\"\",V74/'Cost scenario - input'!$G59),\"\")","v":""},{"$f":"IFERROR(IF(OR(W74=\"\",'Cost scenario - input'!$G59=\"\"),\"\",W74/'Cost scenario - input'!$G59),\"\")","v":""}]
[{"$f":"IFERROR('Cost scenario - input'!A60,\"\")","v":""},{"$f":"IFERROR('Cost scenario - input'!B60,\"\")","v":""},{"$f":"IFERROR('Cost scenario - input'!C60,\"\")","v":""},{"$f":"IFERROR(repcalc('Cost scenario - input'!$CY60:$GK60,'Cost scenario - input'!$J60,'Cost scenario - input'!$H60,'Cost scenario - input'!$I60,20,TRUE,TRUE),\"\")","v":""},"","","","","","","","","","","","","","","","","","","",{"$f":"IFERROR(IF(OR(D75=\"\",'Cost scenario - input'!$G60=\"\"),\"\",D75/'Cost scenario - input'!$G60),\"\")","v":""},{"$f":"IFERROR(IF(OR(E75=\"\",'Cost scenario - input'!$G60=\"\"),\"\",E75/'Cost scenario - input'!$G60),\"\")","v":""},{"$f":"IFERROR(IF(OR(F75=\"\",'Cost scenario - input'!$G60=\"\"),\"\",F75/'Cost scenario - input'!$G60),\"\")","v":""},{"$f":"IFERROR(IF(OR(G75=\"\",'Cost scenario - input'!$G60=\"\"),\"\",G75/'Cost scenario - input'!$G60),\"\")","v":""},{"$f":"IFERROR(IF(OR(H75=\"\",'Cost scenario - input'!$G60=\"\"),\"\",H75/'Cost scenario - input'!$G60),\"\")","v":""},{"$f":"IFERROR(IF(OR(I75=\"\",'Cost scenario - input'!$G60=\"\"),\"\",I75/'Cost scenario - input'!$G60),\"\")","v":""},{"$f":"IFERROR(IF(OR(J75=\"\",'Cost scenario - input'!$G60=\"\"),\"\",J75/'Cost scenario - input'!$G60),\"\")","v":""},{"$f":"IFERROR(IF(OR(K75=\"\",'Cost scenario - input'!$G60=\"\"),\"\",K75/'Cost scenario - input'!$G60),\"\")","v":""},{"$f":"IFERROR(IF(OR(L75=\"\",'Cost scenario - input'!$G60=\"\"),\"\",L75/'Cost scenario - input'!$G60),\"\")","v":""},{"$f":"IFERROR(IF(OR(M75=\"\",'Cost scenario - input'!$G60=\"\"),\"\",M75/'Cost scenario - input'!$G60),\"\")","v":""},{"$f":"IFERROR(IF(OR(N75=\"\",'Cost scenario - input'!$G60=\"\"),\"\",N75/'Cost scenario - input'!$G60),\"\")","v":""},{"$f":"IFERROR(IF(OR(O75=\"\",'Cost scenario - input'!$G60=\"\"),\"\",O75/'Cost scenario - input'!$G60),\"\")","v":""},{"$f":"IFERROR(IF(OR(P75=\"\",'Cost scenario - input'!$G60=\"\"),\"\",P75/'Cost scenario - input'!$G60),\"\")","v":""},{"$f":"IFERROR(IF(OR(Q75=\"\",'Cost scenario - input'!$G60=\"\"),\"\",Q75/'Cost scenario - input'!$G60),\"\")","v":""},{"$f":"IFERROR(IF(OR(R75=\"\",'Cost scenario - input'!$G60=\"\"),\"\",R75/'Cost scenario - input'!$G60),\"\")","v":""},{"$f":"IFERROR(IF(OR(S75=\"\",'Cost scenario - input'!$G60=\"\"),\"\",S75/'Cost scenario - input'!$G60),\"\")","v":""},{"$f":"IFERROR(IF(OR(T75=\"\",'Cost scenario - input'!$G60=\"\"),\"\",T75/'Cost scenario - input'!$G60),\"\")","v":""},{"$f":"IFERROR(IF(OR(U75=\"\",'Cost scenario - input'!$G60=\"\"),\"\",U75/'Cost scenario - input'!$G60),\"\")","v":""},{"$f":"IFERROR(IF(OR(V75=\"\",'Cost scenario - input'!$G60=\"\"),\"\",V75/'Cost scenario - input'!$G60),\"\")","v":""},{"$f":"IFERROR(IF(OR(W75=\"\",'Cost scenario - input'!$G60=\"\"),\"\",W75/'Cost scenario - input'!$G60),\"\")","v":""}]
[{"$f":"IFERROR('Cost scenario - input'!A61,\"\")","v":""},{"$f":"IFERROR('Cost scenario - input'!B61,\"\")","v":""},{"$f":"IFERROR('Cost scenario - input'!C61,\"\")","v":""},{"$f":"IFERROR(repcalc('Cost scenario - input'!$CY61:$GK61,'Cost scenario - input'!$J61,'Cost scenario - input'!$H61,'Cost scenario - input'!$I61,20,TRUE,TRUE),\"\")","v":""},"","","","","","","","","","","","","","","","","","","",{"$f":"IFERROR(IF(OR(D76=\"\",'Cost scenario - input'!$G61=\"\"),\"\",D76/'Cost scenario - input'!$G61),\"\")","v":""},{"$f":"IFERROR(IF(OR(E76=\"\",'Cost scenario - input'!$G61=\"\"),\"\",E76/'Cost scenario - input'!$G61),\"\")","v":""},{"$f":"IFERROR(IF(OR(F76=\"\",'Cost scenario - input'!$G61=\"\"),\"\",F76/'Cost scenario - input'!$G61),\"\")","v":""},{"$f":"IFERROR(IF(OR(G76=\"\",'Cost scenario - input'!$G61=\"\"),\"\",G76/'Cost scenario - input'!$G61),\"\")","v":""},{"$f":"IFERROR(IF(OR(H76=\"\",'Cost scenario - input'!$G61=\"\"),\"\",H76/'Cost scenario - input'!$G61),\"\")","v":""},{"$f":"IFERROR(IF(OR(I76=\"\",'Cost scenario - input'!$G61=\"\"),\"\",I76/'Cost scenario - input'!$G61),\"\")","v":""},{"$f":"IFERROR(IF(OR(J76=\"\",'Cost scenario - input'!$G61=\"\"),\"\",J76/'Cost scenario - input'!$G61),\"\")","v":""},{"$f":"IFERROR(IF(OR(K76=\"\",'Cost scenario - input'!$G61=\"\"),\"\",K76/'Cost scenario - input'!$G61),\"\")","v":""},{"$f":"IFERROR(IF(OR(L76=\"\",'Cost scenario - input'!$G61=\"\"),\"\",L76/'Cost scenario - input'!$G61),\"\")","v":""},{"$f":"IFERROR(IF(OR(M76=\"\",'Cost scenario - input'!$G61=\"\"),\"\",M76/'Cost scenario - input'!$G61),\"\")","v":""},{"$f":"IFERROR(IF(OR(N76=\"\",'Cost scenario - input'!$G61=\"\"),\"\",N76/'Cost scenario - input'!$G61),\"\")","v":""},{"$f":"IFERROR(IF(OR(O76=\"\",'Cost scenario - input'!$G61=\"\"),\"\",O76/'Cost scenario - input'!$G61),\"\")","v":""},{"$f":"IFERROR(IF(OR(P76=\"\",'Cost scenario - input'!$G61=\"\"),\"\",P76/'Cost scenario - input'!$G61),\"\")","v":""},{"$f":"IFERROR(IF(OR(Q76=\"\",'Cost scenario - input'!$G61=\"\"),\"\",Q76/'Cost scenario - input'!$G61),\"\")","v":""},{"$f":"IFERROR(IF(OR(R76=\"\",'Cost scenario - input'!$G61=\"\"),\"\",R76/'Cost scenario - input'!$G61),\"\")","v":""},{"$f":"IFERROR(IF(OR(S76=\"\",'Cost scenario - input'!$G61=\"\"),\"\",S76/'Cost scenario - input'!$G61),\"\")","v":""},{"$f":"IFERROR(IF(OR(T76=\"\",'Cost scenario - input'!$G61=\"\"),\"\",T76/'Cost scenario - input'!$G61),\"\")","v":""},{"$f":"IFERROR(IF(OR(U76=\"\",'Cost scenario - input'!$G61=\"\"),\"\",U76/'Cost scenario - input'!$G61),\"\")","v":""},{"$f":"IFERROR(IF(OR(V76=\"\",'Cost scenario - input'!$G61=\"\"),\"\",V76/'Cost scenario - input'!$G61),\"\")","v":""},{"$f":"IFERROR(IF(OR(W76=\"\",'Cost scenario - input'!$G61=\"\"),\"\",W76/'Cost scenario - input'!$G61),\"\")","v":""}]
[{"$f":"IFERROR('Cost scenario - input'!A62,\"\")","v":""},{"$f":"IFERROR('Cost scenario - input'!B62,\"\")","v":""},{"$f":"IFERROR('Cost scenario - input'!C62,\"\")","v":""},{"$f":"IFERROR(repcalc('Cost scenario - input'!$CY62:$GK62,'Cost scenario - input'!$J62,'Cost scenario - input'!$H62,'Cost scenario - input'!$I62,20,TRUE,TRUE),\"\")","v":""},"","","","","","","","","","","","","","","","","","","",{"$f":"IFERROR(IF(OR(D77=\"\",'Cost scenario - input'!$G62=\"\"),\"\",D77/'Cost scenario - input'!$G62),\"\")","v":""},{"$f":"IFERROR(IF(OR(E77=\"\",'Cost scenario - input'!$G62=\"\"),\"\",E77/'Cost scenario - input'!$G62),\"\")","v":""},{"$f":"IFERROR(IF(OR(F77=\"\",'Cost scenario - input'!$G62=\"\"),\"\",F77/'Cost scenario - input'!$G62),\"\")","v":""},{"$f":"IFERROR(IF(OR(G77=\"\",'Cost scenario - input'!$G62=\"\"),\"\",G77/'Cost scenario - input'!$G62),\"\")","v":""},{"$f":"IFERROR(IF(OR(H77=\"\",'Cost scenario - input'!$G62=\"\"),\"\",H77/'Cost scenario - input'!$G62),\"\")","v":""},{"$f":"IFERROR(IF(OR(I77=\"\",'Cost scenario - input'!$G62=\"\"),\"\",I77/'Cost scenario - input'!$G62),\"\")","v":""},{"$f":"IFERROR(IF(OR(J77=\"\",'Cost scenario - input'!$G62=\"\"),\"\",J77/'Cost scenario - input'!$G62),\"\")","v":""},{"$f":"IFERROR(IF(OR(K77=\"\",'Cost scenario - input'!$G62=\"\"),\"\",K77/'Cost scenario - input'!$G62),\"\")","v":""},{"$f":"IFERROR(IF(OR(L77=\"\",'Cost scenario - input'!$G62=\"\"),\"\",L77/'Cost scenario - input'!$G62),\"\")","v":""},{"$f":"IFERROR(IF(OR(M77=\"\",'Cost scenario - input'!$G62=\"\"),\"\",M77/'Cost scenario - input'!$G62),\"\")","v":""},{"$f":"IFERROR(IF(OR(N77=\"\",'Cost scenario - input'!$G62=\"\"),\"\",N77/'Cost scenario - input'!$G62),\"\")","v":""},{"$f":"IFERROR(IF(OR(O77=\"\",'Cost scenario - input'!$G62=\"\"),\"\",O77/'Cost scenario - input'!$G62),\"\")","v":""},{"$f":"IFERROR(IF(OR(P77=\"\",'Cost scenario - input'!$G62=\"\"),\"\",P77/'Cost scenario - input'!$G62),\"\")","v":""},{"$f":"IFERROR(IF(OR(Q77=\"\",'Cost scenario - input'!$G62=\"\"),\"\",Q77/'Cost scenario - input'!$G62),\"\")","v":""},{"$f":"IFERROR(IF(OR(R77=\"\",'Cost scenario - input'!$G62=\"\"),\"\",R77/'Cost scenario - input'!$G62),\"\")","v":""},{"$f":"IFERROR(IF(OR(S77=\"\",'Cost scenario - input'!$G62=\"\"),\"\",S77/'Cost scenario - input'!$G62),\"\")","v":""},{"$f":"IFERROR(IF(OR(T77=\"\",'Cost scenario - input'!$G62=\"\"),\"\",T77/'Cost scenario - input'!$G62),\"\")","v":""},{"$f":"IFERROR(IF(OR(U77=\"\",'Cost scenario - input'!$G62=\"\"),\"\",U77/'Cost scenario - input'!$G62),\"\")","v":""},{"$f":"IFERROR(IF(OR(V77=\"\",'Cost scenario - input'!$G62=\"\"),\"\",V77/'Cost scenario - input'!$G62),\"\")","v":""},{"$f":"IFERROR(IF(OR(W77=\"\",'Cost scenario - input'!$G62=\"\"),\"\",W77/'Cost scenario - input'!$G62),\"\")","v":""}]
[{"$f":"IFERROR('Cost scenario - input'!A63,\"\")","v":""},{"$f":"IFERROR('Cost scenario - input'!B63,\"\")","v":""},{"$f":"IFERROR('Cost scenario - input'!C63,\"\")","v":""},{"$f":"IFERROR(repcalc('Cost scenario - input'!$CY63:$GK63,'Cost scenario - input'!$J63,'Cost scenario - input'!$H63,'Cost scenario - input'!$I63,20,TRUE,TRUE),\"\")","v":""},"","","","","","","","","","","","","","","","","","","",{"$f":"IFERROR(IF(OR(D78=\"\",'Cost scenario - input'!$G63=\"\"),\"\",D78/'Cost scenario - input'!$G63),\"\")","v":""},{"$f":"IFERROR(IF(OR(E78=\"\",'Cost scenario - input'!$G63=\"\"),\"\",E78/'Cost scenario - input'!$G63),\"\")","v":""},{"$f":"IFERROR(IF(OR(F78=\"\",'Cost scenario - input'!$G63=\"\"),\"\",F78/'Cost scenario - input'!$G63),\"\")","v":""},{"$f":"IFERROR(IF(OR(G78=\"\",'Cost scenario - input'!$G63=\"\"),\"\",G78/'Cost scenario - input'!$G63),\"\")","v":""},{"$f":"IFERROR(IF(OR(H78=\"\",'Cost scenario - input'!$G63=\"\"),\"\",H78/'Cost scenario - input'!$G63),\"\")","v":""},{"$f":"IFERROR(IF(OR(I78=\"\",'Cost scenario - input'!$G63=\"\"),\"\",I78/'Cost scenario - input'!$G63),\"\")","v":""},{"$f":"IFERROR(IF(OR(J78=\"\",'Cost scenario - input'!$G63=\"\"),\"\",J78/'Cost scenario - input'!$G63),\"\")","v":""},{"$f":"IFERROR(IF(OR(K78=\"\",'Cost scenario - input'!$G63=\"\"),\"\",K78/'Cost scenario - input'!$G63),\"\")","v":""},{"$f":"IFERROR(IF(OR(L78=\"\",'Cost scenario - input'!$G63=\"\"),\"\",L78/'Cost scenario - input'!$G63),\"\")","v":""},{"$f":"IFERROR(IF(OR(M78=\"\",'Cost scenario - input'!$G63=\"\"),\"\",M78/'Cost scenario - input'!$G63),\"\")","v":""},{"$f":"IFERROR(IF(OR(N78=\"\",'Cost scenario - input'!$G63=\"\"),\"\",N78/'Cost scenario - input'!$G63),\"\")","v":""},{"$f":"IFERROR(IF(OR(O78=\"\",'Cost scenario - input'!$G63=\"\"),\"\",O78/'Cost scenario - input'!$G63),\"\")","v":""},{"$f":"IFERROR(IF(OR(P78=\"\",'Cost scenario - input'!$G63=\"\"),\"\",P78/'Cost scenario - input'!$G63),\"\")","v":""},{"$f":"IFERROR(IF(OR(Q78=\"\",'Cost scenario - input'!$G63=\"\"),\"\",Q78/'Cost scenario - input'!$G63),\"\")","v":""},{"$f":"IFERROR(IF(OR(R78=\"\",'Cost scenario - input'!$G63=\"\"),\"\",R78/'Cost scenario - input'!$G63),\"\")","v":""},{"$f":"IFERROR(IF(OR(S78=\"\",'Cost scenario - input'!$G63=\"\"),\"\",S78/'Cost scenario - input'!$G63),\"\")","v":""},{"$f":"IFERROR(IF(OR(T78=\"\",'Cost scenario - input'!$G63=\"\"),\"\",T78/'Cost scenario - input'!$G63),\"\")","v":""},{"$f":"IFERROR(IF(OR(U78=\"\",'Cost scenario - input'!$G63=\"\"),\"\",U78/'Cost scenario - input'!$G63),\"\")","v":""},{"$f":"IFERROR(IF(OR(V78=\"\",'Cost scenario - input'!$G63=\"\"),\"\",V78/'Cost scenario - input'!$G63),\"\")","v":""},{"$f":"IFERROR(IF(OR(W78=\"\",'Cost scenario - input'!$G63=\"\"),\"\",W78/'Cost scenario - input'!$G63),\"\")","v":""}]
[{"$f":"IFERROR('Cost scenario - input'!A64,\"\")","v":""},{"$f":"IFERROR('Cost scenario - input'!B64,\"\")","v":""},{"$f":"IFERROR('Cost scenario - input'!C64,\"\")","v":""},{"$f":"IFERROR(repcalc('Cost scenario - input'!$CY64:$GK64,'Cost scenario - input'!$J64,'Cost scenario - input'!$H64,'Cost scenario - input'!$I64,20,TRUE,TRUE),\"\")","v":""},"","","","","","","","","","","","","","","","","","","",{"$f":"IFERROR(IF(OR(D79=\"\",'Cost scenario - input'!$G64=\"\"),\"\",D79/'Cost scenario - input'!$G64),\"\")","v":""},{"$f":"IFERROR(IF(OR(E79=\"\",'Cost scenario - input'!$G64=\"\"),\"\",E79/'Cost scenario - input'!$G64),\"\")","v":""},{"$f":"IFERROR(IF(OR(F79=\"\",'Cost scenario - input'!$G64=\"\"),\"\",F79/'Cost scenario - input'!$G64),\"\")","v":""},{"$f":"IFERROR(IF(OR(G79=\"\",'Cost scenario - input'!$G64=\"\"),\"\",G79/'Cost scenario - input'!$G64),\"\")","v":""},{"$f":"IFERROR(IF(OR(H79=\"\",'Cost scenario - input'!$G64=\"\"),\"\",H79/'Cost scenario - input'!$G64),\"\")","v":""},{"$f":"IFERROR(IF(OR(I79=\"\",'Cost scenario - input'!$G64=\"\"),\"\",I79/'Cost scenario - input'!$G64),\"\")","v":""},{"$f":"IFERROR(IF(OR(J79=\"\",'Cost scenario - input'!$G64=\"\"),\"\",J79/'Cost scenario - input'!$G64),\"\")","v":""},{"$f":"IFERROR(IF(OR(K79=\"\",'Cost scenario - input'!$G64=\"\"),\"\",K79/'Cost scenario - input'!$G64),\"\")","v":""},{"$f":"IFERROR(IF(OR(L79=\"\",'Cost scenario - input'!$G64=\"\"),\"\",L79/'Cost scenario - input'!$G64),\"\")","v":""},{"$f":"IFERROR(IF(OR(M79=\"\",'Cost scenario - input'!$G64=\"\"),\"\",M79/'Cost scenario - input'!$G64),\"\")","v":""},{"$f":"IFERROR(IF(OR(N79=\"\",'Cost scenario - input'!$G64=\"\"),\"\",N79/'Cost scenario - input'!$G64),\"\")","v":""},{"$f":"IFERROR(IF(OR(O79=\"\",'Cost scenario - input'!$G64=\"\"),\"\",O79/'Cost scenario - input'!$G64),\"\")","v":""},{"$f":"IFERROR(IF(OR(P79=\"\",'Cost scenario - input'!$G64=\"\"),\"\",P79/'Cost scenario - input'!$G64),\"\")","v":""},{"$f":"IFERROR(IF(OR(Q79=\"\",'Cost scenario - input'!$G64=\"\"),\"\",Q79/'Cost scenario - input'!$G64),\"\")","v":""},{"$f":"IFERROR(IF(OR(R79=\"\",'Cost scenario - input'!$G64=\"\"),\"\",R79/'Cost scenario - input'!$G64),\"\")","v":""},{"$f":"IFERROR(IF(OR(S79=\"\",'Cost scenario - input'!$G64=\"\"),\"\",S79/'Cost scenario - input'!$G64),\"\")","v":""},{"$f":"IFERROR(IF(OR(T79=\"\",'Cost scenario - input'!$G64=\"\"),\"\",T79/'Cost scenario - input'!$G64),\"\")","v":""},{"$f":"IFERROR(IF(OR(U79=\"\",'Cost scenario - input'!$G64=\"\"),\"\",U79/'Cost scenario - input'!$G64),\"\")","v":""},{"$f":"IFERROR(IF(OR(V79=\"\",'Cost scenario - input'!$G64=\"\"),\"\",V79/'Cost scenario - input'!$G64),\"\")","v":""},{"$f":"IFERROR(IF(OR(W79=\"\",'Cost scenario - input'!$G64=\"\"),\"\",W79/'Cost scenario - input'!$G64),\"\")","v":""}]
[{"$f":"IFERROR('Cost scenario - input'!A65,\"\")","v":""},{"$f":"IFERROR('Cost scenario - input'!B65,\"\")","v":""},{"$f":"IFERROR('Cost scenario - input'!C65,\"\")","v":""},{"$f":"IFERROR(repcalc('Cost scenario - input'!$CY65:$GK65,'Cost scenario - input'!$J65,'Cost scenario - input'!$H65,'Cost scenario - input'!$I65,20,TRUE,TRUE),\"\")","v":""},"","","","","","","","","","","","","","","","","","","",{"$f":"IFERROR(IF(OR(D80=\"\",'Cost scenario - input'!$G65=\"\"),\"\",D80/'Cost scenario - input'!$G65),\"\")","v":""},{"$f":"IFERROR(IF(OR(E80=\"\",'Cost scenario - input'!$G65=\"\"),\"\",E80/'Cost scenario - input'!$G65),\"\")","v":""},{"$f":"IFERROR(IF(OR(F80=\"\",'Cost scenario - input'!$G65=\"\"),\"\",F80/'Cost scenario - input'!$G65),\"\")","v":""},{"$f":"IFERROR(IF(OR(G80=\"\",'Cost scenario - input'!$G65=\"\"),\"\",G80/'Cost scenario - input'!$G65),\"\")","v":""},{"$f":"IFERROR(IF(OR(H80=\"\",'Cost scenario - input'!$G65=\"\"),\"\",H80/'Cost scenario - input'!$G65),\"\")","v":""},{"$f":"IFERROR(IF(OR(I80=\"\",'Cost scenario - input'!$G65=\"\"),\"\",I80/'Cost scenario - input'!$G65),\"\")","v":""},{"$f":"IFERROR(IF(OR(J80=\"\",'Cost scenario - input'!$G65=\"\"),\"\",J80/'Cost scenario - input'!$G65),\"\")","v":""},{"$f":"IFERROR(IF(OR(K80=\"\",'Cost scenario - input'!$G65=\"\"),\"\",K80/'Cost scenario - input'!$G65),\"\")","v":""},{"$f":"IFERROR(IF(OR(L80=\"\",'Cost scenario - input'!$G65=\"\"),\"\",L80/'Cost scenario - input'!$G65),\"\")","v":""},{"$f":"IFERROR(IF(OR(M80=\"\",'Cost scenario - input'!$G65=\"\"),\"\",M80/'Cost scenario - input'!$G65),\"\")","v":""},{"$f":"IFERROR(IF(OR(N80=\"\",'Cost scenario - input'!$G65=\"\"),\"\",N80/'Cost scenario - input'!$G65),\"\")","v":""},{"$f":"IFERROR(IF(OR(O80=\"\",'Cost scenario - input'!$G65=\"\"),\"\",O80/'Cost scenario - input'!$G65),\"\")","v":""},{"$f":"IFERROR(IF(OR(P80=\"\",'Cost scenario - input'!$G65=\"\"),\"\",P80/'Cost scenario - input'!$G65),\"\")","v":""},{"$f":"IFERROR(IF(OR(Q80=\"\",'Cost scenario - input'!$G65=\"\"),\"\",Q80/'Cost scenario - input'!$G65),\"\")","v":""},{"$f":"IFERROR(IF(OR(R80=\"\",'Cost scenario - input'!$G65=\"\"),\"\",R80/'Cost scenario - input'!$G65),\"\")","v":""},{"$f":"IFERROR(IF(OR(S80=\"\",'Cost scenario - input'!$G65=\"\"),\"\",S80/'Cost scenario - input'!$G65),\"\")","v":""},{"$f":"IFERROR(IF(OR(T80=\"\",'Cost scenario - input'!$G65=\"\"),\"\",T80/'Cost scenario - input'!$G65),\"\")","v":""},{"$f":"IFERROR(IF(OR(U80=\"\",'Cost scenario - input'!$G65=\"\"),\"\",U80/'Cost scenario - input'!$G65),\"\")","v":""},{"$f":"IFERROR(IF(OR(V80=\"\",'Cost scenario - input'!$G65=\"\"),\"\",V80/'Cost scenario - input'!$G65),\"\")","v":""},{"$f":"IFERROR(IF(OR(W80=\"\",'Cost scenario - input'!$G65=\"\"),\"\",W80/'Cost scenario - input'!$G65),\"\")","v":""}]
[{"$f":"IFERROR('Cost scenario - input'!A66,\"\")","v":""},{"$f":"IFERROR('Cost scenario - input'!B66,\"\")","v":""},{"$f":"IFERROR('Cost scenario - input'!C66,\"\")","v":""},{"$f":"IFERROR(repcalc('Cost scenario - input'!$CY66:$GK66,'Cost scenario - input'!$J66,'Cost scenario - input'!$H66,'Cost scenario - input'!$I66,20,TRUE,TRUE),\"\")","v":""},"","","","","","","","","","","","","","","","","","","",{"$f":"IFERROR(IF(OR(D81=\"\",'Cost scenario - input'!$G66=\"\"),\"\",D81/'Cost scenario - input'!$G66),\"\")","v":""},{"$f":"IFERROR(IF(OR(E81=\"\",'Cost scenario - input'!$G66=\"\"),\"\",E81/'Cost scenario - input'!$G66),\"\")","v":""},{"$f":"IFERROR(IF(OR(F81=\"\",'Cost scenario - input'!$G66=\"\"),\"\",F81/'Cost scenario - input'!$G66),\"\")","v":""},{"$f":"IFERROR(IF(OR(G81=\"\",'Cost scenario - input'!$G66=\"\"),\"\",G81/'Cost scenario - input'!$G66),\"\")","v":""},{"$f":"IFERROR(IF(OR(H81=\"\",'Cost scenario - input'!$G66=\"\"),\"\",H81/'Cost scenario - input'!$G66),\"\")","v":""},{"$f":"IFERROR(IF(OR(I81=\"\",'Cost scenario - input'!$G66=\"\"),\"\",I81/'Cost scenario - input'!$G66),\"\")","v":""},{"$f":"IFERROR(IF(OR(J81=\"\",'Cost scenario - input'!$G66=\"\"),\"\",J81/'Cost scenario - input'!$G66),\"\")","v":""},{"$f":"IFERROR(IF(OR(K81=\"\",'Cost scenario - input'!$G66=\"\"),\"\",K81/'Cost scenario - input'!$G66),\"\")","v":""},{"$f":"IFERROR(IF(OR(L81=\"\",'Cost scenario - input'!$G66=\"\"),\"\",L81/'Cost scenario - input'!$G66),\"\")","v":""},{"$f":"IFERROR(IF(OR(M81=\"\",'Cost scenario - input'!$G66=\"\"),\"\",M81/'Cost scenario - input'!$G66),\"\")","v":""},{"$f":"IFERROR(IF(OR(N81=\"\",'Cost scenario - input'!$G66=\"\"),\"\",N81/'Cost scenario - input'!$G66),\"\")","v":""},{"$f":"IFERROR(IF(OR(O81=\"\",'Cost scenario - input'!$G66=\"\"),\"\",O81/'Cost scenario - input'!$G66),\"\")","v":""},{"$f":"IFERROR(IF(OR(P81=\"\",'Cost scenario - input'!$G66=\"\"),\"\",P81/'Cost scenario - input'!$G66),\"\")","v":""},{"$f":"IFERROR(IF(OR(Q81=\"\",'Cost scenario - input'!$G66=\"\"),\"\",Q81/'Cost scenario - input'!$G66),\"\")","v":""},{"$f":"IFERROR(IF(OR(R81=\"\",'Cost scenario - input'!$G66=\"\"),\"\",R81/'Cost scenario - input'!$G66),\"\")","v":""},{"$f":"IFERROR(IF(OR(S81=\"\",'Cost scenario - input'!$G66=\"\"),\"\",S81/'Cost scenario - input'!$G66),\"\")","v":""},{"$f":"IFERROR(IF(OR(T81=\"\",'Cost scenario - input'!$G66=\"\"),\"\",T81/'Cost scenario - input'!$G66),\"\")","v":""},{"$f":"IFERROR(IF(OR(U81=\"\",'Cost scenario - input'!$G66=\"\"),\"\",U81/'Cost scenario - input'!$G66),\"\")","v":""},{"$f":"IFERROR(IF(OR(V81=\"\",'Cost scenario - input'!$G66=\"\"),\"\",V81/'Cost scenario - input'!$G66),\"\")","v":""},{"$f":"IFERROR(IF(OR(W81=\"\",'Cost scenario - input'!$G66=\"\"),\"\",W81/'Cost scenario - input'!$G66),\"\")","v":""}]
[{"$f":"IFERROR('Cost scenario - input'!A67,\"\")","v":""},{"$f":"IFERROR('Cost scenario - input'!B67,\"\")","v":""},{"$f":"IFERROR('Cost scenario - input'!C67,\"\")","v":""},{"$f":"IFERROR(repcalc('Cost scenario - input'!$CY67:$GK67,'Cost scenario - input'!$J67,'Cost scenario - input'!$H67,'Cost scenario - input'!$I67,20,TRUE,TRUE),\"\")","v":""},"","","","","","","","","","","","","","","","","","","",{"$f":"IFERROR(IF(OR(D82=\"\",'Cost scenario - input'!$G67=\"\"),\"\",D82/'Cost scenario - input'!$G67),\"\")","v":""},{"$f":"IFERROR(IF(OR(E82=\"\",'Cost scenario - input'!$G67=\"\"),\"\",E82/'Cost scenario - input'!$G67),\"\")","v":""},{"$f":"IFERROR(IF(OR(F82=\"\",'Cost scenario - input'!$G67=\"\"),\"\",F82/'Cost scenario - input'!$G67),\"\")","v":""},{"$f":"IFERROR(IF(OR(G82=\"\",'Cost scenario - input'!$G67=\"\"),\"\",G82/'Cost scenario - input'!$G67),\"\")","v":""},{"$f":"IFERROR(IF(OR(H82=\"\",'Cost scenario - input'!$G67=\"\"),\"\",H82/'Cost scenario - input'!$G67),\"\")","v":""},{"$f":"IFERROR(IF(OR(I82=\"\",'Cost scenario - input'!$G67=\"\"),\"\",I82/'Cost scenario - input'!$G67),\"\")","v":""},{"$f":"IFERROR(IF(OR(J82=\"\",'Cost scenario - input'!$G67=\"\"),\"\",J82/'Cost scenario - input'!$G67),\"\")","v":""},{"$f":"IFERROR(IF(OR(K82=\"\",'Cost scenario - input'!$G67=\"\"),\"\",K82/'Cost scenario - input'!$G67),\"\")","v":""},{"$f":"IFERROR(IF(OR(L82=\"\",'Cost scenario - input'!$G67=\"\"),\"\",L82/'Cost scenario - input'!$G67),\"\")","v":""},{"$f":"IFERROR(IF(OR(M82=\"\",'Cost scenario - input'!$G67=\"\"),\"\",M82/'Cost scenario - input'!$G67),\"\")","v":""},{"$f":"IFERROR(IF(OR(N82=\"\",'Cost scenario - input'!$G67=\"\"),\"\",N82/'Cost scenario - input'!$G67),\"\")","v":""},{"$f":"IFERROR(IF(OR(O82=\"\",'Cost scenario - input'!$G67=\"\"),\"\",O82/'Cost scenario - input'!$G67),\"\")","v":""},{"$f":"IFERROR(IF(OR(P82=\"\",'Cost scenario - input'!$G67=\"\"),\"\",P82/'Cost scenario - input'!$G67),\"\")","v":""},{"$f":"IFERROR(IF(OR(Q82=\"\",'Cost scenario - input'!$G67=\"\"),\"\",Q82/'Cost scenario - input'!$G67),\"\")","v":""},{"$f":"IFERROR(IF(OR(R82=\"\",'Cost scenario - input'!$G67=\"\"),\"\",R82/'Cost scenario - input'!$G67),\"\")","v":""},{"$f":"IFERROR(IF(OR(S82=\"\",'Cost scenario - input'!$G67=\"\"),\"\",S82/'Cost scenario - input'!$G67),\"\")","v":""},{"$f":"IFERROR(IF(OR(T82=\"\",'Cost scenario - input'!$G67=\"\"),\"\",T82/'Cost scenario - input'!$G67),\"\")","v":""},{"$f":"IFERROR(IF(OR(U82=\"\",'Cost scenario - input'!$G67=\"\"),\"\",U82/'Cost scenario - input'!$G67),\"\")","v":""},{"$f":"IFERROR(IF(OR(V82=\"\",'Cost scenario - input'!$G67=\"\"),\"\",V82/'Cost scenario - input'!$G67),\"\")","v":""},{"$f":"IFERROR(IF(OR(W82=\"\",'Cost scenario - input'!$G67=\"\"),\"\",W82/'Cost scenario - input'!$G67),\"\")","v":""}]
[{"$f":"IFERROR('Cost scenario - input'!A68,\"\")","v":""},{"$f":"IFERROR('Cost scenario - input'!B68,\"\")","v":""},{"$f":"IFERROR('Cost scenario - input'!C68,\"\")","v":""},{"$f":"IFERROR(repcalc('Cost scenario - input'!$CY68:$GK68,'Cost scenario - input'!$J68,'Cost scenario - input'!$H68,'Cost scenario - input'!$I68,20,TRUE,TRUE),\"\")","v":""},"","","","","","","","","","","","","","","","","","","",{"$f":"IFERROR(IF(OR(D83=\"\",'Cost scenario - input'!$G68=\"\"),\"\",D83/'Cost scenario - input'!$G68),\"\")","v":""},{"$f":"IFERROR(IF(OR(E83=\"\",'Cost scenario - input'!$G68=\"\"),\"\",E83/'Cost scenario - input'!$G68),\"\")","v":""},{"$f":"IFERROR(IF(OR(F83=\"\",'Cost scenario - input'!$G68=\"\"),\"\",F83/'Cost scenario - input'!$G68),\"\")","v":""},{"$f":"IFERROR(IF(OR(G83=\"\",'Cost scenario - input'!$G68=\"\"),\"\",G83/'Cost scenario - input'!$G68),\"\")","v":""},{"$f":"IFERROR(IF(OR(H83=\"\",'Cost scenario - input'!$G68=\"\"),\"\",H83/'Cost scenario - input'!$G68),\"\")","v":""},{"$f":"IFERROR(IF(OR(I83=\"\",'Cost scenario - input'!$G68=\"\"),\"\",I83/'Cost scenario - input'!$G68),\"\")","v":""},{"$f":"IFERROR(IF(OR(J83=\"\",'Cost scenario - input'!$G68=\"\"),\"\",J83/'Cost scenario - input'!$G68),\"\")","v":""},{"$f":"IFERROR(IF(OR(K83=\"\",'Cost scenario - input'!$G68=\"\"),\"\",K83/'Cost scenario - input'!$G68),\"\")","v":""},{"$f":"IFERROR(IF(OR(L83=\"\",'Cost scenario - input'!$G68=\"\"),\"\",L83/'Cost scenario - input'!$G68),\"\")","v":""},{"$f":"IFERROR(IF(OR(M83=\"\",'Cost scenario - input'!$G68=\"\"),\"\",M83/'Cost scenario - input'!$G68),\"\")","v":""},{"$f":"IFERROR(IF(OR(N83=\"\",'Cost scenario - input'!$G68=\"\"),\"\",N83/'Cost scenario - input'!$G68),\"\")","v":""},{"$f":"IFERROR(IF(OR(O83=\"\",'Cost scenario - input'!$G68=\"\"),\"\",O83/'Cost scenario - input'!$G68),\"\")","v":""},{"$f":"IFERROR(IF(OR(P83=\"\",'Cost scenario - input'!$G68=\"\"),\"\",P83/'Cost scenario - input'!$G68),\"\")","v":""},{"$f":"IFERROR(IF(OR(Q83=\"\",'Cost scenario - input'!$G68=\"\"),\"\",Q83/'Cost scenario - input'!$G68),\"\")","v":""},{"$f":"IFERROR(IF(OR(R83=\"\",'Cost scenario - input'!$G68=\"\"),\"\",R83/'Cost scenario - input'!$G68),\"\")","v":""},{"$f":"IFERROR(IF(OR(S83=\"\",'Cost scenario - input'!$G68=\"\"),\"\",S83/'Cost scenario - input'!$G68),\"\")","v":""},{"$f":"IFERROR(IF(OR(T83=\"\",'Cost scenario - input'!$G68=\"\"),\"\",T83/'Cost scenario - input'!$G68),\"\")","v":""},{"$f":"IFERROR(IF(OR(U83=\"\",'Cost scenario - input'!$G68=\"\"),\"\",U83/'Cost scenario - input'!$G68),\"\")","v":""},{"$f":"IFERROR(IF(OR(V83=\"\",'Cost scenario - input'!$G68=\"\"),\"\",V83/'Cost scenario - input'!$G68),\"\")","v":""},{"$f":"IFERROR(IF(OR(W83=\"\",'Cost scenario - input'!$G68=\"\"),\"\",W83/'Cost scenario - input'!$G68),\"\")","v":""}]
[{"$f":"IFERROR('Cost scenario - input'!A69,\"\")","v":""},{"$f":"IFERROR('Cost scenario - input'!B69,\"\")","v":""},{"$f":"IFERROR('Cost scenario - input'!C69,\"\")","v":""},{"$f":"IFERROR(repcalc('Cost scenario - input'!$CY69:$GK69,'Cost scenario - input'!$J69,'Cost scenario - input'!$H69,'Cost scenario - input'!$I69,20,TRUE,TRUE),\"\")","v":""},"","","","","","","","","","","","","","","","","","","",{"$f":"IFERROR(IF(OR(D84=\"\",'Cost scenario - input'!$G69=\"\"),\"\",D84/'Cost scenario - input'!$G69),\"\")","v":""},{"$f":"IFERROR(IF(OR(E84=\"\",'Cost scenario - input'!$G69=\"\"),\"\",E84/'Cost scenario - input'!$G69),\"\")","v":""},{"$f":"IFERROR(IF(OR(F84=\"\",'Cost scenario - input'!$G69=\"\"),\"\",F84/'Cost scenario - input'!$G69),\"\")","v":""},{"$f":"IFERROR(IF(OR(G84=\"\",'Cost scenario - input'!$G69=\"\"),\"\",G84/'Cost scenario - input'!$G69),\"\")","v":""},{"$f":"IFERROR(IF(OR(H84=\"\",'Cost scenario - input'!$G69=\"\"),\"\",H84/'Cost scenario - input'!$G69),\"\")","v":""},{"$f":"IFERROR(IF(OR(I84=\"\",'Cost scenario - input'!$G69=\"\"),\"\",I84/'Cost scenario - input'!$G69),\"\")","v":""},{"$f":"IFERROR(IF(OR(J84=\"\",'Cost scenario - input'!$G69=\"\"),\"\",J84/'Cost scenario - input'!$G69),\"\")","v":""},{"$f":"IFERROR(IF(OR(K84=\"\",'Cost scenario - input'!$G69=\"\"),\"\",K84/'Cost scenario - input'!$G69),\"\")","v":""},{"$f":"IFERROR(IF(OR(L84=\"\",'Cost scenario - input'!$G69=\"\"),\"\",L84/'Cost scenario - input'!$G69),\"\")","v":""},{"$f":"IFERROR(IF(OR(M84=\"\",'Cost scenario - input'!$G69=\"\"),\"\",M84/'Cost scenario - input'!$G69),\"\")","v":""},{"$f":"IFERROR(IF(OR(N84=\"\",'Cost scenario - input'!$G69=\"\"),\"\",N84/'Cost scenario - input'!$G69),\"\")","v":""},{"$f":"IFERROR(IF(OR(O84=\"\",'Cost scenario - input'!$G69=\"\"),\"\",O84/'Cost scenario - input'!$G69),\"\")","v":""},{"$f":"IFERROR(IF(OR(P84=\"\",'Cost scenario - input'!$G69=\"\"),\"\",P84/'Cost scenario - input'!$G69),\"\")","v":""},{"$f":"IFERROR(IF(OR(Q84=\"\",'Cost scenario - input'!$G69=\"\"),\"\",Q84/'Cost scenario - input'!$G69),\"\")","v":""},{"$f":"IFERROR(IF(OR(R84=\"\",'Cost scenario - input'!$G69=\"\"),\"\",R84/'Cost scenario - input'!$G69),\"\")","v":""},{"$f":"IFERROR(IF(OR(S84=\"\",'Cost scenario - input'!$G69=\"\"),\"\",S84/'Cost scenario - input'!$G69),\"\")","v":""},{"$f":"IFERROR(IF(OR(T84=\"\",'Cost scenario - input'!$G69=\"\"),\"\",T84/'Cost scenario - input'!$G69),\"\")","v":""},{"$f":"IFERROR(IF(OR(U84=\"\",'Cost scenario - input'!$G69=\"\"),\"\",U84/'Cost scenario - input'!$G69),\"\")","v":""},{"$f":"IFERROR(IF(OR(V84=\"\",'Cost scenario - input'!$G69=\"\"),\"\",V84/'Cost scenario - input'!$G69),\"\")","v":""},{"$f":"IFERROR(IF(OR(W84=\"\",'Cost scenario - input'!$G69=\"\"),\"\",W84/'Cost scenario - input'!$G69),\"\")","v":""}]
[{"$f":"IFERROR('Cost scenario - input'!A70,\"\")","v":""},{"$f":"IFERROR('Cost scenario - input'!B70,\"\")","v":""},{"$f":"IFERROR('Cost scenario - input'!C70,\"\")","v":""},{"$f":"IFERROR(repcalc('Cost scenario - input'!$CY70:$GK70,'Cost scenario - input'!$J70,'Cost scenario - input'!$H70,'Cost scenario - input'!$I70,20,TRUE,TRUE),\"\")","v":""},"","","","","","","","","","","","","","","","","","","",{"$f":"IFERROR(IF(OR(D85=\"\",'Cost scenario - input'!$G70=\"\"),\"\",D85/'Cost scenario - input'!$G70),\"\")","v":""},{"$f":"IFERROR(IF(OR(E85=\"\",'Cost scenario - input'!$G70=\"\"),\"\",E85/'Cost scenario - input'!$G70),\"\")","v":""},{"$f":"IFERROR(IF(OR(F85=\"\",'Cost scenario - input'!$G70=\"\"),\"\",F85/'Cost scenario - input'!$G70),\"\")","v":""},{"$f":"IFERROR(IF(OR(G85=\"\",'Cost scenario - input'!$G70=\"\"),\"\",G85/'Cost scenario - input'!$G70),\"\")","v":""},{"$f":"IFERROR(IF(OR(H85=\"\",'Cost scenario - input'!$G70=\"\"),\"\",H85/'Cost scenario - input'!$G70),\"\")","v":""},{"$f":"IFERROR(IF(OR(I85=\"\",'Cost scenario - input'!$G70=\"\"),\"\",I85/'Cost scenario - input'!$G70),\"\")","v":""},{"$f":"IFERROR(IF(OR(J85=\"\",'Cost scenario - input'!$G70=\"\"),\"\",J85/'Cost scenario - input'!$G70),\"\")","v":""},{"$f":"IFERROR(IF(OR(K85=\"\",'Cost scenario - input'!$G70=\"\"),\"\",K85/'Cost scenario - input'!$G70),\"\")","v":""},{"$f":"IFERROR(IF(OR(L85=\"\",'Cost scenario - input'!$G70=\"\"),\"\",L85/'Cost scenario - input'!$G70),\"\")","v":""},{"$f":"IFERROR(IF(OR(M85=\"\",'Cost scenario - input'!$G70=\"\"),\"\",M85/'Cost scenario - input'!$G70),\"\")","v":""},{"$f":"IFERROR(IF(OR(N85=\"\",'Cost scenario - input'!$G70=\"\"),\"\",N85/'Cost scenario - input'!$G70),\"\")","v":""},{"$f":"IFERROR(IF(OR(O85=\"\",'Cost scenario - input'!$G70=\"\"),\"\",O85/'Cost scenario - input'!$G70),\"\")","v":""},{"$f":"IFERROR(IF(OR(P85=\"\",'Cost scenario - input'!$G70=\"\"),\"\",P85/'Cost scenario - input'!$G70),\"\")","v":""},{"$f":"IFERROR(IF(OR(Q85=\"\",'Cost scenario - input'!$G70=\"\"),\"\",Q85/'Cost scenario - input'!$G70),\"\")","v":""},{"$f":"IFERROR(IF(OR(R85=\"\",'Cost scenario - input'!$G70=\"\"),\"\",R85/'Cost scenario - input'!$G70),\"\")","v":""},{"$f":"IFERROR(IF(OR(S85=\"\",'Cost scenario - input'!$G70=\"\"),\"\",S85/'Cost scenario - input'!$G70),\"\")","v":""},{"$f":"IFERROR(IF(OR(T85=\"\",'Cost scenario - input'!$G70=\"\"),\"\",T85/'Cost scenario - input'!$G70),\"\")","v":""},{"$f":"IFERROR(IF(OR(U85=\"\",'Cost scenario - input'!$G70=\"\"),\"\",U85/'Cost scenario - input'!$G70),\"\")","v":""},{"$f":"IFERROR(IF(OR(V85=\"\",'Cost scenario - input'!$G70=\"\"),\"\",V85/'Cost scenario - input'!$G70),\"\")","v":""},{"$f":"IFERROR(IF(OR(W85=\"\",'Cost scenario - input'!$G70=\"\"),\"\",W85/'Cost scenario - input'!$G70),\"\")","v":""}]
[{"$f":"IFERROR('Cost scenario - input'!A71,\"\")","v":""},{"$f":"IFERROR('Cost scenario - input'!B71,\"\")","v":""},{"$f":"IFERROR('Cost scenario - input'!C71,\"\")","v":""},{"$f":"IFERROR(repcalc('Cost scenario - input'!$CY71:$GK71,'Cost scenario - input'!$J71,'Cost scenario - input'!$H71,'Cost scenario - input'!$I71,20,TRUE,TRUE),\"\")","v":""},"","","","","","","","","","","","","","","","","","","",{"$f":"IFERROR(IF(OR(D86=\"\",'Cost scenario - input'!$G71=\"\"),\"\",D86/'Cost scenario - input'!$G71),\"\")","v":""},{"$f":"IFERROR(IF(OR(E86=\"\",'Cost scenario - input'!$G71=\"\"),\"\",E86/'Cost scenario - input'!$G71),\"\")","v":""},{"$f":"IFERROR(IF(OR(F86=\"\",'Cost scenario - input'!$G71=\"\"),\"\",F86/'Cost scenario - input'!$G71),\"\")","v":""},{"$f":"IFERROR(IF(OR(G86=\"\",'Cost scenario - input'!$G71=\"\"),\"\",G86/'Cost scenario - input'!$G71),\"\")","v":""},{"$f":"IFERROR(IF(OR(H86=\"\",'Cost scenario - input'!$G71=\"\"),\"\",H86/'Cost scenario - input'!$G71),\"\")","v":""},{"$f":"IFERROR(IF(OR(I86=\"\",'Cost scenario - input'!$G71=\"\"),\"\",I86/'Cost scenario - input'!$G71),\"\")","v":""},{"$f":"IFERROR(IF(OR(J86=\"\",'Cost scenario - input'!$G71=\"\"),\"\",J86/'Cost scenario - input'!$G71),\"\")","v":""},{"$f":"IFERROR(IF(OR(K86=\"\",'Cost scenario - input'!$G71=\"\"),\"\",K86/'Cost scenario - input'!$G71),\"\")","v":""},{"$f":"IFERROR(IF(OR(L86=\"\",'Cost scenario - input'!$G71=\"\"),\"\",L86/'Cost scenario - input'!$G71),\"\")","v":""},{"$f":"IFERROR(IF(OR(M86=\"\",'Cost scenario - input'!$G71=\"\"),\"\",M86/'Cost scenario - input'!$G71),\"\")","v":""},{"$f":"IFERROR(IF(OR(N86=\"\",'Cost scenario - input'!$G71=\"\"),\"\",N86/'Cost scenario - input'!$G71),\"\")","v":""},{"$f":"IFERROR(IF(OR(O86=\"\",'Cost scenario - input'!$G71=\"\"),\"\",O86/'Cost scenario - input'!$G71),\"\")","v":""},{"$f":"IFERROR(IF(OR(P86=\"\",'Cost scenario - input'!$G71=\"\"),\"\",P86/'Cost scenario - input'!$G71),\"\")","v":""},{"$f":"IFERROR(IF(OR(Q86=\"\",'Cost scenario - input'!$G71=\"\"),\"\",Q86/'Cost scenario - input'!$G71),\"\")","v":""},{"$f":"IFERROR(IF(OR(R86=\"\",'Cost scenario - input'!$G71=\"\"),\"\",R86/'Cost scenario - input'!$G71),\"\")","v":""},{"$f":"IFERROR(IF(OR(S86=\"\",'Cost scenario - input'!$G71=\"\"),\"\",S86/'Cost scenario - input'!$G71),\"\")","v":""},{"$f":"IFERROR(IF(OR(T86=\"\",'Cost scenario - input'!$G71=\"\"),\"\",T86/'Cost scenario - input'!$G71),\"\")","v":""},{"$f":"IFERROR(IF(OR(U86=\"\",'Cost scenario - input'!$G71=\"\"),\"\",U86/'Cost scenario - input'!$G71),\"\")","v":""},{"$f":"IFERROR(IF(OR(V86=\"\",'Cost scenario - input'!$G71=\"\"),\"\",V86/'Cost scenario - input'!$G71),\"\")","v":""},{"$f":"IFERROR(IF(OR(W86=\"\",'Cost scenario - input'!$G71=\"\"),\"\",W86/'Cost scenario - input'!$G71),\"\")","v":""}]
[{"$f":"IFERROR('Cost scenario - input'!A72,\"\")","v":""},{"$f":"IFERROR('Cost scenario - input'!B72,\"\")","v":""},{"$f":"IFERROR('Cost scenario - input'!C72,\"\")","v":""},{"$f":"IFERROR(repcalc('Cost scenario - input'!$CY72:$GK72,'Cost scenario - input'!$J72,'Cost scenario - input'!$H72,'Cost scenario - input'!$I72,20,TRUE,TRUE),\"\")","v":""},"","","","","","","","","","","","","","","","","","","",{"$f":"IFERROR(IF(OR(D87=\"\",'Cost scenario - input'!$G72=\"\"),\"\",D87/'Cost scenario - input'!$G72),\"\")","v":""},{"$f":"IFERROR(IF(OR(E87=\"\",'Cost scenario - input'!$G72=\"\"),\"\",E87/'Cost scenario - input'!$G72),\"\")","v":""},{"$f":"IFERROR(IF(OR(F87=\"\",'Cost scenario - input'!$G72=\"\"),\"\",F87/'Cost scenario - input'!$G72),\"\")","v":""},{"$f":"IFERROR(IF(OR(G87=\"\",'Cost scenario - input'!$G72=\"\"),\"\",G87/'Cost scenario - input'!$G72),\"\")","v":""},{"$f":"IFERROR(IF(OR(H87=\"\",'Cost scenario - input'!$G72=\"\"),\"\",H87/'Cost scenario - input'!$G72),\"\")","v":""},{"$f":"IFERROR(IF(OR(I87=\"\",'Cost scenario - input'!$G72=\"\"),\"\",I87/'Cost scenario - input'!$G72),\"\")","v":""},{"$f":"IFERROR(IF(OR(J87=\"\",'Cost scenario - input'!$G72=\"\"),\"\",J87/'Cost scenario - input'!$G72),\"\")","v":""},{"$f":"IFERROR(IF(OR(K87=\"\",'Cost scenario - input'!$G72=\"\"),\"\",K87/'Cost scenario - input'!$G72),\"\")","v":""},{"$f":"IFERROR(IF(OR(L87=\"\",'Cost scenario - input'!$G72=\"\"),\"\",L87/'Cost scenario - input'!$G72),\"\")","v":""},{"$f":"IFERROR(IF(OR(M87=\"\",'Cost scenario - input'!$G72=\"\"),\"\",M87/'Cost scenario - input'!$G72),\"\")","v":""},{"$f":"IFERROR(IF(OR(N87=\"\",'Cost scenario - input'!$G72=\"\"),\"\",N87/'Cost scenario - input'!$G72),\"\")","v":""},{"$f":"IFERROR(IF(OR(O87=\"\",'Cost scenario - input'!$G72=\"\"),\"\",O87/'Cost scenario - input'!$G72),\"\")","v":""},{"$f":"IFERROR(IF(OR(P87=\"\",'Cost scenario - input'!$G72=\"\"),\"\",P87/'Cost scenario - input'!$G72),\"\")","v":""},{"$f":"IFERROR(IF(OR(Q87=\"\",'Cost scenario - input'!$G72=\"\"),\"\",Q87/'Cost scenario - input'!$G72),\"\")","v":""},{"$f":"IFERROR(IF(OR(R87=\"\",'Cost scenario - input'!$G72=\"\"),\"\",R87/'Cost scenario - input'!$G72),\"\")","v":""},{"$f":"IFERROR(IF(OR(S87=\"\",'Cost scenario - input'!$G72=\"\"),\"\",S87/'Cost scenario - input'!$G72),\"\")","v":""},{"$f":"IFERROR(IF(OR(T87=\"\",'Cost scenario - input'!$G72=\"\"),\"\",T87/'Cost scenario - input'!$G72),\"\")","v":""},{"$f":"IFERROR(IF(OR(U87=\"\",'Cost scenario - input'!$G72=\"\"),\"\",U87/'Cost scenario - input'!$G72),\"\")","v":""},{"$f":"IFERROR(IF(OR(V87=\"\",'Cost scenario - input'!$G72=\"\"),\"\",V87/'Cost scenario - input'!$G72),\"\")","v":""},{"$f":"IFERROR(IF(OR(W87=\"\",'Cost scenario - input'!$G72=\"\"),\"\",W87/'Cost scenario - input'!$G72),\"\")","v":""}]
[{"$f":"IFERROR('Cost scenario - input'!A73,\"\")","v":""},{"$f":"IFERROR('Cost scenario - input'!B73,\"\")","v":""},{"$f":"IFERROR('Cost scenario - input'!C73,\"\")","v":""},{"$f":"IFERROR(repcalc('Cost scenario - input'!$CY73:$GK73,'Cost scenario - input'!$J73,'Cost scenario - input'!$H73,'Cost scenario - input'!$I73,20,TRUE,TRUE),\"\")","v":""},"","","","","","","","","","","","","","","","","","","",{"$f":"IFERROR(IF(OR(D88=\"\",'Cost scenario - input'!$G73=\"\"),\"\",D88/'Cost scenario - input'!$G73),\"\")","v":""},{"$f":"IFERROR(IF(OR(E88=\"\",'Cost scenario - input'!$G73=\"\"),\"\",E88/'Cost scenario - input'!$G73),\"\")","v":""},{"$f":"IFERROR(IF(OR(F88=\"\",'Cost scenario - input'!$G73=\"\"),\"\",F88/'Cost scenario - input'!$G73),\"\")","v":""},{"$f":"IFERROR(IF(OR(G88=\"\",'Cost scenario - input'!$G73=\"\"),\"\",G88/'Cost scenario - input'!$G73),\"\")","v":""},{"$f":"IFERROR(IF(OR(H88=\"\",'Cost scenario - input'!$G73=\"\"),\"\",H88/'Cost scenario - input'!$G73),\"\")","v":""},{"$f":"IFERROR(IF(OR(I88=\"\",'Cost scenario - input'!$G73=\"\"),\"\",I88/'Cost scenario - input'!$G73),\"\")","v":""},{"$f":"IFERROR(IF(OR(J88=\"\",'Cost scenario - input'!$G73=\"\"),\"\",J88/'Cost scenario - input'!$G73),\"\")","v":""},{"$f":"IFERROR(IF(OR(K88=\"\",'Cost scenario - input'!$G73=\"\"),\"\",K88/'Cost scenario - input'!$G73),\"\")","v":""},{"$f":"IFERROR(IF(OR(L88=\"\",'Cost scenario - input'!$G73=\"\"),\"\",L88/'Cost scenario - input'!$G73),\"\")","v":""},{"$f":"IFERROR(IF(OR(M88=\"\",'Cost scenario - input'!$G73=\"\"),\"\",M88/'Cost scenario - input'!$G73),\"\")","v":""},{"$f":"IFERROR(IF(OR(N88=\"\",'Cost scenario - input'!$G73=\"\"),\"\",N88/'Cost scenario - input'!$G73),\"\")","v":""},{"$f":"IFERROR(IF(OR(O88=\"\",'Cost scenario - input'!$G73=\"\"),\"\",O88/'Cost scenario - input'!$G73),\"\")","v":""},{"$f":"IFERROR(IF(OR(P88=\"\",'Cost scenario - input'!$G73=\"\"),\"\",P88/'Cost scenario - input'!$G73),\"\")","v":""},{"$f":"IFERROR(IF(OR(Q88=\"\",'Cost scenario - input'!$G73=\"\"),\"\",Q88/'Cost scenario - input'!$G73),\"\")","v":""},{"$f":"IFERROR(IF(OR(R88=\"\",'Cost scenario - input'!$G73=\"\"),\"\",R88/'Cost scenario - input'!$G73),\"\")","v":""},{"$f":"IFERROR(IF(OR(S88=\"\",'Cost scenario - input'!$G73=\"\"),\"\",S88/'Cost scenario - input'!$G73),\"\")","v":""},{"$f":"IFERROR(IF(OR(T88=\"\",'Cost scenario - input'!$G73=\"\"),\"\",T88/'Cost scenario - input'!$G73),\"\")","v":""},{"$f":"IFERROR(IF(OR(U88=\"\",'Cost scenario - input'!$G73=\"\"),\"\",U88/'Cost scenario - input'!$G73),\"\")","v":""},{"$f":"IFERROR(IF(OR(V88=\"\",'Cost scenario - input'!$G73=\"\"),\"\",V88/'Cost scenario - input'!$G73),\"\")","v":""},{"$f":"IFERROR(IF(OR(W88=\"\",'Cost scenario - input'!$G73=\"\"),\"\",W88/'Cost scenario - input'!$G73),\"\")","v":""}]
[{"$f":"IFERROR('Cost scenario - input'!A74,\"\")","v":""},{"$f":"IFERROR('Cost scenario - input'!B74,\"\")","v":""},{"$f":"IFERROR('Cost scenario - input'!C74,\"\")","v":""},{"$f":"IFERROR(repcalc('Cost scenario - input'!$CY74:$GK74,'Cost scenario - input'!$J74,'Cost scenario - input'!$H74,'Cost scenario - input'!$I74,20,TRUE,TRUE),\"\")","v":""},"","","","","","","","","","","","","","","","","","","",{"$f":"IFERROR(IF(OR(D89=\"\",'Cost scenario - input'!$G74=\"\"),\"\",D89/'Cost scenario - input'!$G74),\"\")","v":""},{"$f":"IFERROR(IF(OR(E89=\"\",'Cost scenario - input'!$G74=\"\"),\"\",E89/'Cost scenario - input'!$G74),\"\")","v":""},{"$f":"IFERROR(IF(OR(F89=\"\",'Cost scenario - input'!$G74=\"\"),\"\",F89/'Cost scenario - input'!$G74),\"\")","v":""},{"$f":"IFERROR(IF(OR(G89=\"\",'Cost scenario - input'!$G74=\"\"),\"\",G89/'Cost scenario - input'!$G74),\"\")","v":""},{"$f":"IFERROR(IF(OR(H89=\"\",'Cost scenario - input'!$G74=\"\"),\"\",H89/'Cost scenario - input'!$G74),\"\")","v":""},{"$f":"IFERROR(IF(OR(I89=\"\",'Cost scenario - input'!$G74=\"\"),\"\",I89/'Cost scenario - input'!$G74),\"\")","v":""},{"$f":"IFERROR(IF(OR(J89=\"\",'Cost scenario - input'!$G74=\"\"),\"\",J89/'Cost scenario - input'!$G74),\"\")","v":""},{"$f":"IFERROR(IF(OR(K89=\"\",'Cost scenario - input'!$G74=\"\"),\"\",K89/'Cost scenario - input'!$G74),\"\")","v":""},{"$f":"IFERROR(IF(OR(L89=\"\",'Cost scenario - input'!$G74=\"\"),\"\",L89/'Cost scenario - input'!$G74),\"\")","v":""},{"$f":"IFERROR(IF(OR(M89=\"\",'Cost scenario - input'!$G74=\"\"),\"\",M89/'Cost scenario - input'!$G74),\"\")","v":""},{"$f":"IFERROR(IF(OR(N89=\"\",'Cost scenario - input'!$G74=\"\"),\"\",N89/'Cost scenario - input'!$G74),\"\")","v":""},{"$f":"IFERROR(IF(OR(O89=\"\",'Cost scenario - input'!$G74=\"\"),\"\",O89/'Cost scenario - input'!$G74),\"\")","v":""},{"$f":"IFERROR(IF(OR(P89=\"\",'Cost scenario - input'!$G74=\"\"),\"\",P89/'Cost scenario - input'!$G74),\"\")","v":""},{"$f":"IFERROR(IF(OR(Q89=\"\",'Cost scenario - input'!$G74=\"\"),\"\",Q89/'Cost scenario - input'!$G74),\"\")","v":""},{"$f":"IFERROR(IF(OR(R89=\"\",'Cost scenario - input'!$G74=\"\"),\"\",R89/'Cost scenario - input'!$G74),\"\")","v":""},{"$f":"IFERROR(IF(OR(S89=\"\",'Cost scenario - input'!$G74=\"\"),\"\",S89/'Cost scenario - input'!$G74),\"\")","v":""},{"$f":"IFERROR(IF(OR(T89=\"\",'Cost scenario - input'!$G74=\"\"),\"\",T89/'Cost scenario - input'!$G74),\"\")","v":""},{"$f":"IFERROR(IF(OR(U89=\"\",'Cost scenario - input'!$G74=\"\"),\"\",U89/'Cost scenario - input'!$G74),\"\")","v":""},{"$f":"IFERROR(IF(OR(V89=\"\",'Cost scenario - input'!$G74=\"\"),\"\",V89/'Cost scenario - input'!$G74),\"\")","v":""},{"$f":"IFERROR(IF(OR(W89=\"\",'Cost scenario - input'!$G74=\"\"),\"\",W89/'Cost scenario - input'!$G74),\"\")","v":""}]
[{"$f":"IFERROR('Cost scenario - input'!A75,\"\")","v":""},{"$f":"IFERROR('Cost scenario - input'!B75,\"\")","v":""},{"$f":"IFERROR('Cost scenario - input'!C75,\"\")","v":""},{"$f":"IFERROR(repcalc('Cost scenario - input'!$CY75:$GK75,'Cost scenario - input'!$J75,'Cost scenario - input'!$H75,'Cost scenario - input'!$I75,20,TRUE,TRUE),\"\")","v":""},"","","","","","","","","","","","","","","","","","","",{"$f":"IFERROR(IF(OR(D90=\"\",'Cost scenario - input'!$G75=\"\"),\"\",D90/'Cost scenario - input'!$G75),\"\")","v":""},{"$f":"IFERROR(IF(OR(E90=\"\",'Cost scenario - input'!$G75=\"\"),\"\",E90/'Cost scenario - input'!$G75),\"\")","v":""},{"$f":"IFERROR(IF(OR(F90=\"\",'Cost scenario - input'!$G75=\"\"),\"\",F90/'Cost scenario - input'!$G75),\"\")","v":""},{"$f":"IFERROR(IF(OR(G90=\"\",'Cost scenario - input'!$G75=\"\"),\"\",G90/'Cost scenario - input'!$G75),\"\")","v":""},{"$f":"IFERROR(IF(OR(H90=\"\",'Cost scenario - input'!$G75=\"\"),\"\",H90/'Cost scenario - input'!$G75),\"\")","v":""},{"$f":"IFERROR(IF(OR(I90=\"\",'Cost scenario - input'!$G75=\"\"),\"\",I90/'Cost scenario - input'!$G75),\"\")","v":""},{"$f":"IFERROR(IF(OR(J90=\"\",'Cost scenario - input'!$G75=\"\"),\"\",J90/'Cost scenario - input'!$G75),\"\")","v":""},{"$f":"IFERROR(IF(OR(K90=\"\",'Cost scenario - input'!$G75=\"\"),\"\",K90/'Cost scenario - input'!$G75),\"\")","v":""},{"$f":"IFERROR(IF(OR(L90=\"\",'Cost scenario - input'!$G75=\"\"),\"\",L90/'Cost scenario - input'!$G75),\"\")","v":""},{"$f":"IFERROR(IF(OR(M90=\"\",'Cost scenario - input'!$G75=\"\"),\"\",M90/'Cost scenario - input'!$G75),\"\")","v":""},{"$f":"IFERROR(IF(OR(N90=\"\",'Cost scenario - input'!$G75=\"\"),\"\",N90/'Cost scenario - input'!$G75),\"\")","v":""},{"$f":"IFERROR(IF(OR(O90=\"\",'Cost scenario - input'!$G75=\"\"),\"\",O90/'Cost scenario - input'!$G75),\"\")","v":""},{"$f":"IFERROR(IF(OR(P90=\"\",'Cost scenario - input'!$G75=\"\"),\"\",P90/'Cost scenario - input'!$G75),\"\")","v":""},{"$f":"IFERROR(IF(OR(Q90=\"\",'Cost scenario - input'!$G75=\"\"),\"\",Q90/'Cost scenario - input'!$G75),\"\")","v":""},{"$f":"IFERROR(IF(OR(R90=\"\",'Cost scenario - input'!$G75=\"\"),\"\",R90/'Cost scenario - input'!$G75),\"\")","v":""},{"$f":"IFERROR(IF(OR(S90=\"\",'Cost scenario - input'!$G75=\"\"),\"\",S90/'Cost scenario - input'!$G75),\"\")","v":""},{"$f":"IFERROR(IF(OR(T90=\"\",'Cost scenario - input'!$G75=\"\"),\"\",T90/'Cost scenario - input'!$G75),\"\")","v":""},{"$f":"IFERROR(IF(OR(U90=\"\",'Cost scenario - input'!$G75=\"\"),\"\",U90/'Cost scenario - input'!$G75),\"\")","v":""},{"$f":"IFERROR(IF(OR(V90=\"\",'Cost scenario - input'!$G75=\"\"),\"\",V90/'Cost scenario - input'!$G75),\"\")","v":""},{"$f":"IFERROR(IF(OR(W90=\"\",'Cost scenario - input'!$G75=\"\"),\"\",W90/'Cost scenario - input'!$G75),\"\")","v":""}]
[{"$f":"IFERROR('Cost scenario - input'!A76,\"\")","v":""},{"$f":"IFERROR('Cost scenario - input'!B76,\"\")","v":""},{"$f":"IFERROR('Cost scenario - input'!C76,\"\")","v":""},{"$f":"IFERROR(repcalc('Cost scenario - input'!$CY76:$GK76,'Cost scenario - input'!$J76,'Cost scenario - input'!$H76,'Cost scenario - input'!$I76,20,TRUE,TRUE),\"\")","v":""},"","","","","","","","","","","","","","","","","","","",{"$f":"IFERROR(IF(OR(D91=\"\",'Cost scenario - input'!$G76=\"\"),\"\",D91/'Cost scenario - input'!$G76),\"\")","v":""},{"$f":"IFERROR(IF(OR(E91=\"\",'Cost scenario - input'!$G76=\"\"),\"\",E91/'Cost scenario - input'!$G76),\"\")","v":""},{"$f":"IFERROR(IF(OR(F91=\"\",'Cost scenario - input'!$G76=\"\"),\"\",F91/'Cost scenario - input'!$G76),\"\")","v":""},{"$f":"IFERROR(IF(OR(G91=\"\",'Cost scenario - input'!$G76=\"\"),\"\",G91/'Cost scenario - input'!$G76),\"\")","v":""},{"$f":"IFERROR(IF(OR(H91=\"\",'Cost scenario - input'!$G76=\"\"),\"\",H91/'Cost scenario - input'!$G76),\"\")","v":""},{"$f":"IFERROR(IF(OR(I91=\"\",'Cost scenario - input'!$G76=\"\"),\"\",I91/'Cost scenario - input'!$G76),\"\")","v":""},{"$f":"IFERROR(IF(OR(J91=\"\",'Cost scenario - input'!$G76=\"\"),\"\",J91/'Cost scenario - input'!$G76),\"\")","v":""},{"$f":"IFERROR(IF(OR(K91=\"\",'Cost scenario - input'!$G76=\"\"),\"\",K91/'Cost scenario - input'!$G76),\"\")","v":""},{"$f":"IFERROR(IF(OR(L91=\"\",'Cost scenario - input'!$G76=\"\"),\"\",L91/'Cost scenario - input'!$G76),\"\")","v":""},{"$f":"IFERROR(IF(OR(M91=\"\",'Cost scenario - input'!$G76=\"\"),\"\",M91/'Cost scenario - input'!$G76),\"\")","v":""},{"$f":"IFERROR(IF(OR(N91=\"\",'Cost scenario - input'!$G76=\"\"),\"\",N91/'Cost scenario - input'!$G76),\"\")","v":""},{"$f":"IFERROR(IF(OR(O91=\"\",'Cost scenario - input'!$G76=\"\"),\"\",O91/'Cost scenario - input'!$G76),\"\")","v":""},{"$f":"IFERROR(IF(OR(P91=\"\",'Cost scenario - input'!$G76=\"\"),\"\",P91/'Cost scenario - input'!$G76),\"\")","v":""},{"$f":"IFERROR(IF(OR(Q91=\"\",'Cost scenario - input'!$G76=\"\"),\"\",Q91/'Cost scenario - input'!$G76),\"\")","v":""},{"$f":"IFERROR(IF(OR(R91=\"\",'Cost scenario - input'!$G76=\"\"),\"\",R91/'Cost scenario - input'!$G76),\"\")","v":""},{"$f":"IFERROR(IF(OR(S91=\"\",'Cost scenario - input'!$G76=\"\"),\"\",S91/'Cost scenario - input'!$G76),\"\")","v":""},{"$f":"IFERROR(IF(OR(T91=\"\",'Cost scenario - input'!$G76=\"\"),\"\",T91/'Cost scenario - input'!$G76),\"\")","v":""},{"$f":"IFERROR(IF(OR(U91=\"\",'Cost scenario - input'!$G76=\"\"),\"\",U91/'Cost scenario - input'!$G76),\"\")","v":""},{"$f":"IFERROR(IF(OR(V91=\"\",'Cost scenario - input'!$G76=\"\"),\"\",V91/'Cost scenario - input'!$G76),\"\")","v":""},{"$f":"IFERROR(IF(OR(W91=\"\",'Cost scenario - input'!$G76=\"\"),\"\",W91/'Cost scenario - input'!$G76),\"\")","v":""}]
[{"$f":"IFERROR('Cost scenario - input'!A77,\"\")","v":""},{"$f":"IFERROR('Cost scenario - input'!B77,\"\")","v":""},{"$f":"IFERROR('Cost scenario - input'!C77,\"\")","v":""},{"$f":"IFERROR(repcalc('Cost scenario - input'!$CY77:$GK77,'Cost scenario - input'!$J77,'Cost scenario - input'!$H77,'Cost scenario - input'!$I77,20,TRUE,TRUE),\"\")","v":""},"","","","","","","","","","","","","","","","","","","",{"$f":"IFERROR(IF(OR(D92=\"\",'Cost scenario - input'!$G77=\"\"),\"\",D92/'Cost scenario - input'!$G77),\"\")","v":""},{"$f":"IFERROR(IF(OR(E92=\"\",'Cost scenario - input'!$G77=\"\"),\"\",E92/'Cost scenario - input'!$G77),\"\")","v":""},{"$f":"IFERROR(IF(OR(F92=\"\",'Cost scenario - input'!$G77=\"\"),\"\",F92/'Cost scenario - input'!$G77),\"\")","v":""},{"$f":"IFERROR(IF(OR(G92=\"\",'Cost scenario - input'!$G77=\"\"),\"\",G92/'Cost scenario - input'!$G77),\"\")","v":""},{"$f":"IFERROR(IF(OR(H92=\"\",'Cost scenario - input'!$G77=\"\"),\"\",H92/'Cost scenario - input'!$G77),\"\")","v":""},{"$f":"IFERROR(IF(OR(I92=\"\",'Cost scenario - input'!$G77=\"\"),\"\",I92/'Cost scenario - input'!$G77),\"\")","v":""},{"$f":"IFERROR(IF(OR(J92=\"\",'Cost scenario - input'!$G77=\"\"),\"\",J92/'Cost scenario - input'!$G77),\"\")","v":""},{"$f":"IFERROR(IF(OR(K92=\"\",'Cost scenario - input'!$G77=\"\"),\"\",K92/'Cost scenario - input'!$G77),\"\")","v":""},{"$f":"IFERROR(IF(OR(L92=\"\",'Cost scenario - input'!$G77=\"\"),\"\",L92/'Cost scenario - input'!$G77),\"\")","v":""},{"$f":"IFERROR(IF(OR(M92=\"\",'Cost scenario - input'!$G77=\"\"),\"\",M92/'Cost scenario - input'!$G77),\"\")","v":""},{"$f":"IFERROR(IF(OR(N92=\"\",'Cost scenario - input'!$G77=\"\"),\"\",N92/'Cost scenario - input'!$G77),\"\")","v":""},{"$f":"IFERROR(IF(OR(O92=\"\",'Cost scenario - input'!$G77=\"\"),\"\",O92/'Cost scenario - input'!$G77),\"\")","v":""},{"$f":"IFERROR(IF(OR(P92=\"\",'Cost scenario - input'!$G77=\"\"),\"\",P92/'Cost scenario - input'!$G77),\"\")","v":""},{"$f":"IFERROR(IF(OR(Q92=\"\",'Cost scenario - input'!$G77=\"\"),\"\",Q92/'Cost scenario - input'!$G77),\"\")","v":""},{"$f":"IFERROR(IF(OR(R92=\"\",'Cost scenario - input'!$G77=\"\"),\"\",R92/'Cost scenario - input'!$G77),\"\")","v":""},{"$f":"IFERROR(IF(OR(S92=\"\",'Cost scenario - input'!$G77=\"\"),\"\",S92/'Cost scenario - input'!$G77),\"\")","v":""},{"$f":"IFERROR(IF(OR(T92=\"\",'Cost scenario - input'!$G77=\"\"),\"\",T92/'Cost scenario - input'!$G77),\"\")","v":""},{"$f":"IFERROR(IF(OR(U92=\"\",'Cost scenario - input'!$G77=\"\"),\"\",U92/'Cost scenario - input'!$G77),\"\")","v":""},{"$f":"IFERROR(IF(OR(V92=\"\",'Cost scenario - input'!$G77=\"\"),\"\",V92/'Cost scenario - input'!$G77),\"\")","v":""},{"$f":"IFERROR(IF(OR(W92=\"\",'Cost scenario - input'!$G77=\"\"),\"\",W92/'Cost scenario - input'!$G77),\"\")","v":""}]
[{"$f":"IFERROR('Cost scenario - input'!A78,\"\")","v":""},{"$f":"IFERROR('Cost scenario - input'!B78,\"\")","v":""},{"$f":"IFERROR('Cost scenario - input'!C78,\"\")","v":""},{"$f":"IFERROR(repcalc('Cost scenario - input'!$CY78:$GK78,'Cost scenario - input'!$J78,'Cost scenario - input'!$H78,'Cost scenario - input'!$I78,20,TRUE,TRUE),\"\")","v":""},"","","","","","","","","","","","","","","","","","","",{"$f":"IFERROR(IF(OR(D93=\"\",'Cost scenario - input'!$G78=\"\"),\"\",D93/'Cost scenario - input'!$G78),\"\")","v":""},{"$f":"IFERROR(IF(OR(E93=\"\",'Cost scenario - input'!$G78=\"\"),\"\",E93/'Cost scenario - input'!$G78),\"\")","v":""},{"$f":"IFERROR(IF(OR(F93=\"\",'Cost scenario - input'!$G78=\"\"),\"\",F93/'Cost scenario - input'!$G78),\"\")","v":""},{"$f":"IFERROR(IF(OR(G93=\"\",'Cost scenario - input'!$G78=\"\"),\"\",G93/'Cost scenario - input'!$G78),\"\")","v":""},{"$f":"IFERROR(IF(OR(H93=\"\",'Cost scenario - input'!$G78=\"\"),\"\",H93/'Cost scenario - input'!$G78),\"\")","v":""},{"$f":"IFERROR(IF(OR(I93=\"\",'Cost scenario - input'!$G78=\"\"),\"\",I93/'Cost scenario - input'!$G78),\"\")","v":""},{"$f":"IFERROR(IF(OR(J93=\"\",'Cost scenario - input'!$G78=\"\"),\"\",J93/'Cost scenario - input'!$G78),\"\")","v":""},{"$f":"IFERROR(IF(OR(K93=\"\",'Cost scenario - input'!$G78=\"\"),\"\",K93/'Cost scenario - input'!$G78),\"\")","v":""},{"$f":"IFERROR(IF(OR(L93=\"\",'Cost scenario - input'!$G78=\"\"),\"\",L93/'Cost scenario - input'!$G78),\"\")","v":""},{"$f":"IFERROR(IF(OR(M93=\"\",'Cost scenario - input'!$G78=\"\"),\"\",M93/'Cost scenario - input'!$G78),\"\")","v":""},{"$f":"IFERROR(IF(OR(N93=\"\",'Cost scenario - input'!$G78=\"\"),\"\",N93/'Cost scenario - input'!$G78),\"\")","v":""},{"$f":"IFERROR(IF(OR(O93=\"\",'Cost scenario - input'!$G78=\"\"),\"\",O93/'Cost scenario - input'!$G78),\"\")","v":""},{"$f":"IFERROR(IF(OR(P93=\"\",'Cost scenario - input'!$G78=\"\"),\"\",P93/'Cost scenario - input'!$G78),\"\")","v":""},{"$f":"IFERROR(IF(OR(Q93=\"\",'Cost scenario - input'!$G78=\"\"),\"\",Q93/'Cost scenario - input'!$G78),\"\")","v":""},{"$f":"IFERROR(IF(OR(R93=\"\",'Cost scenario - input'!$G78=\"\"),\"\",R93/'Cost scenario - input'!$G78),\"\")","v":""},{"$f":"IFERROR(IF(OR(S93=\"\",'Cost scenario - input'!$G78=\"\"),\"\",S93/'Cost scenario - input'!$G78),\"\")","v":""},{"$f":"IFERROR(IF(OR(T93=\"\",'Cost scenario - input'!$G78=\"\"),\"\",T93/'Cost scenario - input'!$G78),\"\")","v":""},{"$f":"IFERROR(IF(OR(U93=\"\",'Cost scenario - input'!$G78=\"\"),\"\",U93/'Cost scenario - input'!$G78),\"\")","v":""},{"$f":"IFERROR(IF(OR(V93=\"\",'Cost scenario - input'!$G78=\"\"),\"\",V93/'Cost scenario - input'!$G78),\"\")","v":""},{"$f":"IFERROR(IF(OR(W93=\"\",'Cost scenario - input'!$G78=\"\"),\"\",W93/'Cost scenario - input'!$G78),\"\")","v":""}]
[{"$f":"IFERROR('Cost scenario - input'!A79,\"\")","v":""},{"$f":"IFERROR('Cost scenario - input'!B79,\"\")","v":""},{"$f":"IFERROR('Cost scenario - input'!C79,\"\")","v":""},{"$f":"IFERROR(repcalc('Cost scenario - input'!$CY79:$GK79,'Cost scenario - input'!$J79,'Cost scenario - input'!$H79,'Cost scenario - input'!$I79,20,TRUE,TRUE),\"\")","v":""},"","","","","","","","","","","","","","","","","","","",{"$f":"IFERROR(IF(OR(D94=\"\",'Cost scenario - input'!$G79=\"\"),\"\",D94/'Cost scenario - input'!$G79),\"\")","v":""},{"$f":"IFERROR(IF(OR(E94=\"\",'Cost scenario - input'!$G79=\"\"),\"\",E94/'Cost scenario - input'!$G79),\"\")","v":""},{"$f":"IFERROR(IF(OR(F94=\"\",'Cost scenario - input'!$G79=\"\"),\"\",F94/'Cost scenario - input'!$G79),\"\")","v":""},{"$f":"IFERROR(IF(OR(G94=\"\",'Cost scenario - input'!$G79=\"\"),\"\",G94/'Cost scenario - input'!$G79),\"\")","v":""},{"$f":"IFERROR(IF(OR(H94=\"\",'Cost scenario - input'!$G79=\"\"),\"\",H94/'Cost scenario - input'!$G79),\"\")","v":""},{"$f":"IFERROR(IF(OR(I94=\"\",'Cost scenario - input'!$G79=\"\"),\"\",I94/'Cost scenario - input'!$G79),\"\")","v":""},{"$f":"IFERROR(IF(OR(J94=\"\",'Cost scenario - input'!$G79=\"\"),\"\",J94/'Cost scenario - input'!$G79),\"\")","v":""},{"$f":"IFERROR(IF(OR(K94=\"\",'Cost scenario - input'!$G79=\"\"),\"\",K94/'Cost scenario - input'!$G79),\"\")","v":""},{"$f":"IFERROR(IF(OR(L94=\"\",'Cost scenario - input'!$G79=\"\"),\"\",L94/'Cost scenario - input'!$G79),\"\")","v":""},{"$f":"IFERROR(IF(OR(M94=\"\",'Cost scenario - input'!$G79=\"\"),\"\",M94/'Cost scenario - input'!$G79),\"\")","v":""},{"$f":"IFERROR(IF(OR(N94=\"\",'Cost scenario - input'!$G79=\"\"),\"\",N94/'Cost scenario - input'!$G79),\"\")","v":""},{"$f":"IFERROR(IF(OR(O94=\"\",'Cost scenario - input'!$G79=\"\"),\"\",O94/'Cost scenario - input'!$G79),\"\")","v":""},{"$f":"IFERROR(IF(OR(P94=\"\",'Cost scenario - input'!$G79=\"\"),\"\",P94/'Cost scenario - input'!$G79),\"\")","v":""},{"$f":"IFERROR(IF(OR(Q94=\"\",'Cost scenario - input'!$G79=\"\"),\"\",Q94/'Cost scenario - input'!$G79),\"\")","v":""},{"$f":"IFERROR(IF(OR(R94=\"\",'Cost scenario - input'!$G79=\"\"),\"\",R94/'Cost scenario - input'!$G79),\"\")","v":""},{"$f":"IFERROR(IF(OR(S94=\"\",'Cost scenario - input'!$G79=\"\"),\"\",S94/'Cost scenario - input'!$G79),\"\")","v":""},{"$f":"IFERROR(IF(OR(T94=\"\",'Cost scenario - input'!$G79=\"\"),\"\",T94/'Cost scenario - input'!$G79),\"\")","v":""},{"$f":"IFERROR(IF(OR(U94=\"\",'Cost scenario - input'!$G79=\"\"),\"\",U94/'Cost scenario - input'!$G79),\"\")","v":""},{"$f":"IFERROR(IF(OR(V94=\"\",'Cost scenario - input'!$G79=\"\"),\"\",V94/'Cost scenario - input'!$G79),\"\")","v":""},{"$f":"IFERROR(IF(OR(W94=\"\",'Cost scenario - input'!$G79=\"\"),\"\",W94/'Cost scenario - input'!$G79),\"\")","v":""}]
[{"$f":"IFERROR('Cost scenario - input'!A80,\"\")","v":""},{"$f":"IFERROR('Cost scenario - input'!B80,\"\")","v":""},{"$f":"IFERROR('Cost scenario - input'!C80,\"\")","v":""},{"$f":"IFERROR(repcalc('Cost scenario - input'!$CY80:$GK80,'Cost scenario - input'!$J80,'Cost scenario - input'!$H80,'Cost scenario - input'!$I80,20,TRUE,TRUE),\"\")","v":""},"","","","","","","","","","","","","","","","","","","",{"$f":"IFERROR(IF(OR(D95=\"\",'Cost scenario - input'!$G80=\"\"),\"\",D95/'Cost scenario - input'!$G80),\"\")","v":""},{"$f":"IFERROR(IF(OR(E95=\"\",'Cost scenario - input'!$G80=\"\"),\"\",E95/'Cost scenario - input'!$G80),\"\")","v":""},{"$f":"IFERROR(IF(OR(F95=\"\",'Cost scenario - input'!$G80=\"\"),\"\",F95/'Cost scenario - input'!$G80),\"\")","v":""},{"$f":"IFERROR(IF(OR(G95=\"\",'Cost scenario - input'!$G80=\"\"),\"\",G95/'Cost scenario - input'!$G80),\"\")","v":""},{"$f":"IFERROR(IF(OR(H95=\"\",'Cost scenario - input'!$G80=\"\"),\"\",H95/'Cost scenario - input'!$G80),\"\")","v":""},{"$f":"IFERROR(IF(OR(I95=\"\",'Cost scenario - input'!$G80=\"\"),\"\",I95/'Cost scenario - input'!$G80),\"\")","v":""},{"$f":"IFERROR(IF(OR(J95=\"\",'Cost scenario - input'!$G80=\"\"),\"\",J95/'Cost scenario - input'!$G80),\"\")","v":""},{"$f":"IFERROR(IF(OR(K95=\"\",'Cost scenario - input'!$G80=\"\"),\"\",K95/'Cost scenario - input'!$G80),\"\")","v":""},{"$f":"IFERROR(IF(OR(L95=\"\",'Cost scenario - input'!$G80=\"\"),\"\",L95/'Cost scenario - input'!$G80),\"\")","v":""},{"$f":"IFERROR(IF(OR(M95=\"\",'Cost scenario - input'!$G80=\"\"),\"\",M95/'Cost scenario - input'!$G80),\"\")","v":""},{"$f":"IFERROR(IF(OR(N95=\"\",'Cost scenario - input'!$G80=\"\"),\"\",N95/'Cost scenario - input'!$G80),\"\")","v":""},{"$f":"IFERROR(IF(OR(O95=\"\",'Cost scenario - input'!$G80=\"\"),\"\",O95/'Cost scenario - input'!$G80),\"\")","v":""},{"$f":"IFERROR(IF(OR(P95=\"\",'Cost scenario - input'!$G80=\"\"),\"\",P95/'Cost scenario - input'!$G80),\"\")","v":""},{"$f":"IFERROR(IF(OR(Q95=\"\",'Cost scenario - input'!$G80=\"\"),\"\",Q95/'Cost scenario - input'!$G80),\"\")","v":""},{"$f":"IFERROR(IF(OR(R95=\"\",'Cost scenario - input'!$G80=\"\"),\"\",R95/'Cost scenario - input'!$G80),\"\")","v":""},{"$f":"IFERROR(IF(OR(S95=\"\",'Cost scenario - input'!$G80=\"\"),\"\",S95/'Cost scenario - input'!$G80),\"\")","v":""},{"$f":"IFERROR(IF(OR(T95=\"\",'Cost scenario - input'!$G80=\"\"),\"\",T95/'Cost scenario - input'!$G80),\"\")","v":""},{"$f":"IFERROR(IF(OR(U95=\"\",'Cost scenario - input'!$G80=\"\"),\"\",U95/'Cost scenario - input'!$G80),\"\")","v":""},{"$f":"IFERROR(IF(OR(V95=\"\",'Cost scenario - input'!$G80=\"\"),\"\",V95/'Cost scenario - input'!$G80),\"\")","v":""},{"$f":"IFERROR(IF(OR(W95=\"\",'Cost scenario - input'!$G80=\"\"),\"\",W95/'Cost scenario - input'!$G80),\"\")","v":""}]
[{"$f":"IFERROR('Cost scenario - input'!A81,\"\")","v":""},{"$f":"IFERROR('Cost scenario - input'!B81,\"\")","v":""},{"$f":"IFERROR('Cost scenario - input'!C81,\"\")","v":""},{"$f":"IFERROR(repcalc('Cost scenario - input'!$CY81:$GK81,'Cost scenario - input'!$J81,'Cost scenario - input'!$H81,'Cost scenario - input'!$I81,20,TRUE,TRUE),\"\")","v":""},"","","","","","","","","","","","","","","","","","","",{"$f":"IFERROR(IF(OR(D96=\"\",'Cost scenario - input'!$G81=\"\"),\"\",D96/'Cost scenario - input'!$G81),\"\")","v":""},{"$f":"IFERROR(IF(OR(E96=\"\",'Cost scenario - input'!$G81=\"\"),\"\",E96/'Cost scenario - input'!$G81),\"\")","v":""},{"$f":"IFERROR(IF(OR(F96=\"\",'Cost scenario - input'!$G81=\"\"),\"\",F96/'Cost scenario - input'!$G81),\"\")","v":""},{"$f":"IFERROR(IF(OR(G96=\"\",'Cost scenario - input'!$G81=\"\"),\"\",G96/'Cost scenario - input'!$G81),\"\")","v":""},{"$f":"IFERROR(IF(OR(H96=\"\",'Cost scenario - input'!$G81=\"\"),\"\",H96/'Cost scenario - input'!$G81),\"\")","v":""},{"$f":"IFERROR(IF(OR(I96=\"\",'Cost scenario - input'!$G81=\"\"),\"\",I96/'Cost scenario - input'!$G81),\"\")","v":""},{"$f":"IFERROR(IF(OR(J96=\"\",'Cost scenario - input'!$G81=\"\"),\"\",J96/'Cost scenario - input'!$G81),\"\")","v":""},{"$f":"IFERROR(IF(OR(K96=\"\",'Cost scenario - input'!$G81=\"\"),\"\",K96/'Cost scenario - input'!$G81),\"\")","v":""},{"$f":"IFERROR(IF(OR(L96=\"\",'Cost scenario - input'!$G81=\"\"),\"\",L96/'Cost scenario - input'!$G81),\"\")","v":""},{"$f":"IFERROR(IF(OR(M96=\"\",'Cost scenario - input'!$G81=\"\"),\"\",M96/'Cost scenario - input'!$G81),\"\")","v":""},{"$f":"IFERROR(IF(OR(N96=\"\",'Cost scenario - input'!$G81=\"\"),\"\",N96/'Cost scenario - input'!$G81),\"\")","v":""},{"$f":"IFERROR(IF(OR(O96=\"\",'Cost scenario - input'!$G81=\"\"),\"\",O96/'Cost scenario - input'!$G81),\"\")","v":""},{"$f":"IFERROR(IF(OR(P96=\"\",'Cost scenario - input'!$G81=\"\"),\"\",P96/'Cost scenario - input'!$G81),\"\")","v":""},{"$f":"IFERROR(IF(OR(Q96=\"\",'Cost scenario - input'!$G81=\"\"),\"\",Q96/'Cost scenario - input'!$G81),\"\")","v":""},{"$f":"IFERROR(IF(OR(R96=\"\",'Cost scenario - input'!$G81=\"\"),\"\",R96/'Cost scenario - input'!$G81),\"\")","v":""},{"$f":"IFERROR(IF(OR(S96=\"\",'Cost scenario - input'!$G81=\"\"),\"\",S96/'Cost scenario - input'!$G81),\"\")","v":""},{"$f":"IFERROR(IF(OR(T96=\"\",'Cost scenario - input'!$G81=\"\"),\"\",T96/'Cost scenario - input'!$G81),\"\")","v":""},{"$f":"IFERROR(IF(OR(U96=\"\",'Cost scenario - input'!$G81=\"\"),\"\",U96/'Cost scenario - input'!$G81),\"\")","v":""},{"$f":"IFERROR(IF(OR(V96=\"\",'Cost scenario - input'!$G81=\"\"),\"\",V96/'Cost scenario - input'!$G81),\"\")","v":""},{"$f":"IFERROR(IF(OR(W96=\"\",'Cost scenario - input'!$G81=\"\"),\"\",W96/'Cost scenario - input'!$G81),\"\")","v":""}]
[{"$f":"IFERROR('Cost scenario - input'!A82,\"\")","v":""},{"$f":"IFERROR('Cost scenario - input'!B82,\"\")","v":""},{"$f":"IFERROR('Cost scenario - input'!C82,\"\")","v":""},{"$f":"IFERROR(repcalc('Cost scenario - input'!$CY82:$GK82,'Cost scenario - input'!$J82,'Cost scenario - input'!$H82,'Cost scenario - input'!$I82,20,TRUE,TRUE),\"\")","v":""},"","","","","","","","","","","","","","","","","","","",{"$f":"IFERROR(IF(OR(D97=\"\",'Cost scenario - input'!$G82=\"\"),\"\",D97/'Cost scenario - input'!$G82),\"\")","v":""},{"$f":"IFERROR(IF(OR(E97=\"\",'Cost scenario - input'!$G82=\"\"),\"\",E97/'Cost scenario - input'!$G82),\"\")","v":""},{"$f":"IFERROR(IF(OR(F97=\"\",'Cost scenario - input'!$G82=\"\"),\"\",F97/'Cost scenario - input'!$G82),\"\")","v":""},{"$f":"IFERROR(IF(OR(G97=\"\",'Cost scenario - input'!$G82=\"\"),\"\",G97/'Cost scenario - input'!$G82),\"\")","v":""},{"$f":"IFERROR(IF(OR(H97=\"\",'Cost scenario - input'!$G82=\"\"),\"\",H97/'Cost scenario - input'!$G82),\"\")","v":""},{"$f":"IFERROR(IF(OR(I97=\"\",'Cost scenario - input'!$G82=\"\"),\"\",I97/'Cost scenario - input'!$G82),\"\")","v":""},{"$f":"IFERROR(IF(OR(J97=\"\",'Cost scenario - input'!$G82=\"\"),\"\",J97/'Cost scenario - input'!$G82),\"\")","v":""},{"$f":"IFERROR(IF(OR(K97=\"\",'Cost scenario - input'!$G82=\"\"),\"\",K97/'Cost scenario - input'!$G82),\"\")","v":""},{"$f":"IFERROR(IF(OR(L97=\"\",'Cost scenario - input'!$G82=\"\"),\"\",L97/'Cost scenario - input'!$G82),\"\")","v":""},{"$f":"IFERROR(IF(OR(M97=\"\",'Cost scenario - input'!$G82=\"\"),\"\",M97/'Cost scenario - input'!$G82),\"\")","v":""},{"$f":"IFERROR(IF(OR(N97=\"\",'Cost scenario - input'!$G82=\"\"),\"\",N97/'Cost scenario - input'!$G82),\"\")","v":""},{"$f":"IFERROR(IF(OR(O97=\"\",'Cost scenario - input'!$G82=\"\"),\"\",O97/'Cost scenario - input'!$G82),\"\")","v":""},{"$f":"IFERROR(IF(OR(P97=\"\",'Cost scenario - input'!$G82=\"\"),\"\",P97/'Cost scenario - input'!$G82),\"\")","v":""},{"$f":"IFERROR(IF(OR(Q97=\"\",'Cost scenario - input'!$G82=\"\"),\"\",Q97/'Cost scenario - input'!$G82),\"\")","v":""},{"$f":"IFERROR(IF(OR(R97=\"\",'Cost scenario - input'!$G82=\"\"),\"\",R97/'Cost scenario - input'!$G82),\"\")","v":""},{"$f":"IFERROR(IF(OR(S97=\"\",'Cost scenario - input'!$G82=\"\"),\"\",S97/'Cost scenario - input'!$G82),\"\")","v":""},{"$f":"IFERROR(IF(OR(T97=\"\",'Cost scenario - input'!$G82=\"\"),\"\",T97/'Cost scenario - input'!$G82),\"\")","v":""},{"$f":"IFERROR(IF(OR(U97=\"\",'Cost scenario - input'!$G82=\"\"),\"\",U97/'Cost scenario - input'!$G82),\"\")","v":""},{"$f":"IFERROR(IF(OR(V97=\"\",'Cost scenario - input'!$G82=\"\"),\"\",V97/'Cost scenario - input'!$G82),\"\")","v":""},{"$f":"IFERROR(IF(OR(W97=\"\",'Cost scenario - input'!$G82=\"\"),\"\",W97/'Cost scenario - input'!$G82),\"\")","v":""}]
[{"$f":"IFERROR('Cost scenario - input'!A83,\"\")","v":""},{"$f":"IFERROR('Cost scenario - input'!B83,\"\")","v":""},{"$f":"IFERROR('Cost scenario - input'!C83,\"\")","v":""},{"$f":"IFERROR(repcalc('Cost scenario - input'!$CY83:$GK83,'Cost scenario - input'!$J83,'Cost scenario - input'!$H83,'Cost scenario - input'!$I83,20,TRUE,TRUE),\"\")","v":""},"","","","","","","","","","","","","","","","","","","",{"$f":"IFERROR(IF(OR(D98=\"\",'Cost scenario - input'!$G83=\"\"),\"\",D98/'Cost scenario - input'!$G83),\"\")","v":""},{"$f":"IFERROR(IF(OR(E98=\"\",'Cost scenario - input'!$G83=\"\"),\"\",E98/'Cost scenario - input'!$G83),\"\")","v":""},{"$f":"IFERROR(IF(OR(F98=\"\",'Cost scenario - input'!$G83=\"\"),\"\",F98/'Cost scenario - input'!$G83),\"\")","v":""},{"$f":"IFERROR(IF(OR(G98=\"\",'Cost scenario - input'!$G83=\"\"),\"\",G98/'Cost scenario - input'!$G83),\"\")","v":""},{"$f":"IFERROR(IF(OR(H98=\"\",'Cost scenario - input'!$G83=\"\"),\"\",H98/'Cost scenario - input'!$G83),\"\")","v":""},{"$f":"IFERROR(IF(OR(I98=\"\",'Cost scenario - input'!$G83=\"\"),\"\",I98/'Cost scenario - input'!$G83),\"\")","v":""},{"$f":"IFERROR(IF(OR(J98=\"\",'Cost scenario - input'!$G83=\"\"),\"\",J98/'Cost scenario - input'!$G83),\"\")","v":""},{"$f":"IFERROR(IF(OR(K98=\"\",'Cost scenario - input'!$G83=\"\"),\"\",K98/'Cost scenario - input'!$G83),\"\")","v":""},{"$f":"IFERROR(IF(OR(L98=\"\",'Cost scenario - input'!$G83=\"\"),\"\",L98/'Cost scenario - input'!$G83),\"\")","v":""},{"$f":"IFERROR(IF(OR(M98=\"\",'Cost scenario - input'!$G83=\"\"),\"\",M98/'Cost scenario - input'!$G83),\"\")","v":""},{"$f":"IFERROR(IF(OR(N98=\"\",'Cost scenario - input'!$G83=\"\"),\"\",N98/'Cost scenario - input'!$G83),\"\")","v":""},{"$f":"IFERROR(IF(OR(O98=\"\",'Cost scenario - input'!$G83=\"\"),\"\",O98/'Cost scenario - input'!$G83),\"\")","v":""},{"$f":"IFERROR(IF(OR(P98=\"\",'Cost scenario - input'!$G83=\"\"),\"\",P98/'Cost scenario - input'!$G83),\"\")","v":""},{"$f":"IFERROR(IF(OR(Q98=\"\",'Cost scenario - input'!$G83=\"\"),\"\",Q98/'Cost scenario - input'!$G83),\"\")","v":""},{"$f":"IFERROR(IF(OR(R98=\"\",'Cost scenario - input'!$G83=\"\"),\"\",R98/'Cost scenario - input'!$G83),\"\")","v":""},{"$f":"IFERROR(IF(OR(S98=\"\",'Cost scenario - input'!$G83=\"\"),\"\",S98/'Cost scenario - input'!$G83),\"\")","v":""},{"$f":"IFERROR(IF(OR(T98=\"\",'Cost scenario - input'!$G83=\"\"),\"\",T98/'Cost scenario - input'!$G83),\"\")","v":""},{"$f":"IFERROR(IF(OR(U98=\"\",'Cost scenario - input'!$G83=\"\"),\"\",U98/'Cost scenario - input'!$G83),\"\")","v":""},{"$f":"IFERROR(IF(OR(V98=\"\",'Cost scenario - input'!$G83=\"\"),\"\",V98/'Cost scenario - input'!$G83),\"\")","v":""},{"$f":"IFERROR(IF(OR(W98=\"\",'Cost scenario - input'!$G83=\"\"),\"\",W98/'Cost scenario - input'!$G83),\"\")","v":""}]
[{"$f":"IFERROR('Cost scenario - input'!A84,\"\")","v":""},{"$f":"IFERROR('Cost scenario - input'!B84,\"\")","v":""},{"$f":"IFERROR('Cost scenario - input'!C84,\"\")","v":""},{"$f":"IFERROR(repcalc('Cost scenario - input'!$CY84:$GK84,'Cost scenario - input'!$J84,'Cost scenario - input'!$H84,'Cost scenario - input'!$I84,20,TRUE,TRUE),\"\")","v":""},"","","","","","","","","","","","","","","","","","","",{"$f":"IFERROR(IF(OR(D99=\"\",'Cost scenario - input'!$G84=\"\"),\"\",D99/'Cost scenario - input'!$G84),\"\")","v":""},{"$f":"IFERROR(IF(OR(E99=\"\",'Cost scenario - input'!$G84=\"\"),\"\",E99/'Cost scenario - input'!$G84),\"\")","v":""},{"$f":"IFERROR(IF(OR(F99=\"\",'Cost scenario - input'!$G84=\"\"),\"\",F99/'Cost scenario - input'!$G84),\"\")","v":""},{"$f":"IFERROR(IF(OR(G99=\"\",'Cost scenario - input'!$G84=\"\"),\"\",G99/'Cost scenario - input'!$G84),\"\")","v":""},{"$f":"IFERROR(IF(OR(H99=\"\",'Cost scenario - input'!$G84=\"\"),\"\",H99/'Cost scenario - input'!$G84),\"\")","v":""},{"$f":"IFERROR(IF(OR(I99=\"\",'Cost scenario - input'!$G84=\"\"),\"\",I99/'Cost scenario - input'!$G84),\"\")","v":""},{"$f":"IFERROR(IF(OR(J99=\"\",'Cost scenario - input'!$G84=\"\"),\"\",J99/'Cost scenario - input'!$G84),\"\")","v":""},{"$f":"IFERROR(IF(OR(K99=\"\",'Cost scenario - input'!$G84=\"\"),\"\",K99/'Cost scenario - input'!$G84),\"\")","v":""},{"$f":"IFERROR(IF(OR(L99=\"\",'Cost scenario - input'!$G84=\"\"),\"\",L99/'Cost scenario - input'!$G84),\"\")","v":""},{"$f":"IFERROR(IF(OR(M99=\"\",'Cost scenario - input'!$G84=\"\"),\"\",M99/'Cost scenario - input'!$G84),\"\")","v":""},{"$f":"IFERROR(IF(OR(N99=\"\",'Cost scenario - input'!$G84=\"\"),\"\",N99/'Cost scenario - input'!$G84),\"\")","v":""},{"$f":"IFERROR(IF(OR(O99=\"\",'Cost scenario - input'!$G84=\"\"),\"\",O99/'Cost scenario - input'!$G84),\"\")","v":""},{"$f":"IFERROR(IF(OR(P99=\"\",'Cost scenario - input'!$G84=\"\"),\"\",P99/'Cost scenario - input'!$G84),\"\")","v":""},{"$f":"IFERROR(IF(OR(Q99=\"\",'Cost scenario - input'!$G84=\"\"),\"\",Q99/'Cost scenario - input'!$G84),\"\")","v":""},{"$f":"IFERROR(IF(OR(R99=\"\",'Cost scenario - input'!$G84=\"\"),\"\",R99/'Cost scenario - input'!$G84),\"\")","v":""},{"$f":"IFERROR(IF(OR(S99=\"\",'Cost scenario - input'!$G84=\"\"),\"\",S99/'Cost scenario - input'!$G84),\"\")","v":""},{"$f":"IFERROR(IF(OR(T99=\"\",'Cost scenario - input'!$G84=\"\"),\"\",T99/'Cost scenario - input'!$G84),\"\")","v":""},{"$f":"IFERROR(IF(OR(U99=\"\",'Cost scenario - input'!$G84=\"\"),\"\",U99/'Cost scenario - input'!$G84),\"\")","v":""},{"$f":"IFERROR(IF(OR(V99=\"\",'Cost scenario - input'!$G84=\"\"),\"\",V99/'Cost scenario - input'!$G84),\"\")","v":""},{"$f":"IFERROR(IF(OR(W99=\"\",'Cost scenario - input'!$G84=\"\"),\"\",W99/'Cost scenario - input'!$G84),\"\")","v":""}]
[{"$f":"IFERROR('Cost scenario - input'!A85,\"\")","v":""},{"$f":"IFERROR('Cost scenario - input'!B85,\"\")","v":""},{"$f":"IFERROR('Cost scenario - input'!C85,\"\")","v":""},{"$f":"IFERROR(repcalc('Cost scenario - input'!$CY85:$GK85,'Cost scenario - input'!$J85,'Cost scenario - input'!$H85,'Cost scenario - input'!$I85,20,TRUE,TRUE),\"\")","v":""},"","","","","","","","","","","","","","","","","","","",{"$f":"IFERROR(IF(OR(D100=\"\",'Cost scenario - input'!$G85=\"\"),\"\",D100/'Cost scenario - input'!$G85),\"\")","v":""},{"$f":"IFERROR(IF(OR(E100=\"\",'Cost scenario - input'!$G85=\"\"),\"\",E100/'Cost scenario - input'!$G85),\"\")","v":""},{"$f":"IFERROR(IF(OR(F100=\"\",'Cost scenario - input'!$G85=\"\"),\"\",F100/'Cost scenario - input'!$G85),\"\")","v":""},{"$f":"IFERROR(IF(OR(G100=\"\",'Cost scenario - input'!$G85=\"\"),\"\",G100/'Cost scenario - input'!$G85),\"\")","v":""},{"$f":"IFERROR(IF(OR(H100=\"\",'Cost scenario - input'!$G85=\"\"),\"\",H100/'Cost scenario - input'!$G85),\"\")","v":""},{"$f":"IFERROR(IF(OR(I100=\"\",'Cost scenario - input'!$G85=\"\"),\"\",I100/'Cost scenario - input'!$G85),\"\")","v":""},{"$f":"IFERROR(IF(OR(J100=\"\",'Cost scenario - input'!$G85=\"\"),\"\",J100/'Cost scenario - input'!$G85),\"\")","v":""},{"$f":"IFERROR(IF(OR(K100=\"\",'Cost scenario - input'!$G85=\"\"),\"\",K100/'Cost scenario - input'!$G85),\"\")","v":""},{"$f":"IFERROR(IF(OR(L100=\"\",'Cost scenario - input'!$G85=\"\"),\"\",L100/'Cost scenario - input'!$G85),\"\")","v":""},{"$f":"IFERROR(IF(OR(M100=\"\",'Cost scenario - input'!$G85=\"\"),\"\",M100/'Cost scenario - input'!$G85),\"\")","v":""},{"$f":"IFERROR(IF(OR(N100=\"\",'Cost scenario - input'!$G85=\"\"),\"\",N100/'Cost scenario - input'!$G85),\"\")","v":""},{"$f":"IFERROR(IF(OR(O100=\"\",'Cost scenario - input'!$G85=\"\"),\"\",O100/'Cost scenario - input'!$G85),\"\")","v":""},{"$f":"IFERROR(IF(OR(P100=\"\",'Cost scenario - input'!$G85=\"\"),\"\",P100/'Cost scenario - input'!$G85),\"\")","v":""},{"$f":"IFERROR(IF(OR(Q100=\"\",'Cost scenario - input'!$G85=\"\"),\"\",Q100/'Cost scenario - input'!$G85),\"\")","v":""},{"$f":"IFERROR(IF(OR(R100=\"\",'Cost scenario - input'!$G85=\"\"),\"\",R100/'Cost scenario - input'!$G85),\"\")","v":""},{"$f":"IFERROR(IF(OR(S100=\"\",'Cost scenario - input'!$G85=\"\"),\"\",S100/'Cost scenario - input'!$G85),\"\")","v":""},{"$f":"IFERROR(IF(OR(T100=\"\",'Cost scenario - input'!$G85=\"\"),\"\",T100/'Cost scenario - input'!$G85),\"\")","v":""},{"$f":"IFERROR(IF(OR(U100=\"\",'Cost scenario - input'!$G85=\"\"),\"\",U100/'Cost scenario - input'!$G85),\"\")","v":""},{"$f":"IFERROR(IF(OR(V100=\"\",'Cost scenario - input'!$G85=\"\"),\"\",V100/'Cost scenario - input'!$G85),\"\")","v":""},{"$f":"IFERROR(IF(OR(W100=\"\",'Cost scenario - input'!$G85=\"\"),\"\",W100/'Cost scenario - input'!$G85),\"\")","v":""}]
[{"$f":"IFERROR('Cost scenario - input'!A86,\"\")","v":""},{"$f":"IFERROR('Cost scenario - input'!B86,\"\")","v":""},{"$f":"IFERROR('Cost scenario - input'!C86,\"\")","v":""},{"$f":"IFERROR(repcalc('Cost scenario - input'!$CY86:$GK86,'Cost scenario - input'!$J86,'Cost scenario - input'!$H86,'Cost scenario - input'!$I86,20,TRUE,TRUE),\"\")","v":""},"","","","","","","","","","","","","","","","","","","",{"$f":"IFERROR(IF(OR(D101=\"\",'Cost scenario - input'!$G86=\"\"),\"\",D101/'Cost scenario - input'!$G86),\"\")","v":""},{"$f":"IFERROR(IF(OR(E101=\"\",'Cost scenario - input'!$G86=\"\"),\"\",E101/'Cost scenario - input'!$G86),\"\")","v":""},{"$f":"IFERROR(IF(OR(F101=\"\",'Cost scenario - input'!$G86=\"\"),\"\",F101/'Cost scenario - input'!$G86),\"\")","v":""},{"$f":"IFERROR(IF(OR(G101=\"\",'Cost scenario - input'!$G86=\"\"),\"\",G101/'Cost scenario - input'!$G86),\"\")","v":""},{"$f":"IFERROR(IF(OR(H101=\"\",'Cost scenario - input'!$G86=\"\"),\"\",H101/'Cost scenario - input'!$G86),\"\")","v":""},{"$f":"IFERROR(IF(OR(I101=\"\",'Cost scenario - input'!$G86=\"\"),\"\",I101/'Cost scenario - input'!$G86),\"\")","v":""},{"$f":"IFERROR(IF(OR(J101=\"\",'Cost scenario - input'!$G86=\"\"),\"\",J101/'Cost scenario - input'!$G86),\"\")","v":""},{"$f":"IFERROR(IF(OR(K101=\"\",'Cost scenario - input'!$G86=\"\"),\"\",K101/'Cost scenario - input'!$G86),\"\")","v":""},{"$f":"IFERROR(IF(OR(L101=\"\",'Cost scenario - input'!$G86=\"\"),\"\",L101/'Cost scenario - input'!$G86),\"\")","v":""},{"$f":"IFERROR(IF(OR(M101=\"\",'Cost scenario - input'!$G86=\"\"),\"\",M101/'Cost scenario - input'!$G86),\"\")","v":""},{"$f":"IFERROR(IF(OR(N101=\"\",'Cost scenario - input'!$G86=\"\"),\"\",N101/'Cost scenario - input'!$G86),\"\")","v":""},{"$f":"IFERROR(IF(OR(O101=\"\",'Cost scenario - input'!$G86=\"\"),\"\",O101/'Cost scenario - input'!$G86),\"\")","v":""},{"$f":"IFERROR(IF(OR(P101=\"\",'Cost scenario - input'!$G86=\"\"),\"\",P101/'Cost scenario - input'!$G86),\"\")","v":""},{"$f":"IFERROR(IF(OR(Q101=\"\",'Cost scenario - input'!$G86=\"\"),\"\",Q101/'Cost scenario - input'!$G86),\"\")","v":""},{"$f":"IFERROR(IF(OR(R101=\"\",'Cost scenario - input'!$G86=\"\"),\"\",R101/'Cost scenario - input'!$G86),\"\")","v":""},{"$f":"IFERROR(IF(OR(S101=\"\",'Cost scenario - input'!$G86=\"\"),\"\",S101/'Cost scenario - input'!$G86),\"\")","v":""},{"$f":"IFERROR(IF(OR(T101=\"\",'Cost scenario - input'!$G86=\"\"),\"\",T101/'Cost scenario - input'!$G86),\"\")","v":""},{"$f":"IFERROR(IF(OR(U101=\"\",'Cost scenario - input'!$G86=\"\"),\"\",U101/'Cost scenario - input'!$G86),\"\")","v":""},{"$f":"IFERROR(IF(OR(V101=\"\",'Cost scenario - input'!$G86=\"\"),\"\",V101/'Cost scenario - input'!$G86),\"\")","v":""},{"$f":"IFERROR(IF(OR(W101=\"\",'Cost scenario - input'!$G86=\"\"),\"\",W101/'Cost scenario - input'!$G86),\"\")","v":""}]
[{"$f":"IFERROR('Cost scenario - input'!A87,\"\")","v":""},{"$f":"IFERROR('Cost scenario - input'!B87,\"\")","v":""},{"$f":"IFERROR('Cost scenario - input'!C87,\"\")","v":""},{"$f":"IFERROR(repcalc('Cost scenario - input'!$CY87:$GK87,'Cost scenario - input'!$J87,'Cost scenario - input'!$H87,'Cost scenario - input'!$I87,20,TRUE,TRUE),\"\")","v":""},"","","","","","","","","","","","","","","","","","","",{"$f":"IFERROR(IF(OR(D102=\"\",'Cost scenario - input'!$G87=\"\"),\"\",D102/'Cost scenario - input'!$G87),\"\")","v":""},{"$f":"IFERROR(IF(OR(E102=\"\",'Cost scenario - input'!$G87=\"\"),\"\",E102/'Cost scenario - input'!$G87),\"\")","v":""},{"$f":"IFERROR(IF(OR(F102=\"\",'Cost scenario - input'!$G87=\"\"),\"\",F102/'Cost scenario - input'!$G87),\"\")","v":""},{"$f":"IFERROR(IF(OR(G102=\"\",'Cost scenario - input'!$G87=\"\"),\"\",G102/'Cost scenario - input'!$G87),\"\")","v":""},{"$f":"IFERROR(IF(OR(H102=\"\",'Cost scenario - input'!$G87=\"\"),\"\",H102/'Cost scenario - input'!$G87),\"\")","v":""},{"$f":"IFERROR(IF(OR(I102=\"\",'Cost scenario - input'!$G87=\"\"),\"\",I102/'Cost scenario - input'!$G87),\"\")","v":""},{"$f":"IFERROR(IF(OR(J102=\"\",'Cost scenario - input'!$G87=\"\"),\"\",J102/'Cost scenario - input'!$G87),\"\")","v":""},{"$f":"IFERROR(IF(OR(K102=\"\",'Cost scenario - input'!$G87=\"\"),\"\",K102/'Cost scenario - input'!$G87),\"\")","v":""},{"$f":"IFERROR(IF(OR(L102=\"\",'Cost scenario - input'!$G87=\"\"),\"\",L102/'Cost scenario - input'!$G87),\"\")","v":""},{"$f":"IFERROR(IF(OR(M102=\"\",'Cost scenario - input'!$G87=\"\"),\"\",M102/'Cost scenario - input'!$G87),\"\")","v":""},{"$f":"IFERROR(IF(OR(N102=\"\",'Cost scenario - input'!$G87=\"\"),\"\",N102/'Cost scenario - input'!$G87),\"\")","v":""},{"$f":"IFERROR(IF(OR(O102=\"\",'Cost scenario - input'!$G87=\"\"),\"\",O102/'Cost scenario - input'!$G87),\"\")","v":""},{"$f":"IFERROR(IF(OR(P102=\"\",'Cost scenario - input'!$G87=\"\"),\"\",P102/'Cost scenario - input'!$G87),\"\")","v":""},{"$f":"IFERROR(IF(OR(Q102=\"\",'Cost scenario - input'!$G87=\"\"),\"\",Q102/'Cost scenario - input'!$G87),\"\")","v":""},{"$f":"IFERROR(IF(OR(R102=\"\",'Cost scenario - input'!$G87=\"\"),\"\",R102/'Cost scenario - input'!$G87),\"\")","v":""},{"$f":"IFERROR(IF(OR(S102=\"\",'Cost scenario - input'!$G87=\"\"),\"\",S102/'Cost scenario - input'!$G87),\"\")","v":""},{"$f":"IFERROR(IF(OR(T102=\"\",'Cost scenario - input'!$G87=\"\"),\"\",T102/'Cost scenario - input'!$G87),\"\")","v":""},{"$f":"IFERROR(IF(OR(U102=\"\",'Cost scenario - input'!$G87=\"\"),\"\",U102/'Cost scenario - input'!$G87),\"\")","v":""},{"$f":"IFERROR(IF(OR(V102=\"\",'Cost scenario - input'!$G87=\"\"),\"\",V102/'Cost scenario - input'!$G87),\"\")","v":""},{"$f":"IFERROR(IF(OR(W102=\"\",'Cost scenario - input'!$G87=\"\"),\"\",W102/'Cost scenario - input'!$G87),\"\")","v":""}]
[{"$f":"IFERROR('Cost scenario - input'!A88,\"\")","v":""},{"$f":"IFERROR('Cost scenario - input'!B88,\"\")","v":""},{"$f":"IFERROR('Cost scenario - input'!C88,\"\")","v":""},{"$f":"IFERROR(repcalc('Cost scenario - input'!$CY88:$GK88,'Cost scenario - input'!$J88,'Cost scenario - input'!$H88,'Cost scenario - input'!$I88,20,TRUE,TRUE),\"\")","v":""},"","","","","","","","","","","","","","","","","","","",{"$f":"IFERROR(IF(OR(D103=\"\",'Cost scenario - input'!$G88=\"\"),\"\",D103/'Cost scenario - input'!$G88),\"\")","v":""},{"$f":"IFERROR(IF(OR(E103=\"\",'Cost scenario - input'!$G88=\"\"),\"\",E103/'Cost scenario - input'!$G88),\"\")","v":""},{"$f":"IFERROR(IF(OR(F103=\"\",'Cost scenario - input'!$G88=\"\"),\"\",F103/'Cost scenario - input'!$G88),\"\")","v":""},{"$f":"IFERROR(IF(OR(G103=\"\",'Cost scenario - input'!$G88=\"\"),\"\",G103/'Cost scenario - input'!$G88),\"\")","v":""},{"$f":"IFERROR(IF(OR(H103=\"\",'Cost scenario - input'!$G88=\"\"),\"\",H103/'Cost scenario - input'!$G88),\"\")","v":""},{"$f":"IFERROR(IF(OR(I103=\"\",'Cost scenario - input'!$G88=\"\"),\"\",I103/'Cost scenario - input'!$G88),\"\")","v":""},{"$f":"IFERROR(IF(OR(J103=\"\",'Cost scenario - input'!$G88=\"\"),\"\",J103/'Cost scenario - input'!$G88),\"\")","v":""},{"$f":"IFERROR(IF(OR(K103=\"\",'Cost scenario - input'!$G88=\"\"),\"\",K103/'Cost scenario - input'!$G88),\"\")","v":""},{"$f":"IFERROR(IF(OR(L103=\"\",'Cost scenario - input'!$G88=\"\"),\"\",L103/'Cost scenario - input'!$G88),\"\")","v":""},{"$f":"IFERROR(IF(OR(M103=\"\",'Cost scenario - input'!$G88=\"\"),\"\",M103/'Cost scenario - input'!$G88),\"\")","v":""},{"$f":"IFERROR(IF(OR(N103=\"\",'Cost scenario - input'!$G88=\"\"),\"\",N103/'Cost scenario - input'!$G88),\"\")","v":""},{"$f":"IFERROR(IF(OR(O103=\"\",'Cost scenario - input'!$G88=\"\"),\"\",O103/'Cost scenario - input'!$G88),\"\")","v":""},{"$f":"IFERROR(IF(OR(P103=\"\",'Cost scenario - input'!$G88=\"\"),\"\",P103/'Cost scenario - input'!$G88),\"\")","v":""},{"$f":"IFERROR(IF(OR(Q103=\"\",'Cost scenario - input'!$G88=\"\"),\"\",Q103/'Cost scenario - input'!$G88),\"\")","v":""},{"$f":"IFERROR(IF(OR(R103=\"\",'Cost scenario - input'!$G88=\"\"),\"\",R103/'Cost scenario - input'!$G88),\"\")","v":""},{"$f":"IFERROR(IF(OR(S103=\"\",'Cost scenario - input'!$G88=\"\"),\"\",S103/'Cost scenario - input'!$G88),\"\")","v":""},{"$f":"IFERROR(IF(OR(T103=\"\",'Cost scenario - input'!$G88=\"\"),\"\",T103/'Cost scenario - input'!$G88),\"\")","v":""},{"$f":"IFERROR(IF(OR(U103=\"\",'Cost scenario - input'!$G88=\"\"),\"\",U103/'Cost scenario - input'!$G88),\"\")","v":""},{"$f":"IFERROR(IF(OR(V103=\"\",'Cost scenario - input'!$G88=\"\"),\"\",V103/'Cost scenario - input'!$G88),\"\")","v":""},{"$f":"IFERROR(IF(OR(W103=\"\",'Cost scenario - input'!$G88=\"\"),\"\",W103/'Cost scenario - input'!$G88),\"\")","v":""}]
[{"$f":"IFERROR('Cost scenario - input'!A89,\"\")","v":""},{"$f":"IFERROR('Cost scenario - input'!B89,\"\")","v":""},{"$f":"IFERROR('Cost scenario - input'!C89,\"\")","v":""},{"$f":"IFERROR(repcalc('Cost scenario - input'!$CY89:$GK89,'Cost scenario - input'!$J89,'Cost scenario - input'!$H89,'Cost scenario - input'!$I89,20,TRUE,TRUE),\"\")","v":""},"","","","","","","","","","","","","","","","","","","",{"$f":"IFERROR(IF(OR(D104=\"\",'Cost scenario - input'!$G89=\"\"),\"\",D104/'Cost scenario - input'!$G89),\"\")","v":""},{"$f":"IFERROR(IF(OR(E104=\"\",'Cost scenario - input'!$G89=\"\"),\"\",E104/'Cost scenario - input'!$G89),\"\")","v":""},{"$f":"IFERROR(IF(OR(F104=\"\",'Cost scenario - input'!$G89=\"\"),\"\",F104/'Cost scenario - input'!$G89),\"\")","v":""},{"$f":"IFERROR(IF(OR(G104=\"\",'Cost scenario - input'!$G89=\"\"),\"\",G104/'Cost scenario - input'!$G89),\"\")","v":""},{"$f":"IFERROR(IF(OR(H104=\"\",'Cost scenario - input'!$G89=\"\"),\"\",H104/'Cost scenario - input'!$G89),\"\")","v":""},{"$f":"IFERROR(IF(OR(I104=\"\",'Cost scenario - input'!$G89=\"\"),\"\",I104/'Cost scenario - input'!$G89),\"\")","v":""},{"$f":"IFERROR(IF(OR(J104=\"\",'Cost scenario - input'!$G89=\"\"),\"\",J104/'Cost scenario - input'!$G89),\"\")","v":""},{"$f":"IFERROR(IF(OR(K104=\"\",'Cost scenario - input'!$G89=\"\"),\"\",K104/'Cost scenario - input'!$G89),\"\")","v":""},{"$f":"IFERROR(IF(OR(L104=\"\",'Cost scenario - input'!$G89=\"\"),\"\",L104/'Cost scenario - input'!$G89),\"\")","v":""},{"$f":"IFERROR(IF(OR(M104=\"\",'Cost scenario - input'!$G89=\"\"),\"\",M104/'Cost scenario - input'!$G89),\"\")","v":""},{"$f":"IFERROR(IF(OR(N104=\"\",'Cost scenario - input'!$G89=\"\"),\"\",N104/'Cost scenario - input'!$G89),\"\")","v":""},{"$f":"IFERROR(IF(OR(O104=\"\",'Cost scenario - input'!$G89=\"\"),\"\",O104/'Cost scenario - input'!$G89),\"\")","v":""},{"$f":"IFERROR(IF(OR(P104=\"\",'Cost scenario - input'!$G89=\"\"),\"\",P104/'Cost scenario - input'!$G89),\"\")","v":""},{"$f":"IFERROR(IF(OR(Q104=\"\",'Cost scenario - input'!$G89=\"\"),\"\",Q104/'Cost scenario - input'!$G89),\"\")","v":""},{"$f":"IFERROR(IF(OR(R104=\"\",'Cost scenario - input'!$G89=\"\"),\"\",R104/'Cost scenario - input'!$G89),\"\")","v":""},{"$f":"IFERROR(IF(OR(S104=\"\",'Cost scenario - input'!$G89=\"\"),\"\",S104/'Cost scenario - input'!$G89),\"\")","v":""},{"$f":"IFERROR(IF(OR(T104=\"\",'Cost scenario - input'!$G89=\"\"),\"\",T104/'Cost scenario - input'!$G89),\"\")","v":""},{"$f":"IFERROR(IF(OR(U104=\"\",'Cost scenario - input'!$G89=\"\"),\"\",U104/'Cost scenario - input'!$G89),\"\")","v":""},{"$f":"IFERROR(IF(OR(V104=\"\",'Cost scenario - input'!$G89=\"\"),\"\",V104/'Cost scenario - input'!$G89),\"\")","v":""},{"$f":"IFERROR(IF(OR(W104=\"\",'Cost scenario - input'!$G89=\"\"),\"\",W104/'Cost scenario - input'!$G89),\"\")","v":""}]
[{"$f":"IFERROR('Cost scenario - input'!A90,\"\")","v":""},{"$f":"IFERROR('Cost scenario - input'!B90,\"\")","v":""},{"$f":"IFERROR('Cost scenario - input'!C90,\"\")","v":""},{"$f":"IFERROR(repcalc('Cost scenario - input'!$CY90:$GK90,'Cost scenario - input'!$J90,'Cost scenario - input'!$H90,'Cost scenario - input'!$I90,20,TRUE,TRUE),\"\")","v":""},"","","","","","","","","","","","","","","","","","","",{"$f":"IFERROR(IF(OR(D105=\"\",'Cost scenario - input'!$G90=\"\"),\"\",D105/'Cost scenario - input'!$G90),\"\")","v":""},{"$f":"IFERROR(IF(OR(E105=\"\",'Cost scenario - input'!$G90=\"\"),\"\",E105/'Cost scenario - input'!$G90),\"\")","v":""},{"$f":"IFERROR(IF(OR(F105=\"\",'Cost scenario - input'!$G90=\"\"),\"\",F105/'Cost scenario - input'!$G90),\"\")","v":""},{"$f":"IFERROR(IF(OR(G105=\"\",'Cost scenario - input'!$G90=\"\"),\"\",G105/'Cost scenario - input'!$G90),\"\")","v":""},{"$f":"IFERROR(IF(OR(H105=\"\",'Cost scenario - input'!$G90=\"\"),\"\",H105/'Cost scenario - input'!$G90),\"\")","v":""},{"$f":"IFERROR(IF(OR(I105=\"\",'Cost scenario - input'!$G90=\"\"),\"\",I105/'Cost scenario - input'!$G90),\"\")","v":""},{"$f":"IFERROR(IF(OR(J105=\"\",'Cost scenario - input'!$G90=\"\"),\"\",J105/'Cost scenario - input'!$G90),\"\")","v":""},{"$f":"IFERROR(IF(OR(K105=\"\",'Cost scenario - input'!$G90=\"\"),\"\",K105/'Cost scenario - input'!$G90),\"\")","v":""},{"$f":"IFERROR(IF(OR(L105=\"\",'Cost scenario - input'!$G90=\"\"),\"\",L105/'Cost scenario - input'!$G90),\"\")","v":""},{"$f":"IFERROR(IF(OR(M105=\"\",'Cost scenario - input'!$G90=\"\"),\"\",M105/'Cost scenario - input'!$G90),\"\")","v":""},{"$f":"IFERROR(IF(OR(N105=\"\",'Cost scenario - input'!$G90=\"\"),\"\",N105/'Cost scenario - input'!$G90),\"\")","v":""},{"$f":"IFERROR(IF(OR(O105=\"\",'Cost scenario - input'!$G90=\"\"),\"\",O105/'Cost scenario - input'!$G90),\"\")","v":""},{"$f":"IFERROR(IF(OR(P105=\"\",'Cost scenario - input'!$G90=\"\"),\"\",P105/'Cost scenario - input'!$G90),\"\")","v":""},{"$f":"IFERROR(IF(OR(Q105=\"\",'Cost scenario - input'!$G90=\"\"),\"\",Q105/'Cost scenario - input'!$G90),\"\")","v":""},{"$f":"IFERROR(IF(OR(R105=\"\",'Cost scenario - input'!$G90=\"\"),\"\",R105/'Cost scenario - input'!$G90),\"\")","v":""},{"$f":"IFERROR(IF(OR(S105=\"\",'Cost scenario - input'!$G90=\"\"),\"\",S105/'Cost scenario - input'!$G90),\"\")","v":""},{"$f":"IFERROR(IF(OR(T105=\"\",'Cost scenario - input'!$G90=\"\"),\"\",T105/'Cost scenario - input'!$G90),\"\")","v":""},{"$f":"IFERROR(IF(OR(U105=\"\",'Cost scenario - input'!$G90=\"\"),\"\",U105/'Cost scenario - input'!$G90),\"\")","v":""},{"$f":"IFERROR(IF(OR(V105=\"\",'Cost scenario - input'!$G90=\"\"),\"\",V105/'Cost scenario - input'!$G90),\"\")","v":""},{"$f":"IFERROR(IF(OR(W105=\"\",'Cost scenario - input'!$G90=\"\"),\"\",W105/'Cost scenario - input'!$G90),\"\")","v":""}]
[{"$f":"IFERROR('Cost scenario - input'!A91,\"\")","v":""},{"$f":"IFERROR('Cost scenario - input'!B91,\"\")","v":""},{"$f":"IFERROR('Cost scenario - input'!C91,\"\")","v":""},{"$f":"IFERROR(repcalc('Cost scenario - input'!$CY91:$GK91,'Cost scenario - input'!$J91,'Cost scenario - input'!$H91,'Cost scenario - input'!$I91,20,TRUE,TRUE),\"\")","v":""},"","","","","","","","","","","","","","","","","","","",{"$f":"IFERROR(IF(OR(D106=\"\",'Cost scenario - input'!$G91=\"\"),\"\",D106/'Cost scenario - input'!$G91),\"\")","v":""},{"$f":"IFERROR(IF(OR(E106=\"\",'Cost scenario - input'!$G91=\"\"),\"\",E106/'Cost scenario - input'!$G91),\"\")","v":""},{"$f":"IFERROR(IF(OR(F106=\"\",'Cost scenario - input'!$G91=\"\"),\"\",F106/'Cost scenario - input'!$G91),\"\")","v":""},{"$f":"IFERROR(IF(OR(G106=\"\",'Cost scenario - input'!$G91=\"\"),\"\",G106/'Cost scenario - input'!$G91),\"\")","v":""},{"$f":"IFERROR(IF(OR(H106=\"\",'Cost scenario - input'!$G91=\"\"),\"\",H106/'Cost scenario - input'!$G91),\"\")","v":""},{"$f":"IFERROR(IF(OR(I106=\"\",'Cost scenario - input'!$G91=\"\"),\"\",I106/'Cost scenario - input'!$G91),\"\")","v":""},{"$f":"IFERROR(IF(OR(J106=\"\",'Cost scenario - input'!$G91=\"\"),\"\",J106/'Cost scenario - input'!$G91),\"\")","v":""},{"$f":"IFERROR(IF(OR(K106=\"\",'Cost scenario - input'!$G91=\"\"),\"\",K106/'Cost scenario - input'!$G91),\"\")","v":""},{"$f":"IFERROR(IF(OR(L106=\"\",'Cost scenario - input'!$G91=\"\"),\"\",L106/'Cost scenario - input'!$G91),\"\")","v":""},{"$f":"IFERROR(IF(OR(M106=\"\",'Cost scenario - input'!$G91=\"\"),\"\",M106/'Cost scenario - input'!$G91),\"\")","v":""},{"$f":"IFERROR(IF(OR(N106=\"\",'Cost scenario - input'!$G91=\"\"),\"\",N106/'Cost scenario - input'!$G91),\"\")","v":""},{"$f":"IFERROR(IF(OR(O106=\"\",'Cost scenario - input'!$G91=\"\"),\"\",O106/'Cost scenario - input'!$G91),\"\")","v":""},{"$f":"IFERROR(IF(OR(P106=\"\",'Cost scenario - input'!$G91=\"\"),\"\",P106/'Cost scenario - input'!$G91),\"\")","v":""},{"$f":"IFERROR(IF(OR(Q106=\"\",'Cost scenario - input'!$G91=\"\"),\"\",Q106/'Cost scenario - input'!$G91),\"\")","v":""},{"$f":"IFERROR(IF(OR(R106=\"\",'Cost scenario - input'!$G91=\"\"),\"\",R106/'Cost scenario - input'!$G91),\"\")","v":""},{"$f":"IFERROR(IF(OR(S106=\"\",'Cost scenario - input'!$G91=\"\"),\"\",S106/'Cost scenario - input'!$G91),\"\")","v":""},{"$f":"IFERROR(IF(OR(T106=\"\",'Cost scenario - input'!$G91=\"\"),\"\",T106/'Cost scenario - input'!$G91),\"\")","v":""},{"$f":"IFERROR(IF(OR(U106=\"\",'Cost scenario - input'!$G91=\"\"),\"\",U106/'Cost scenario - input'!$G91),\"\")","v":""},{"$f":"IFERROR(IF(OR(V106=\"\",'Cost scenario - input'!$G91=\"\"),\"\",V106/'Cost scenario - input'!$G91),\"\")","v":""},{"$f":"IFERROR(IF(OR(W106=\"\",'Cost scenario - input'!$G91=\"\"),\"\",W106/'Cost scenario - input'!$G91),\"\")","v":""}]
[{"$f":"IFERROR('Cost scenario - input'!A92,\"\")","v":""},{"$f":"IFERROR('Cost scenario - input'!B92,\"\")","v":""},{"$f":"IFERROR('Cost scenario - input'!C92,\"\")","v":""},{"$f":"IFERROR(repcalc('Cost scenario - input'!$CY92:$GK92,'Cost scenario - input'!$J92,'Cost scenario - input'!$H92,'Cost scenario - input'!$I92,20,TRUE,TRUE),\"\")","v":""},"","","","","","","","","","","","","","","","","","","",{"$f":"IFERROR(IF(OR(D107=\"\",'Cost scenario - input'!$G92=\"\"),\"\",D107/'Cost scenario - input'!$G92),\"\")","v":""},{"$f":"IFERROR(IF(OR(E107=\"\",'Cost scenario - input'!$G92=\"\"),\"\",E107/'Cost scenario - input'!$G92),\"\")","v":""},{"$f":"IFERROR(IF(OR(F107=\"\",'Cost scenario - input'!$G92=\"\"),\"\",F107/'Cost scenario - input'!$G92),\"\")","v":""},{"$f":"IFERROR(IF(OR(G107=\"\",'Cost scenario - input'!$G92=\"\"),\"\",G107/'Cost scenario - input'!$G92),\"\")","v":""},{"$f":"IFERROR(IF(OR(H107=\"\",'Cost scenario - input'!$G92=\"\"),\"\",H107/'Cost scenario - input'!$G92),\"\")","v":""},{"$f":"IFERROR(IF(OR(I107=\"\",'Cost scenario - input'!$G92=\"\"),\"\",I107/'Cost scenario - input'!$G92),\"\")","v":""},{"$f":"IFERROR(IF(OR(J107=\"\",'Cost scenario - input'!$G92=\"\"),\"\",J107/'Cost scenario - input'!$G92),\"\")","v":""},{"$f":"IFERROR(IF(OR(K107=\"\",'Cost scenario - input'!$G92=\"\"),\"\",K107/'Cost scenario - input'!$G92),\"\")","v":""},{"$f":"IFERROR(IF(OR(L107=\"\",'Cost scenario - input'!$G92=\"\"),\"\",L107/'Cost scenario - input'!$G92),\"\")","v":""},{"$f":"IFERROR(IF(OR(M107=\"\",'Cost scenario - input'!$G92=\"\"),\"\",M107/'Cost scenario - input'!$G92),\"\")","v":""},{"$f":"IFERROR(IF(OR(N107=\"\",'Cost scenario - input'!$G92=\"\"),\"\",N107/'Cost scenario - input'!$G92),\"\")","v":""},{"$f":"IFERROR(IF(OR(O107=\"\",'Cost scenario - input'!$G92=\"\"),\"\",O107/'Cost scenario - input'!$G92),\"\")","v":""},{"$f":"IFERROR(IF(OR(P107=\"\",'Cost scenario - input'!$G92=\"\"),\"\",P107/'Cost scenario - input'!$G92),\"\")","v":""},{"$f":"IFERROR(IF(OR(Q107=\"\",'Cost scenario - input'!$G92=\"\"),\"\",Q107/'Cost scenario - input'!$G92),\"\")","v":""},{"$f":"IFERROR(IF(OR(R107=\"\",'Cost scenario - input'!$G92=\"\"),\"\",R107/'Cost scenario - input'!$G92),\"\")","v":""},{"$f":"IFERROR(IF(OR(S107=\"\",'Cost scenario - input'!$G92=\"\"),\"\",S107/'Cost scenario - input'!$G92),\"\")","v":""},{"$f":"IFERROR(IF(OR(T107=\"\",'Cost scenario - input'!$G92=\"\"),\"\",T107/'Cost scenario - input'!$G92),\"\")","v":""},{"$f":"IFERROR(IF(OR(U107=\"\",'Cost scenario - input'!$G92=\"\"),\"\",U107/'Cost scenario - input'!$G92),\"\")","v":""},{"$f":"IFERROR(IF(OR(V107=\"\",'Cost scenario - input'!$G92=\"\"),\"\",V107/'Cost scenario - input'!$G92),\"\")","v":""},{"$f":"IFERROR(IF(OR(W107=\"\",'Cost scenario - input'!$G92=\"\"),\"\",W107/'Cost scenario - input'!$G92),\"\")","v":""}]
[{"$f":"IFERROR('Cost scenario - input'!A93,\"\")","v":""},{"$f":"IFERROR('Cost scenario - input'!B93,\"\")","v":""},{"$f":"IFERROR('Cost scenario - input'!C93,\"\")","v":""},{"$f":"IFERROR(repcalc('Cost scenario - input'!$CY93:$GK93,'Cost scenario - input'!$J93,'Cost scenario - input'!$H93,'Cost scenario - input'!$I93,20,TRUE,TRUE),\"\")","v":""},"","","","","","","","","","","","","","","","","","","",{"$f":"IFERROR(IF(OR(D108=\"\",'Cost scenario - input'!$G93=\"\"),\"\",D108/'Cost scenario - input'!$G93),\"\")","v":""},{"$f":"IFERROR(IF(OR(E108=\"\",'Cost scenario - input'!$G93=\"\"),\"\",E108/'Cost scenario - input'!$G93),\"\")","v":""},{"$f":"IFERROR(IF(OR(F108=\"\",'Cost scenario - input'!$G93=\"\"),\"\",F108/'Cost scenario - input'!$G93),\"\")","v":""},{"$f":"IFERROR(IF(OR(G108=\"\",'Cost scenario - input'!$G93=\"\"),\"\",G108/'Cost scenario - input'!$G93),\"\")","v":""},{"$f":"IFERROR(IF(OR(H108=\"\",'Cost scenario - input'!$G93=\"\"),\"\",H108/'Cost scenario - input'!$G93),\"\")","v":""},{"$f":"IFERROR(IF(OR(I108=\"\",'Cost scenario - input'!$G93=\"\"),\"\",I108/'Cost scenario - input'!$G93),\"\")","v":""},{"$f":"IFERROR(IF(OR(J108=\"\",'Cost scenario - input'!$G93=\"\"),\"\",J108/'Cost scenario - input'!$G93),\"\")","v":""},{"$f":"IFERROR(IF(OR(K108=\"\",'Cost scenario - input'!$G93=\"\"),\"\",K108/'Cost scenario - input'!$G93),\"\")","v":""},{"$f":"IFERROR(IF(OR(L108=\"\",'Cost scenario - input'!$G93=\"\"),\"\",L108/'Cost scenario - input'!$G93),\"\")","v":""},{"$f":"IFERROR(IF(OR(M108=\"\",'Cost scenario - input'!$G93=\"\"),\"\",M108/'Cost scenario - input'!$G93),\"\")","v":""},{"$f":"IFERROR(IF(OR(N108=\"\",'Cost scenario - input'!$G93=\"\"),\"\",N108/'Cost scenario - input'!$G93),\"\")","v":""},{"$f":"IFERROR(IF(OR(O108=\"\",'Cost scenario - input'!$G93=\"\"),\"\",O108/'Cost scenario - input'!$G93),\"\")","v":""},{"$f":"IFERROR(IF(OR(P108=\"\",'Cost scenario - input'!$G93=\"\"),\"\",P108/'Cost scenario - input'!$G93),\"\")","v":""},{"$f":"IFERROR(IF(OR(Q108=\"\",'Cost scenario - input'!$G93=\"\"),\"\",Q108/'Cost scenario - input'!$G93),\"\")","v":""},{"$f":"IFERROR(IF(OR(R108=\"\",'Cost scenario - input'!$G93=\"\"),\"\",R108/'Cost scenario - input'!$G93),\"\")","v":""},{"$f":"IFERROR(IF(OR(S108=\"\",'Cost scenario - input'!$G93=\"\"),\"\",S108/'Cost scenario - input'!$G93),\"\")","v":""},{"$f":"IFERROR(IF(OR(T108=\"\",'Cost scenario - input'!$G93=\"\"),\"\",T108/'Cost scenario - input'!$G93),\"\")","v":""},{"$f":"IFERROR(IF(OR(U108=\"\",'Cost scenario - input'!$G93=\"\"),\"\",U108/'Cost scenario - input'!$G93),\"\")","v":""},{"$f":"IFERROR(IF(OR(V108=\"\",'Cost scenario - input'!$G93=\"\"),\"\",V108/'Cost scenario - input'!$G93),\"\")","v":""},{"$f":"IFERROR(IF(OR(W108=\"\",'Cost scenario - input'!$G93=\"\"),\"\",W108/'Cost scenario - input'!$G93),\"\")","v":""}]
[{"$f":"IFERROR('Cost scenario - input'!A94,\"\")","v":""},{"$f":"IFERROR('Cost scenario - input'!B94,\"\")","v":""},{"$f":"IFERROR('Cost scenario - input'!C94,\"\")","v":""},{"$f":"IFERROR(repcalc('Cost scenario - input'!$CY94:$GK94,'Cost scenario - input'!$J94,'Cost scenario - input'!$H94,'Cost scenario - input'!$I94,20,TRUE,TRUE),\"\")","v":""},"","","","","","","","","","","","","","","","","","","",{"$f":"IFERROR(IF(OR(D109=\"\",'Cost scenario - input'!$G94=\"\"),\"\",D109/'Cost scenario - input'!$G94),\"\")","v":""},{"$f":"IFERROR(IF(OR(E109=\"\",'Cost scenario - input'!$G94=\"\"),\"\",E109/'Cost scenario - input'!$G94),\"\")","v":""},{"$f":"IFERROR(IF(OR(F109=\"\",'Cost scenario - input'!$G94=\"\"),\"\",F109/'Cost scenario - input'!$G94),\"\")","v":""},{"$f":"IFERROR(IF(OR(G109=\"\",'Cost scenario - input'!$G94=\"\"),\"\",G109/'Cost scenario - input'!$G94),\"\")","v":""},{"$f":"IFERROR(IF(OR(H109=\"\",'Cost scenario - input'!$G94=\"\"),\"\",H109/'Cost scenario - input'!$G94),\"\")","v":""},{"$f":"IFERROR(IF(OR(I109=\"\",'Cost scenario - input'!$G94=\"\"),\"\",I109/'Cost scenario - input'!$G94),\"\")","v":""},{"$f":"IFERROR(IF(OR(J109=\"\",'Cost scenario - input'!$G94=\"\"),\"\",J109/'Cost scenario - input'!$G94),\"\")","v":""},{"$f":"IFERROR(IF(OR(K109=\"\",'Cost scenario - input'!$G94=\"\"),\"\",K109/'Cost scenario - input'!$G94),\"\")","v":""},{"$f":"IFERROR(IF(OR(L109=\"\",'Cost scenario - input'!$G94=\"\"),\"\",L109/'Cost scenario - input'!$G94),\"\")","v":""},{"$f":"IFERROR(IF(OR(M109=\"\",'Cost scenario - input'!$G94=\"\"),\"\",M109/'Cost scenario - input'!$G94),\"\")","v":""},{"$f":"IFERROR(IF(OR(N109=\"\",'Cost scenario - input'!$G94=\"\"),\"\",N109/'Cost scenario - input'!$G94),\"\")","v":""},{"$f":"IFERROR(IF(OR(O109=\"\",'Cost scenario - input'!$G94=\"\"),\"\",O109/'Cost scenario - input'!$G94),\"\")","v":""},{"$f":"IFERROR(IF(OR(P109=\"\",'Cost scenario - input'!$G94=\"\"),\"\",P109/'Cost scenario - input'!$G94),\"\")","v":""},{"$f":"IFERROR(IF(OR(Q109=\"\",'Cost scenario - input'!$G94=\"\"),\"\",Q109/'Cost scenario - input'!$G94),\"\")","v":""},{"$f":"IFERROR(IF(OR(R109=\"\",'Cost scenario - input'!$G94=\"\"),\"\",R109/'Cost scenario - input'!$G94),\"\")","v":""},{"$f":"IFERROR(IF(OR(S109=\"\",'Cost scenario - input'!$G94=\"\"),\"\",S109/'Cost scenario - input'!$G94),\"\")","v":""},{"$f":"IFERROR(IF(OR(T109=\"\",'Cost scenario - input'!$G94=\"\"),\"\",T109/'Cost scenario - input'!$G94),\"\")","v":""},{"$f":"IFERROR(IF(OR(U109=\"\",'Cost scenario - input'!$G94=\"\"),\"\",U109/'Cost scenario - input'!$G94),\"\")","v":""},{"$f":"IFERROR(IF(OR(V109=\"\",'Cost scenario - input'!$G94=\"\"),\"\",V109/'Cost scenario - input'!$G94),\"\")","v":""},{"$f":"IFERROR(IF(OR(W109=\"\",'Cost scenario - input'!$G94=\"\"),\"\",W109/'Cost scenario - input'!$G94),\"\")","v":""}]
[{"$f":"IFERROR('Cost scenario - input'!A95,\"\")","v":""},{"$f":"IFERROR('Cost scenario - input'!B95,\"\")","v":""},{"$f":"IFERROR('Cost scenario - input'!C95,\"\")","v":""},{"$f":"IFERROR(repcalc('Cost scenario - input'!$CY95:$GK95,'Cost scenario - input'!$J95,'Cost scenario - input'!$H95,'Cost scenario - input'!$I95,20,TRUE,TRUE),\"\")","v":""},"","","","","","","","","","","","","","","","","","","",{"$f":"IFERROR(IF(OR(D110=\"\",'Cost scenario - input'!$G95=\"\"),\"\",D110/'Cost scenario - input'!$G95),\"\")","v":""},{"$f":"IFERROR(IF(OR(E110=\"\",'Cost scenario - input'!$G95=\"\"),\"\",E110/'Cost scenario - input'!$G95),\"\")","v":""},{"$f":"IFERROR(IF(OR(F110=\"\",'Cost scenario - input'!$G95=\"\"),\"\",F110/'Cost scenario - input'!$G95),\"\")","v":""},{"$f":"IFERROR(IF(OR(G110=\"\",'Cost scenario - input'!$G95=\"\"),\"\",G110/'Cost scenario - input'!$G95),\"\")","v":""},{"$f":"IFERROR(IF(OR(H110=\"\",'Cost scenario - input'!$G95=\"\"),\"\",H110/'Cost scenario - input'!$G95),\"\")","v":""},{"$f":"IFERROR(IF(OR(I110=\"\",'Cost scenario - input'!$G95=\"\"),\"\",I110/'Cost scenario - input'!$G95),\"\")","v":""},{"$f":"IFERROR(IF(OR(J110=\"\",'Cost scenario - input'!$G95=\"\"),\"\",J110/'Cost scenario - input'!$G95),\"\")","v":""},{"$f":"IFERROR(IF(OR(K110=\"\",'Cost scenario - input'!$G95=\"\"),\"\",K110/'Cost scenario - input'!$G95),\"\")","v":""},{"$f":"IFERROR(IF(OR(L110=\"\",'Cost scenario - input'!$G95=\"\"),\"\",L110/'Cost scenario - input'!$G95),\"\")","v":""},{"$f":"IFERROR(IF(OR(M110=\"\",'Cost scenario - input'!$G95=\"\"),\"\",M110/'Cost scenario - input'!$G95),\"\")","v":""},{"$f":"IFERROR(IF(OR(N110=\"\",'Cost scenario - input'!$G95=\"\"),\"\",N110/'Cost scenario - input'!$G95),\"\")","v":""},{"$f":"IFERROR(IF(OR(O110=\"\",'Cost scenario - input'!$G95=\"\"),\"\",O110/'Cost scenario - input'!$G95),\"\")","v":""},{"$f":"IFERROR(IF(OR(P110=\"\",'Cost scenario - input'!$G95=\"\"),\"\",P110/'Cost scenario - input'!$G95),\"\")","v":""},{"$f":"IFERROR(IF(OR(Q110=\"\",'Cost scenario - input'!$G95=\"\"),\"\",Q110/'Cost scenario - input'!$G95),\"\")","v":""},{"$f":"IFERROR(IF(OR(R110=\"\",'Cost scenario - input'!$G95=\"\"),\"\",R110/'Cost scenario - input'!$G95),\"\")","v":""},{"$f":"IFERROR(IF(OR(S110=\"\",'Cost scenario - input'!$G95=\"\"),\"\",S110/'Cost scenario - input'!$G95),\"\")","v":""},{"$f":"IFERROR(IF(OR(T110=\"\",'Cost scenario - input'!$G95=\"\"),\"\",T110/'Cost scenario - input'!$G95),\"\")","v":""},{"$f":"IFERROR(IF(OR(U110=\"\",'Cost scenario - input'!$G95=\"\"),\"\",U110/'Cost scenario - input'!$G95),\"\")","v":""},{"$f":"IFERROR(IF(OR(V110=\"\",'Cost scenario - input'!$G95=\"\"),\"\",V110/'Cost scenario - input'!$G95),\"\")","v":""},{"$f":"IFERROR(IF(OR(W110=\"\",'Cost scenario - input'!$G95=\"\"),\"\",W110/'Cost scenario - input'!$G95),\"\")","v":""}]
[{"$f":"IFERROR('Cost scenario - input'!A96,\"\")","v":""},{"$f":"IFERROR('Cost scenario - input'!B96,\"\")","v":""},{"$f":"IFERROR('Cost scenario - input'!C96,\"\")","v":""},{"$f":"IFERROR(repcalc('Cost scenario - input'!$CY96:$GK96,'Cost scenario - input'!$J96,'Cost scenario - input'!$H96,'Cost scenario - input'!$I96,20,TRUE,TRUE),\"\")","v":""},"","","","","","","","","","","","","","","","","","","",{"$f":"IFERROR(IF(OR(D111=\"\",'Cost scenario - input'!$G96=\"\"),\"\",D111/'Cost scenario - input'!$G96),\"\")","v":""},{"$f":"IFERROR(IF(OR(E111=\"\",'Cost scenario - input'!$G96=\"\"),\"\",E111/'Cost scenario - input'!$G96),\"\")","v":""},{"$f":"IFERROR(IF(OR(F111=\"\",'Cost scenario - input'!$G96=\"\"),\"\",F111/'Cost scenario - input'!$G96),\"\")","v":""},{"$f":"IFERROR(IF(OR(G111=\"\",'Cost scenario - input'!$G96=\"\"),\"\",G111/'Cost scenario - input'!$G96),\"\")","v":""},{"$f":"IFERROR(IF(OR(H111=\"\",'Cost scenario - input'!$G96=\"\"),\"\",H111/'Cost scenario - input'!$G96),\"\")","v":""},{"$f":"IFERROR(IF(OR(I111=\"\",'Cost scenario - input'!$G96=\"\"),\"\",I111/'Cost scenario - input'!$G96),\"\")","v":""},{"$f":"IFERROR(IF(OR(J111=\"\",'Cost scenario - input'!$G96=\"\"),\"\",J111/'Cost scenario - input'!$G96),\"\")","v":""},{"$f":"IFERROR(IF(OR(K111=\"\",'Cost scenario - input'!$G96=\"\"),\"\",K111/'Cost scenario - input'!$G96),\"\")","v":""},{"$f":"IFERROR(IF(OR(L111=\"\",'Cost scenario - input'!$G96=\"\"),\"\",L111/'Cost scenario - input'!$G96),\"\")","v":""},{"$f":"IFERROR(IF(OR(M111=\"\",'Cost scenario - input'!$G96=\"\"),\"\",M111/'Cost scenario - input'!$G96),\"\")","v":""},{"$f":"IFERROR(IF(OR(N111=\"\",'Cost scenario - input'!$G96=\"\"),\"\",N111/'Cost scenario - input'!$G96),\"\")","v":""},{"$f":"IFERROR(IF(OR(O111=\"\",'Cost scenario - input'!$G96=\"\"),\"\",O111/'Cost scenario - input'!$G96),\"\")","v":""},{"$f":"IFERROR(IF(OR(P111=\"\",'Cost scenario - input'!$G96=\"\"),\"\",P111/'Cost scenario - input'!$G96),\"\")","v":""},{"$f":"IFERROR(IF(OR(Q111=\"\",'Cost scenario - input'!$G96=\"\"),\"\",Q111/'Cost scenario - input'!$G96),\"\")","v":""},{"$f":"IFERROR(IF(OR(R111=\"\",'Cost scenario - input'!$G96=\"\"),\"\",R111/'Cost scenario - input'!$G96),\"\")","v":""},{"$f":"IFERROR(IF(OR(S111=\"\",'Cost scenario - input'!$G96=\"\"),\"\",S111/'Cost scenario - input'!$G96),\"\")","v":""},{"$f":"IFERROR(IF(OR(T111=\"\",'Cost scenario - input'!$G96=\"\"),\"\",T111/'Cost scenario - input'!$G96),\"\")","v":""},{"$f":"IFERROR(IF(OR(U111=\"\",'Cost scenario - input'!$G96=\"\"),\"\",U111/'Cost scenario - input'!$G96),\"\")","v":""},{"$f":"IFERROR(IF(OR(V111=\"\",'Cost scenario - input'!$G96=\"\"),\"\",V111/'Cost scenario - input'!$G96),\"\")","v":""},{"$f":"IFERROR(IF(OR(W111=\"\",'Cost scenario - input'!$G96=\"\"),\"\",W111/'Cost scenario - input'!$G96),\"\")","v":""}]
[{"$f":"IFERROR('Cost scenario - input'!A97,\"\")","v":""},{"$f":"IFERROR('Cost scenario - input'!B97,\"\")","v":""},{"$f":"IFERROR('Cost scenario - input'!C97,\"\")","v":""},{"$f":"IFERROR(repcalc('Cost scenario - input'!$CY97:$GK97,'Cost scenario - input'!$J97,'Cost scenario - input'!$H97,'Cost scenario - input'!$I97,20,TRUE,TRUE),\"\")","v":""},"","","","","","","","","","","","","","","","","","","",{"$f":"IFERROR(IF(OR(D112=\"\",'Cost scenario - input'!$G97=\"\"),\"\",D112/'Cost scenario - input'!$G97),\"\")","v":""},{"$f":"IFERROR(IF(OR(E112=\"\",'Cost scenario - input'!$G97=\"\"),\"\",E112/'Cost scenario - input'!$G97),\"\")","v":""},{"$f":"IFERROR(IF(OR(F112=\"\",'Cost scenario - input'!$G97=\"\"),\"\",F112/'Cost scenario - input'!$G97),\"\")","v":""},{"$f":"IFERROR(IF(OR(G112=\"\",'Cost scenario - input'!$G97=\"\"),\"\",G112/'Cost scenario - input'!$G97),\"\")","v":""},{"$f":"IFERROR(IF(OR(H112=\"\",'Cost scenario - input'!$G97=\"\"),\"\",H112/'Cost scenario - input'!$G97),\"\")","v":""},{"$f":"IFERROR(IF(OR(I112=\"\",'Cost scenario - input'!$G97=\"\"),\"\",I112/'Cost scenario - input'!$G97),\"\")","v":""},{"$f":"IFERROR(IF(OR(J112=\"\",'Cost scenario - input'!$G97=\"\"),\"\",J112/'Cost scenario - input'!$G97),\"\")","v":""},{"$f":"IFERROR(IF(OR(K112=\"\",'Cost scenario - input'!$G97=\"\"),\"\",K112/'Cost scenario - input'!$G97),\"\")","v":""},{"$f":"IFERROR(IF(OR(L112=\"\",'Cost scenario - input'!$G97=\"\"),\"\",L112/'Cost scenario - input'!$G97),\"\")","v":""},{"$f":"IFERROR(IF(OR(M112=\"\",'Cost scenario - input'!$G97=\"\"),\"\",M112/'Cost scenario - input'!$G97),\"\")","v":""},{"$f":"IFERROR(IF(OR(N112=\"\",'Cost scenario - input'!$G97=\"\"),\"\",N112/'Cost scenario - input'!$G97),\"\")","v":""},{"$f":"IFERROR(IF(OR(O112=\"\",'Cost scenario - input'!$G97=\"\"),\"\",O112/'Cost scenario - input'!$G97),\"\")","v":""},{"$f":"IFERROR(IF(OR(P112=\"\",'Cost scenario - input'!$G97=\"\"),\"\",P112/'Cost scenario - input'!$G97),\"\")","v":""},{"$f":"IFERROR(IF(OR(Q112=\"\",'Cost scenario - input'!$G97=\"\"),\"\",Q112/'Cost scenario - input'!$G97),\"\")","v":""},{"$f":"IFERROR(IF(OR(R112=\"\",'Cost scenario - input'!$G97=\"\"),\"\",R112/'Cost scenario - input'!$G97),\"\")","v":""},{"$f":"IFERROR(IF(OR(S112=\"\",'Cost scenario - input'!$G97=\"\"),\"\",S112/'Cost scenario - input'!$G97),\"\")","v":""},{"$f":"IFERROR(IF(OR(T112=\"\",'Cost scenario - input'!$G97=\"\"),\"\",T112/'Cost scenario - input'!$G97),\"\")","v":""},{"$f":"IFERROR(IF(OR(U112=\"\",'Cost scenario - input'!$G97=\"\"),\"\",U112/'Cost scenario - input'!$G97),\"\")","v":""},{"$f":"IFERROR(IF(OR(V112=\"\",'Cost scenario - input'!$G97=\"\"),\"\",V112/'Cost scenario - input'!$G97),\"\")","v":""},{"$f":"IFERROR(IF(OR(W112=\"\",'Cost scenario - input'!$G97=\"\"),\"\",W112/'Cost scenario - input'!$G97),\"\")","v":""}]
[{"$f":"IFERROR('Cost scenario - input'!A98,\"\")","v":""},{"$f":"IFERROR('Cost scenario - input'!B98,\"\")","v":""},{"$f":"IFERROR('Cost scenario - input'!C98,\"\")","v":""},{"$f":"IFERROR(repcalc('Cost scenario - input'!$CY98:$GK98,'Cost scenario - input'!$J98,'Cost scenario - input'!$H98,'Cost scenario - input'!$I98,20,TRUE,TRUE),\"\")","v":""},"","","","","","","","","","","","","","","","","","","",{"$f":"IFERROR(IF(OR(D113=\"\",'Cost scenario - input'!$G98=\"\"),\"\",D113/'Cost scenario - input'!$G98),\"\")","v":""},{"$f":"IFERROR(IF(OR(E113=\"\",'Cost scenario - input'!$G98=\"\"),\"\",E113/'Cost scenario - input'!$G98),\"\")","v":""},{"$f":"IFERROR(IF(OR(F113=\"\",'Cost scenario - input'!$G98=\"\"),\"\",F113/'Cost scenario - input'!$G98),\"\")","v":""},{"$f":"IFERROR(IF(OR(G113=\"\",'Cost scenario - input'!$G98=\"\"),\"\",G113/'Cost scenario - input'!$G98),\"\")","v":""},{"$f":"IFERROR(IF(OR(H113=\"\",'Cost scenario - input'!$G98=\"\"),\"\",H113/'Cost scenario - input'!$G98),\"\")","v":""},{"$f":"IFERROR(IF(OR(I113=\"\",'Cost scenario - input'!$G98=\"\"),\"\",I113/'Cost scenario - input'!$G98),\"\")","v":""},{"$f":"IFERROR(IF(OR(J113=\"\",'Cost scenario - input'!$G98=\"\"),\"\",J113/'Cost scenario - input'!$G98),\"\")","v":""},{"$f":"IFERROR(IF(OR(K113=\"\",'Cost scenario - input'!$G98=\"\"),\"\",K113/'Cost scenario - input'!$G98),\"\")","v":""},{"$f":"IFERROR(IF(OR(L113=\"\",'Cost scenario - input'!$G98=\"\"),\"\",L113/'Cost scenario - input'!$G98),\"\")","v":""},{"$f":"IFERROR(IF(OR(M113=\"\",'Cost scenario - input'!$G98=\"\"),\"\",M113/'Cost scenario - input'!$G98),\"\")","v":""},{"$f":"IFERROR(IF(OR(N113=\"\",'Cost scenario - input'!$G98=\"\"),\"\",N113/'Cost scenario - input'!$G98),\"\")","v":""},{"$f":"IFERROR(IF(OR(O113=\"\",'Cost scenario - input'!$G98=\"\"),\"\",O113/'Cost scenario - input'!$G98),\"\")","v":""},{"$f":"IFERROR(IF(OR(P113=\"\",'Cost scenario - input'!$G98=\"\"),\"\",P113/'Cost scenario - input'!$G98),\"\")","v":""},{"$f":"IFERROR(IF(OR(Q113=\"\",'Cost scenario - input'!$G98=\"\"),\"\",Q113/'Cost scenario - input'!$G98),\"\")","v":""},{"$f":"IFERROR(IF(OR(R113=\"\",'Cost scenario - input'!$G98=\"\"),\"\",R113/'Cost scenario - input'!$G98),\"\")","v":""},{"$f":"IFERROR(IF(OR(S113=\"\",'Cost scenario - input'!$G98=\"\"),\"\",S113/'Cost scenario - input'!$G98),\"\")","v":""},{"$f":"IFERROR(IF(OR(T113=\"\",'Cost scenario - input'!$G98=\"\"),\"\",T113/'Cost scenario - input'!$G98),\"\")","v":""},{"$f":"IFERROR(IF(OR(U113=\"\",'Cost scenario - input'!$G98=\"\"),\"\",U113/'Cost scenario - input'!$G98),\"\")","v":""},{"$f":"IFERROR(IF(OR(V113=\"\",'Cost scenario - input'!$G98=\"\"),\"\",V113/'Cost scenario - input'!$G98),\"\")","v":""},{"$f":"IFERROR(IF(OR(W113=\"\",'Cost scenario - input'!$G98=\"\"),\"\",W113/'Cost scenario - input'!$G98),\"\")","v":""}]
[{"$f":"IFERROR('Cost scenario - input'!A99,\"\")","v":""},{"$f":"IFERROR('Cost scenario - input'!B99,\"\")","v":""},{"$f":"IFERROR('Cost scenario - input'!C99,\"\")","v":""},{"$f":"IFERROR(repcalc('Cost scenario - input'!$CY99:$GK99,'Cost scenario - input'!$J99,'Cost scenario - input'!$H99,'Cost scenario - input'!$I99,20,TRUE,TRUE),\"\")","v":""},"","","","","","","","","","","","","","","","","","","",{"$f":"IFERROR(IF(OR(D114=\"\",'Cost scenario - input'!$G99=\"\"),\"\",D114/'Cost scenario - input'!$G99),\"\")","v":""},{"$f":"IFERROR(IF(OR(E114=\"\",'Cost scenario - input'!$G99=\"\"),\"\",E114/'Cost scenario - input'!$G99),\"\")","v":""},{"$f":"IFERROR(IF(OR(F114=\"\",'Cost scenario - input'!$G99=\"\"),\"\",F114/'Cost scenario - input'!$G99),\"\")","v":""},{"$f":"IFERROR(IF(OR(G114=\"\",'Cost scenario - input'!$G99=\"\"),\"\",G114/'Cost scenario - input'!$G99),\"\")","v":""},{"$f":"IFERROR(IF(OR(H114=\"\",'Cost scenario - input'!$G99=\"\"),\"\",H114/'Cost scenario - input'!$G99),\"\")","v":""},{"$f":"IFERROR(IF(OR(I114=\"\",'Cost scenario - input'!$G99=\"\"),\"\",I114/'Cost scenario - input'!$G99),\"\")","v":""},{"$f":"IFERROR(IF(OR(J114=\"\",'Cost scenario - input'!$G99=\"\"),\"\",J114/'Cost scenario - input'!$G99),\"\")","v":""},{"$f":"IFERROR(IF(OR(K114=\"\",'Cost scenario - input'!$G99=\"\"),\"\",K114/'Cost scenario - input'!$G99),\"\")","v":""},{"$f":"IFERROR(IF(OR(L114=\"\",'Cost scenario - input'!$G99=\"\"),\"\",L114/'Cost scenario - input'!$G99),\"\")","v":""},{"$f":"IFERROR(IF(OR(M114=\"\",'Cost scenario - input'!$G99=\"\"),\"\",M114/'Cost scenario - input'!$G99),\"\")","v":""},{"$f":"IFERROR(IF(OR(N114=\"\",'Cost scenario - input'!$G99=\"\"),\"\",N114/'Cost scenario - input'!$G99),\"\")","v":""},{"$f":"IFERROR(IF(OR(O114=\"\",'Cost scenario - input'!$G99=\"\"),\"\",O114/'Cost scenario - input'!$G99),\"\")","v":""},{"$f":"IFERROR(IF(OR(P114=\"\",'Cost scenario - input'!$G99=\"\"),\"\",P114/'Cost scenario - input'!$G99),\"\")","v":""},{"$f":"IFERROR(IF(OR(Q114=\"\",'Cost scenario - input'!$G99=\"\"),\"\",Q114/'Cost scenario - input'!$G99),\"\")","v":""},{"$f":"IFERROR(IF(OR(R114=\"\",'Cost scenario - input'!$G99=\"\"),\"\",R114/'Cost scenario - input'!$G99),\"\")","v":""},{"$f":"IFERROR(IF(OR(S114=\"\",'Cost scenario - input'!$G99=\"\"),\"\",S114/'Cost scenario - input'!$G99),\"\")","v":""},{"$f":"IFERROR(IF(OR(T114=\"\",'Cost scenario - input'!$G99=\"\"),\"\",T114/'Cost scenario - input'!$G99),\"\")","v":""},{"$f":"IFERROR(IF(OR(U114=\"\",'Cost scenario - input'!$G99=\"\"),\"\",U114/'Cost scenario - input'!$G99),\"\")","v":""},{"$f":"IFERROR(IF(OR(V114=\"\",'Cost scenario - input'!$G99=\"\"),\"\",V114/'Cost scenario - input'!$G99),\"\")","v":""},{"$f":"IFERROR(IF(OR(W114=\"\",'Cost scenario - input'!$G99=\"\"),\"\",W114/'Cost scenario - input'!$G99),\"\")","v":""}]
[{"$f":"IFERROR('Cost scenario - input'!A100,\"\")","v":""},{"$f":"IFERROR('Cost scenario - input'!B100,\"\")","v":""},{"$f":"IFERROR('Cost scenario - input'!C100,\"\")","v":""},{"$f":"IFERROR(repcalc('Cost scenario - input'!$CY100:$GK100,'Cost scenario - input'!$J100,'Cost scenario - input'!$H100,'Cost scenario - input'!$I100,20,TRUE,TRUE),\"\")","v":""},"","","","","","","","","","","","","","","","","","","",{"$f":"IFERROR(IF(OR(D115=\"\",'Cost scenario - input'!$G100=\"\"),\"\",D115/'Cost scenario - input'!$G100),\"\")","v":""},{"$f":"IFERROR(IF(OR(E115=\"\",'Cost scenario - input'!$G100=\"\"),\"\",E115/'Cost scenario - input'!$G100),\"\")","v":""},{"$f":"IFERROR(IF(OR(F115=\"\",'Cost scenario - input'!$G100=\"\"),\"\",F115/'Cost scenario - input'!$G100),\"\")","v":""},{"$f":"IFERROR(IF(OR(G115=\"\",'Cost scenario - input'!$G100=\"\"),\"\",G115/'Cost scenario - input'!$G100),\"\")","v":""},{"$f":"IFERROR(IF(OR(H115=\"\",'Cost scenario - input'!$G100=\"\"),\"\",H115/'Cost scenario - input'!$G100),\"\")","v":""},{"$f":"IFERROR(IF(OR(I115=\"\",'Cost scenario - input'!$G100=\"\"),\"\",I115/'Cost scenario - input'!$G100),\"\")","v":""},{"$f":"IFERROR(IF(OR(J115=\"\",'Cost scenario - input'!$G100=\"\"),\"\",J115/'Cost scenario - input'!$G100),\"\")","v":""},{"$f":"IFERROR(IF(OR(K115=\"\",'Cost scenario - input'!$G100=\"\"),\"\",K115/'Cost scenario - input'!$G100),\"\")","v":""},{"$f":"IFERROR(IF(OR(L115=\"\",'Cost scenario - input'!$G100=\"\"),\"\",L115/'Cost scenario - input'!$G100),\"\")","v":""},{"$f":"IFERROR(IF(OR(M115=\"\",'Cost scenario - input'!$G100=\"\"),\"\",M115/'Cost scenario - input'!$G100),\"\")","v":""},{"$f":"IFERROR(IF(OR(N115=\"\",'Cost scenario - input'!$G100=\"\"),\"\",N115/'Cost scenario - input'!$G100),\"\")","v":""},{"$f":"IFERROR(IF(OR(O115=\"\",'Cost scenario - input'!$G100=\"\"),\"\",O115/'Cost scenario - input'!$G100),\"\")","v":""},{"$f":"IFERROR(IF(OR(P115=\"\",'Cost scenario - input'!$G100=\"\"),\"\",P115/'Cost scenario - input'!$G100),\"\")","v":""},{"$f":"IFERROR(IF(OR(Q115=\"\",'Cost scenario - input'!$G100=\"\"),\"\",Q115/'Cost scenario - input'!$G100),\"\")","v":""},{"$f":"IFERROR(IF(OR(R115=\"\",'Cost scenario - input'!$G100=\"\"),\"\",R115/'Cost scenario - input'!$G100),\"\")","v":""},{"$f":"IFERROR(IF(OR(S115=\"\",'Cost scenario - input'!$G100=\"\"),\"\",S115/'Cost scenario - input'!$G100),\"\")","v":""},{"$f":"IFERROR(IF(OR(T115=\"\",'Cost scenario - input'!$G100=\"\"),\"\",T115/'Cost scenario - input'!$G100),\"\")","v":""},{"$f":"IFERROR(IF(OR(U115=\"\",'Cost scenario - input'!$G100=\"\"),\"\",U115/'Cost scenario - input'!$G100),\"\")","v":""},{"$f":"IFERROR(IF(OR(V115=\"\",'Cost scenario - input'!$G100=\"\"),\"\",V115/'Cost scenario - input'!$G100),\"\")","v":""},{"$f":"IFERROR(IF(OR(W115=\"\",'Cost scenario - input'!$G100=\"\"),\"\",W115/'Cost scenario - input'!$G100),\"\")","v":""}]
[{"$f":"IFERROR('Cost scenario - input'!A101,\"\")","v":""},{"$f":"IFERROR('Cost scenario - input'!B101,\"\")","v":""},{"$f":"IFERROR('Cost scenario - input'!C101,\"\")","v":""},{"$f":"IFERROR(repcalc('Cost scenario - input'!$CY101:$GK101,'Cost scenario - input'!$J101,'Cost scenario - input'!$H101,'Cost scenario - input'!$I101,20,TRUE,TRUE),\"\")","v":""},"","","","","","","","","","","","","","","","","","","",{"$f":"IFERROR(IF(OR(D116=\"\",'Cost scenario - input'!$G101=\"\"),\"\",D116/'Cost scenario - input'!$G101),\"\")","v":""},{"$f":"IFERROR(IF(OR(E116=\"\",'Cost scenario - input'!$G101=\"\"),\"\",E116/'Cost scenario - input'!$G101),\"\")","v":""},{"$f":"IFERROR(IF(OR(F116=\"\",'Cost scenario - input'!$G101=\"\"),\"\",F116/'Cost scenario - input'!$G101),\"\")","v":""},{"$f":"IFERROR(IF(OR(G116=\"\",'Cost scenario - input'!$G101=\"\"),\"\",G116/'Cost scenario - input'!$G101),\"\")","v":""},{"$f":"IFERROR(IF(OR(H116=\"\",'Cost scenario - input'!$G101=\"\"),\"\",H116/'Cost scenario - input'!$G101),\"\")","v":""},{"$f":"IFERROR(IF(OR(I116=\"\",'Cost scenario - input'!$G101=\"\"),\"\",I116/'Cost scenario - input'!$G101),\"\")","v":""},{"$f":"IFERROR(IF(OR(J116=\"\",'Cost scenario - input'!$G101=\"\"),\"\",J116/'Cost scenario - input'!$G101),\"\")","v":""},{"$f":"IFERROR(IF(OR(K116=\"\",'Cost scenario - input'!$G101=\"\"),\"\",K116/'Cost scenario - input'!$G101),\"\")","v":""},{"$f":"IFERROR(IF(OR(L116=\"\",'Cost scenario - input'!$G101=\"\"),\"\",L116/'Cost scenario - input'!$G101),\"\")","v":""},{"$f":"IFERROR(IF(OR(M116=\"\",'Cost scenario - input'!$G101=\"\"),\"\",M116/'Cost scenario - input'!$G101),\"\")","v":""},{"$f":"IFERROR(IF(OR(N116=\"\",'Cost scenario - input'!$G101=\"\"),\"\",N116/'Cost scenario - input'!$G101),\"\")","v":""},{"$f":"IFERROR(IF(OR(O116=\"\",'Cost scenario - input'!$G101=\"\"),\"\",O116/'Cost scenario - input'!$G101),\"\")","v":""},{"$f":"IFERROR(IF(OR(P116=\"\",'Cost scenario - input'!$G101=\"\"),\"\",P116/'Cost scenario - input'!$G101),\"\")","v":""},{"$f":"IFERROR(IF(OR(Q116=\"\",'Cost scenario - input'!$G101=\"\"),\"\",Q116/'Cost scenario - input'!$G101),\"\")","v":""},{"$f":"IFERROR(IF(OR(R116=\"\",'Cost scenario - input'!$G101=\"\"),\"\",R116/'Cost scenario - input'!$G101),\"\")","v":""},{"$f":"IFERROR(IF(OR(S116=\"\",'Cost scenario - input'!$G101=\"\"),\"\",S116/'Cost scenario - input'!$G101),\"\")","v":""},{"$f":"IFERROR(IF(OR(T116=\"\",'Cost scenario - input'!$G101=\"\"),\"\",T116/'Cost scenario - input'!$G101),\"\")","v":""},{"$f":"IFERROR(IF(OR(U116=\"\",'Cost scenario - input'!$G101=\"\"),\"\",U116/'Cost scenario - input'!$G101),\"\")","v":""},{"$f":"IFERROR(IF(OR(V116=\"\",'Cost scenario - input'!$G101=\"\"),\"\",V116/'Cost scenario - input'!$G101),\"\")","v":""},{"$f":"IFERROR(IF(OR(W116=\"\",'Cost scenario - input'!$G101=\"\"),\"\",W116/'Cost scenario - input'!$G101),\"\")","v":""}]
[{"$f":"IFERROR('Cost scenario - input'!A102,\"\")","v":""},{"$f":"IFERROR('Cost scenario - input'!B102,\"\")","v":""},{"$f":"IFERROR('Cost scenario - input'!C102,\"\")","v":""},{"$f":"IFERROR(repcalc('Cost scenario - input'!$CY102:$GK102,'Cost scenario - input'!$J102,'Cost scenario - input'!$H102,'Cost scenario - input'!$I102,20,TRUE,TRUE),\"\")","v":""},"","","","","","","","","","","","","","","","","","","",{"$f":"IFERROR(IF(OR(D117=\"\",'Cost scenario - input'!$G102=\"\"),\"\",D117/'Cost scenario - input'!$G102),\"\")","v":""},{"$f":"IFERROR(IF(OR(E117=\"\",'Cost scenario - input'!$G102=\"\"),\"\",E117/'Cost scenario - input'!$G102),\"\")","v":""},{"$f":"IFERROR(IF(OR(F117=\"\",'Cost scenario - input'!$G102=\"\"),\"\",F117/'Cost scenario - input'!$G102),\"\")","v":""},{"$f":"IFERROR(IF(OR(G117=\"\",'Cost scenario - input'!$G102=\"\"),\"\",G117/'Cost scenario - input'!$G102),\"\")","v":""},{"$f":"IFERROR(IF(OR(H117=\"\",'Cost scenario - input'!$G102=\"\"),\"\",H117/'Cost scenario - input'!$G102),\"\")","v":""},{"$f":"IFERROR(IF(OR(I117=\"\",'Cost scenario - input'!$G102=\"\"),\"\",I117/'Cost scenario - input'!$G102),\"\")","v":""},{"$f":"IFERROR(IF(OR(J117=\"\",'Cost scenario - input'!$G102=\"\"),\"\",J117/'Cost scenario - input'!$G102),\"\")","v":""},{"$f":"IFERROR(IF(OR(K117=\"\",'Cost scenario - input'!$G102=\"\"),\"\",K117/'Cost scenario - input'!$G102),\"\")","v":""},{"$f":"IFERROR(IF(OR(L117=\"\",'Cost scenario - input'!$G102=\"\"),\"\",L117/'Cost scenario - input'!$G102),\"\")","v":""},{"$f":"IFERROR(IF(OR(M117=\"\",'Cost scenario - input'!$G102=\"\"),\"\",M117/'Cost scenario - input'!$G102),\"\")","v":""},{"$f":"IFERROR(IF(OR(N117=\"\",'Cost scenario - input'!$G102=\"\"),\"\",N117/'Cost scenario - input'!$G102),\"\")","v":""},{"$f":"IFERROR(IF(OR(O117=\"\",'Cost scenario - input'!$G102=\"\"),\"\",O117/'Cost scenario - input'!$G102),\"\")","v":""},{"$f":"IFERROR(IF(OR(P117=\"\",'Cost scenario - input'!$G102=\"\"),\"\",P117/'Cost scenario - input'!$G102),\"\")","v":""},{"$f":"IFERROR(IF(OR(Q117=\"\",'Cost scenario - input'!$G102=\"\"),\"\",Q117/'Cost scenario - input'!$G102),\"\")","v":""},{"$f":"IFERROR(IF(OR(R117=\"\",'Cost scenario - input'!$G102=\"\"),\"\",R117/'Cost scenario - input'!$G102),\"\")","v":""},{"$f":"IFERROR(IF(OR(S117=\"\",'Cost scenario - input'!$G102=\"\"),\"\",S117/'Cost scenario - input'!$G102),\"\")","v":""},{"$f":"IFERROR(IF(OR(T117=\"\",'Cost scenario - input'!$G102=\"\"),\"\",T117/'Cost scenario - input'!$G102),\"\")","v":""},{"$f":"IFERROR(IF(OR(U117=\"\",'Cost scenario - input'!$G102=\"\"),\"\",U117/'Cost scenario - input'!$G102),\"\")","v":""},{"$f":"IFERROR(IF(OR(V117=\"\",'Cost scenario - input'!$G102=\"\"),\"\",V117/'Cost scenario - input'!$G102),\"\")","v":""},{"$f":"IFERROR(IF(OR(W117=\"\",'Cost scenario - input'!$G102=\"\"),\"\",W117/'Cost scenario - input'!$G102),\"\")","v":""}]
[{"$f":"IFERROR('Cost scenario - input'!A103,\"\")","v":""},{"$f":"IFERROR('Cost scenario - input'!B103,\"\")","v":""},{"$f":"IFERROR('Cost scenario - input'!C103,\"\")","v":""},{"$f":"IFERROR(repcalc('Cost scenario - input'!$CY103:$GK103,'Cost scenario - input'!$J103,'Cost scenario - input'!$H103,'Cost scenario - input'!$I103,20,TRUE,TRUE),\"\")","v":""},"","","","","","","","","","","","","","","","","","","",{"$f":"IFERROR(IF(OR(D118=\"\",'Cost scenario - input'!$G103=\"\"),\"\",D118/'Cost scenario - input'!$G103),\"\")","v":""},{"$f":"IFERROR(IF(OR(E118=\"\",'Cost scenario - input'!$G103=\"\"),\"\",E118/'Cost scenario - input'!$G103),\"\")","v":""},{"$f":"IFERROR(IF(OR(F118=\"\",'Cost scenario - input'!$G103=\"\"),\"\",F118/'Cost scenario - input'!$G103),\"\")","v":""},{"$f":"IFERROR(IF(OR(G118=\"\",'Cost scenario - input'!$G103=\"\"),\"\",G118/'Cost scenario - input'!$G103),\"\")","v":""},{"$f":"IFERROR(IF(OR(H118=\"\",'Cost scenario - input'!$G103=\"\"),\"\",H118/'Cost scenario - input'!$G103),\"\")","v":""},{"$f":"IFERROR(IF(OR(I118=\"\",'Cost scenario - input'!$G103=\"\"),\"\",I118/'Cost scenario - input'!$G103),\"\")","v":""},{"$f":"IFERROR(IF(OR(J118=\"\",'Cost scenario - input'!$G103=\"\"),\"\",J118/'Cost scenario - input'!$G103),\"\")","v":""},{"$f":"IFERROR(IF(OR(K118=\"\",'Cost scenario - input'!$G103=\"\"),\"\",K118/'Cost scenario - input'!$G103),\"\")","v":""},{"$f":"IFERROR(IF(OR(L118=\"\",'Cost scenario - input'!$G103=\"\"),\"\",L118/'Cost scenario - input'!$G103),\"\")","v":""},{"$f":"IFERROR(IF(OR(M118=\"\",'Cost scenario - input'!$G103=\"\"),\"\",M118/'Cost scenario - input'!$G103),\"\")","v":""},{"$f":"IFERROR(IF(OR(N118=\"\",'Cost scenario - input'!$G103=\"\"),\"\",N118/'Cost scenario - input'!$G103),\"\")","v":""},{"$f":"IFERROR(IF(OR(O118=\"\",'Cost scenario - input'!$G103=\"\"),\"\",O118/'Cost scenario - input'!$G103),\"\")","v":""},{"$f":"IFERROR(IF(OR(P118=\"\",'Cost scenario - input'!$G103=\"\"),\"\",P118/'Cost scenario - input'!$G103),\"\")","v":""},{"$f":"IFERROR(IF(OR(Q118=\"\",'Cost scenario - input'!$G103=\"\"),\"\",Q118/'Cost scenario - input'!$G103),\"\")","v":""},{"$f":"IFERROR(IF(OR(R118=\"\",'Cost scenario - input'!$G103=\"\"),\"\",R118/'Cost scenario - input'!$G103),\"\")","v":""},{"$f":"IFERROR(IF(OR(S118=\"\",'Cost scenario - input'!$G103=\"\"),\"\",S118/'Cost scenario - input'!$G103),\"\")","v":""},{"$f":"IFERROR(IF(OR(T118=\"\",'Cost scenario - input'!$G103=\"\"),\"\",T118/'Cost scenario - input'!$G103),\"\")","v":""},{"$f":"IFERROR(IF(OR(U118=\"\",'Cost scenario - input'!$G103=\"\"),\"\",U118/'Cost scenario - input'!$G103),\"\")","v":""},{"$f":"IFERROR(IF(OR(V118=\"\",'Cost scenario - input'!$G103=\"\"),\"\",V118/'Cost scenario - input'!$G103),\"\")","v":""},{"$f":"IFERROR(IF(OR(W118=\"\",'Cost scenario - input'!$G103=\"\"),\"\",W118/'Cost scenario - input'!$G103),\"\")","v":""}]
[{"$f":"IFERROR('Cost scenario - input'!A104,\"\")","v":""},{"$f":"IFERROR('Cost scenario - input'!B104,\"\")","v":""},{"$f":"IFERROR('Cost scenario - input'!C104,\"\")","v":""},{"$f":"IFERROR(repcalc('Cost scenario - input'!$CY104:$GK104,'Cost scenario - input'!$J104,'Cost scenario - input'!$H104,'Cost scenario - input'!$I104,20,TRUE,TRUE),\"\")","v":""},"","","","","","","","","","","","","","","","","","","",{"$f":"IFERROR(IF(OR(D119=\"\",'Cost scenario - input'!$G104=\"\"),\"\",D119/'Cost scenario - input'!$G104),\"\")","v":""},{"$f":"IFERROR(IF(OR(E119=\"\",'Cost scenario - input'!$G104=\"\"),\"\",E119/'Cost scenario - input'!$G104),\"\")","v":""},{"$f":"IFERROR(IF(OR(F119=\"\",'Cost scenario - input'!$G104=\"\"),\"\",F119/'Cost scenario - input'!$G104),\"\")","v":""},{"$f":"IFERROR(IF(OR(G119=\"\",'Cost scenario - input'!$G104=\"\"),\"\",G119/'Cost scenario - input'!$G104),\"\")","v":""},{"$f":"IFERROR(IF(OR(H119=\"\",'Cost scenario - input'!$G104=\"\"),\"\",H119/'Cost scenario - input'!$G104),\"\")","v":""},{"$f":"IFERROR(IF(OR(I119=\"\",'Cost scenario - input'!$G104=\"\"),\"\",I119/'Cost scenario - input'!$G104),\"\")","v":""},{"$f":"IFERROR(IF(OR(J119=\"\",'Cost scenario - input'!$G104=\"\"),\"\",J119/'Cost scenario - input'!$G104),\"\")","v":""},{"$f":"IFERROR(IF(OR(K119=\"\",'Cost scenario - input'!$G104=\"\"),\"\",K119/'Cost scenario - input'!$G104),\"\")","v":""},{"$f":"IFERROR(IF(OR(L119=\"\",'Cost scenario - input'!$G104=\"\"),\"\",L119/'Cost scenario - input'!$G104),\"\")","v":""},{"$f":"IFERROR(IF(OR(M119=\"\",'Cost scenario - input'!$G104=\"\"),\"\",M119/'Cost scenario - input'!$G104),\"\")","v":""},{"$f":"IFERROR(IF(OR(N119=\"\",'Cost scenario - input'!$G104=\"\"),\"\",N119/'Cost scenario - input'!$G104),\"\")","v":""},{"$f":"IFERROR(IF(OR(O119=\"\",'Cost scenario - input'!$G104=\"\"),\"\",O119/'Cost scenario - input'!$G104),\"\")","v":""},{"$f":"IFERROR(IF(OR(P119=\"\",'Cost scenario - input'!$G104=\"\"),\"\",P119/'Cost scenario - input'!$G104),\"\")","v":""},{"$f":"IFERROR(IF(OR(Q119=\"\",'Cost scenario - input'!$G104=\"\"),\"\",Q119/'Cost scenario - input'!$G104),\"\")","v":""},{"$f":"IFERROR(IF(OR(R119=\"\",'Cost scenario - input'!$G104=\"\"),\"\",R119/'Cost scenario - input'!$G104),\"\")","v":""},{"$f":"IFERROR(IF(OR(S119=\"\",'Cost scenario - input'!$G104=\"\"),\"\",S119/'Cost scenario - input'!$G104),\"\")","v":""},{"$f":"IFERROR(IF(OR(T119=\"\",'Cost scenario - input'!$G104=\"\"),\"\",T119/'Cost scenario - input'!$G104),\"\")","v":""},{"$f":"IFERROR(IF(OR(U119=\"\",'Cost scenario - input'!$G104=\"\"),\"\",U119/'Cost scenario - input'!$G104),\"\")","v":""},{"$f":"IFERROR(IF(OR(V119=\"\",'Cost scenario - input'!$G104=\"\"),\"\",V119/'Cost scenario - input'!$G104),\"\")","v":""},{"$f":"IFERROR(IF(OR(W119=\"\",'Cost scenario - input'!$G104=\"\"),\"\",W119/'Cost scenario - input'!$G104),\"\")","v":""}]
[{"$f":"IFERROR('Cost scenario - input'!A105,\"\")","v":""},{"$f":"IFERROR('Cost scenario - input'!B105,\"\")","v":""},{"$f":"IFERROR('Cost scenario - input'!C105,\"\")","v":""},{"$f":"IFERROR(repcalc('Cost scenario - input'!$CY105:$GK105,'Cost scenario - input'!$J105,'Cost scenario - input'!$H105,'Cost scenario - input'!$I105,20,TRUE,TRUE),\"\")","v":""},"","","","","","","","","","","","","","","","","","","",{"$f":"IFERROR(IF(OR(D120=\"\",'Cost scenario - input'!$G105=\"\"),\"\",D120/'Cost scenario - input'!$G105),\"\")","v":""},{"$f":"IFERROR(IF(OR(E120=\"\",'Cost scenario - input'!$G105=\"\"),\"\",E120/'Cost scenario - input'!$G105),\"\")","v":""},{"$f":"IFERROR(IF(OR(F120=\"\",'Cost scenario - input'!$G105=\"\"),\"\",F120/'Cost scenario - input'!$G105),\"\")","v":""},{"$f":"IFERROR(IF(OR(G120=\"\",'Cost scenario - input'!$G105=\"\"),\"\",G120/'Cost scenario - input'!$G105),\"\")","v":""},{"$f":"IFERROR(IF(OR(H120=\"\",'Cost scenario - input'!$G105=\"\"),\"\",H120/'Cost scenario - input'!$G105),\"\")","v":""},{"$f":"IFERROR(IF(OR(I120=\"\",'Cost scenario - input'!$G105=\"\"),\"\",I120/'Cost scenario - input'!$G105),\"\")","v":""},{"$f":"IFERROR(IF(OR(J120=\"\",'Cost scenario - input'!$G105=\"\"),\"\",J120/'Cost scenario - input'!$G105),\"\")","v":""},{"$f":"IFERROR(IF(OR(K120=\"\",'Cost scenario - input'!$G105=\"\"),\"\",K120/'Cost scenario - input'!$G105),\"\")","v":""},{"$f":"IFERROR(IF(OR(L120=\"\",'Cost scenario - input'!$G105=\"\"),\"\",L120/'Cost scenario - input'!$G105),\"\")","v":""},{"$f":"IFERROR(IF(OR(M120=\"\",'Cost scenario - input'!$G105=\"\"),\"\",M120/'Cost scenario - input'!$G105),\"\")","v":""},{"$f":"IFERROR(IF(OR(N120=\"\",'Cost scenario - input'!$G105=\"\"),\"\",N120/'Cost scenario - input'!$G105),\"\")","v":""},{"$f":"IFERROR(IF(OR(O120=\"\",'Cost scenario - input'!$G105=\"\"),\"\",O120/'Cost scenario - input'!$G105),\"\")","v":""},{"$f":"IFERROR(IF(OR(P120=\"\",'Cost scenario - input'!$G105=\"\"),\"\",P120/'Cost scenario - input'!$G105),\"\")","v":""},{"$f":"IFERROR(IF(OR(Q120=\"\",'Cost scenario - input'!$G105=\"\"),\"\",Q120/'Cost scenario - input'!$G105),\"\")","v":""},{"$f":"IFERROR(IF(OR(R120=\"\",'Cost scenario - input'!$G105=\"\"),\"\",R120/'Cost scenario - input'!$G105),\"\")","v":""},{"$f":"IFERROR(IF(OR(S120=\"\",'Cost scenario - input'!$G105=\"\"),\"\",S120/'Cost scenario - input'!$G105),\"\")","v":""},{"$f":"IFERROR(IF(OR(T120=\"\",'Cost scenario - input'!$G105=\"\"),\"\",T120/'Cost scenario - input'!$G105),\"\")","v":""},{"$f":"IFERROR(IF(OR(U120=\"\",'Cost scenario - input'!$G105=\"\"),\"\",U120/'Cost scenario - input'!$G105),\"\")","v":""},{"$f":"IFERROR(IF(OR(V120=\"\",'Cost scenario - input'!$G105=\"\"),\"\",V120/'Cost scenario - input'!$G105),\"\")","v":""},{"$f":"IFERROR(IF(OR(W120=\"\",'Cost scenario - input'!$G105=\"\"),\"\",W120/'Cost scenario - input'!$G105),\"\")","v":""}]
[{"$f":"IFERROR('Cost scenario - input'!A106,\"\")","v":""},{"$f":"IFERROR('Cost scenario - input'!B106,\"\")","v":""},{"$f":"IFERROR('Cost scenario - input'!C106,\"\")","v":""},{"$f":"IFERROR(repcalc('Cost scenario - input'!$CY106:$GK106,'Cost scenario - input'!$J106,'Cost scenario - input'!$H106,'Cost scenario - input'!$I106,20,TRUE,TRUE),\"\")","v":""},"","","","","","","","","","","","","","","","","","","",{"$f":"IFERROR(IF(OR(D121=\"\",'Cost scenario - input'!$G106=\"\"),\"\",D121/'Cost scenario - input'!$G106),\"\")","v":""},{"$f":"IFERROR(IF(OR(E121=\"\",'Cost scenario - input'!$G106=\"\"),\"\",E121/'Cost scenario - input'!$G106),\"\")","v":""},{"$f":"IFERROR(IF(OR(F121=\"\",'Cost scenario - input'!$G106=\"\"),\"\",F121/'Cost scenario - input'!$G106),\"\")","v":""},{"$f":"IFERROR(IF(OR(G121=\"\",'Cost scenario - input'!$G106=\"\"),\"\",G121/'Cost scenario - input'!$G106),\"\")","v":""},{"$f":"IFERROR(IF(OR(H121=\"\",'Cost scenario - input'!$G106=\"\"),\"\",H121/'Cost scenario - input'!$G106),\"\")","v":""},{"$f":"IFERROR(IF(OR(I121=\"\",'Cost scenario - input'!$G106=\"\"),\"\",I121/'Cost scenario - input'!$G106),\"\")","v":""},{"$f":"IFERROR(IF(OR(J121=\"\",'Cost scenario - input'!$G106=\"\"),\"\",J121/'Cost scenario - input'!$G106),\"\")","v":""},{"$f":"IFERROR(IF(OR(K121=\"\",'Cost scenario - input'!$G106=\"\"),\"\",K121/'Cost scenario - input'!$G106),\"\")","v":""},{"$f":"IFERROR(IF(OR(L121=\"\",'Cost scenario - input'!$G106=\"\"),\"\",L121/'Cost scenario - input'!$G106),\"\")","v":""},{"$f":"IFERROR(IF(OR(M121=\"\",'Cost scenario - input'!$G106=\"\"),\"\",M121/'Cost scenario - input'!$G106),\"\")","v":""},{"$f":"IFERROR(IF(OR(N121=\"\",'Cost scenario - input'!$G106=\"\"),\"\",N121/'Cost scenario - input'!$G106),\"\")","v":""},{"$f":"IFERROR(IF(OR(O121=\"\",'Cost scenario - input'!$G106=\"\"),\"\",O121/'Cost scenario - input'!$G106),\"\")","v":""},{"$f":"IFERROR(IF(OR(P121=\"\",'Cost scenario - input'!$G106=\"\"),\"\",P121/'Cost scenario - input'!$G106),\"\")","v":""},{"$f":"IFERROR(IF(OR(Q121=\"\",'Cost scenario - input'!$G106=\"\"),\"\",Q121/'Cost scenario - input'!$G106),\"\")","v":""},{"$f":"IFERROR(IF(OR(R121=\"\",'Cost scenario - input'!$G106=\"\"),\"\",R121/'Cost scenario - input'!$G106),\"\")","v":""},{"$f":"IFERROR(IF(OR(S121=\"\",'Cost scenario - input'!$G106=\"\"),\"\",S121/'Cost scenario - input'!$G106),\"\")","v":""},{"$f":"IFERROR(IF(OR(T121=\"\",'Cost scenario - input'!$G106=\"\"),\"\",T121/'Cost scenario - input'!$G106),\"\")","v":""},{"$f":"IFERROR(IF(OR(U121=\"\",'Cost scenario - input'!$G106=\"\"),\"\",U121/'Cost scenario - input'!$G106),\"\")","v":""},{"$f":"IFERROR(IF(OR(V121=\"\",'Cost scenario - input'!$G106=\"\"),\"\",V121/'Cost scenario - input'!$G106),\"\")","v":""},{"$f":"IFERROR(IF(OR(W121=\"\",'Cost scenario - input'!$G106=\"\"),\"\",W121/'Cost scenario - input'!$G106),\"\")","v":""}]
[{"$f":"IFERROR('Cost scenario - input'!A107,\"\")","v":""},{"$f":"IFERROR('Cost scenario - input'!B107,\"\")","v":""},{"$f":"IFERROR('Cost scenario - input'!C107,\"\")","v":""},{"$f":"IFERROR(repcalc('Cost scenario - input'!$CY107:$GK107,'Cost scenario - input'!$J107,'Cost scenario - input'!$H107,'Cost scenario - input'!$I107,20,TRUE,TRUE),\"\")","v":""},"","","","","","","","","","","","","","","","","","","",{"$f":"IFERROR(IF(OR(D122=\"\",'Cost scenario - input'!$G107=\"\"),\"\",D122/'Cost scenario - input'!$G107),\"\")","v":""},{"$f":"IFERROR(IF(OR(E122=\"\",'Cost scenario - input'!$G107=\"\"),\"\",E122/'Cost scenario - input'!$G107),\"\")","v":""},{"$f":"IFERROR(IF(OR(F122=\"\",'Cost scenario - input'!$G107=\"\"),\"\",F122/'Cost scenario - input'!$G107),\"\")","v":""},{"$f":"IFERROR(IF(OR(G122=\"\",'Cost scenario - input'!$G107=\"\"),\"\",G122/'Cost scenario - input'!$G107),\"\")","v":""},{"$f":"IFERROR(IF(OR(H122=\"\",'Cost scenario - input'!$G107=\"\"),\"\",H122/'Cost scenario - input'!$G107),\"\")","v":""},{"$f":"IFERROR(IF(OR(I122=\"\",'Cost scenario - input'!$G107=\"\"),\"\",I122/'Cost scenario - input'!$G107),\"\")","v":""},{"$f":"IFERROR(IF(OR(J122=\"\",'Cost scenario - input'!$G107=\"\"),\"\",J122/'Cost scenario - input'!$G107),\"\")","v":""},{"$f":"IFERROR(IF(OR(K122=\"\",'Cost scenario - input'!$G107=\"\"),\"\",K122/'Cost scenario - input'!$G107),\"\")","v":""},{"$f":"IFERROR(IF(OR(L122=\"\",'Cost scenario - input'!$G107=\"\"),\"\",L122/'Cost scenario - input'!$G107),\"\")","v":""},{"$f":"IFERROR(IF(OR(M122=\"\",'Cost scenario - input'!$G107=\"\"),\"\",M122/'Cost scenario - input'!$G107),\"\")","v":""},{"$f":"IFERROR(IF(OR(N122=\"\",'Cost scenario - input'!$G107=\"\"),\"\",N122/'Cost scenario - input'!$G107),\"\")","v":""},{"$f":"IFERROR(IF(OR(O122=\"\",'Cost scenario - input'!$G107=\"\"),\"\",O122/'Cost scenario - input'!$G107),\"\")","v":""},{"$f":"IFERROR(IF(OR(P122=\"\",'Cost scenario - input'!$G107=\"\"),\"\",P122/'Cost scenario - input'!$G107),\"\")","v":""},{"$f":"IFERROR(IF(OR(Q122=\"\",'Cost scenario - input'!$G107=\"\"),\"\",Q122/'Cost scenario - input'!$G107),\"\")","v":""},{"$f":"IFERROR(IF(OR(R122=\"\",'Cost scenario - input'!$G107=\"\"),\"\",R122/'Cost scenario - input'!$G107),\"\")","v":""},{"$f":"IFERROR(IF(OR(S122=\"\",'Cost scenario - input'!$G107=\"\"),\"\",S122/'Cost scenario - input'!$G107),\"\")","v":""},{"$f":"IFERROR(IF(OR(T122=\"\",'Cost scenario - input'!$G107=\"\"),\"\",T122/'Cost scenario - input'!$G107),\"\")","v":""},{"$f":"IFERROR(IF(OR(U122=\"\",'Cost scenario - input'!$G107=\"\"),\"\",U122/'Cost scenario - input'!$G107),\"\")","v":""},{"$f":"IFERROR(IF(OR(V122=\"\",'Cost scenario - input'!$G107=\"\"),\"\",V122/'Cost scenario - input'!$G107),\"\")","v":""},{"$f":"IFERROR(IF(OR(W122=\"\",'Cost scenario - input'!$G107=\"\"),\"\",W122/'Cost scenario - input'!$G107),\"\")","v":""}]
[{"$f":"IFERROR('Cost scenario - input'!A108,\"\")","v":""},{"$f":"IFERROR('Cost scenario - input'!B108,\"\")","v":""},{"$f":"IFERROR('Cost scenario - input'!C108,\"\")","v":""},{"$f":"IFERROR(repcalc('Cost scenario - input'!$CY108:$GK108,'Cost scenario - input'!$J108,'Cost scenario - input'!$H108,'Cost scenario - input'!$I108,20,TRUE,TRUE),\"\")","v":""},"","","","","","","","","","","","","","","","","","","",{"$f":"IFERROR(IF(OR(D123=\"\",'Cost scenario - input'!$G108=\"\"),\"\",D123/'Cost scenario - input'!$G108),\"\")","v":""},{"$f":"IFERROR(IF(OR(E123=\"\",'Cost scenario - input'!$G108=\"\"),\"\",E123/'Cost scenario - input'!$G108),\"\")","v":""},{"$f":"IFERROR(IF(OR(F123=\"\",'Cost scenario - input'!$G108=\"\"),\"\",F123/'Cost scenario - input'!$G108),\"\")","v":""},{"$f":"IFERROR(IF(OR(G123=\"\",'Cost scenario - input'!$G108=\"\"),\"\",G123/'Cost scenario - input'!$G108),\"\")","v":""},{"$f":"IFERROR(IF(OR(H123=\"\",'Cost scenario - input'!$G108=\"\"),\"\",H123/'Cost scenario - input'!$G108),\"\")","v":""},{"$f":"IFERROR(IF(OR(I123=\"\",'Cost scenario - input'!$G108=\"\"),\"\",I123/'Cost scenario - input'!$G108),\"\")","v":""},{"$f":"IFERROR(IF(OR(J123=\"\",'Cost scenario - input'!$G108=\"\"),\"\",J123/'Cost scenario - input'!$G108),\"\")","v":""},{"$f":"IFERROR(IF(OR(K123=\"\",'Cost scenario - input'!$G108=\"\"),\"\",K123/'Cost scenario - input'!$G108),\"\")","v":""},{"$f":"IFERROR(IF(OR(L123=\"\",'Cost scenario - input'!$G108=\"\"),\"\",L123/'Cost scenario - input'!$G108),\"\")","v":""},{"$f":"IFERROR(IF(OR(M123=\"\",'Cost scenario - input'!$G108=\"\"),\"\",M123/'Cost scenario - input'!$G108),\"\")","v":""},{"$f":"IFERROR(IF(OR(N123=\"\",'Cost scenario - input'!$G108=\"\"),\"\",N123/'Cost scenario - input'!$G108),\"\")","v":""},{"$f":"IFERROR(IF(OR(O123=\"\",'Cost scenario - input'!$G108=\"\"),\"\",O123/'Cost scenario - input'!$G108),\"\")","v":""},{"$f":"IFERROR(IF(OR(P123=\"\",'Cost scenario - input'!$G108=\"\"),\"\",P123/'Cost scenario - input'!$G108),\"\")","v":""},{"$f":"IFERROR(IF(OR(Q123=\"\",'Cost scenario - input'!$G108=\"\"),\"\",Q123/'Cost scenario - input'!$G108),\"\")","v":""},{"$f":"IFERROR(IF(OR(R123=\"\",'Cost scenario - input'!$G108=\"\"),\"\",R123/'Cost scenario - input'!$G108),\"\")","v":""},{"$f":"IFERROR(IF(OR(S123=\"\",'Cost scenario - input'!$G108=\"\"),\"\",S123/'Cost scenario - input'!$G108),\"\")","v":""},{"$f":"IFERROR(IF(OR(T123=\"\",'Cost scenario - input'!$G108=\"\"),\"\",T123/'Cost scenario - input'!$G108),\"\")","v":""},{"$f":"IFERROR(IF(OR(U123=\"\",'Cost scenario - input'!$G108=\"\"),\"\",U123/'Cost scenario - input'!$G108),\"\")","v":""},{"$f":"IFERROR(IF(OR(V123=\"\",'Cost scenario - input'!$G108=\"\"),\"\",V123/'Cost scenario - input'!$G108),\"\")","v":""},{"$f":"IFERROR(IF(OR(W123=\"\",'Cost scenario - input'!$G108=\"\"),\"\",W123/'Cost scenario - input'!$G108),\"\")","v":""}]
[{"$f":"IFERROR('Cost scenario - input'!A109,\"\")","v":""},{"$f":"IFERROR('Cost scenario - input'!B109,\"\")","v":""},{"$f":"IFERROR('Cost scenario - input'!C109,\"\")","v":""},{"$f":"IFERROR(repcalc('Cost scenario - input'!$CY109:$GK109,'Cost scenario - input'!$J109,'Cost scenario - input'!$H109,'Cost scenario - input'!$I109,20,TRUE,TRUE),\"\")","v":""},"","","","","","","","","","","","","","","","","","","",{"$f":"IFERROR(IF(OR(D124=\"\",'Cost scenario - input'!$G109=\"\"),\"\",D124/'Cost scenario - input'!$G109),\"\")","v":""},{"$f":"IFERROR(IF(OR(E124=\"\",'Cost scenario - input'!$G109=\"\"),\"\",E124/'Cost scenario - input'!$G109),\"\")","v":""},{"$f":"IFERROR(IF(OR(F124=\"\",'Cost scenario - input'!$G109=\"\"),\"\",F124/'Cost scenario - input'!$G109),\"\")","v":""},{"$f":"IFERROR(IF(OR(G124=\"\",'Cost scenario - input'!$G109=\"\"),\"\",G124/'Cost scenario - input'!$G109),\"\")","v":""},{"$f":"IFERROR(IF(OR(H124=\"\",'Cost scenario - input'!$G109=\"\"),\"\",H124/'Cost scenario - input'!$G109),\"\")","v":""},{"$f":"IFERROR(IF(OR(I124=\"\",'Cost scenario - input'!$G109=\"\"),\"\",I124/'Cost scenario - input'!$G109),\"\")","v":""},{"$f":"IFERROR(IF(OR(J124=\"\",'Cost scenario - input'!$G109=\"\"),\"\",J124/'Cost scenario - input'!$G109),\"\")","v":""},{"$f":"IFERROR(IF(OR(K124=\"\",'Cost scenario - input'!$G109=\"\"),\"\",K124/'Cost scenario - input'!$G109),\"\")","v":""},{"$f":"IFERROR(IF(OR(L124=\"\",'Cost scenario - input'!$G109=\"\"),\"\",L124/'Cost scenario - input'!$G109),\"\")","v":""},{"$f":"IFERROR(IF(OR(M124=\"\",'Cost scenario - input'!$G109=\"\"),\"\",M124/'Cost scenario - input'!$G109),\"\")","v":""},{"$f":"IFERROR(IF(OR(N124=\"\",'Cost scenario - input'!$G109=\"\"),\"\",N124/'Cost scenario - input'!$G109),\"\")","v":""},{"$f":"IFERROR(IF(OR(O124=\"\",'Cost scenario - input'!$G109=\"\"),\"\",O124/'Cost scenario - input'!$G109),\"\")","v":""},{"$f":"IFERROR(IF(OR(P124=\"\",'Cost scenario - input'!$G109=\"\"),\"\",P124/'Cost scenario - input'!$G109),\"\")","v":""},{"$f":"IFERROR(IF(OR(Q124=\"\",'Cost scenario - input'!$G109=\"\"),\"\",Q124/'Cost scenario - input'!$G109),\"\")","v":""},{"$f":"IFERROR(IF(OR(R124=\"\",'Cost scenario - input'!$G109=\"\"),\"\",R124/'Cost scenario - input'!$G109),\"\")","v":""},{"$f":"IFERROR(IF(OR(S124=\"\",'Cost scenario - input'!$G109=\"\"),\"\",S124/'Cost scenario - input'!$G109),\"\")","v":""},{"$f":"IFERROR(IF(OR(T124=\"\",'Cost scenario - input'!$G109=\"\"),\"\",T124/'Cost scenario - input'!$G109),\"\")","v":""},{"$f":"IFERROR(IF(OR(U124=\"\",'Cost scenario - input'!$G109=\"\"),\"\",U124/'Cost scenario - input'!$G109),\"\")","v":""},{"$f":"IFERROR(IF(OR(V124=\"\",'Cost scenario - input'!$G109=\"\"),\"\",V124/'Cost scenario - input'!$G109),\"\")","v":""},{"$f":"IFERROR(IF(OR(W124=\"\",'Cost scenario - input'!$G109=\"\"),\"\",W124/'Cost scenario - input'!$G109),\"\")","v":""}]
[{"$f":"IFERROR('Cost scenario - input'!A110,\"\")","v":""},{"$f":"IFERROR('Cost scenario - input'!B110,\"\")","v":""},{"$f":"IFERROR('Cost scenario - input'!C110,\"\")","v":""},{"$f":"IFERROR(repcalc('Cost scenario - input'!$CY110:$GK110,'Cost scenario - input'!$J110,'Cost scenario - input'!$H110,'Cost scenario - input'!$I110,20,TRUE,TRUE),\"\")","v":""},"","","","","","","","","","","","","","","","","","","",{"$f":"IFERROR(IF(OR(D125=\"\",'Cost scenario - input'!$G110=\"\"),\"\",D125/'Cost scenario - input'!$G110),\"\")","v":""},{"$f":"IFERROR(IF(OR(E125=\"\",'Cost scenario - input'!$G110=\"\"),\"\",E125/'Cost scenario - input'!$G110),\"\")","v":""},{"$f":"IFERROR(IF(OR(F125=\"\",'Cost scenario - input'!$G110=\"\"),\"\",F125/'Cost scenario - input'!$G110),\"\")","v":""},{"$f":"IFERROR(IF(OR(G125=\"\",'Cost scenario - input'!$G110=\"\"),\"\",G125/'Cost scenario - input'!$G110),\"\")","v":""},{"$f":"IFERROR(IF(OR(H125=\"\",'Cost scenario - input'!$G110=\"\"),\"\",H125/'Cost scenario - input'!$G110),\"\")","v":""},{"$f":"IFERROR(IF(OR(I125=\"\",'Cost scenario - input'!$G110=\"\"),\"\",I125/'Cost scenario - input'!$G110),\"\")","v":""},{"$f":"IFERROR(IF(OR(J125=\"\",'Cost scenario - input'!$G110=\"\"),\"\",J125/'Cost scenario - input'!$G110),\"\")","v":""},{"$f":"IFERROR(IF(OR(K125=\"\",'Cost scenario - input'!$G110=\"\"),\"\",K125/'Cost scenario - input'!$G110),\"\")","v":""},{"$f":"IFERROR(IF(OR(L125=\"\",'Cost scenario - input'!$G110=\"\"),\"\",L125/'Cost scenario - input'!$G110),\"\")","v":""},{"$f":"IFERROR(IF(OR(M125=\"\",'Cost scenario - input'!$G110=\"\"),\"\",M125/'Cost scenario - input'!$G110),\"\")","v":""},{"$f":"IFERROR(IF(OR(N125=\"\",'Cost scenario - input'!$G110=\"\"),\"\",N125/'Cost scenario - input'!$G110),\"\")","v":""},{"$f":"IFERROR(IF(OR(O125=\"\",'Cost scenario - input'!$G110=\"\"),\"\",O125/'Cost scenario - input'!$G110),\"\")","v":""},{"$f":"IFERROR(IF(OR(P125=\"\",'Cost scenario - input'!$G110=\"\"),\"\",P125/'Cost scenario - input'!$G110),\"\")","v":""},{"$f":"IFERROR(IF(OR(Q125=\"\",'Cost scenario - input'!$G110=\"\"),\"\",Q125/'Cost scenario - input'!$G110),\"\")","v":""},{"$f":"IFERROR(IF(OR(R125=\"\",'Cost scenario - input'!$G110=\"\"),\"\",R125/'Cost scenario - input'!$G110),\"\")","v":""},{"$f":"IFERROR(IF(OR(S125=\"\",'Cost scenario - input'!$G110=\"\"),\"\",S125/'Cost scenario - input'!$G110),\"\")","v":""},{"$f":"IFERROR(IF(OR(T125=\"\",'Cost scenario - input'!$G110=\"\"),\"\",T125/'Cost scenario - input'!$G110),\"\")","v":""},{"$f":"IFERROR(IF(OR(U125=\"\",'Cost scenario - input'!$G110=\"\"),\"\",U125/'Cost scenario - input'!$G110),\"\")","v":""},{"$f":"IFERROR(IF(OR(V125=\"\",'Cost scenario - input'!$G110=\"\"),\"\",V125/'Cost scenario - input'!$G110),\"\")","v":""},{"$f":"IFERROR(IF(OR(W125=\"\",'Cost scenario - input'!$G110=\"\"),\"\",W125/'Cost scenario - input'!$G110),\"\")","v":""}]
[{"$f":"IFERROR('Cost scenario - input'!A111,\"\")","v":""},{"$f":"IFERROR('Cost scenario - input'!B111,\"\")","v":""},{"$f":"IFERROR('Cost scenario - input'!C111,\"\")","v":""},{"$f":"IFERROR(repcalc('Cost scenario - input'!$CY111:$GK111,'Cost scenario - input'!$J111,'Cost scenario - input'!$H111,'Cost scenario - input'!$I111,20,TRUE,TRUE),\"\")","v":""},"","","","","","","","","","","","","","","","","","","",{"$f":"IFERROR(IF(OR(D126=\"\",'Cost scenario - input'!$G111=\"\"),\"\",D126/'Cost scenario - input'!$G111),\"\")","v":""},{"$f":"IFERROR(IF(OR(E126=\"\",'Cost scenario - input'!$G111=\"\"),\"\",E126/'Cost scenario - input'!$G111),\"\")","v":""},{"$f":"IFERROR(IF(OR(F126=\"\",'Cost scenario - input'!$G111=\"\"),\"\",F126/'Cost scenario - input'!$G111),\"\")","v":""},{"$f":"IFERROR(IF(OR(G126=\"\",'Cost scenario - input'!$G111=\"\"),\"\",G126/'Cost scenario - input'!$G111),\"\")","v":""},{"$f":"IFERROR(IF(OR(H126=\"\",'Cost scenario - input'!$G111=\"\"),\"\",H126/'Cost scenario - input'!$G111),\"\")","v":""},{"$f":"IFERROR(IF(OR(I126=\"\",'Cost scenario - input'!$G111=\"\"),\"\",I126/'Cost scenario - input'!$G111),\"\")","v":""},{"$f":"IFERROR(IF(OR(J126=\"\",'Cost scenario - input'!$G111=\"\"),\"\",J126/'Cost scenario - input'!$G111),\"\")","v":""},{"$f":"IFERROR(IF(OR(K126=\"\",'Cost scenario - input'!$G111=\"\"),\"\",K126/'Cost scenario - input'!$G111),\"\")","v":""},{"$f":"IFERROR(IF(OR(L126=\"\",'Cost scenario - input'!$G111=\"\"),\"\",L126/'Cost scenario - input'!$G111),\"\")","v":""},{"$f":"IFERROR(IF(OR(M126=\"\",'Cost scenario - input'!$G111=\"\"),\"\",M126/'Cost scenario - input'!$G111),\"\")","v":""},{"$f":"IFERROR(IF(OR(N126=\"\",'Cost scenario - input'!$G111=\"\"),\"\",N126/'Cost scenario - input'!$G111),\"\")","v":""},{"$f":"IFERROR(IF(OR(O126=\"\",'Cost scenario - input'!$G111=\"\"),\"\",O126/'Cost scenario - input'!$G111),\"\")","v":""},{"$f":"IFERROR(IF(OR(P126=\"\",'Cost scenario - input'!$G111=\"\"),\"\",P126/'Cost scenario - input'!$G111),\"\")","v":""},{"$f":"IFERROR(IF(OR(Q126=\"\",'Cost scenario - input'!$G111=\"\"),\"\",Q126/'Cost scenario - input'!$G111),\"\")","v":""},{"$f":"IFERROR(IF(OR(R126=\"\",'Cost scenario - input'!$G111=\"\"),\"\",R126/'Cost scenario - input'!$G111),\"\")","v":""},{"$f":"IFERROR(IF(OR(S126=\"\",'Cost scenario - input'!$G111=\"\"),\"\",S126/'Cost scenario - input'!$G111),\"\")","v":""},{"$f":"IFERROR(IF(OR(T126=\"\",'Cost scenario - input'!$G111=\"\"),\"\",T126/'Cost scenario - input'!$G111),\"\")","v":""},{"$f":"IFERROR(IF(OR(U126=\"\",'Cost scenario - input'!$G111=\"\"),\"\",U126/'Cost scenario - input'!$G111),\"\")","v":""},{"$f":"IFERROR(IF(OR(V126=\"\",'Cost scenario - input'!$G111=\"\"),\"\",V126/'Cost scenario - input'!$G111),\"\")","v":""},{"$f":"IFERROR(IF(OR(W126=\"\",'Cost scenario - input'!$G111=\"\"),\"\",W126/'Cost scenario - input'!$G111),\"\")","v":""}]
[{"$f":"IFERROR('Cost scenario - input'!A112,\"\")","v":""},{"$f":"IFERROR('Cost scenario - input'!B112,\"\")","v":""},{"$f":"IFERROR('Cost scenario - input'!C112,\"\")","v":""},{"$f":"IFERROR(repcalc('Cost scenario - input'!$CY112:$GK112,'Cost scenario - input'!$J112,'Cost scenario - input'!$H112,'Cost scenario - input'!$I112,20,TRUE,TRUE),\"\")","v":""},"","","","","","","","","","","","","","","","","","","",{"$f":"IFERROR(IF(OR(D127=\"\",'Cost scenario - input'!$G112=\"\"),\"\",D127/'Cost scenario - input'!$G112),\"\")","v":""},{"$f":"IFERROR(IF(OR(E127=\"\",'Cost scenario - input'!$G112=\"\"),\"\",E127/'Cost scenario - input'!$G112),\"\")","v":""},{"$f":"IFERROR(IF(OR(F127=\"\",'Cost scenario - input'!$G112=\"\"),\"\",F127/'Cost scenario - input'!$G112),\"\")","v":""},{"$f":"IFERROR(IF(OR(G127=\"\",'Cost scenario - input'!$G112=\"\"),\"\",G127/'Cost scenario - input'!$G112),\"\")","v":""},{"$f":"IFERROR(IF(OR(H127=\"\",'Cost scenario - input'!$G112=\"\"),\"\",H127/'Cost scenario - input'!$G112),\"\")","v":""},{"$f":"IFERROR(IF(OR(I127=\"\",'Cost scenario - input'!$G112=\"\"),\"\",I127/'Cost scenario - input'!$G112),\"\")","v":""},{"$f":"IFERROR(IF(OR(J127=\"\",'Cost scenario - input'!$G112=\"\"),\"\",J127/'Cost scenario - input'!$G112),\"\")","v":""},{"$f":"IFERROR(IF(OR(K127=\"\",'Cost scenario - input'!$G112=\"\"),\"\",K127/'Cost scenario - input'!$G112),\"\")","v":""},{"$f":"IFERROR(IF(OR(L127=\"\",'Cost scenario - input'!$G112=\"\"),\"\",L127/'Cost scenario - input'!$G112),\"\")","v":""},{"$f":"IFERROR(IF(OR(M127=\"\",'Cost scenario - input'!$G112=\"\"),\"\",M127/'Cost scenario - input'!$G112),\"\")","v":""},{"$f":"IFERROR(IF(OR(N127=\"\",'Cost scenario - input'!$G112=\"\"),\"\",N127/'Cost scenario - input'!$G112),\"\")","v":""},{"$f":"IFERROR(IF(OR(O127=\"\",'Cost scenario - input'!$G112=\"\"),\"\",O127/'Cost scenario - input'!$G112),\"\")","v":""},{"$f":"IFERROR(IF(OR(P127=\"\",'Cost scenario - input'!$G112=\"\"),\"\",P127/'Cost scenario - input'!$G112),\"\")","v":""},{"$f":"IFERROR(IF(OR(Q127=\"\",'Cost scenario - input'!$G112=\"\"),\"\",Q127/'Cost scenario - input'!$G112),\"\")","v":""},{"$f":"IFERROR(IF(OR(R127=\"\",'Cost scenario - input'!$G112=\"\"),\"\",R127/'Cost scenario - input'!$G112),\"\")","v":""},{"$f":"IFERROR(IF(OR(S127=\"\",'Cost scenario - input'!$G112=\"\"),\"\",S127/'Cost scenario - input'!$G112),\"\")","v":""},{"$f":"IFERROR(IF(OR(T127=\"\",'Cost scenario - input'!$G112=\"\"),\"\",T127/'Cost scenario - input'!$G112),\"\")","v":""},{"$f":"IFERROR(IF(OR(U127=\"\",'Cost scenario - input'!$G112=\"\"),\"\",U127/'Cost scenario - input'!$G112),\"\")","v":""},{"$f":"IFERROR(IF(OR(V127=\"\",'Cost scenario - input'!$G112=\"\"),\"\",V127/'Cost scenario - input'!$G112),\"\")","v":""},{"$f":"IFERROR(IF(OR(W127=\"\",'Cost scenario - input'!$G112=\"\"),\"\",W127/'Cost scenario - input'!$G112),\"\")","v":""}]
[{"$f":"IFERROR('Cost scenario - input'!A113,\"\")","v":""},{"$f":"IFERROR('Cost scenario - input'!B113,\"\")","v":""},{"$f":"IFERROR('Cost scenario - input'!C113,\"\")","v":""},{"$f":"IFERROR(repcalc('Cost scenario - input'!$CY113:$GK113,'Cost scenario - input'!$J113,'Cost scenario - input'!$H113,'Cost scenario - input'!$I113,20,TRUE,TRUE),\"\")","v":""},"","","","","","","","","","","","","","","","","","","",{"$f":"IFERROR(IF(OR(D128=\"\",'Cost scenario - input'!$G113=\"\"),\"\",D128/'Cost scenario - input'!$G113),\"\")","v":""},{"$f":"IFERROR(IF(OR(E128=\"\",'Cost scenario - input'!$G113=\"\"),\"\",E128/'Cost scenario - input'!$G113),\"\")","v":""},{"$f":"IFERROR(IF(OR(F128=\"\",'Cost scenario - input'!$G113=\"\"),\"\",F128/'Cost scenario - input'!$G113),\"\")","v":""},{"$f":"IFERROR(IF(OR(G128=\"\",'Cost scenario - input'!$G113=\"\"),\"\",G128/'Cost scenario - input'!$G113),\"\")","v":""},{"$f":"IFERROR(IF(OR(H128=\"\",'Cost scenario - input'!$G113=\"\"),\"\",H128/'Cost scenario - input'!$G113),\"\")","v":""},{"$f":"IFERROR(IF(OR(I128=\"\",'Cost scenario - input'!$G113=\"\"),\"\",I128/'Cost scenario - input'!$G113),\"\")","v":""},{"$f":"IFERROR(IF(OR(J128=\"\",'Cost scenario - input'!$G113=\"\"),\"\",J128/'Cost scenario - input'!$G113),\"\")","v":""},{"$f":"IFERROR(IF(OR(K128=\"\",'Cost scenario - input'!$G113=\"\"),\"\",K128/'Cost scenario - input'!$G113),\"\")","v":""},{"$f":"IFERROR(IF(OR(L128=\"\",'Cost scenario - input'!$G113=\"\"),\"\",L128/'Cost scenario - input'!$G113),\"\")","v":""},{"$f":"IFERROR(IF(OR(M128=\"\",'Cost scenario - input'!$G113=\"\"),\"\",M128/'Cost scenario - input'!$G113),\"\")","v":""},{"$f":"IFERROR(IF(OR(N128=\"\",'Cost scenario - input'!$G113=\"\"),\"\",N128/'Cost scenario - input'!$G113),\"\")","v":""},{"$f":"IFERROR(IF(OR(O128=\"\",'Cost scenario - input'!$G113=\"\"),\"\",O128/'Cost scenario - input'!$G113),\"\")","v":""},{"$f":"IFERROR(IF(OR(P128=\"\",'Cost scenario - input'!$G113=\"\"),\"\",P128/'Cost scenario - input'!$G113),\"\")","v":""},{"$f":"IFERROR(IF(OR(Q128=\"\",'Cost scenario - input'!$G113=\"\"),\"\",Q128/'Cost scenario - input'!$G113),\"\")","v":""},{"$f":"IFERROR(IF(OR(R128=\"\",'Cost scenario - input'!$G113=\"\"),\"\",R128/'Cost scenario - input'!$G113),\"\")","v":""},{"$f":"IFERROR(IF(OR(S128=\"\",'Cost scenario - input'!$G113=\"\"),\"\",S128/'Cost scenario - input'!$G113),\"\")","v":""},{"$f":"IFERROR(IF(OR(T128=\"\",'Cost scenario - input'!$G113=\"\"),\"\",T128/'Cost scenario - input'!$G113),\"\")","v":""},{"$f":"IFERROR(IF(OR(U128=\"\",'Cost scenario - input'!$G113=\"\"),\"\",U128/'Cost scenario - input'!$G113),\"\")","v":""},{"$f":"IFERROR(IF(OR(V128=\"\",'Cost scenario - input'!$G113=\"\"),\"\",V128/'Cost scenario - input'!$G113),\"\")","v":""},{"$f":"IFERROR(IF(OR(W128=\"\",'Cost scenario - input'!$G113=\"\"),\"\",W128/'Cost scenario - input'!$G113),\"\")","v":""}]
[{"$f":"IFERROR('Cost scenario - input'!A114,\"\")","v":""},{"$f":"IFERROR('Cost scenario - input'!B114,\"\")","v":""},{"$f":"IFERROR('Cost scenario - input'!C114,\"\")","v":""},{"$f":"IFERROR(repcalc('Cost scenario - input'!$CY114:$GK114,'Cost scenario - input'!$J114,'Cost scenario - input'!$H114,'Cost scenario - input'!$I114,20,TRUE,TRUE),\"\")","v":""},"","","","","","","","","","","","","","","","","","","",{"$f":"IFERROR(IF(OR(D129=\"\",'Cost scenario - input'!$G114=\"\"),\"\",D129/'Cost scenario - input'!$G114),\"\")","v":""},{"$f":"IFERROR(IF(OR(E129=\"\",'Cost scenario - input'!$G114=\"\"),\"\",E129/'Cost scenario - input'!$G114),\"\")","v":""},{"$f":"IFERROR(IF(OR(F129=\"\",'Cost scenario - input'!$G114=\"\"),\"\",F129/'Cost scenario - input'!$G114),\"\")","v":""},{"$f":"IFERROR(IF(OR(G129=\"\",'Cost scenario - input'!$G114=\"\"),\"\",G129/'Cost scenario - input'!$G114),\"\")","v":""},{"$f":"IFERROR(IF(OR(H129=\"\",'Cost scenario - input'!$G114=\"\"),\"\",H129/'Cost scenario - input'!$G114),\"\")","v":""},{"$f":"IFERROR(IF(OR(I129=\"\",'Cost scenario - input'!$G114=\"\"),\"\",I129/'Cost scenario - input'!$G114),\"\")","v":""},{"$f":"IFERROR(IF(OR(J129=\"\",'Cost scenario - input'!$G114=\"\"),\"\",J129/'Cost scenario - input'!$G114),\"\")","v":""},{"$f":"IFERROR(IF(OR(K129=\"\",'Cost scenario - input'!$G114=\"\"),\"\",K129/'Cost scenario - input'!$G114),\"\")","v":""},{"$f":"IFERROR(IF(OR(L129=\"\",'Cost scenario - input'!$G114=\"\"),\"\",L129/'Cost scenario - input'!$G114),\"\")","v":""},{"$f":"IFERROR(IF(OR(M129=\"\",'Cost scenario - input'!$G114=\"\"),\"\",M129/'Cost scenario - input'!$G114),\"\")","v":""},{"$f":"IFERROR(IF(OR(N129=\"\",'Cost scenario - input'!$G114=\"\"),\"\",N129/'Cost scenario - input'!$G114),\"\")","v":""},{"$f":"IFERROR(IF(OR(O129=\"\",'Cost scenario - input'!$G114=\"\"),\"\",O129/'Cost scenario - input'!$G114),\"\")","v":""},{"$f":"IFERROR(IF(OR(P129=\"\",'Cost scenario - input'!$G114=\"\"),\"\",P129/'Cost scenario - input'!$G114),\"\")","v":""},{"$f":"IFERROR(IF(OR(Q129=\"\",'Cost scenario - input'!$G114=\"\"),\"\",Q129/'Cost scenario - input'!$G114),\"\")","v":""},{"$f":"IFERROR(IF(OR(R129=\"\",'Cost scenario - input'!$G114=\"\"),\"\",R129/'Cost scenario - input'!$G114),\"\")","v":""},{"$f":"IFERROR(IF(OR(S129=\"\",'Cost scenario - input'!$G114=\"\"),\"\",S129/'Cost scenario - input'!$G114),\"\")","v":""},{"$f":"IFERROR(IF(OR(T129=\"\",'Cost scenario - input'!$G114=\"\"),\"\",T129/'Cost scenario - input'!$G114),\"\")","v":""},{"$f":"IFERROR(IF(OR(U129=\"\",'Cost scenario - input'!$G114=\"\"),\"\",U129/'Cost scenario - input'!$G114),\"\")","v":""},{"$f":"IFERROR(IF(OR(V129=\"\",'Cost scenario - input'!$G114=\"\"),\"\",V129/'Cost scenario - input'!$G114),\"\")","v":""},{"$f":"IFERROR(IF(OR(W129=\"\",'Cost scenario - input'!$G114=\"\"),\"\",W129/'Cost scenario - input'!$G114),\"\")","v":""}]
[{"$f":"IFERROR('Cost scenario - input'!A115,\"\")","v":""},{"$f":"IFERROR('Cost scenario - input'!B115,\"\")","v":""},{"$f":"IFERROR('Cost scenario - input'!C115,\"\")","v":""},{"$f":"IFERROR(repcalc('Cost scenario - input'!$CY115:$GK115,'Cost scenario - input'!$J115,'Cost scenario - input'!$H115,'Cost scenario - input'!$I115,20,TRUE,TRUE),\"\")","v":""},"","","","","","","","","","","","","","","","","","","",{"$f":"IFERROR(IF(OR(D130=\"\",'Cost scenario - input'!$G115=\"\"),\"\",D130/'Cost scenario - input'!$G115),\"\")","v":""},{"$f":"IFERROR(IF(OR(E130=\"\",'Cost scenario - input'!$G115=\"\"),\"\",E130/'Cost scenario - input'!$G115),\"\")","v":""},{"$f":"IFERROR(IF(OR(F130=\"\",'Cost scenario - input'!$G115=\"\"),\"\",F130/'Cost scenario - input'!$G115),\"\")","v":""},{"$f":"IFERROR(IF(OR(G130=\"\",'Cost scenario - input'!$G115=\"\"),\"\",G130/'Cost scenario - input'!$G115),\"\")","v":""},{"$f":"IFERROR(IF(OR(H130=\"\",'Cost scenario - input'!$G115=\"\"),\"\",H130/'Cost scenario - input'!$G115),\"\")","v":""},{"$f":"IFERROR(IF(OR(I130=\"\",'Cost scenario - input'!$G115=\"\"),\"\",I130/'Cost scenario - input'!$G115),\"\")","v":""},{"$f":"IFERROR(IF(OR(J130=\"\",'Cost scenario - input'!$G115=\"\"),\"\",J130/'Cost scenario - input'!$G115),\"\")","v":""},{"$f":"IFERROR(IF(OR(K130=\"\",'Cost scenario - input'!$G115=\"\"),\"\",K130/'Cost scenario - input'!$G115),\"\")","v":""},{"$f":"IFERROR(IF(OR(L130=\"\",'Cost scenario - input'!$G115=\"\"),\"\",L130/'Cost scenario - input'!$G115),\"\")","v":""},{"$f":"IFERROR(IF(OR(M130=\"\",'Cost scenario - input'!$G115=\"\"),\"\",M130/'Cost scenario - input'!$G115),\"\")","v":""},{"$f":"IFERROR(IF(OR(N130=\"\",'Cost scenario - input'!$G115=\"\"),\"\",N130/'Cost scenario - input'!$G115),\"\")","v":""},{"$f":"IFERROR(IF(OR(O130=\"\",'Cost scenario - input'!$G115=\"\"),\"\",O130/'Cost scenario - input'!$G115),\"\")","v":""},{"$f":"IFERROR(IF(OR(P130=\"\",'Cost scenario - input'!$G115=\"\"),\"\",P130/'Cost scenario - input'!$G115),\"\")","v":""},{"$f":"IFERROR(IF(OR(Q130=\"\",'Cost scenario - input'!$G115=\"\"),\"\",Q130/'Cost scenario - input'!$G115),\"\")","v":""},{"$f":"IFERROR(IF(OR(R130=\"\",'Cost scenario - input'!$G115=\"\"),\"\",R130/'Cost scenario - input'!$G115),\"\")","v":""},{"$f":"IFERROR(IF(OR(S130=\"\",'Cost scenario - input'!$G115=\"\"),\"\",S130/'Cost scenario - input'!$G115),\"\")","v":""},{"$f":"IFERROR(IF(OR(T130=\"\",'Cost scenario - input'!$G115=\"\"),\"\",T130/'Cost scenario - input'!$G115),\"\")","v":""},{"$f":"IFERROR(IF(OR(U130=\"\",'Cost scenario - input'!$G115=\"\"),\"\",U130/'Cost scenario - input'!$G115),\"\")","v":""},{"$f":"IFERROR(IF(OR(V130=\"\",'Cost scenario - input'!$G115=\"\"),\"\",V130/'Cost scenario - input'!$G115),\"\")","v":""},{"$f":"IFERROR(IF(OR(W130=\"\",'Cost scenario - input'!$G115=\"\"),\"\",W130/'Cost scenario - input'!$G115),\"\")","v":""}]
[{"$f":"IFERROR('Cost scenario - input'!A116,\"\")","v":""},{"$f":"IFERROR('Cost scenario - input'!B116,\"\")","v":""},{"$f":"IFERROR('Cost scenario - input'!C116,\"\")","v":""},{"$f":"IFERROR(repcalc('Cost scenario - input'!$CY116:$GK116,'Cost scenario - input'!$J116,'Cost scenario - input'!$H116,'Cost scenario - input'!$I116,20,TRUE,TRUE),\"\")","v":""},"","","","","","","","","","","","","","","","","","","",{"$f":"IFERROR(IF(OR(D131=\"\",'Cost scenario - input'!$G116=\"\"),\"\",D131/'Cost scenario - input'!$G116),\"\")","v":""},{"$f":"IFERROR(IF(OR(E131=\"\",'Cost scenario - input'!$G116=\"\"),\"\",E131/'Cost scenario - input'!$G116),\"\")","v":""},{"$f":"IFERROR(IF(OR(F131=\"\",'Cost scenario - input'!$G116=\"\"),\"\",F131/'Cost scenario - input'!$G116),\"\")","v":""},{"$f":"IFERROR(IF(OR(G131=\"\",'Cost scenario - input'!$G116=\"\"),\"\",G131/'Cost scenario - input'!$G116),\"\")","v":""},{"$f":"IFERROR(IF(OR(H131=\"\",'Cost scenario - input'!$G116=\"\"),\"\",H131/'Cost scenario - input'!$G116),\"\")","v":""},{"$f":"IFERROR(IF(OR(I131=\"\",'Cost scenario - input'!$G116=\"\"),\"\",I131/'Cost scenario - input'!$G116),\"\")","v":""},{"$f":"IFERROR(IF(OR(J131=\"\",'Cost scenario - input'!$G116=\"\"),\"\",J131/'Cost scenario - input'!$G116),\"\")","v":""},{"$f":"IFERROR(IF(OR(K131=\"\",'Cost scenario - input'!$G116=\"\"),\"\",K131/'Cost scenario - input'!$G116),\"\")","v":""},{"$f":"IFERROR(IF(OR(L131=\"\",'Cost scenario - input'!$G116=\"\"),\"\",L131/'Cost scenario - input'!$G116),\"\")","v":""},{"$f":"IFERROR(IF(OR(M131=\"\",'Cost scenario - input'!$G116=\"\"),\"\",M131/'Cost scenario - input'!$G116),\"\")","v":""},{"$f":"IFERROR(IF(OR(N131=\"\",'Cost scenario - input'!$G116=\"\"),\"\",N131/'Cost scenario - input'!$G116),\"\")","v":""},{"$f":"IFERROR(IF(OR(O131=\"\",'Cost scenario - input'!$G116=\"\"),\"\",O131/'Cost scenario - input'!$G116),\"\")","v":""},{"$f":"IFERROR(IF(OR(P131=\"\",'Cost scenario - input'!$G116=\"\"),\"\",P131/'Cost scenario - input'!$G116),\"\")","v":""},{"$f":"IFERROR(IF(OR(Q131=\"\",'Cost scenario - input'!$G116=\"\"),\"\",Q131/'Cost scenario - input'!$G116),\"\")","v":""},{"$f":"IFERROR(IF(OR(R131=\"\",'Cost scenario - input'!$G116=\"\"),\"\",R131/'Cost scenario - input'!$G116),\"\")","v":""},{"$f":"IFERROR(IF(OR(S131=\"\",'Cost scenario - input'!$G116=\"\"),\"\",S131/'Cost scenario - input'!$G116),\"\")","v":""},{"$f":"IFERROR(IF(OR(T131=\"\",'Cost scenario - input'!$G116=\"\"),\"\",T131/'Cost scenario - input'!$G116),\"\")","v":""},{"$f":"IFERROR(IF(OR(U131=\"\",'Cost scenario - input'!$G116=\"\"),\"\",U131/'Cost scenario - input'!$G116),\"\")","v":""},{"$f":"IFERROR(IF(OR(V131=\"\",'Cost scenario - input'!$G116=\"\"),\"\",V131/'Cost scenario - input'!$G116),\"\")","v":""},{"$f":"IFERROR(IF(OR(W131=\"\",'Cost scenario - input'!$G116=\"\"),\"\",W131/'Cost scenario - input'!$G116),\"\")","v":""}]
[{"$f":"IFERROR('Cost scenario - input'!A117,\"\")","v":""},{"$f":"IFERROR('Cost scenario - input'!B117,\"\")","v":""},{"$f":"IFERROR('Cost scenario - input'!C117,\"\")","v":""},{"$f":"IFERROR(repcalc('Cost scenario - input'!$CY117:$GK117,'Cost scenario - input'!$J117,'Cost scenario - input'!$H117,'Cost scenario - input'!$I117,20,TRUE,TRUE),\"\")","v":""},"","","","","","","","","","","","","","","","","","","",{"$f":"IFERROR(IF(OR(D132=\"\",'Cost scenario - input'!$G117=\"\"),\"\",D132/'Cost scenario - input'!$G117),\"\")","v":""},{"$f":"IFERROR(IF(OR(E132=\"\",'Cost scenario - input'!$G117=\"\"),\"\",E132/'Cost scenario - input'!$G117),\"\")","v":""},{"$f":"IFERROR(IF(OR(F132=\"\",'Cost scenario - input'!$G117=\"\"),\"\",F132/'Cost scenario - input'!$G117),\"\")","v":""},{"$f":"IFERROR(IF(OR(G132=\"\",'Cost scenario - input'!$G117=\"\"),\"\",G132/'Cost scenario - input'!$G117),\"\")","v":""},{"$f":"IFERROR(IF(OR(H132=\"\",'Cost scenario - input'!$G117=\"\"),\"\",H132/'Cost scenario - input'!$G117),\"\")","v":""},{"$f":"IFERROR(IF(OR(I132=\"\",'Cost scenario - input'!$G117=\"\"),\"\",I132/'Cost scenario - input'!$G117),\"\")","v":""},{"$f":"IFERROR(IF(OR(J132=\"\",'Cost scenario - input'!$G117=\"\"),\"\",J132/'Cost scenario - input'!$G117),\"\")","v":""},{"$f":"IFERROR(IF(OR(K132=\"\",'Cost scenario - input'!$G117=\"\"),\"\",K132/'Cost scenario - input'!$G117),\"\")","v":""},{"$f":"IFERROR(IF(OR(L132=\"\",'Cost scenario - input'!$G117=\"\"),\"\",L132/'Cost scenario - input'!$G117),\"\")","v":""},{"$f":"IFERROR(IF(OR(M132=\"\",'Cost scenario - input'!$G117=\"\"),\"\",M132/'Cost scenario - input'!$G117),\"\")","v":""},{"$f":"IFERROR(IF(OR(N132=\"\",'Cost scenario - input'!$G117=\"\"),\"\",N132/'Cost scenario - input'!$G117),\"\")","v":""},{"$f":"IFERROR(IF(OR(O132=\"\",'Cost scenario - input'!$G117=\"\"),\"\",O132/'Cost scenario - input'!$G117),\"\")","v":""},{"$f":"IFERROR(IF(OR(P132=\"\",'Cost scenario - input'!$G117=\"\"),\"\",P132/'Cost scenario - input'!$G117),\"\")","v":""},{"$f":"IFERROR(IF(OR(Q132=\"\",'Cost scenario - input'!$G117=\"\"),\"\",Q132/'Cost scenario - input'!$G117),\"\")","v":""},{"$f":"IFERROR(IF(OR(R132=\"\",'Cost scenario - input'!$G117=\"\"),\"\",R132/'Cost scenario - input'!$G117),\"\")","v":""},{"$f":"IFERROR(IF(OR(S132=\"\",'Cost scenario - input'!$G117=\"\"),\"\",S132/'Cost scenario - input'!$G117),\"\")","v":""},{"$f":"IFERROR(IF(OR(T132=\"\",'Cost scenario - input'!$G117=\"\"),\"\",T132/'Cost scenario - input'!$G117),\"\")","v":""},{"$f":"IFERROR(IF(OR(U132=\"\",'Cost scenario - input'!$G117=\"\"),\"\",U132/'Cost scenario - input'!$G117),\"\")","v":""},{"$f":"IFERROR(IF(OR(V132=\"\",'Cost scenario - input'!$G117=\"\"),\"\",V132/'Cost scenario - input'!$G117),\"\")","v":""},{"$f":"IFERROR(IF(OR(W132=\"\",'Cost scenario - input'!$G117=\"\"),\"\",W132/'Cost scenario - input'!$G117),\"\")","v":""}]
[{"$f":"IFERROR('Cost scenario - input'!A118,\"\")","v":""},{"$f":"IFERROR('Cost scenario - input'!B118,\"\")","v":""},{"$f":"IFERROR('Cost scenario - input'!C118,\"\")","v":""},{"$f":"IFERROR(repcalc('Cost scenario - input'!$CY118:$GK118,'Cost scenario - input'!$J118,'Cost scenario - input'!$H118,'Cost scenario - input'!$I118,20,TRUE,TRUE),\"\")","v":""},"","","","","","","","","","","","","","","","","","","",{"$f":"IFERROR(IF(OR(D133=\"\",'Cost scenario - input'!$G118=\"\"),\"\",D133/'Cost scenario - input'!$G118),\"\")","v":""},{"$f":"IFERROR(IF(OR(E133=\"\",'Cost scenario - input'!$G118=\"\"),\"\",E133/'Cost scenario - input'!$G118),\"\")","v":""},{"$f":"IFERROR(IF(OR(F133=\"\",'Cost scenario - input'!$G118=\"\"),\"\",F133/'Cost scenario - input'!$G118),\"\")","v":""},{"$f":"IFERROR(IF(OR(G133=\"\",'Cost scenario - input'!$G118=\"\"),\"\",G133/'Cost scenario - input'!$G118),\"\")","v":""},{"$f":"IFERROR(IF(OR(H133=\"\",'Cost scenario - input'!$G118=\"\"),\"\",H133/'Cost scenario - input'!$G118),\"\")","v":""},{"$f":"IFERROR(IF(OR(I133=\"\",'Cost scenario - input'!$G118=\"\"),\"\",I133/'Cost scenario - input'!$G118),\"\")","v":""},{"$f":"IFERROR(IF(OR(J133=\"\",'Cost scenario - input'!$G118=\"\"),\"\",J133/'Cost scenario - input'!$G118),\"\")","v":""},{"$f":"IFERROR(IF(OR(K133=\"\",'Cost scenario - input'!$G118=\"\"),\"\",K133/'Cost scenario - input'!$G118),\"\")","v":""},{"$f":"IFERROR(IF(OR(L133=\"\",'Cost scenario - input'!$G118=\"\"),\"\",L133/'Cost scenario - input'!$G118),\"\")","v":""},{"$f":"IFERROR(IF(OR(M133=\"\",'Cost scenario - input'!$G118=\"\"),\"\",M133/'Cost scenario - input'!$G118),\"\")","v":""},{"$f":"IFERROR(IF(OR(N133=\"\",'Cost scenario - input'!$G118=\"\"),\"\",N133/'Cost scenario - input'!$G118),\"\")","v":""},{"$f":"IFERROR(IF(OR(O133=\"\",'Cost scenario - input'!$G118=\"\"),\"\",O133/'Cost scenario - input'!$G118),\"\")","v":""},{"$f":"IFERROR(IF(OR(P133=\"\",'Cost scenario - input'!$G118=\"\"),\"\",P133/'Cost scenario - input'!$G118),\"\")","v":""},{"$f":"IFERROR(IF(OR(Q133=\"\",'Cost scenario - input'!$G118=\"\"),\"\",Q133/'Cost scenario - input'!$G118),\"\")","v":""},{"$f":"IFERROR(IF(OR(R133=\"\",'Cost scenario - input'!$G118=\"\"),\"\",R133/'Cost scenario - input'!$G118),\"\")","v":""},{"$f":"IFERROR(IF(OR(S133=\"\",'Cost scenario - input'!$G118=\"\"),\"\",S133/'Cost scenario - input'!$G118),\"\")","v":""},{"$f":"IFERROR(IF(OR(T133=\"\",'Cost scenario - input'!$G118=\"\"),\"\",T133/'Cost scenario - input'!$G118),\"\")","v":""},{"$f":"IFERROR(IF(OR(U133=\"\",'Cost scenario - input'!$G118=\"\"),\"\",U133/'Cost scenario - input'!$G118),\"\")","v":""},{"$f":"IFERROR(IF(OR(V133=\"\",'Cost scenario - input'!$G118=\"\"),\"\",V133/'Cost scenario - input'!$G118),\"\")","v":""},{"$f":"IFERROR(IF(OR(W133=\"\",'Cost scenario - input'!$G118=\"\"),\"\",W133/'Cost scenario - input'!$G118),\"\")","v":""}]
[{"$f":"IFERROR('Cost scenario - input'!A119,\"\")","v":""},{"$f":"IFERROR('Cost scenario - input'!B119,\"\")","v":""},{"$f":"IFERROR('Cost scenario - input'!C119,\"\")","v":""},{"$f":"IFERROR(repcalc('Cost scenario - input'!$CY119:$GK119,'Cost scenario - input'!$J119,'Cost scenario - input'!$H119,'Cost scenario - input'!$I119,20,TRUE,TRUE),\"\")","v":""},"","","","","","","","","","","","","","","","","","","",{"$f":"IFERROR(IF(OR(D134=\"\",'Cost scenario - input'!$G119=\"\"),\"\",D134/'Cost scenario - input'!$G119),\"\")","v":""},{"$f":"IFERROR(IF(OR(E134=\"\",'Cost scenario - input'!$G119=\"\"),\"\",E134/'Cost scenario - input'!$G119),\"\")","v":""},{"$f":"IFERROR(IF(OR(F134=\"\",'Cost scenario - input'!$G119=\"\"),\"\",F134/'Cost scenario - input'!$G119),\"\")","v":""},{"$f":"IFERROR(IF(OR(G134=\"\",'Cost scenario - input'!$G119=\"\"),\"\",G134/'Cost scenario - input'!$G119),\"\")","v":""},{"$f":"IFERROR(IF(OR(H134=\"\",'Cost scenario - input'!$G119=\"\"),\"\",H134/'Cost scenario - input'!$G119),\"\")","v":""},{"$f":"IFERROR(IF(OR(I134=\"\",'Cost scenario - input'!$G119=\"\"),\"\",I134/'Cost scenario - input'!$G119),\"\")","v":""},{"$f":"IFERROR(IF(OR(J134=\"\",'Cost scenario - input'!$G119=\"\"),\"\",J134/'Cost scenario - input'!$G119),\"\")","v":""},{"$f":"IFERROR(IF(OR(K134=\"\",'Cost scenario - input'!$G119=\"\"),\"\",K134/'Cost scenario - input'!$G119),\"\")","v":""},{"$f":"IFERROR(IF(OR(L134=\"\",'Cost scenario - input'!$G119=\"\"),\"\",L134/'Cost scenario - input'!$G119),\"\")","v":""},{"$f":"IFERROR(IF(OR(M134=\"\",'Cost scenario - input'!$G119=\"\"),\"\",M134/'Cost scenario - input'!$G119),\"\")","v":""},{"$f":"IFERROR(IF(OR(N134=\"\",'Cost scenario - input'!$G119=\"\"),\"\",N134/'Cost scenario - input'!$G119),\"\")","v":""},{"$f":"IFERROR(IF(OR(O134=\"\",'Cost scenario - input'!$G119=\"\"),\"\",O134/'Cost scenario - input'!$G119),\"\")","v":""},{"$f":"IFERROR(IF(OR(P134=\"\",'Cost scenario - input'!$G119=\"\"),\"\",P134/'Cost scenario - input'!$G119),\"\")","v":""},{"$f":"IFERROR(IF(OR(Q134=\"\",'Cost scenario - input'!$G119=\"\"),\"\",Q134/'Cost scenario - input'!$G119),\"\")","v":""},{"$f":"IFERROR(IF(OR(R134=\"\",'Cost scenario - input'!$G119=\"\"),\"\",R134/'Cost scenario - input'!$G119),\"\")","v":""},{"$f":"IFERROR(IF(OR(S134=\"\",'Cost scenario - input'!$G119=\"\"),\"\",S134/'Cost scenario - input'!$G119),\"\")","v":""},{"$f":"IFERROR(IF(OR(T134=\"\",'Cost scenario - input'!$G119=\"\"),\"\",T134/'Cost scenario - input'!$G119),\"\")","v":""},{"$f":"IFERROR(IF(OR(U134=\"\",'Cost scenario - input'!$G119=\"\"),\"\",U134/'Cost scenario - input'!$G119),\"\")","v":""},{"$f":"IFERROR(IF(OR(V134=\"\",'Cost scenario - input'!$G119=\"\"),\"\",V134/'Cost scenario - input'!$G119),\"\")","v":""},{"$f":"IFERROR(IF(OR(W134=\"\",'Cost scenario - input'!$G119=\"\"),\"\",W134/'Cost scenario - input'!$G119),\"\")","v":""}]
[{"$f":"IFERROR('Cost scenario - input'!A120,\"\")","v":""},{"$f":"IFERROR('Cost scenario - input'!B120,\"\")","v":""},{"$f":"IFERROR('Cost scenario - input'!C120,\"\")","v":""},{"$f":"IFERROR(repcalc('Cost scenario - input'!$CY120:$GK120,'Cost scenario - input'!$J120,'Cost scenario - input'!$H120,'Cost scenario - input'!$I120,20,TRUE,TRUE),\"\")","v":""},"","","","","","","","","","","","","","","","","","","",{"$f":"IFERROR(IF(OR(D135=\"\",'Cost scenario - input'!$G120=\"\"),\"\",D135/'Cost scenario - input'!$G120),\"\")","v":""},{"$f":"IFERROR(IF(OR(E135=\"\",'Cost scenario - input'!$G120=\"\"),\"\",E135/'Cost scenario - input'!$G120),\"\")","v":""},{"$f":"IFERROR(IF(OR(F135=\"\",'Cost scenario - input'!$G120=\"\"),\"\",F135/'Cost scenario - input'!$G120),\"\")","v":""},{"$f":"IFERROR(IF(OR(G135=\"\",'Cost scenario - input'!$G120=\"\"),\"\",G135/'Cost scenario - input'!$G120),\"\")","v":""},{"$f":"IFERROR(IF(OR(H135=\"\",'Cost scenario - input'!$G120=\"\"),\"\",H135/'Cost scenario - input'!$G120),\"\")","v":""},{"$f":"IFERROR(IF(OR(I135=\"\",'Cost scenario - input'!$G120=\"\"),\"\",I135/'Cost scenario - input'!$G120),\"\")","v":""},{"$f":"IFERROR(IF(OR(J135=\"\",'Cost scenario - input'!$G120=\"\"),\"\",J135/'Cost scenario - input'!$G120),\"\")","v":""},{"$f":"IFERROR(IF(OR(K135=\"\",'Cost scenario - input'!$G120=\"\"),\"\",K135/'Cost scenario - input'!$G120),\"\")","v":""},{"$f":"IFERROR(IF(OR(L135=\"\",'Cost scenario - input'!$G120=\"\"),\"\",L135/'Cost scenario - input'!$G120),\"\")","v":""},{"$f":"IFERROR(IF(OR(M135=\"\",'Cost scenario - input'!$G120=\"\"),\"\",M135/'Cost scenario - input'!$G120),\"\")","v":""},{"$f":"IFERROR(IF(OR(N135=\"\",'Cost scenario - input'!$G120=\"\"),\"\",N135/'Cost scenario - input'!$G120),\"\")","v":""},{"$f":"IFERROR(IF(OR(O135=\"\",'Cost scenario - input'!$G120=\"\"),\"\",O135/'Cost scenario - input'!$G120),\"\")","v":""},{"$f":"IFERROR(IF(OR(P135=\"\",'Cost scenario - input'!$G120=\"\"),\"\",P135/'Cost scenario - input'!$G120),\"\")","v":""},{"$f":"IFERROR(IF(OR(Q135=\"\",'Cost scenario - input'!$G120=\"\"),\"\",Q135/'Cost scenario - input'!$G120),\"\")","v":""},{"$f":"IFERROR(IF(OR(R135=\"\",'Cost scenario - input'!$G120=\"\"),\"\",R135/'Cost scenario - input'!$G120),\"\")","v":""},{"$f":"IFERROR(IF(OR(S135=\"\",'Cost scenario - input'!$G120=\"\"),\"\",S135/'Cost scenario - input'!$G120),\"\")","v":""},{"$f":"IFERROR(IF(OR(T135=\"\",'Cost scenario - input'!$G120=\"\"),\"\",T135/'Cost scenario - input'!$G120),\"\")","v":""},{"$f":"IFERROR(IF(OR(U135=\"\",'Cost scenario - input'!$G120=\"\"),\"\",U135/'Cost scenario - input'!$G120),\"\")","v":""},{"$f":"IFERROR(IF(OR(V135=\"\",'Cost scenario - input'!$G120=\"\"),\"\",V135/'Cost scenario - input'!$G120),\"\")","v":""},{"$f":"IFERROR(IF(OR(W135=\"\",'Cost scenario - input'!$G120=\"\"),\"\",W135/'Cost scenario - input'!$G120),\"\")","v":""}]
[{"$f":"IFERROR('Cost scenario - input'!A121,\"\")","v":""},{"$f":"IFERROR('Cost scenario - input'!B121,\"\")","v":""},{"$f":"IFERROR('Cost scenario - input'!C121,\"\")","v":""},{"$f":"IFERROR(repcalc('Cost scenario - input'!$CY121:$GK121,'Cost scenario - input'!$J121,'Cost scenario - input'!$H121,'Cost scenario - input'!$I121,20,TRUE,TRUE),\"\")","v":""},"","","","","","","","","","","","","","","","","","","",{"$f":"IFERROR(IF(OR(D136=\"\",'Cost scenario - input'!$G121=\"\"),\"\",D136/'Cost scenario - input'!$G121),\"\")","v":""},{"$f":"IFERROR(IF(OR(E136=\"\",'Cost scenario - input'!$G121=\"\"),\"\",E136/'Cost scenario - input'!$G121),\"\")","v":""},{"$f":"IFERROR(IF(OR(F136=\"\",'Cost scenario - input'!$G121=\"\"),\"\",F136/'Cost scenario - input'!$G121),\"\")","v":""},{"$f":"IFERROR(IF(OR(G136=\"\",'Cost scenario - input'!$G121=\"\"),\"\",G136/'Cost scenario - input'!$G121),\"\")","v":""},{"$f":"IFERROR(IF(OR(H136=\"\",'Cost scenario - input'!$G121=\"\"),\"\",H136/'Cost scenario - input'!$G121),\"\")","v":""},{"$f":"IFERROR(IF(OR(I136=\"\",'Cost scenario - input'!$G121=\"\"),\"\",I136/'Cost scenario - input'!$G121),\"\")","v":""},{"$f":"IFERROR(IF(OR(J136=\"\",'Cost scenario - input'!$G121=\"\"),\"\",J136/'Cost scenario - input'!$G121),\"\")","v":""},{"$f":"IFERROR(IF(OR(K136=\"\",'Cost scenario - input'!$G121=\"\"),\"\",K136/'Cost scenario - input'!$G121),\"\")","v":""},{"$f":"IFERROR(IF(OR(L136=\"\",'Cost scenario - input'!$G121=\"\"),\"\",L136/'Cost scenario - input'!$G121),\"\")","v":""},{"$f":"IFERROR(IF(OR(M136=\"\",'Cost scenario - input'!$G121=\"\"),\"\",M136/'Cost scenario - input'!$G121),\"\")","v":""},{"$f":"IFERROR(IF(OR(N136=\"\",'Cost scenario - input'!$G121=\"\"),\"\",N136/'Cost scenario - input'!$G121),\"\")","v":""},{"$f":"IFERROR(IF(OR(O136=\"\",'Cost scenario - input'!$G121=\"\"),\"\",O136/'Cost scenario - input'!$G121),\"\")","v":""},{"$f":"IFERROR(IF(OR(P136=\"\",'Cost scenario - input'!$G121=\"\"),\"\",P136/'Cost scenario - input'!$G121),\"\")","v":""},{"$f":"IFERROR(IF(OR(Q136=\"\",'Cost scenario - input'!$G121=\"\"),\"\",Q136/'Cost scenario - input'!$G121),\"\")","v":""},{"$f":"IFERROR(IF(OR(R136=\"\",'Cost scenario - input'!$G121=\"\"),\"\",R136/'Cost scenario - input'!$G121),\"\")","v":""},{"$f":"IFERROR(IF(OR(S136=\"\",'Cost scenario - input'!$G121=\"\"),\"\",S136/'Cost scenario - input'!$G121),\"\")","v":""},{"$f":"IFERROR(IF(OR(T136=\"\",'Cost scenario - input'!$G121=\"\"),\"\",T136/'Cost scenario - input'!$G121),\"\")","v":""},{"$f":"IFERROR(IF(OR(U136=\"\",'Cost scenario - input'!$G121=\"\"),\"\",U136/'Cost scenario - input'!$G121),\"\")","v":""},{"$f":"IFERROR(IF(OR(V136=\"\",'Cost scenario - input'!$G121=\"\"),\"\",V136/'Cost scenario - input'!$G121),\"\")","v":""},{"$f":"IFERROR(IF(OR(W136=\"\",'Cost scenario - input'!$G121=\"\"),\"\",W136/'Cost scenario - input'!$G121),\"\")","v":""}]
[{"$f":"IFERROR('Cost scenario - input'!A122,\"\")","v":""},{"$f":"IFERROR('Cost scenario - input'!B122,\"\")","v":""},{"$f":"IFERROR('Cost scenario - input'!C122,\"\")","v":""},{"$f":"IFERROR(repcalc('Cost scenario - input'!$CY122:$GK122,'Cost scenario - input'!$J122,'Cost scenario - input'!$H122,'Cost scenario - input'!$I122,20,TRUE,TRUE),\"\")","v":""},"","","","","","","","","","","","","","","","","","","",{"$f":"IFERROR(IF(OR(D137=\"\",'Cost scenario - input'!$G122=\"\"),\"\",D137/'Cost scenario - input'!$G122),\"\")","v":""},{"$f":"IFERROR(IF(OR(E137=\"\",'Cost scenario - input'!$G122=\"\"),\"\",E137/'Cost scenario - input'!$G122),\"\")","v":""},{"$f":"IFERROR(IF(OR(F137=\"\",'Cost scenario - input'!$G122=\"\"),\"\",F137/'Cost scenario - input'!$G122),\"\")","v":""},{"$f":"IFERROR(IF(OR(G137=\"\",'Cost scenario - input'!$G122=\"\"),\"\",G137/'Cost scenario - input'!$G122),\"\")","v":""},{"$f":"IFERROR(IF(OR(H137=\"\",'Cost scenario - input'!$G122=\"\"),\"\",H137/'Cost scenario - input'!$G122),\"\")","v":""},{"$f":"IFERROR(IF(OR(I137=\"\",'Cost scenario - input'!$G122=\"\"),\"\",I137/'Cost scenario - input'!$G122),\"\")","v":""},{"$f":"IFERROR(IF(OR(J137=\"\",'Cost scenario - input'!$G122=\"\"),\"\",J137/'Cost scenario - input'!$G122),\"\")","v":""},{"$f":"IFERROR(IF(OR(K137=\"\",'Cost scenario - input'!$G122=\"\"),\"\",K137/'Cost scenario - input'!$G122),\"\")","v":""},{"$f":"IFERROR(IF(OR(L137=\"\",'Cost scenario - input'!$G122=\"\"),\"\",L137/'Cost scenario - input'!$G122),\"\")","v":""},{"$f":"IFERROR(IF(OR(M137=\"\",'Cost scenario - input'!$G122=\"\"),\"\",M137/'Cost scenario - input'!$G122),\"\")","v":""},{"$f":"IFERROR(IF(OR(N137=\"\",'Cost scenario - input'!$G122=\"\"),\"\",N137/'Cost scenario - input'!$G122),\"\")","v":""},{"$f":"IFERROR(IF(OR(O137=\"\",'Cost scenario - input'!$G122=\"\"),\"\",O137/'Cost scenario - input'!$G122),\"\")","v":""},{"$f":"IFERROR(IF(OR(P137=\"\",'Cost scenario - input'!$G122=\"\"),\"\",P137/'Cost scenario - input'!$G122),\"\")","v":""},{"$f":"IFERROR(IF(OR(Q137=\"\",'Cost scenario - input'!$G122=\"\"),\"\",Q137/'Cost scenario - input'!$G122),\"\")","v":""},{"$f":"IFERROR(IF(OR(R137=\"\",'Cost scenario - input'!$G122=\"\"),\"\",R137/'Cost scenario - input'!$G122),\"\")","v":""},{"$f":"IFERROR(IF(OR(S137=\"\",'Cost scenario - input'!$G122=\"\"),\"\",S137/'Cost scenario - input'!$G122),\"\")","v":""},{"$f":"IFERROR(IF(OR(T137=\"\",'Cost scenario - input'!$G122=\"\"),\"\",T137/'Cost scenario - input'!$G122),\"\")","v":""},{"$f":"IFERROR(IF(OR(U137=\"\",'Cost scenario - input'!$G122=\"\"),\"\",U137/'Cost scenario - input'!$G122),\"\")","v":""},{"$f":"IFERROR(IF(OR(V137=\"\",'Cost scenario - input'!$G122=\"\"),\"\",V137/'Cost scenario - input'!$G122),\"\")","v":""},{"$f":"IFERROR(IF(OR(W137=\"\",'Cost scenario - input'!$G122=\"\"),\"\",W137/'Cost scenario - input'!$G122),\"\")","v":""}]
[{"$f":"IFERROR('Cost scenario - input'!A123,\"\")","v":""},{"$f":"IFERROR('Cost scenario - input'!B123,\"\")","v":""},{"$f":"IFERROR('Cost scenario - input'!C123,\"\")","v":""},{"$f":"IFERROR(repcalc('Cost scenario - input'!$CY123:$GK123,'Cost scenario - input'!$J123,'Cost scenario - input'!$H123,'Cost scenario - input'!$I123,20,TRUE,TRUE),\"\")","v":""},"","","","","","","","","","","","","","","","","","","",{"$f":"IFERROR(IF(OR(D138=\"\",'Cost scenario - input'!$G123=\"\"),\"\",D138/'Cost scenario - input'!$G123),\"\")","v":""},{"$f":"IFERROR(IF(OR(E138=\"\",'Cost scenario - input'!$G123=\"\"),\"\",E138/'Cost scenario - input'!$G123),\"\")","v":""},{"$f":"IFERROR(IF(OR(F138=\"\",'Cost scenario - input'!$G123=\"\"),\"\",F138/'Cost scenario - input'!$G123),\"\")","v":""},{"$f":"IFERROR(IF(OR(G138=\"\",'Cost scenario - input'!$G123=\"\"),\"\",G138/'Cost scenario - input'!$G123),\"\")","v":""},{"$f":"IFERROR(IF(OR(H138=\"\",'Cost scenario - input'!$G123=\"\"),\"\",H138/'Cost scenario - input'!$G123),\"\")","v":""},{"$f":"IFERROR(IF(OR(I138=\"\",'Cost scenario - input'!$G123=\"\"),\"\",I138/'Cost scenario - input'!$G123),\"\")","v":""},{"$f":"IFERROR(IF(OR(J138=\"\",'Cost scenario - input'!$G123=\"\"),\"\",J138/'Cost scenario - input'!$G123),\"\")","v":""},{"$f":"IFERROR(IF(OR(K138=\"\",'Cost scenario - input'!$G123=\"\"),\"\",K138/'Cost scenario - input'!$G123),\"\")","v":""},{"$f":"IFERROR(IF(OR(L138=\"\",'Cost scenario - input'!$G123=\"\"),\"\",L138/'Cost scenario - input'!$G123),\"\")","v":""},{"$f":"IFERROR(IF(OR(M138=\"\",'Cost scenario - input'!$G123=\"\"),\"\",M138/'Cost scenario - input'!$G123),\"\")","v":""},{"$f":"IFERROR(IF(OR(N138=\"\",'Cost scenario - input'!$G123=\"\"),\"\",N138/'Cost scenario - input'!$G123),\"\")","v":""},{"$f":"IFERROR(IF(OR(O138=\"\",'Cost scenario - input'!$G123=\"\"),\"\",O138/'Cost scenario - input'!$G123),\"\")","v":""},{"$f":"IFERROR(IF(OR(P138=\"\",'Cost scenario - input'!$G123=\"\"),\"\",P138/'Cost scenario - input'!$G123),\"\")","v":""},{"$f":"IFERROR(IF(OR(Q138=\"\",'Cost scenario - input'!$G123=\"\"),\"\",Q138/'Cost scenario - input'!$G123),\"\")","v":""},{"$f":"IFERROR(IF(OR(R138=\"\",'Cost scenario - input'!$G123=\"\"),\"\",R138/'Cost scenario - input'!$G123),\"\")","v":""},{"$f":"IFERROR(IF(OR(S138=\"\",'Cost scenario - input'!$G123=\"\"),\"\",S138/'Cost scenario - input'!$G123),\"\")","v":""},{"$f":"IFERROR(IF(OR(T138=\"\",'Cost scenario - input'!$G123=\"\"),\"\",T138/'Cost scenario - input'!$G123),\"\")","v":""},{"$f":"IFERROR(IF(OR(U138=\"\",'Cost scenario - input'!$G123=\"\"),\"\",U138/'Cost scenario - input'!$G123),\"\")","v":""},{"$f":"IFERROR(IF(OR(V138=\"\",'Cost scenario - input'!$G123=\"\"),\"\",V138/'Cost scenario - input'!$G123),\"\")","v":""},{"$f":"IFERROR(IF(OR(W138=\"\",'Cost scenario - input'!$G123=\"\"),\"\",W138/'Cost scenario - input'!$G123),\"\")","v":""}]
[{"$f":"IFERROR('Cost scenario - input'!A124,\"\")","v":""},{"$f":"IFERROR('Cost scenario - input'!B124,\"\")","v":""},{"$f":"IFERROR('Cost scenario - input'!C124,\"\")","v":""},{"$f":"IFERROR(repcalc('Cost scenario - input'!$CY124:$GK124,'Cost scenario - input'!$J124,'Cost scenario - input'!$H124,'Cost scenario - input'!$I124,20,TRUE,TRUE),\"\")","v":""},"","","","","","","","","","","","","","","","","","","",{"$f":"IFERROR(IF(OR(D139=\"\",'Cost scenario - input'!$G124=\"\"),\"\",D139/'Cost scenario - input'!$G124),\"\")","v":""},{"$f":"IFERROR(IF(OR(E139=\"\",'Cost scenario - input'!$G124=\"\"),\"\",E139/'Cost scenario - input'!$G124),\"\")","v":""},{"$f":"IFERROR(IF(OR(F139=\"\",'Cost scenario - input'!$G124=\"\"),\"\",F139/'Cost scenario - input'!$G124),\"\")","v":""},{"$f":"IFERROR(IF(OR(G139=\"\",'Cost scenario - input'!$G124=\"\"),\"\",G139/'Cost scenario - input'!$G124),\"\")","v":""},{"$f":"IFERROR(IF(OR(H139=\"\",'Cost scenario - input'!$G124=\"\"),\"\",H139/'Cost scenario - input'!$G124),\"\")","v":""},{"$f":"IFERROR(IF(OR(I139=\"\",'Cost scenario - input'!$G124=\"\"),\"\",I139/'Cost scenario - input'!$G124),\"\")","v":""},{"$f":"IFERROR(IF(OR(J139=\"\",'Cost scenario - input'!$G124=\"\"),\"\",J139/'Cost scenario - input'!$G124),\"\")","v":""},{"$f":"IFERROR(IF(OR(K139=\"\",'Cost scenario - input'!$G124=\"\"),\"\",K139/'Cost scenario - input'!$G124),\"\")","v":""},{"$f":"IFERROR(IF(OR(L139=\"\",'Cost scenario - input'!$G124=\"\"),\"\",L139/'Cost scenario - input'!$G124),\"\")","v":""},{"$f":"IFERROR(IF(OR(M139=\"\",'Cost scenario - input'!$G124=\"\"),\"\",M139/'Cost scenario - input'!$G124),\"\")","v":""},{"$f":"IFERROR(IF(OR(N139=\"\",'Cost scenario - input'!$G124=\"\"),\"\",N139/'Cost scenario - input'!$G124),\"\")","v":""},{"$f":"IFERROR(IF(OR(O139=\"\",'Cost scenario - input'!$G124=\"\"),\"\",O139/'Cost scenario - input'!$G124),\"\")","v":""},{"$f":"IFERROR(IF(OR(P139=\"\",'Cost scenario - input'!$G124=\"\"),\"\",P139/'Cost scenario - input'!$G124),\"\")","v":""},{"$f":"IFERROR(IF(OR(Q139=\"\",'Cost scenario - input'!$G124=\"\"),\"\",Q139/'Cost scenario - input'!$G124),\"\")","v":""},{"$f":"IFERROR(IF(OR(R139=\"\",'Cost scenario - input'!$G124=\"\"),\"\",R139/'Cost scenario - input'!$G124),\"\")","v":""},{"$f":"IFERROR(IF(OR(S139=\"\",'Cost scenario - input'!$G124=\"\"),\"\",S139/'Cost scenario - input'!$G124),\"\")","v":""},{"$f":"IFERROR(IF(OR(T139=\"\",'Cost scenario - input'!$G124=\"\"),\"\",T139/'Cost scenario - input'!$G124),\"\")","v":""},{"$f":"IFERROR(IF(OR(U139=\"\",'Cost scenario - input'!$G124=\"\"),\"\",U139/'Cost scenario - input'!$G124),\"\")","v":""},{"$f":"IFERROR(IF(OR(V139=\"\",'Cost scenario - input'!$G124=\"\"),\"\",V139/'Cost scenario - input'!$G124),\"\")","v":""},{"$f":"IFERROR(IF(OR(W139=\"\",'Cost scenario - input'!$G124=\"\"),\"\",W139/'Cost scenario - input'!$G124),\"\")","v":""}]
[{"$f":"IFERROR('Cost scenario - input'!A125,\"\")","v":""},{"$f":"IFERROR('Cost scenario - input'!B125,\"\")","v":""},{"$f":"IFERROR('Cost scenario - input'!C125,\"\")","v":""},{"$f":"IFERROR(repcalc('Cost scenario - input'!$CY125:$GK125,'Cost scenario - input'!$J125,'Cost scenario - input'!$H125,'Cost scenario - input'!$I125,20,TRUE,TRUE),\"\")","v":""},"","","","","","","","","","","","","","","","","","","",{"$f":"IFERROR(IF(OR(D140=\"\",'Cost scenario - input'!$G125=\"\"),\"\",D140/'Cost scenario - input'!$G125),\"\")","v":""},{"$f":"IFERROR(IF(OR(E140=\"\",'Cost scenario - input'!$G125=\"\"),\"\",E140/'Cost scenario - input'!$G125),\"\")","v":""},{"$f":"IFERROR(IF(OR(F140=\"\",'Cost scenario - input'!$G125=\"\"),\"\",F140/'Cost scenario - input'!$G125),\"\")","v":""},{"$f":"IFERROR(IF(OR(G140=\"\",'Cost scenario - input'!$G125=\"\"),\"\",G140/'Cost scenario - input'!$G125),\"\")","v":""},{"$f":"IFERROR(IF(OR(H140=\"\",'Cost scenario - input'!$G125=\"\"),\"\",H140/'Cost scenario - input'!$G125),\"\")","v":""},{"$f":"IFERROR(IF(OR(I140=\"\",'Cost scenario - input'!$G125=\"\"),\"\",I140/'Cost scenario - input'!$G125),\"\")","v":""},{"$f":"IFERROR(IF(OR(J140=\"\",'Cost scenario - input'!$G125=\"\"),\"\",J140/'Cost scenario - input'!$G125),\"\")","v":""},{"$f":"IFERROR(IF(OR(K140=\"\",'Cost scenario - input'!$G125=\"\"),\"\",K140/'Cost scenario - input'!$G125),\"\")","v":""},{"$f":"IFERROR(IF(OR(L140=\"\",'Cost scenario - input'!$G125=\"\"),\"\",L140/'Cost scenario - input'!$G125),\"\")","v":""},{"$f":"IFERROR(IF(OR(M140=\"\",'Cost scenario - input'!$G125=\"\"),\"\",M140/'Cost scenario - input'!$G125),\"\")","v":""},{"$f":"IFERROR(IF(OR(N140=\"\",'Cost scenario - input'!$G125=\"\"),\"\",N140/'Cost scenario - input'!$G125),\"\")","v":""},{"$f":"IFERROR(IF(OR(O140=\"\",'Cost scenario - input'!$G125=\"\"),\"\",O140/'Cost scenario - input'!$G125),\"\")","v":""},{"$f":"IFERROR(IF(OR(P140=\"\",'Cost scenario - input'!$G125=\"\"),\"\",P140/'Cost scenario - input'!$G125),\"\")","v":""},{"$f":"IFERROR(IF(OR(Q140=\"\",'Cost scenario - input'!$G125=\"\"),\"\",Q140/'Cost scenario - input'!$G125),\"\")","v":""},{"$f":"IFERROR(IF(OR(R140=\"\",'Cost scenario - input'!$G125=\"\"),\"\",R140/'Cost scenario - input'!$G125),\"\")","v":""},{"$f":"IFERROR(IF(OR(S140=\"\",'Cost scenario - input'!$G125=\"\"),\"\",S140/'Cost scenario - input'!$G125),\"\")","v":""},{"$f":"IFERROR(IF(OR(T140=\"\",'Cost scenario - input'!$G125=\"\"),\"\",T140/'Cost scenario - input'!$G125),\"\")","v":""},{"$f":"IFERROR(IF(OR(U140=\"\",'Cost scenario - input'!$G125=\"\"),\"\",U140/'Cost scenario - input'!$G125),\"\")","v":""},{"$f":"IFERROR(IF(OR(V140=\"\",'Cost scenario - input'!$G125=\"\"),\"\",V140/'Cost scenario - input'!$G125),\"\")","v":""},{"$f":"IFERROR(IF(OR(W140=\"\",'Cost scenario - input'!$G125=\"\"),\"\",W140/'Cost scenario - input'!$G125),\"\")","v":""}]
[{"$f":"IFERROR('Cost scenario - input'!A126,\"\")","v":""},{"$f":"IFERROR('Cost scenario - input'!B126,\"\")","v":""},{"$f":"IFERROR('Cost scenario - input'!C126,\"\")","v":""},{"$f":"IFERROR(repcalc('Cost scenario - input'!$CY126:$GK126,'Cost scenario - input'!$J126,'Cost scenario - input'!$H126,'Cost scenario - input'!$I126,20,TRUE,TRUE),\"\")","v":""},"","","","","","","","","","","","","","","","","","","",{"$f":"IFERROR(IF(OR(D141=\"\",'Cost scenario - input'!$G126=\"\"),\"\",D141/'Cost scenario - input'!$G126),\"\")","v":""},{"$f":"IFERROR(IF(OR(E141=\"\",'Cost scenario - input'!$G126=\"\"),\"\",E141/'Cost scenario - input'!$G126),\"\")","v":""},{"$f":"IFERROR(IF(OR(F141=\"\",'Cost scenario - input'!$G126=\"\"),\"\",F141/'Cost scenario - input'!$G126),\"\")","v":""},{"$f":"IFERROR(IF(OR(G141=\"\",'Cost scenario - input'!$G126=\"\"),\"\",G141/'Cost scenario - input'!$G126),\"\")","v":""},{"$f":"IFERROR(IF(OR(H141=\"\",'Cost scenario - input'!$G126=\"\"),\"\",H141/'Cost scenario - input'!$G126),\"\")","v":""},{"$f":"IFERROR(IF(OR(I141=\"\",'Cost scenario - input'!$G126=\"\"),\"\",I141/'Cost scenario - input'!$G126),\"\")","v":""},{"$f":"IFERROR(IF(OR(J141=\"\",'Cost scenario - input'!$G126=\"\"),\"\",J141/'Cost scenario - input'!$G126),\"\")","v":""},{"$f":"IFERROR(IF(OR(K141=\"\",'Cost scenario - input'!$G126=\"\"),\"\",K141/'Cost scenario - input'!$G126),\"\")","v":""},{"$f":"IFERROR(IF(OR(L141=\"\",'Cost scenario - input'!$G126=\"\"),\"\",L141/'Cost scenario - input'!$G126),\"\")","v":""},{"$f":"IFERROR(IF(OR(M141=\"\",'Cost scenario - input'!$G126=\"\"),\"\",M141/'Cost scenario - input'!$G126),\"\")","v":""},{"$f":"IFERROR(IF(OR(N141=\"\",'Cost scenario - input'!$G126=\"\"),\"\",N141/'Cost scenario - input'!$G126),\"\")","v":""},{"$f":"IFERROR(IF(OR(O141=\"\",'Cost scenario - input'!$G126=\"\"),\"\",O141/'Cost scenario - input'!$G126),\"\")","v":""},{"$f":"IFERROR(IF(OR(P141=\"\",'Cost scenario - input'!$G126=\"\"),\"\",P141/'Cost scenario - input'!$G126),\"\")","v":""},{"$f":"IFERROR(IF(OR(Q141=\"\",'Cost scenario - input'!$G126=\"\"),\"\",Q141/'Cost scenario - input'!$G126),\"\")","v":""},{"$f":"IFERROR(IF(OR(R141=\"\",'Cost scenario - input'!$G126=\"\"),\"\",R141/'Cost scenario - input'!$G126),\"\")","v":""},{"$f":"IFERROR(IF(OR(S141=\"\",'Cost scenario - input'!$G126=\"\"),\"\",S141/'Cost scenario - input'!$G126),\"\")","v":""},{"$f":"IFERROR(IF(OR(T141=\"\",'Cost scenario - input'!$G126=\"\"),\"\",T141/'Cost scenario - input'!$G126),\"\")","v":""},{"$f":"IFERROR(IF(OR(U141=\"\",'Cost scenario - input'!$G126=\"\"),\"\",U141/'Cost scenario - input'!$G126),\"\")","v":""},{"$f":"IFERROR(IF(OR(V141=\"\",'Cost scenario - input'!$G126=\"\"),\"\",V141/'Cost scenario - input'!$G126),\"\")","v":""},{"$f":"IFERROR(IF(OR(W141=\"\",'Cost scenario - input'!$G126=\"\"),\"\",W141/'Cost scenario - input'!$G126),\"\")","v":""}]
[{"$f":"IFERROR('Cost scenario - input'!A127,\"\")","v":""},{"$f":"IFERROR('Cost scenario - input'!B127,\"\")","v":""},{"$f":"IFERROR('Cost scenario - input'!C127,\"\")","v":""},{"$f":"IFERROR(repcalc('Cost scenario - input'!$CY127:$GK127,'Cost scenario - input'!$J127,'Cost scenario - input'!$H127,'Cost scenario - input'!$I127,20,TRUE,TRUE),\"\")","v":""},"","","","","","","","","","","","","","","","","","","",{"$f":"IFERROR(IF(OR(D142=\"\",'Cost scenario - input'!$G127=\"\"),\"\",D142/'Cost scenario - input'!$G127),\"\")","v":""},{"$f":"IFERROR(IF(OR(E142=\"\",'Cost scenario - input'!$G127=\"\"),\"\",E142/'Cost scenario - input'!$G127),\"\")","v":""},{"$f":"IFERROR(IF(OR(F142=\"\",'Cost scenario - input'!$G127=\"\"),\"\",F142/'Cost scenario - input'!$G127),\"\")","v":""},{"$f":"IFERROR(IF(OR(G142=\"\",'Cost scenario - input'!$G127=\"\"),\"\",G142/'Cost scenario - input'!$G127),\"\")","v":""},{"$f":"IFERROR(IF(OR(H142=\"\",'Cost scenario - input'!$G127=\"\"),\"\",H142/'Cost scenario - input'!$G127),\"\")","v":""},{"$f":"IFERROR(IF(OR(I142=\"\",'Cost scenario - input'!$G127=\"\"),\"\",I142/'Cost scenario - input'!$G127),\"\")","v":""},{"$f":"IFERROR(IF(OR(J142=\"\",'Cost scenario - input'!$G127=\"\"),\"\",J142/'Cost scenario - input'!$G127),\"\")","v":""},{"$f":"IFERROR(IF(OR(K142=\"\",'Cost scenario - input'!$G127=\"\"),\"\",K142/'Cost scenario - input'!$G127),\"\")","v":""},{"$f":"IFERROR(IF(OR(L142=\"\",'Cost scenario - input'!$G127=\"\"),\"\",L142/'Cost scenario - input'!$G127),\"\")","v":""},{"$f":"IFERROR(IF(OR(M142=\"\",'Cost scenario - input'!$G127=\"\"),\"\",M142/'Cost scenario - input'!$G127),\"\")","v":""},{"$f":"IFERROR(IF(OR(N142=\"\",'Cost scenario - input'!$G127=\"\"),\"\",N142/'Cost scenario - input'!$G127),\"\")","v":""},{"$f":"IFERROR(IF(OR(O142=\"\",'Cost scenario - input'!$G127=\"\"),\"\",O142/'Cost scenario - input'!$G127),\"\")","v":""},{"$f":"IFERROR(IF(OR(P142=\"\",'Cost scenario - input'!$G127=\"\"),\"\",P142/'Cost scenario - input'!$G127),\"\")","v":""},{"$f":"IFERROR(IF(OR(Q142=\"\",'Cost scenario - input'!$G127=\"\"),\"\",Q142/'Cost scenario - input'!$G127),\"\")","v":""},{"$f":"IFERROR(IF(OR(R142=\"\",'Cost scenario - input'!$G127=\"\"),\"\",R142/'Cost scenario - input'!$G127),\"\")","v":""},{"$f":"IFERROR(IF(OR(S142=\"\",'Cost scenario - input'!$G127=\"\"),\"\",S142/'Cost scenario - input'!$G127),\"\")","v":""},{"$f":"IFERROR(IF(OR(T142=\"\",'Cost scenario - input'!$G127=\"\"),\"\",T142/'Cost scenario - input'!$G127),\"\")","v":""},{"$f":"IFERROR(IF(OR(U142=\"\",'Cost scenario - input'!$G127=\"\"),\"\",U142/'Cost scenario - input'!$G127),\"\")","v":""},{"$f":"IFERROR(IF(OR(V142=\"\",'Cost scenario - input'!$G127=\"\"),\"\",V142/'Cost scenario - input'!$G127),\"\")","v":""},{"$f":"IFERROR(IF(OR(W142=\"\",'Cost scenario - input'!$G127=\"\"),\"\",W142/'Cost scenario - input'!$G127),\"\")","v":""}]
[{"$f":"IFERROR('Cost scenario - input'!A128,\"\")","v":""},{"$f":"IFERROR('Cost scenario - input'!B128,\"\")","v":""},{"$f":"IFERROR('Cost scenario - input'!C128,\"\")","v":""},{"$f":"IFERROR(repcalc('Cost scenario - input'!$CY128:$GK128,'Cost scenario - input'!$J128,'Cost scenario - input'!$H128,'Cost scenario - input'!$I128,20,TRUE,TRUE),\"\")","v":""},"","","","","","","","","","","","","","","","","","","",{"$f":"IFERROR(IF(OR(D143=\"\",'Cost scenario - input'!$G128=\"\"),\"\",D143/'Cost scenario - input'!$G128),\"\")","v":""},{"$f":"IFERROR(IF(OR(E143=\"\",'Cost scenario - input'!$G128=\"\"),\"\",E143/'Cost scenario - input'!$G128),\"\")","v":""},{"$f":"IFERROR(IF(OR(F143=\"\",'Cost scenario - input'!$G128=\"\"),\"\",F143/'Cost scenario - input'!$G128),\"\")","v":""},{"$f":"IFERROR(IF(OR(G143=\"\",'Cost scenario - input'!$G128=\"\"),\"\",G143/'Cost scenario - input'!$G128),\"\")","v":""},{"$f":"IFERROR(IF(OR(H143=\"\",'Cost scenario - input'!$G128=\"\"),\"\",H143/'Cost scenario - input'!$G128),\"\")","v":""},{"$f":"IFERROR(IF(OR(I143=\"\",'Cost scenario - input'!$G128=\"\"),\"\",I143/'Cost scenario - input'!$G128),\"\")","v":""},{"$f":"IFERROR(IF(OR(J143=\"\",'Cost scenario - input'!$G128=\"\"),\"\",J143/'Cost scenario - input'!$G128),\"\")","v":""},{"$f":"IFERROR(IF(OR(K143=\"\",'Cost scenario - input'!$G128=\"\"),\"\",K143/'Cost scenario - input'!$G128),\"\")","v":""},{"$f":"IFERROR(IF(OR(L143=\"\",'Cost scenario - input'!$G128=\"\"),\"\",L143/'Cost scenario - input'!$G128),\"\")","v":""},{"$f":"IFERROR(IF(OR(M143=\"\",'Cost scenario - input'!$G128=\"\"),\"\",M143/'Cost scenario - input'!$G128),\"\")","v":""},{"$f":"IFERROR(IF(OR(N143=\"\",'Cost scenario - input'!$G128=\"\"),\"\",N143/'Cost scenario - input'!$G128),\"\")","v":""},{"$f":"IFERROR(IF(OR(O143=\"\",'Cost scenario - input'!$G128=\"\"),\"\",O143/'Cost scenario - input'!$G128),\"\")","v":""},{"$f":"IFERROR(IF(OR(P143=\"\",'Cost scenario - input'!$G128=\"\"),\"\",P143/'Cost scenario - input'!$G128),\"\")","v":""},{"$f":"IFERROR(IF(OR(Q143=\"\",'Cost scenario - input'!$G128=\"\"),\"\",Q143/'Cost scenario - input'!$G128),\"\")","v":""},{"$f":"IFERROR(IF(OR(R143=\"\",'Cost scenario - input'!$G128=\"\"),\"\",R143/'Cost scenario - input'!$G128),\"\")","v":""},{"$f":"IFERROR(IF(OR(S143=\"\",'Cost scenario - input'!$G128=\"\"),\"\",S143/'Cost scenario - input'!$G128),\"\")","v":""},{"$f":"IFERROR(IF(OR(T143=\"\",'Cost scenario - input'!$G128=\"\"),\"\",T143/'Cost scenario - input'!$G128),\"\")","v":""},{"$f":"IFERROR(IF(OR(U143=\"\",'Cost scenario - input'!$G128=\"\"),\"\",U143/'Cost scenario - input'!$G128),\"\")","v":""},{"$f":"IFERROR(IF(OR(V143=\"\",'Cost scenario - input'!$G128=\"\"),\"\",V143/'Cost scenario - input'!$G128),\"\")","v":""},{"$f":"IFERROR(IF(OR(W143=\"\",'Cost scenario - input'!$G128=\"\"),\"\",W143/'Cost scenario - input'!$G128),\"\")","v":""}]
[{"$f":"IFERROR('Cost scenario - input'!A129,\"\")","v":""},{"$f":"IFERROR('Cost scenario - input'!B129,\"\")","v":""},{"$f":"IFERROR('Cost scenario - input'!C129,\"\")","v":""},{"$f":"IFERROR(repcalc('Cost scenario - input'!$CY129:$GK129,'Cost scenario - input'!$J129,'Cost scenario - input'!$H129,'Cost scenario - input'!$I129,20,TRUE,TRUE),\"\")","v":""},"","","","","","","","","","","","","","","","","","","",{"$f":"IFERROR(IF(OR(D144=\"\",'Cost scenario - input'!$G129=\"\"),\"\",D144/'Cost scenario - input'!$G129),\"\")","v":""},{"$f":"IFERROR(IF(OR(E144=\"\",'Cost scenario - input'!$G129=\"\"),\"\",E144/'Cost scenario - input'!$G129),\"\")","v":""},{"$f":"IFERROR(IF(OR(F144=\"\",'Cost scenario - input'!$G129=\"\"),\"\",F144/'Cost scenario - input'!$G129),\"\")","v":""},{"$f":"IFERROR(IF(OR(G144=\"\",'Cost scenario - input'!$G129=\"\"),\"\",G144/'Cost scenario - input'!$G129),\"\")","v":""},{"$f":"IFERROR(IF(OR(H144=\"\",'Cost scenario - input'!$G129=\"\"),\"\",H144/'Cost scenario - input'!$G129),\"\")","v":""},{"$f":"IFERROR(IF(OR(I144=\"\",'Cost scenario - input'!$G129=\"\"),\"\",I144/'Cost scenario - input'!$G129),\"\")","v":""},{"$f":"IFERROR(IF(OR(J144=\"\",'Cost scenario - input'!$G129=\"\"),\"\",J144/'Cost scenario - input'!$G129),\"\")","v":""},{"$f":"IFERROR(IF(OR(K144=\"\",'Cost scenario - input'!$G129=\"\"),\"\",K144/'Cost scenario - input'!$G129),\"\")","v":""},{"$f":"IFERROR(IF(OR(L144=\"\",'Cost scenario - input'!$G129=\"\"),\"\",L144/'Cost scenario - input'!$G129),\"\")","v":""},{"$f":"IFERROR(IF(OR(M144=\"\",'Cost scenario - input'!$G129=\"\"),\"\",M144/'Cost scenario - input'!$G129),\"\")","v":""},{"$f":"IFERROR(IF(OR(N144=\"\",'Cost scenario - input'!$G129=\"\"),\"\",N144/'Cost scenario - input'!$G129),\"\")","v":""},{"$f":"IFERROR(IF(OR(O144=\"\",'Cost scenario - input'!$G129=\"\"),\"\",O144/'Cost scenario - input'!$G129),\"\")","v":""},{"$f":"IFERROR(IF(OR(P144=\"\",'Cost scenario - input'!$G129=\"\"),\"\",P144/'Cost scenario - input'!$G129),\"\")","v":""},{"$f":"IFERROR(IF(OR(Q144=\"\",'Cost scenario - input'!$G129=\"\"),\"\",Q144/'Cost scenario - input'!$G129),\"\")","v":""},{"$f":"IFERROR(IF(OR(R144=\"\",'Cost scenario - input'!$G129=\"\"),\"\",R144/'Cost scenario - input'!$G129),\"\")","v":""},{"$f":"IFERROR(IF(OR(S144=\"\",'Cost scenario - input'!$G129=\"\"),\"\",S144/'Cost scenario - input'!$G129),\"\")","v":""},{"$f":"IFERROR(IF(OR(T144=\"\",'Cost scenario - input'!$G129=\"\"),\"\",T144/'Cost scenario - input'!$G129),\"\")","v":""},{"$f":"IFERROR(IF(OR(U144=\"\",'Cost scenario - input'!$G129=\"\"),\"\",U144/'Cost scenario - input'!$G129),\"\")","v":""},{"$f":"IFERROR(IF(OR(V144=\"\",'Cost scenario - input'!$G129=\"\"),\"\",V144/'Cost scenario - input'!$G129),\"\")","v":""},{"$f":"IFERROR(IF(OR(W144=\"\",'Cost scenario - input'!$G129=\"\"),\"\",W144/'Cost scenario - input'!$G129),\"\")","v":""}]
[{"$f":"IFERROR('Cost scenario - input'!A130,\"\")","v":""},{"$f":"IFERROR('Cost scenario - input'!B130,\"\")","v":""},{"$f":"IFERROR('Cost scenario - input'!C130,\"\")","v":""},{"$f":"IFERROR(repcalc('Cost scenario - input'!$CY130:$GK130,'Cost scenario - input'!$J130,'Cost scenario - input'!$H130,'Cost scenario - input'!$I130,20,TRUE,TRUE),\"\")","v":""},"","","","","","","","","","","","","","","","","","","",{"$f":"IFERROR(IF(OR(D145=\"\",'Cost scenario - input'!$G130=\"\"),\"\",D145/'Cost scenario - input'!$G130),\"\")","v":""},{"$f":"IFERROR(IF(OR(E145=\"\",'Cost scenario - input'!$G130=\"\"),\"\",E145/'Cost scenario - input'!$G130),\"\")","v":""},{"$f":"IFERROR(IF(OR(F145=\"\",'Cost scenario - input'!$G130=\"\"),\"\",F145/'Cost scenario - input'!$G130),\"\")","v":""},{"$f":"IFERROR(IF(OR(G145=\"\",'Cost scenario - input'!$G130=\"\"),\"\",G145/'Cost scenario - input'!$G130),\"\")","v":""},{"$f":"IFERROR(IF(OR(H145=\"\",'Cost scenario - input'!$G130=\"\"),\"\",H145/'Cost scenario - input'!$G130),\"\")","v":""},{"$f":"IFERROR(IF(OR(I145=\"\",'Cost scenario - input'!$G130=\"\"),\"\",I145/'Cost scenario - input'!$G130),\"\")","v":""},{"$f":"IFERROR(IF(OR(J145=\"\",'Cost scenario - input'!$G130=\"\"),\"\",J145/'Cost scenario - input'!$G130),\"\")","v":""},{"$f":"IFERROR(IF(OR(K145=\"\",'Cost scenario - input'!$G130=\"\"),\"\",K145/'Cost scenario - input'!$G130),\"\")","v":""},{"$f":"IFERROR(IF(OR(L145=\"\",'Cost scenario - input'!$G130=\"\"),\"\",L145/'Cost scenario - input'!$G130),\"\")","v":""},{"$f":"IFERROR(IF(OR(M145=\"\",'Cost scenario - input'!$G130=\"\"),\"\",M145/'Cost scenario - input'!$G130),\"\")","v":""},{"$f":"IFERROR(IF(OR(N145=\"\",'Cost scenario - input'!$G130=\"\"),\"\",N145/'Cost scenario - input'!$G130),\"\")","v":""},{"$f":"IFERROR(IF(OR(O145=\"\",'Cost scenario - input'!$G130=\"\"),\"\",O145/'Cost scenario - input'!$G130),\"\")","v":""},{"$f":"IFERROR(IF(OR(P145=\"\",'Cost scenario - input'!$G130=\"\"),\"\",P145/'Cost scenario - input'!$G130),\"\")","v":""},{"$f":"IFERROR(IF(OR(Q145=\"\",'Cost scenario - input'!$G130=\"\"),\"\",Q145/'Cost scenario - input'!$G130),\"\")","v":""},{"$f":"IFERROR(IF(OR(R145=\"\",'Cost scenario - input'!$G130=\"\"),\"\",R145/'Cost scenario - input'!$G130),\"\")","v":""},{"$f":"IFERROR(IF(OR(S145=\"\",'Cost scenario - input'!$G130=\"\"),\"\",S145/'Cost scenario - input'!$G130),\"\")","v":""},{"$f":"IFERROR(IF(OR(T145=\"\",'Cost scenario - input'!$G130=\"\"),\"\",T145/'Cost scenario - input'!$G130),\"\")","v":""},{"$f":"IFERROR(IF(OR(U145=\"\",'Cost scenario - input'!$G130=\"\"),\"\",U145/'Cost scenario - input'!$G130),\"\")","v":""},{"$f":"IFERROR(IF(OR(V145=\"\",'Cost scenario - input'!$G130=\"\"),\"\",V145/'Cost scenario - input'!$G130),\"\")","v":""},{"$f":"IFERROR(IF(OR(W145=\"\",'Cost scenario - input'!$G130=\"\"),\"\",W145/'Cost scenario - input'!$G130),\"\")","v":""}]
[{"$f":"IFERROR('Cost scenario - input'!A131,\"\")","v":""},{"$f":"IFERROR('Cost scenario - input'!B131,\"\")","v":""},{"$f":"IFERROR('Cost scenario - input'!C131,\"\")","v":""},{"$f":"IFERROR(repcalc('Cost scenario - input'!$CY131:$GK131,'Cost scenario - input'!$J131,'Cost scenario - input'!$H131,'Cost scenario - input'!$I131,20,TRUE,TRUE),\"\")","v":""},"","","","","","","","","","","","","","","","","","","",{"$f":"IFERROR(IF(OR(D146=\"\",'Cost scenario - input'!$G131=\"\"),\"\",D146/'Cost scenario - input'!$G131),\"\")","v":""},{"$f":"IFERROR(IF(OR(E146=\"\",'Cost scenario - input'!$G131=\"\"),\"\",E146/'Cost scenario - input'!$G131),\"\")","v":""},{"$f":"IFERROR(IF(OR(F146=\"\",'Cost scenario - input'!$G131=\"\"),\"\",F146/'Cost scenario - input'!$G131),\"\")","v":""},{"$f":"IFERROR(IF(OR(G146=\"\",'Cost scenario - input'!$G131=\"\"),\"\",G146/'Cost scenario - input'!$G131),\"\")","v":""},{"$f":"IFERROR(IF(OR(H146=\"\",'Cost scenario - input'!$G131=\"\"),\"\",H146/'Cost scenario - input'!$G131),\"\")","v":""},{"$f":"IFERROR(IF(OR(I146=\"\",'Cost scenario - input'!$G131=\"\"),\"\",I146/'Cost scenario - input'!$G131),\"\")","v":""},{"$f":"IFERROR(IF(OR(J146=\"\",'Cost scenario - input'!$G131=\"\"),\"\",J146/'Cost scenario - input'!$G131),\"\")","v":""},{"$f":"IFERROR(IF(OR(K146=\"\",'Cost scenario - input'!$G131=\"\"),\"\",K146/'Cost scenario - input'!$G131),\"\")","v":""},{"$f":"IFERROR(IF(OR(L146=\"\",'Cost scenario - input'!$G131=\"\"),\"\",L146/'Cost scenario - input'!$G131),\"\")","v":""},{"$f":"IFERROR(IF(OR(M146=\"\",'Cost scenario - input'!$G131=\"\"),\"\",M146/'Cost scenario - input'!$G131),\"\")","v":""},{"$f":"IFERROR(IF(OR(N146=\"\",'Cost scenario - input'!$G131=\"\"),\"\",N146/'Cost scenario - input'!$G131),\"\")","v":""},{"$f":"IFERROR(IF(OR(O146=\"\",'Cost scenario - input'!$G131=\"\"),\"\",O146/'Cost scenario - input'!$G131),\"\")","v":""},{"$f":"IFERROR(IF(OR(P146=\"\",'Cost scenario - input'!$G131=\"\"),\"\",P146/'Cost scenario - input'!$G131),\"\")","v":""},{"$f":"IFERROR(IF(OR(Q146=\"\",'Cost scenario - input'!$G131=\"\"),\"\",Q146/'Cost scenario - input'!$G131),\"\")","v":""},{"$f":"IFERROR(IF(OR(R146=\"\",'Cost scenario - input'!$G131=\"\"),\"\",R146/'Cost scenario - input'!$G131),\"\")","v":""},{"$f":"IFERROR(IF(OR(S146=\"\",'Cost scenario - input'!$G131=\"\"),\"\",S146/'Cost scenario - input'!$G131),\"\")","v":""},{"$f":"IFERROR(IF(OR(T146=\"\",'Cost scenario - input'!$G131=\"\"),\"\",T146/'Cost scenario - input'!$G131),\"\")","v":""},{"$f":"IFERROR(IF(OR(U146=\"\",'Cost scenario - input'!$G131=\"\"),\"\",U146/'Cost scenario - input'!$G131),\"\")","v":""},{"$f":"IFERROR(IF(OR(V146=\"\",'Cost scenario - input'!$G131=\"\"),\"\",V146/'Cost scenario - input'!$G131),\"\")","v":""},{"$f":"IFERROR(IF(OR(W146=\"\",'Cost scenario - input'!$G131=\"\"),\"\",W146/'Cost scenario - input'!$G131),\"\")","v":""}]
[{"$f":"IFERROR('Cost scenario - input'!A132,\"\")","v":""},{"$f":"IFERROR('Cost scenario - input'!B132,\"\")","v":""},{"$f":"IFERROR('Cost scenario - input'!C132,\"\")","v":""},{"$f":"IFERROR(repcalc('Cost scenario - input'!$CY132:$GK132,'Cost scenario - input'!$J132,'Cost scenario - input'!$H132,'Cost scenario - input'!$I132,20,TRUE,TRUE),\"\")","v":""},"","","","","","","","","","","","","","","","","","","",{"$f":"IFERROR(IF(OR(D147=\"\",'Cost scenario - input'!$G132=\"\"),\"\",D147/'Cost scenario - input'!$G132),\"\")","v":""},{"$f":"IFERROR(IF(OR(E147=\"\",'Cost scenario - input'!$G132=\"\"),\"\",E147/'Cost scenario - input'!$G132),\"\")","v":""},{"$f":"IFERROR(IF(OR(F147=\"\",'Cost scenario - input'!$G132=\"\"),\"\",F147/'Cost scenario - input'!$G132),\"\")","v":""},{"$f":"IFERROR(IF(OR(G147=\"\",'Cost scenario - input'!$G132=\"\"),\"\",G147/'Cost scenario - input'!$G132),\"\")","v":""},{"$f":"IFERROR(IF(OR(H147=\"\",'Cost scenario - input'!$G132=\"\"),\"\",H147/'Cost scenario - input'!$G132),\"\")","v":""},{"$f":"IFERROR(IF(OR(I147=\"\",'Cost scenario - input'!$G132=\"\"),\"\",I147/'Cost scenario - input'!$G132),\"\")","v":""},{"$f":"IFERROR(IF(OR(J147=\"\",'Cost scenario - input'!$G132=\"\"),\"\",J147/'Cost scenario - input'!$G132),\"\")","v":""},{"$f":"IFERROR(IF(OR(K147=\"\",'Cost scenario - input'!$G132=\"\"),\"\",K147/'Cost scenario - input'!$G132),\"\")","v":""},{"$f":"IFERROR(IF(OR(L147=\"\",'Cost scenario - input'!$G132=\"\"),\"\",L147/'Cost scenario - input'!$G132),\"\")","v":""},{"$f":"IFERROR(IF(OR(M147=\"\",'Cost scenario - input'!$G132=\"\"),\"\",M147/'Cost scenario - input'!$G132),\"\")","v":""},{"$f":"IFERROR(IF(OR(N147=\"\",'Cost scenario - input'!$G132=\"\"),\"\",N147/'Cost scenario - input'!$G132),\"\")","v":""},{"$f":"IFERROR(IF(OR(O147=\"\",'Cost scenario - input'!$G132=\"\"),\"\",O147/'Cost scenario - input'!$G132),\"\")","v":""},{"$f":"IFERROR(IF(OR(P147=\"\",'Cost scenario - input'!$G132=\"\"),\"\",P147/'Cost scenario - input'!$G132),\"\")","v":""},{"$f":"IFERROR(IF(OR(Q147=\"\",'Cost scenario - input'!$G132=\"\"),\"\",Q147/'Cost scenario - input'!$G132),\"\")","v":""},{"$f":"IFERROR(IF(OR(R147=\"\",'Cost scenario - input'!$G132=\"\"),\"\",R147/'Cost scenario - input'!$G132),\"\")","v":""},{"$f":"IFERROR(IF(OR(S147=\"\",'Cost scenario - input'!$G132=\"\"),\"\",S147/'Cost scenario - input'!$G132),\"\")","v":""},{"$f":"IFERROR(IF(OR(T147=\"\",'Cost scenario - input'!$G132=\"\"),\"\",T147/'Cost scenario - input'!$G132),\"\")","v":""},{"$f":"IFERROR(IF(OR(U147=\"\",'Cost scenario - input'!$G132=\"\"),\"\",U147/'Cost scenario - input'!$G132),\"\")","v":""},{"$f":"IFERROR(IF(OR(V147=\"\",'Cost scenario - input'!$G132=\"\"),\"\",V147/'Cost scenario - input'!$G132),\"\")","v":""},{"$f":"IFERROR(IF(OR(W147=\"\",'Cost scenario - input'!$G132=\"\"),\"\",W147/'Cost scenario - input'!$G132),\"\")","v":""}]
[{"$f":"IFERROR('Cost scenario - input'!A133,\"\")","v":""},{"$f":"IFERROR('Cost scenario - input'!B133,\"\")","v":""},{"$f":"IFERROR('Cost scenario - input'!C133,\"\")","v":""},{"$f":"IFERROR(repcalc('Cost scenario - input'!$CY133:$GK133,'Cost scenario - input'!$J133,'Cost scenario - input'!$H133,'Cost scenario - input'!$I133,20,TRUE,TRUE),\"\")","v":""},"","","","","","","","","","","","","","","","","","","",{"$f":"IFERROR(IF(OR(D148=\"\",'Cost scenario - input'!$G133=\"\"),\"\",D148/'Cost scenario - input'!$G133),\"\")","v":""},{"$f":"IFERROR(IF(OR(E148=\"\",'Cost scenario - input'!$G133=\"\"),\"\",E148/'Cost scenario - input'!$G133),\"\")","v":""},{"$f":"IFERROR(IF(OR(F148=\"\",'Cost scenario - input'!$G133=\"\"),\"\",F148/'Cost scenario - input'!$G133),\"\")","v":""},{"$f":"IFERROR(IF(OR(G148=\"\",'Cost scenario - input'!$G133=\"\"),\"\",G148/'Cost scenario - input'!$G133),\"\")","v":""},{"$f":"IFERROR(IF(OR(H148=\"\",'Cost scenario - input'!$G133=\"\"),\"\",H148/'Cost scenario - input'!$G133),\"\")","v":""},{"$f":"IFERROR(IF(OR(I148=\"\",'Cost scenario - input'!$G133=\"\"),\"\",I148/'Cost scenario - input'!$G133),\"\")","v":""},{"$f":"IFERROR(IF(OR(J148=\"\",'Cost scenario - input'!$G133=\"\"),\"\",J148/'Cost scenario - input'!$G133),\"\")","v":""},{"$f":"IFERROR(IF(OR(K148=\"\",'Cost scenario - input'!$G133=\"\"),\"\",K148/'Cost scenario - input'!$G133),\"\")","v":""},{"$f":"IFERROR(IF(OR(L148=\"\",'Cost scenario - input'!$G133=\"\"),\"\",L148/'Cost scenario - input'!$G133),\"\")","v":""},{"$f":"IFERROR(IF(OR(M148=\"\",'Cost scenario - input'!$G133=\"\"),\"\",M148/'Cost scenario - input'!$G133),\"\")","v":""},{"$f":"IFERROR(IF(OR(N148=\"\",'Cost scenario - input'!$G133=\"\"),\"\",N148/'Cost scenario - input'!$G133),\"\")","v":""},{"$f":"IFERROR(IF(OR(O148=\"\",'Cost scenario - input'!$G133=\"\"),\"\",O148/'Cost scenario - input'!$G133),\"\")","v":""},{"$f":"IFERROR(IF(OR(P148=\"\",'Cost scenario - input'!$G133=\"\"),\"\",P148/'Cost scenario - input'!$G133),\"\")","v":""},{"$f":"IFERROR(IF(OR(Q148=\"\",'Cost scenario - input'!$G133=\"\"),\"\",Q148/'Cost scenario - input'!$G133),\"\")","v":""},{"$f":"IFERROR(IF(OR(R148=\"\",'Cost scenario - input'!$G133=\"\"),\"\",R148/'Cost scenario - input'!$G133),\"\")","v":""},{"$f":"IFERROR(IF(OR(S148=\"\",'Cost scenario - input'!$G133=\"\"),\"\",S148/'Cost scenario - input'!$G133),\"\")","v":""},{"$f":"IFERROR(IF(OR(T148=\"\",'Cost scenario - input'!$G133=\"\"),\"\",T148/'Cost scenario - input'!$G133),\"\")","v":""},{"$f":"IFERROR(IF(OR(U148=\"\",'Cost scenario - input'!$G133=\"\"),\"\",U148/'Cost scenario - input'!$G133),\"\")","v":""},{"$f":"IFERROR(IF(OR(V148=\"\",'Cost scenario - input'!$G133=\"\"),\"\",V148/'Cost scenario - input'!$G133),\"\")","v":""},{"$f":"IFERROR(IF(OR(W148=\"\",'Cost scenario - input'!$G133=\"\"),\"\",W148/'Cost scenario - input'!$G133),\"\")","v":""}]
[{"$f":"IFERROR('Cost scenario - input'!A134,\"\")","v":""},{"$f":"IFERROR('Cost scenario - input'!B134,\"\")","v":""},{"$f":"IFERROR('Cost scenario - input'!C134,\"\")","v":""},{"$f":"IFERROR(repcalc('Cost scenario - input'!$CY134:$GK134,'Cost scenario - input'!$J134,'Cost scenario - input'!$H134,'Cost scenario - input'!$I134,20,TRUE,TRUE),\"\")","v":""},"","","","","","","","","","","","","","","","","","","",{"$f":"IFERROR(IF(OR(D149=\"\",'Cost scenario - input'!$G134=\"\"),\"\",D149/'Cost scenario - input'!$G134),\"\")","v":""},{"$f":"IFERROR(IF(OR(E149=\"\",'Cost scenario - input'!$G134=\"\"),\"\",E149/'Cost scenario - input'!$G134),\"\")","v":""},{"$f":"IFERROR(IF(OR(F149=\"\",'Cost scenario - input'!$G134=\"\"),\"\",F149/'Cost scenario - input'!$G134),\"\")","v":""},{"$f":"IFERROR(IF(OR(G149=\"\",'Cost scenario - input'!$G134=\"\"),\"\",G149/'Cost scenario - input'!$G134),\"\")","v":""},{"$f":"IFERROR(IF(OR(H149=\"\",'Cost scenario - input'!$G134=\"\"),\"\",H149/'Cost scenario - input'!$G134),\"\")","v":""},{"$f":"IFERROR(IF(OR(I149=\"\",'Cost scenario - input'!$G134=\"\"),\"\",I149/'Cost scenario - input'!$G134),\"\")","v":""},{"$f":"IFERROR(IF(OR(J149=\"\",'Cost scenario - input'!$G134=\"\"),\"\",J149/'Cost scenario - input'!$G134),\"\")","v":""},{"$f":"IFERROR(IF(OR(K149=\"\",'Cost scenario - input'!$G134=\"\"),\"\",K149/'Cost scenario - input'!$G134),\"\")","v":""},{"$f":"IFERROR(IF(OR(L149=\"\",'Cost scenario - input'!$G134=\"\"),\"\",L149/'Cost scenario - input'!$G134),\"\")","v":""},{"$f":"IFERROR(IF(OR(M149=\"\",'Cost scenario - input'!$G134=\"\"),\"\",M149/'Cost scenario - input'!$G134),\"\")","v":""},{"$f":"IFERROR(IF(OR(N149=\"\",'Cost scenario - input'!$G134=\"\"),\"\",N149/'Cost scenario - input'!$G134),\"\")","v":""},{"$f":"IFERROR(IF(OR(O149=\"\",'Cost scenario - input'!$G134=\"\"),\"\",O149/'Cost scenario - input'!$G134),\"\")","v":""},{"$f":"IFERROR(IF(OR(P149=\"\",'Cost scenario - input'!$G134=\"\"),\"\",P149/'Cost scenario - input'!$G134),\"\")","v":""},{"$f":"IFERROR(IF(OR(Q149=\"\",'Cost scenario - input'!$G134=\"\"),\"\",Q149/'Cost scenario - input'!$G134),\"\")","v":""},{"$f":"IFERROR(IF(OR(R149=\"\",'Cost scenario - input'!$G134=\"\"),\"\",R149/'Cost scenario - input'!$G134),\"\")","v":""},{"$f":"IFERROR(IF(OR(S149=\"\",'Cost scenario - input'!$G134=\"\"),\"\",S149/'Cost scenario - input'!$G134),\"\")","v":""},{"$f":"IFERROR(IF(OR(T149=\"\",'Cost scenario - input'!$G134=\"\"),\"\",T149/'Cost scenario - input'!$G134),\"\")","v":""},{"$f":"IFERROR(IF(OR(U149=\"\",'Cost scenario - input'!$G134=\"\"),\"\",U149/'Cost scenario - input'!$G134),\"\")","v":""},{"$f":"IFERROR(IF(OR(V149=\"\",'Cost scenario - input'!$G134=\"\"),\"\",V149/'Cost scenario - input'!$G134),\"\")","v":""},{"$f":"IFERROR(IF(OR(W149=\"\",'Cost scenario - input'!$G134=\"\"),\"\",W149/'Cost scenario - input'!$G134),\"\")","v":""}]
[{"$f":"IFERROR('Cost scenario - input'!A135,\"\")","v":""},{"$f":"IFERROR('Cost scenario - input'!B135,\"\")","v":""},{"$f":"IFERROR('Cost scenario - input'!C135,\"\")","v":""},{"$f":"IFERROR(repcalc('Cost scenario - input'!$CY135:$GK135,'Cost scenario - input'!$J135,'Cost scenario - input'!$H135,'Cost scenario - input'!$I135,20,TRUE,TRUE),\"\")","v":""},"","","","","","","","","","","","","","","","","","","",{"$f":"IFERROR(IF(OR(D150=\"\",'Cost scenario - input'!$G135=\"\"),\"\",D150/'Cost scenario - input'!$G135),\"\")","v":""},{"$f":"IFERROR(IF(OR(E150=\"\",'Cost scenario - input'!$G135=\"\"),\"\",E150/'Cost scenario - input'!$G135),\"\")","v":""},{"$f":"IFERROR(IF(OR(F150=\"\",'Cost scenario - input'!$G135=\"\"),\"\",F150/'Cost scenario - input'!$G135),\"\")","v":""},{"$f":"IFERROR(IF(OR(G150=\"\",'Cost scenario - input'!$G135=\"\"),\"\",G150/'Cost scenario - input'!$G135),\"\")","v":""},{"$f":"IFERROR(IF(OR(H150=\"\",'Cost scenario - input'!$G135=\"\"),\"\",H150/'Cost scenario - input'!$G135),\"\")","v":""},{"$f":"IFERROR(IF(OR(I150=\"\",'Cost scenario - input'!$G135=\"\"),\"\",I150/'Cost scenario - input'!$G135),\"\")","v":""},{"$f":"IFERROR(IF(OR(J150=\"\",'Cost scenario - input'!$G135=\"\"),\"\",J150/'Cost scenario - input'!$G135),\"\")","v":""},{"$f":"IFERROR(IF(OR(K150=\"\",'Cost scenario - input'!$G135=\"\"),\"\",K150/'Cost scenario - input'!$G135),\"\")","v":""},{"$f":"IFERROR(IF(OR(L150=\"\",'Cost scenario - input'!$G135=\"\"),\"\",L150/'Cost scenario - input'!$G135),\"\")","v":""},{"$f":"IFERROR(IF(OR(M150=\"\",'Cost scenario - input'!$G135=\"\"),\"\",M150/'Cost scenario - input'!$G135),\"\")","v":""},{"$f":"IFERROR(IF(OR(N150=\"\",'Cost scenario - input'!$G135=\"\"),\"\",N150/'Cost scenario - input'!$G135),\"\")","v":""},{"$f":"IFERROR(IF(OR(O150=\"\",'Cost scenario - input'!$G135=\"\"),\"\",O150/'Cost scenario - input'!$G135),\"\")","v":""},{"$f":"IFERROR(IF(OR(P150=\"\",'Cost scenario - input'!$G135=\"\"),\"\",P150/'Cost scenario - input'!$G135),\"\")","v":""},{"$f":"IFERROR(IF(OR(Q150=\"\",'Cost scenario - input'!$G135=\"\"),\"\",Q150/'Cost scenario - input'!$G135),\"\")","v":""},{"$f":"IFERROR(IF(OR(R150=\"\",'Cost scenario - input'!$G135=\"\"),\"\",R150/'Cost scenario - input'!$G135),\"\")","v":""},{"$f":"IFERROR(IF(OR(S150=\"\",'Cost scenario - input'!$G135=\"\"),\"\",S150/'Cost scenario - input'!$G135),\"\")","v":""},{"$f":"IFERROR(IF(OR(T150=\"\",'Cost scenario - input'!$G135=\"\"),\"\",T150/'Cost scenario - input'!$G135),\"\")","v":""},{"$f":"IFERROR(IF(OR(U150=\"\",'Cost scenario - input'!$G135=\"\"),\"\",U150/'Cost scenario - input'!$G135),\"\")","v":""},{"$f":"IFERROR(IF(OR(V150=\"\",'Cost scenario - input'!$G135=\"\"),\"\",V150/'Cost scenario - input'!$G135),\"\")","v":""},{"$f":"IFERROR(IF(OR(W150=\"\",'Cost scenario - input'!$G135=\"\"),\"\",W150/'Cost scenario - input'!$G135),\"\")","v":""}]
[{"$f":"IFERROR('Cost scenario - input'!A136,\"\")","v":""},{"$f":"IFERROR('Cost scenario - input'!B136,\"\")","v":""},{"$f":"IFERROR('Cost scenario - input'!C136,\"\")","v":""},{"$f":"IFERROR(repcalc('Cost scenario - input'!$CY136:$GK136,'Cost scenario - input'!$J136,'Cost scenario - input'!$H136,'Cost scenario - input'!$I136,20,TRUE,TRUE),\"\")","v":""},"","","","","","","","","","","","","","","","","","","",{"$f":"IFERROR(IF(OR(D151=\"\",'Cost scenario - input'!$G136=\"\"),\"\",D151/'Cost scenario - input'!$G136),\"\")","v":""},{"$f":"IFERROR(IF(OR(E151=\"\",'Cost scenario - input'!$G136=\"\"),\"\",E151/'Cost scenario - input'!$G136),\"\")","v":""},{"$f":"IFERROR(IF(OR(F151=\"\",'Cost scenario - input'!$G136=\"\"),\"\",F151/'Cost scenario - input'!$G136),\"\")","v":""},{"$f":"IFERROR(IF(OR(G151=\"\",'Cost scenario - input'!$G136=\"\"),\"\",G151/'Cost scenario - input'!$G136),\"\")","v":""},{"$f":"IFERROR(IF(OR(H151=\"\",'Cost scenario - input'!$G136=\"\"),\"\",H151/'Cost scenario - input'!$G136),\"\")","v":""},{"$f":"IFERROR(IF(OR(I151=\"\",'Cost scenario - input'!$G136=\"\"),\"\",I151/'Cost scenario - input'!$G136),\"\")","v":""},{"$f":"IFERROR(IF(OR(J151=\"\",'Cost scenario - input'!$G136=\"\"),\"\",J151/'Cost scenario - input'!$G136),\"\")","v":""},{"$f":"IFERROR(IF(OR(K151=\"\",'Cost scenario - input'!$G136=\"\"),\"\",K151/'Cost scenario - input'!$G136),\"\")","v":""},{"$f":"IFERROR(IF(OR(L151=\"\",'Cost scenario - input'!$G136=\"\"),\"\",L151/'Cost scenario - input'!$G136),\"\")","v":""},{"$f":"IFERROR(IF(OR(M151=\"\",'Cost scenario - input'!$G136=\"\"),\"\",M151/'Cost scenario - input'!$G136),\"\")","v":""},{"$f":"IFERROR(IF(OR(N151=\"\",'Cost scenario - input'!$G136=\"\"),\"\",N151/'Cost scenario - input'!$G136),\"\")","v":""},{"$f":"IFERROR(IF(OR(O151=\"\",'Cost scenario - input'!$G136=\"\"),\"\",O151/'Cost scenario - input'!$G136),\"\")","v":""},{"$f":"IFERROR(IF(OR(P151=\"\",'Cost scenario - input'!$G136=\"\"),\"\",P151/'Cost scenario - input'!$G136),\"\")","v":""},{"$f":"IFERROR(IF(OR(Q151=\"\",'Cost scenario - input'!$G136=\"\"),\"\",Q151/'Cost scenario - input'!$G136),\"\")","v":""},{"$f":"IFERROR(IF(OR(R151=\"\",'Cost scenario - input'!$G136=\"\"),\"\",R151/'Cost scenario - input'!$G136),\"\")","v":""},{"$f":"IFERROR(IF(OR(S151=\"\",'Cost scenario - input'!$G136=\"\"),\"\",S151/'Cost scenario - input'!$G136),\"\")","v":""},{"$f":"IFERROR(IF(OR(T151=\"\",'Cost scenario - input'!$G136=\"\"),\"\",T151/'Cost scenario - input'!$G136),\"\")","v":""},{"$f":"IFERROR(IF(OR(U151=\"\",'Cost scenario - input'!$G136=\"\"),\"\",U151/'Cost scenario - input'!$G136),\"\")","v":""},{"$f":"IFERROR(IF(OR(V151=\"\",'Cost scenario - input'!$G136=\"\"),\"\",V151/'Cost scenario - input'!$G136),\"\")","v":""},{"$f":"IFERROR(IF(OR(W151=\"\",'Cost scenario - input'!$G136=\"\"),\"\",W151/'Cost scenario - input'!$G136),\"\")","v":""}]
[{"$f":"IFERROR('Cost scenario - input'!A137,\"\")","v":""},{"$f":"IFERROR('Cost scenario - input'!B137,\"\")","v":""},{"$f":"IFERROR('Cost scenario - input'!C137,\"\")","v":""},{"$f":"IFERROR(repcalc('Cost scenario - input'!$CY137:$GK137,'Cost scenario - input'!$J137,'Cost scenario - input'!$H137,'Cost scenario - input'!$I137,20,TRUE,TRUE),\"\")","v":""},"","","","","","","","","","","","","","","","","","","",{"$f":"IFERROR(IF(OR(D152=\"\",'Cost scenario - input'!$G137=\"\"),\"\",D152/'Cost scenario - input'!$G137),\"\")","v":""},{"$f":"IFERROR(IF(OR(E152=\"\",'Cost scenario - input'!$G137=\"\"),\"\",E152/'Cost scenario - input'!$G137),\"\")","v":""},{"$f":"IFERROR(IF(OR(F152=\"\",'Cost scenario - input'!$G137=\"\"),\"\",F152/'Cost scenario - input'!$G137),\"\")","v":""},{"$f":"IFERROR(IF(OR(G152=\"\",'Cost scenario - input'!$G137=\"\"),\"\",G152/'Cost scenario - input'!$G137),\"\")","v":""},{"$f":"IFERROR(IF(OR(H152=\"\",'Cost scenario - input'!$G137=\"\"),\"\",H152/'Cost scenario - input'!$G137),\"\")","v":""},{"$f":"IFERROR(IF(OR(I152=\"\",'Cost scenario - input'!$G137=\"\"),\"\",I152/'Cost scenario - input'!$G137),\"\")","v":""},{"$f":"IFERROR(IF(OR(J152=\"\",'Cost scenario - input'!$G137=\"\"),\"\",J152/'Cost scenario - input'!$G137),\"\")","v":""},{"$f":"IFERROR(IF(OR(K152=\"\",'Cost scenario - input'!$G137=\"\"),\"\",K152/'Cost scenario - input'!$G137),\"\")","v":""},{"$f":"IFERROR(IF(OR(L152=\"\",'Cost scenario - input'!$G137=\"\"),\"\",L152/'Cost scenario - input'!$G137),\"\")","v":""},{"$f":"IFERROR(IF(OR(M152=\"\",'Cost scenario - input'!$G137=\"\"),\"\",M152/'Cost scenario - input'!$G137),\"\")","v":""},{"$f":"IFERROR(IF(OR(N152=\"\",'Cost scenario - input'!$G137=\"\"),\"\",N152/'Cost scenario - input'!$G137),\"\")","v":""},{"$f":"IFERROR(IF(OR(O152=\"\",'Cost scenario - input'!$G137=\"\"),\"\",O152/'Cost scenario - input'!$G137),\"\")","v":""},{"$f":"IFERROR(IF(OR(P152=\"\",'Cost scenario - input'!$G137=\"\"),\"\",P152/'Cost scenario - input'!$G137),\"\")","v":""},{"$f":"IFERROR(IF(OR(Q152=\"\",'Cost scenario - input'!$G137=\"\"),\"\",Q152/'Cost scenario - input'!$G137),\"\")","v":""},{"$f":"IFERROR(IF(OR(R152=\"\",'Cost scenario - input'!$G137=\"\"),\"\",R152/'Cost scenario - input'!$G137),\"\")","v":""},{"$f":"IFERROR(IF(OR(S152=\"\",'Cost scenario - input'!$G137=\"\"),\"\",S152/'Cost scenario - input'!$G137),\"\")","v":""},{"$f":"IFERROR(IF(OR(T152=\"\",'Cost scenario - input'!$G137=\"\"),\"\",T152/'Cost scenario - input'!$G137),\"\")","v":""},{"$f":"IFERROR(IF(OR(U152=\"\",'Cost scenario - input'!$G137=\"\"),\"\",U152/'Cost scenario - input'!$G137),\"\")","v":""},{"$f":"IFERROR(IF(OR(V152=\"\",'Cost scenario - input'!$G137=\"\"),\"\",V152/'Cost scenario - input'!$G137),\"\")","v":""},{"$f":"IFERROR(IF(OR(W152=\"\",'Cost scenario - input'!$G137=\"\"),\"\",W152/'Cost scenario - input'!$G137),\"\")","v":""}]
[{"$f":"IFERROR('Cost scenario - input'!A138,\"\")","v":""},{"$f":"IFERROR('Cost scenario - input'!B138,\"\")","v":""},{"$f":"IFERROR('Cost scenario - input'!C138,\"\")","v":""},{"$f":"IFERROR(repcalc('Cost scenario - input'!$CY138:$GK138,'Cost scenario - input'!$J138,'Cost scenario - input'!$H138,'Cost scenario - input'!$I138,20,TRUE,TRUE),\"\")","v":""},"","","","","","","","","","","","","","","","","","","",{"$f":"IFERROR(IF(OR(D153=\"\",'Cost scenario - input'!$G138=\"\"),\"\",D153/'Cost scenario - input'!$G138),\"\")","v":""},{"$f":"IFERROR(IF(OR(E153=\"\",'Cost scenario - input'!$G138=\"\"),\"\",E153/'Cost scenario - input'!$G138),\"\")","v":""},{"$f":"IFERROR(IF(OR(F153=\"\",'Cost scenario - input'!$G138=\"\"),\"\",F153/'Cost scenario - input'!$G138),\"\")","v":""},{"$f":"IFERROR(IF(OR(G153=\"\",'Cost scenario - input'!$G138=\"\"),\"\",G153/'Cost scenario - input'!$G138),\"\")","v":""},{"$f":"IFERROR(IF(OR(H153=\"\",'Cost scenario - input'!$G138=\"\"),\"\",H153/'Cost scenario - input'!$G138),\"\")","v":""},{"$f":"IFERROR(IF(OR(I153=\"\",'Cost scenario - input'!$G138=\"\"),\"\",I153/'Cost scenario - input'!$G138),\"\")","v":""},{"$f":"IFERROR(IF(OR(J153=\"\",'Cost scenario - input'!$G138=\"\"),\"\",J153/'Cost scenario - input'!$G138),\"\")","v":""},{"$f":"IFERROR(IF(OR(K153=\"\",'Cost scenario - input'!$G138=\"\"),\"\",K153/'Cost scenario - input'!$G138),\"\")","v":""},{"$f":"IFERROR(IF(OR(L153=\"\",'Cost scenario - input'!$G138=\"\"),\"\",L153/'Cost scenario - input'!$G138),\"\")","v":""},{"$f":"IFERROR(IF(OR(M153=\"\",'Cost scenario - input'!$G138=\"\"),\"\",M153/'Cost scenario - input'!$G138),\"\")","v":""},{"$f":"IFERROR(IF(OR(N153=\"\",'Cost scenario - input'!$G138=\"\"),\"\",N153/'Cost scenario - input'!$G138),\"\")","v":""},{"$f":"IFERROR(IF(OR(O153=\"\",'Cost scenario - input'!$G138=\"\"),\"\",O153/'Cost scenario - input'!$G138),\"\")","v":""},{"$f":"IFERROR(IF(OR(P153=\"\",'Cost scenario - input'!$G138=\"\"),\"\",P153/'Cost scenario - input'!$G138),\"\")","v":""},{"$f":"IFERROR(IF(OR(Q153=\"\",'Cost scenario - input'!$G138=\"\"),\"\",Q153/'Cost scenario - input'!$G138),\"\")","v":""},{"$f":"IFERROR(IF(OR(R153=\"\",'Cost scenario - input'!$G138=\"\"),\"\",R153/'Cost scenario - input'!$G138),\"\")","v":""},{"$f":"IFERROR(IF(OR(S153=\"\",'Cost scenario - input'!$G138=\"\"),\"\",S153/'Cost scenario - input'!$G138),\"\")","v":""},{"$f":"IFERROR(IF(OR(T153=\"\",'Cost scenario - input'!$G138=\"\"),\"\",T153/'Cost scenario - input'!$G138),\"\")","v":""},{"$f":"IFERROR(IF(OR(U153=\"\",'Cost scenario - input'!$G138=\"\"),\"\",U153/'Cost scenario - input'!$G138),\"\")","v":""},{"$f":"IFERROR(IF(OR(V153=\"\",'Cost scenario - input'!$G138=\"\"),\"\",V153/'Cost scenario - input'!$G138),\"\")","v":""},{"$f":"IFERROR(IF(OR(W153=\"\",'Cost scenario - input'!$G138=\"\"),\"\",W153/'Cost scenario - input'!$G138),\"\")","v":""}]
[{"$f":"IFERROR('Cost scenario - input'!A139,\"\")","v":""},{"$f":"IFERROR('Cost scenario - input'!B139,\"\")","v":""},{"$f":"IFERROR('Cost scenario - input'!C139,\"\")","v":""},{"$f":"IFERROR(repcalc('Cost scenario - input'!$CY139:$GK139,'Cost scenario - input'!$J139,'Cost scenario - input'!$H139,'Cost scenario - input'!$I139,20,TRUE,TRUE),\"\")","v":""},"","","","","","","","","","","","","","","","","","","",{"$f":"IFERROR(IF(OR(D154=\"\",'Cost scenario - input'!$G139=\"\"),\"\",D154/'Cost scenario - input'!$G139),\"\")","v":""},{"$f":"IFERROR(IF(OR(E154=\"\",'Cost scenario - input'!$G139=\"\"),\"\",E154/'Cost scenario - input'!$G139),\"\")","v":""},{"$f":"IFERROR(IF(OR(F154=\"\",'Cost scenario - input'!$G139=\"\"),\"\",F154/'Cost scenario - input'!$G139),\"\")","v":""},{"$f":"IFERROR(IF(OR(G154=\"\",'Cost scenario - input'!$G139=\"\"),\"\",G154/'Cost scenario - input'!$G139),\"\")","v":""},{"$f":"IFERROR(IF(OR(H154=\"\",'Cost scenario - input'!$G139=\"\"),\"\",H154/'Cost scenario - input'!$G139),\"\")","v":""},{"$f":"IFERROR(IF(OR(I154=\"\",'Cost scenario - input'!$G139=\"\"),\"\",I154/'Cost scenario - input'!$G139),\"\")","v":""},{"$f":"IFERROR(IF(OR(J154=\"\",'Cost scenario - input'!$G139=\"\"),\"\",J154/'Cost scenario - input'!$G139),\"\")","v":""},{"$f":"IFERROR(IF(OR(K154=\"\",'Cost scenario - input'!$G139=\"\"),\"\",K154/'Cost scenario - input'!$G139),\"\")","v":""},{"$f":"IFERROR(IF(OR(L154=\"\",'Cost scenario - input'!$G139=\"\"),\"\",L154/'Cost scenario - input'!$G139),\"\")","v":""},{"$f":"IFERROR(IF(OR(M154=\"\",'Cost scenario - input'!$G139=\"\"),\"\",M154/'Cost scenario - input'!$G139),\"\")","v":""},{"$f":"IFERROR(IF(OR(N154=\"\",'Cost scenario - input'!$G139=\"\"),\"\",N154/'Cost scenario - input'!$G139),\"\")","v":""},{"$f":"IFERROR(IF(OR(O154=\"\",'Cost scenario - input'!$G139=\"\"),\"\",O154/'Cost scenario - input'!$G139),\"\")","v":""},{"$f":"IFERROR(IF(OR(P154=\"\",'Cost scenario - input'!$G139=\"\"),\"\",P154/'Cost scenario - input'!$G139),\"\")","v":""},{"$f":"IFERROR(IF(OR(Q154=\"\",'Cost scenario - input'!$G139=\"\"),\"\",Q154/'Cost scenario - input'!$G139),\"\")","v":""},{"$f":"IFERROR(IF(OR(R154=\"\",'Cost scenario - input'!$G139=\"\"),\"\",R154/'Cost scenario - input'!$G139),\"\")","v":""},{"$f":"IFERROR(IF(OR(S154=\"\",'Cost scenario - input'!$G139=\"\"),\"\",S154/'Cost scenario - input'!$G139),\"\")","v":""},{"$f":"IFERROR(IF(OR(T154=\"\",'Cost scenario - input'!$G139=\"\"),\"\",T154/'Cost scenario - input'!$G139),\"\")","v":""},{"$f":"IFERROR(IF(OR(U154=\"\",'Cost scenario - input'!$G139=\"\"),\"\",U154/'Cost scenario - input'!$G139),\"\")","v":""},{"$f":"IFERROR(IF(OR(V154=\"\",'Cost scenario - input'!$G139=\"\"),\"\",V154/'Cost scenario - input'!$G139),\"\")","v":""},{"$f":"IFERROR(IF(OR(W154=\"\",'Cost scenario - input'!$G139=\"\"),\"\",W154/'Cost scenario - input'!$G139),\"\")","v":""}]
[{"$f":"IFERROR('Cost scenario - input'!A140,\"\")","v":""},{"$f":"IFERROR('Cost scenario - input'!B140,\"\")","v":""},{"$f":"IFERROR('Cost scenario - input'!C140,\"\")","v":""},{"$f":"IFERROR(repcalc('Cost scenario - input'!$CY140:$GK140,'Cost scenario - input'!$J140,'Cost scenario - input'!$H140,'Cost scenario - input'!$I140,20,TRUE,TRUE),\"\")","v":""},"","","","","","","","","","","","","","","","","","","",{"$f":"IFERROR(IF(OR(D155=\"\",'Cost scenario - input'!$G140=\"\"),\"\",D155/'Cost scenario - input'!$G140),\"\")","v":""},{"$f":"IFERROR(IF(OR(E155=\"\",'Cost scenario - input'!$G140=\"\"),\"\",E155/'Cost scenario - input'!$G140),\"\")","v":""},{"$f":"IFERROR(IF(OR(F155=\"\",'Cost scenario - input'!$G140=\"\"),\"\",F155/'Cost scenario - input'!$G140),\"\")","v":""},{"$f":"IFERROR(IF(OR(G155=\"\",'Cost scenario - input'!$G140=\"\"),\"\",G155/'Cost scenario - input'!$G140),\"\")","v":""},{"$f":"IFERROR(IF(OR(H155=\"\",'Cost scenario - input'!$G140=\"\"),\"\",H155/'Cost scenario - input'!$G140),\"\")","v":""},{"$f":"IFERROR(IF(OR(I155=\"\",'Cost scenario - input'!$G140=\"\"),\"\",I155/'Cost scenario - input'!$G140),\"\")","v":""},{"$f":"IFERROR(IF(OR(J155=\"\",'Cost scenario - input'!$G140=\"\"),\"\",J155/'Cost scenario - input'!$G140),\"\")","v":""},{"$f":"IFERROR(IF(OR(K155=\"\",'Cost scenario - input'!$G140=\"\"),\"\",K155/'Cost scenario - input'!$G140),\"\")","v":""},{"$f":"IFERROR(IF(OR(L155=\"\",'Cost scenario - input'!$G140=\"\"),\"\",L155/'Cost scenario - input'!$G140),\"\")","v":""},{"$f":"IFERROR(IF(OR(M155=\"\",'Cost scenario - input'!$G140=\"\"),\"\",M155/'Cost scenario - input'!$G140),\"\")","v":""},{"$f":"IFERROR(IF(OR(N155=\"\",'Cost scenario - input'!$G140=\"\"),\"\",N155/'Cost scenario - input'!$G140),\"\")","v":""},{"$f":"IFERROR(IF(OR(O155=\"\",'Cost scenario - input'!$G140=\"\"),\"\",O155/'Cost scenario - input'!$G140),\"\")","v":""},{"$f":"IFERROR(IF(OR(P155=\"\",'Cost scenario - input'!$G140=\"\"),\"\",P155/'Cost scenario - input'!$G140),\"\")","v":""},{"$f":"IFERROR(IF(OR(Q155=\"\",'Cost scenario - input'!$G140=\"\"),\"\",Q155/'Cost scenario - input'!$G140),\"\")","v":""},{"$f":"IFERROR(IF(OR(R155=\"\",'Cost scenario - input'!$G140=\"\"),\"\",R155/'Cost scenario - input'!$G140),\"\")","v":""},{"$f":"IFERROR(IF(OR(S155=\"\",'Cost scenario - input'!$G140=\"\"),\"\",S155/'Cost scenario - input'!$G140),\"\")","v":""},{"$f":"IFERROR(IF(OR(T155=\"\",'Cost scenario - input'!$G140=\"\"),\"\",T155/'Cost scenario - input'!$G140),\"\")","v":""},{"$f":"IFERROR(IF(OR(U155=\"\",'Cost scenario - input'!$G140=\"\"),\"\",U155/'Cost scenario - input'!$G140),\"\")","v":""},{"$f":"IFERROR(IF(OR(V155=\"\",'Cost scenario - input'!$G140=\"\"),\"\",V155/'Cost scenario - input'!$G140),\"\")","v":""},{"$f":"IFERROR(IF(OR(W155=\"\",'Cost scenario - input'!$G140=\"\"),\"\",W155/'Cost scenario - input'!$G140),\"\")","v":""}]
[{"$f":"IFERROR('Cost scenario - input'!A141,\"\")","v":""},{"$f":"IFERROR('Cost scenario - input'!B141,\"\")","v":""},{"$f":"IFERROR('Cost scenario - input'!C141,\"\")","v":""},{"$f":"IFERROR(repcalc('Cost scenario - input'!$CY141:$GK141,'Cost scenario - input'!$J141,'Cost scenario - input'!$H141,'Cost scenario - input'!$I141,20,TRUE,TRUE),\"\")","v":""},"","","","","","","","","","","","","","","","","","","",{"$f":"IFERROR(IF(OR(D156=\"\",'Cost scenario - input'!$G141=\"\"),\"\",D156/'Cost scenario - input'!$G141),\"\")","v":""},{"$f":"IFERROR(IF(OR(E156=\"\",'Cost scenario - input'!$G141=\"\"),\"\",E156/'Cost scenario - input'!$G141),\"\")","v":""},{"$f":"IFERROR(IF(OR(F156=\"\",'Cost scenario - input'!$G141=\"\"),\"\",F156/'Cost scenario - input'!$G141),\"\")","v":""},{"$f":"IFERROR(IF(OR(G156=\"\",'Cost scenario - input'!$G141=\"\"),\"\",G156/'Cost scenario - input'!$G141),\"\")","v":""},{"$f":"IFERROR(IF(OR(H156=\"\",'Cost scenario - input'!$G141=\"\"),\"\",H156/'Cost scenario - input'!$G141),\"\")","v":""},{"$f":"IFERROR(IF(OR(I156=\"\",'Cost scenario - input'!$G141=\"\"),\"\",I156/'Cost scenario - input'!$G141),\"\")","v":""},{"$f":"IFERROR(IF(OR(J156=\"\",'Cost scenario - input'!$G141=\"\"),\"\",J156/'Cost scenario - input'!$G141),\"\")","v":""},{"$f":"IFERROR(IF(OR(K156=\"\",'Cost scenario - input'!$G141=\"\"),\"\",K156/'Cost scenario - input'!$G141),\"\")","v":""},{"$f":"IFERROR(IF(OR(L156=\"\",'Cost scenario - input'!$G141=\"\"),\"\",L156/'Cost scenario - input'!$G141),\"\")","v":""},{"$f":"IFERROR(IF(OR(M156=\"\",'Cost scenario - input'!$G141=\"\"),\"\",M156/'Cost scenario - input'!$G141),\"\")","v":""},{"$f":"IFERROR(IF(OR(N156=\"\",'Cost scenario - input'!$G141=\"\"),\"\",N156/'Cost scenario - input'!$G141),\"\")","v":""},{"$f":"IFERROR(IF(OR(O156=\"\",'Cost scenario - input'!$G141=\"\"),\"\",O156/'Cost scenario - input'!$G141),\"\")","v":""},{"$f":"IFERROR(IF(OR(P156=\"\",'Cost scenario - input'!$G141=\"\"),\"\",P156/'Cost scenario - input'!$G141),\"\")","v":""},{"$f":"IFERROR(IF(OR(Q156=\"\",'Cost scenario - input'!$G141=\"\"),\"\",Q156/'Cost scenario - input'!$G141),\"\")","v":""},{"$f":"IFERROR(IF(OR(R156=\"\",'Cost scenario - input'!$G141=\"\"),\"\",R156/'Cost scenario - input'!$G141),\"\")","v":""},{"$f":"IFERROR(IF(OR(S156=\"\",'Cost scenario - input'!$G141=\"\"),\"\",S156/'Cost scenario - input'!$G141),\"\")","v":""},{"$f":"IFERROR(IF(OR(T156=\"\",'Cost scenario - input'!$G141=\"\"),\"\",T156/'Cost scenario - input'!$G141),\"\")","v":""},{"$f":"IFERROR(IF(OR(U156=\"\",'Cost scenario - input'!$G141=\"\"),\"\",U156/'Cost scenario - input'!$G141),\"\")","v":""},{"$f":"IFERROR(IF(OR(V156=\"\",'Cost scenario - input'!$G141=\"\"),\"\",V156/'Cost scenario - input'!$G141),\"\")","v":""},{"$f":"IFERROR(IF(OR(W156=\"\",'Cost scenario - input'!$G141=\"\"),\"\",W156/'Cost scenario - input'!$G141),\"\")","v":""}]
[{"$f":"IFERROR('Cost scenario - input'!A142,\"\")","v":""},{"$f":"IFERROR('Cost scenario - input'!B142,\"\")","v":""},{"$f":"IFERROR('Cost scenario - input'!C142,\"\")","v":""},{"$f":"IFERROR(repcalc('Cost scenario - input'!$CY142:$GK142,'Cost scenario - input'!$J142,'Cost scenario - input'!$H142,'Cost scenario - input'!$I142,20,TRUE,TRUE),\"\")","v":""},"","","","","","","","","","","","","","","","","","","",{"$f":"IFERROR(IF(OR(D157=\"\",'Cost scenario - input'!$G142=\"\"),\"\",D157/'Cost scenario - input'!$G142),\"\")","v":""},{"$f":"IFERROR(IF(OR(E157=\"\",'Cost scenario - input'!$G142=\"\"),\"\",E157/'Cost scenario - input'!$G142),\"\")","v":""},{"$f":"IFERROR(IF(OR(F157=\"\",'Cost scenario - input'!$G142=\"\"),\"\",F157/'Cost scenario - input'!$G142),\"\")","v":""},{"$f":"IFERROR(IF(OR(G157=\"\",'Cost scenario - input'!$G142=\"\"),\"\",G157/'Cost scenario - input'!$G142),\"\")","v":""},{"$f":"IFERROR(IF(OR(H157=\"\",'Cost scenario - input'!$G142=\"\"),\"\",H157/'Cost scenario - input'!$G142),\"\")","v":""},{"$f":"IFERROR(IF(OR(I157=\"\",'Cost scenario - input'!$G142=\"\"),\"\",I157/'Cost scenario - input'!$G142),\"\")","v":""},{"$f":"IFERROR(IF(OR(J157=\"\",'Cost scenario - input'!$G142=\"\"),\"\",J157/'Cost scenario - input'!$G142),\"\")","v":""},{"$f":"IFERROR(IF(OR(K157=\"\",'Cost scenario - input'!$G142=\"\"),\"\",K157/'Cost scenario - input'!$G142),\"\")","v":""},{"$f":"IFERROR(IF(OR(L157=\"\",'Cost scenario - input'!$G142=\"\"),\"\",L157/'Cost scenario - input'!$G142),\"\")","v":""},{"$f":"IFERROR(IF(OR(M157=\"\",'Cost scenario - input'!$G142=\"\"),\"\",M157/'Cost scenario - input'!$G142),\"\")","v":""},{"$f":"IFERROR(IF(OR(N157=\"\",'Cost scenario - input'!$G142=\"\"),\"\",N157/'Cost scenario - input'!$G142),\"\")","v":""},{"$f":"IFERROR(IF(OR(O157=\"\",'Cost scenario - input'!$G142=\"\"),\"\",O157/'Cost scenario - input'!$G142),\"\")","v":""},{"$f":"IFERROR(IF(OR(P157=\"\",'Cost scenario - input'!$G142=\"\"),\"\",P157/'Cost scenario - input'!$G142),\"\")","v":""},{"$f":"IFERROR(IF(OR(Q157=\"\",'Cost scenario - input'!$G142=\"\"),\"\",Q157/'Cost scenario - input'!$G142),\"\")","v":""},{"$f":"IFERROR(IF(OR(R157=\"\",'Cost scenario - input'!$G142=\"\"),\"\",R157/'Cost scenario - input'!$G142),\"\")","v":""},{"$f":"IFERROR(IF(OR(S157=\"\",'Cost scenario - input'!$G142=\"\"),\"\",S157/'Cost scenario - input'!$G142),\"\")","v":""},{"$f":"IFERROR(IF(OR(T157=\"\",'Cost scenario - input'!$G142=\"\"),\"\",T157/'Cost scenario - input'!$G142),\"\")","v":""},{"$f":"IFERROR(IF(OR(U157=\"\",'Cost scenario - input'!$G142=\"\"),\"\",U157/'Cost scenario - input'!$G142),\"\")","v":""},{"$f":"IFERROR(IF(OR(V157=\"\",'Cost scenario - input'!$G142=\"\"),\"\",V157/'Cost scenario - input'!$G142),\"\")","v":""},{"$f":"IFERROR(IF(OR(W157=\"\",'Cost scenario - input'!$G142=\"\"),\"\",W157/'Cost scenario - input'!$G142),\"\")","v":""}]
[{"$f":"IFERROR('Cost scenario - input'!A143,\"\")","v":""},{"$f":"IFERROR('Cost scenario - input'!B143,\"\")","v":""},{"$f":"IFERROR('Cost scenario - input'!C143,\"\")","v":""},{"$f":"IFERROR(repcalc('Cost scenario - input'!$CY143:$GK143,'Cost scenario - input'!$J143,'Cost scenario - input'!$H143,'Cost scenario - input'!$I143,20,TRUE,TRUE),\"\")","v":""},"","","","","","","","","","","","","","","","","","","",{"$f":"IFERROR(IF(OR(D158=\"\",'Cost scenario - input'!$G143=\"\"),\"\",D158/'Cost scenario - input'!$G143),\"\")","v":""},{"$f":"IFERROR(IF(OR(E158=\"\",'Cost scenario - input'!$G143=\"\"),\"\",E158/'Cost scenario - input'!$G143),\"\")","v":""},{"$f":"IFERROR(IF(OR(F158=\"\",'Cost scenario - input'!$G143=\"\"),\"\",F158/'Cost scenario - input'!$G143),\"\")","v":""},{"$f":"IFERROR(IF(OR(G158=\"\",'Cost scenario - input'!$G143=\"\"),\"\",G158/'Cost scenario - input'!$G143),\"\")","v":""},{"$f":"IFERROR(IF(OR(H158=\"\",'Cost scenario - input'!$G143=\"\"),\"\",H158/'Cost scenario - input'!$G143),\"\")","v":""},{"$f":"IFERROR(IF(OR(I158=\"\",'Cost scenario - input'!$G143=\"\"),\"\",I158/'Cost scenario - input'!$G143),\"\")","v":""},{"$f":"IFERROR(IF(OR(J158=\"\",'Cost scenario - input'!$G143=\"\"),\"\",J158/'Cost scenario - input'!$G143),\"\")","v":""},{"$f":"IFERROR(IF(OR(K158=\"\",'Cost scenario - input'!$G143=\"\"),\"\",K158/'Cost scenario - input'!$G143),\"\")","v":""},{"$f":"IFERROR(IF(OR(L158=\"\",'Cost scenario - input'!$G143=\"\"),\"\",L158/'Cost scenario - input'!$G143),\"\")","v":""},{"$f":"IFERROR(IF(OR(M158=\"\",'Cost scenario - input'!$G143=\"\"),\"\",M158/'Cost scenario - input'!$G143),\"\")","v":""},{"$f":"IFERROR(IF(OR(N158=\"\",'Cost scenario - input'!$G143=\"\"),\"\",N158/'Cost scenario - input'!$G143),\"\")","v":""},{"$f":"IFERROR(IF(OR(O158=\"\",'Cost scenario - input'!$G143=\"\"),\"\",O158/'Cost scenario - input'!$G143),\"\")","v":""},{"$f":"IFERROR(IF(OR(P158=\"\",'Cost scenario - input'!$G143=\"\"),\"\",P158/'Cost scenario - input'!$G143),\"\")","v":""},{"$f":"IFERROR(IF(OR(Q158=\"\",'Cost scenario - input'!$G143=\"\"),\"\",Q158/'Cost scenario - input'!$G143),\"\")","v":""},{"$f":"IFERROR(IF(OR(R158=\"\",'Cost scenario - input'!$G143=\"\"),\"\",R158/'Cost scenario - input'!$G143),\"\")","v":""},{"$f":"IFERROR(IF(OR(S158=\"\",'Cost scenario - input'!$G143=\"\"),\"\",S158/'Cost scenario - input'!$G143),\"\")","v":""},{"$f":"IFERROR(IF(OR(T158=\"\",'Cost scenario - input'!$G143=\"\"),\"\",T158/'Cost scenario - input'!$G143),\"\")","v":""},{"$f":"IFERROR(IF(OR(U158=\"\",'Cost scenario - input'!$G143=\"\"),\"\",U158/'Cost scenario - input'!$G143),\"\")","v":""},{"$f":"IFERROR(IF(OR(V158=\"\",'Cost scenario - input'!$G143=\"\"),\"\",V158/'Cost scenario - input'!$G143),\"\")","v":""},{"$f":"IFERROR(IF(OR(W158=\"\",'Cost scenario - input'!$G143=\"\"),\"\",W158/'Cost scenario - input'!$G143),\"\")","v":""}]
[{"$f":"IFERROR('Cost scenario - input'!A144,\"\")","v":""},{"$f":"IFERROR('Cost scenario - input'!B144,\"\")","v":""},{"$f":"IFERROR('Cost scenario - input'!C144,\"\")","v":""},{"$f":"IFERROR(repcalc('Cost scenario - input'!$CY144:$GK144,'Cost scenario - input'!$J144,'Cost scenario - input'!$H144,'Cost scenario - input'!$I144,20,TRUE,TRUE),\"\")","v":""},"","","","","","","","","","","","","","","","","","","",{"$f":"IFERROR(IF(OR(D159=\"\",'Cost scenario - input'!$G144=\"\"),\"\",D159/'Cost scenario - input'!$G144),\"\")","v":""},{"$f":"IFERROR(IF(OR(E159=\"\",'Cost scenario - input'!$G144=\"\"),\"\",E159/'Cost scenario - input'!$G144),\"\")","v":""},{"$f":"IFERROR(IF(OR(F159=\"\",'Cost scenario - input'!$G144=\"\"),\"\",F159/'Cost scenario - input'!$G144),\"\")","v":""},{"$f":"IFERROR(IF(OR(G159=\"\",'Cost scenario - input'!$G144=\"\"),\"\",G159/'Cost scenario - input'!$G144),\"\")","v":""},{"$f":"IFERROR(IF(OR(H159=\"\",'Cost scenario - input'!$G144=\"\"),\"\",H159/'Cost scenario - input'!$G144),\"\")","v":""},{"$f":"IFERROR(IF(OR(I159=\"\",'Cost scenario - input'!$G144=\"\"),\"\",I159/'Cost scenario - input'!$G144),\"\")","v":""},{"$f":"IFERROR(IF(OR(J159=\"\",'Cost scenario - input'!$G144=\"\"),\"\",J159/'Cost scenario - input'!$G144),\"\")","v":""},{"$f":"IFERROR(IF(OR(K159=\"\",'Cost scenario - input'!$G144=\"\"),\"\",K159/'Cost scenario - input'!$G144),\"\")","v":""},{"$f":"IFERROR(IF(OR(L159=\"\",'Cost scenario - input'!$G144=\"\"),\"\",L159/'Cost scenario - input'!$G144),\"\")","v":""},{"$f":"IFERROR(IF(OR(M159=\"\",'Cost scenario - input'!$G144=\"\"),\"\",M159/'Cost scenario - input'!$G144),\"\")","v":""},{"$f":"IFERROR(IF(OR(N159=\"\",'Cost scenario - input'!$G144=\"\"),\"\",N159/'Cost scenario - input'!$G144),\"\")","v":""},{"$f":"IFERROR(IF(OR(O159=\"\",'Cost scenario - input'!$G144=\"\"),\"\",O159/'Cost scenario - input'!$G144),\"\")","v":""},{"$f":"IFERROR(IF(OR(P159=\"\",'Cost scenario - input'!$G144=\"\"),\"\",P159/'Cost scenario - input'!$G144),\"\")","v":""},{"$f":"IFERROR(IF(OR(Q159=\"\",'Cost scenario - input'!$G144=\"\"),\"\",Q159/'Cost scenario - input'!$G144),\"\")","v":""},{"$f":"IFERROR(IF(OR(R159=\"\",'Cost scenario - input'!$G144=\"\"),\"\",R159/'Cost scenario - input'!$G144),\"\")","v":""},{"$f":"IFERROR(IF(OR(S159=\"\",'Cost scenario - input'!$G144=\"\"),\"\",S159/'Cost scenario - input'!$G144),\"\")","v":""},{"$f":"IFERROR(IF(OR(T159=\"\",'Cost scenario - input'!$G144=\"\"),\"\",T159/'Cost scenario - input'!$G144),\"\")","v":""},{"$f":"IFERROR(IF(OR(U159=\"\",'Cost scenario - input'!$G144=\"\"),\"\",U159/'Cost scenario - input'!$G144),\"\")","v":""},{"$f":"IFERROR(IF(OR(V159=\"\",'Cost scenario - input'!$G144=\"\"),\"\",V159/'Cost scenario - input'!$G144),\"\")","v":""},{"$f":"IFERROR(IF(OR(W159=\"\",'Cost scenario - input'!$G144=\"\"),\"\",W159/'Cost scenario - input'!$G144),\"\")","v":""}]
[{"$f":"IFERROR('Cost scenario - input'!A145,\"\")","v":""},{"$f":"IFERROR('Cost scenario - input'!B145,\"\")","v":""},{"$f":"IFERROR('Cost scenario - input'!C145,\"\")","v":""},{"$f":"IFERROR(repcalc('Cost scenario - input'!$CY145:$GK145,'Cost scenario - input'!$J145,'Cost scenario - input'!$H145,'Cost scenario - input'!$I145,20,TRUE,TRUE),\"\")","v":""},"","","","","","","","","","","","","","","","","","","",{"$f":"IFERROR(IF(OR(D160=\"\",'Cost scenario - input'!$G145=\"\"),\"\",D160/'Cost scenario - input'!$G145),\"\")","v":""},{"$f":"IFERROR(IF(OR(E160=\"\",'Cost scenario - input'!$G145=\"\"),\"\",E160/'Cost scenario - input'!$G145),\"\")","v":""},{"$f":"IFERROR(IF(OR(F160=\"\",'Cost scenario - input'!$G145=\"\"),\"\",F160/'Cost scenario - input'!$G145),\"\")","v":""},{"$f":"IFERROR(IF(OR(G160=\"\",'Cost scenario - input'!$G145=\"\"),\"\",G160/'Cost scenario - input'!$G145),\"\")","v":""},{"$f":"IFERROR(IF(OR(H160=\"\",'Cost scenario - input'!$G145=\"\"),\"\",H160/'Cost scenario - input'!$G145),\"\")","v":""},{"$f":"IFERROR(IF(OR(I160=\"\",'Cost scenario - input'!$G145=\"\"),\"\",I160/'Cost scenario - input'!$G145),\"\")","v":""},{"$f":"IFERROR(IF(OR(J160=\"\",'Cost scenario - input'!$G145=\"\"),\"\",J160/'Cost scenario - input'!$G145),\"\")","v":""},{"$f":"IFERROR(IF(OR(K160=\"\",'Cost scenario - input'!$G145=\"\"),\"\",K160/'Cost scenario - input'!$G145),\"\")","v":""},{"$f":"IFERROR(IF(OR(L160=\"\",'Cost scenario - input'!$G145=\"\"),\"\",L160/'Cost scenario - input'!$G145),\"\")","v":""},{"$f":"IFERROR(IF(OR(M160=\"\",'Cost scenario - input'!$G145=\"\"),\"\",M160/'Cost scenario - input'!$G145),\"\")","v":""},{"$f":"IFERROR(IF(OR(N160=\"\",'Cost scenario - input'!$G145=\"\"),\"\",N160/'Cost scenario - input'!$G145),\"\")","v":""},{"$f":"IFERROR(IF(OR(O160=\"\",'Cost scenario - input'!$G145=\"\"),\"\",O160/'Cost scenario - input'!$G145),\"\")","v":""},{"$f":"IFERROR(IF(OR(P160=\"\",'Cost scenario - input'!$G145=\"\"),\"\",P160/'Cost scenario - input'!$G145),\"\")","v":""},{"$f":"IFERROR(IF(OR(Q160=\"\",'Cost scenario - input'!$G145=\"\"),\"\",Q160/'Cost scenario - input'!$G145),\"\")","v":""},{"$f":"IFERROR(IF(OR(R160=\"\",'Cost scenario - input'!$G145=\"\"),\"\",R160/'Cost scenario - input'!$G145),\"\")","v":""},{"$f":"IFERROR(IF(OR(S160=\"\",'Cost scenario - input'!$G145=\"\"),\"\",S160/'Cost scenario - input'!$G145),\"\")","v":""},{"$f":"IFERROR(IF(OR(T160=\"\",'Cost scenario - input'!$G145=\"\"),\"\",T160/'Cost scenario - input'!$G145),\"\")","v":""},{"$f":"IFERROR(IF(OR(U160=\"\",'Cost scenario - input'!$G145=\"\"),\"\",U160/'Cost scenario - input'!$G145),\"\")","v":""},{"$f":"IFERROR(IF(OR(V160=\"\",'Cost scenario - input'!$G145=\"\"),\"\",V160/'Cost scenario - input'!$G145),\"\")","v":""},{"$f":"IFERROR(IF(OR(W160=\"\",'Cost scenario - input'!$G145=\"\"),\"\",W160/'Cost scenario - input'!$G145),\"\")","v":""}]
[{"$f":"IFERROR('Cost scenario - input'!A146,\"\")","v":""},{"$f":"IFERROR('Cost scenario - input'!B146,\"\")","v":""},{"$f":"IFERROR('Cost scenario - input'!C146,\"\")","v":""},{"$f":"IFERROR(repcalc('Cost scenario - input'!$CY146:$GK146,'Cost scenario - input'!$J146,'Cost scenario - input'!$H146,'Cost scenario - input'!$I146,20,TRUE,TRUE),\"\")","v":""},"","","","","","","","","","","","","","","","","","","",{"$f":"IFERROR(IF(OR(D161=\"\",'Cost scenario - input'!$G146=\"\"),\"\",D161/'Cost scenario - input'!$G146),\"\")","v":""},{"$f":"IFERROR(IF(OR(E161=\"\",'Cost scenario - input'!$G146=\"\"),\"\",E161/'Cost scenario - input'!$G146),\"\")","v":""},{"$f":"IFERROR(IF(OR(F161=\"\",'Cost scenario - input'!$G146=\"\"),\"\",F161/'Cost scenario - input'!$G146),\"\")","v":""},{"$f":"IFERROR(IF(OR(G161=\"\",'Cost scenario - input'!$G146=\"\"),\"\",G161/'Cost scenario - input'!$G146),\"\")","v":""},{"$f":"IFERROR(IF(OR(H161=\"\",'Cost scenario - input'!$G146=\"\"),\"\",H161/'Cost scenario - input'!$G146),\"\")","v":""},{"$f":"IFERROR(IF(OR(I161=\"\",'Cost scenario - input'!$G146=\"\"),\"\",I161/'Cost scenario - input'!$G146),\"\")","v":""},{"$f":"IFERROR(IF(OR(J161=\"\",'Cost scenario - input'!$G146=\"\"),\"\",J161/'Cost scenario - input'!$G146),\"\")","v":""},{"$f":"IFERROR(IF(OR(K161=\"\",'Cost scenario - input'!$G146=\"\"),\"\",K161/'Cost scenario - input'!$G146),\"\")","v":""},{"$f":"IFERROR(IF(OR(L161=\"\",'Cost scenario - input'!$G146=\"\"),\"\",L161/'Cost scenario - input'!$G146),\"\")","v":""},{"$f":"IFERROR(IF(OR(M161=\"\",'Cost scenario - input'!$G146=\"\"),\"\",M161/'Cost scenario - input'!$G146),\"\")","v":""},{"$f":"IFERROR(IF(OR(N161=\"\",'Cost scenario - input'!$G146=\"\"),\"\",N161/'Cost scenario - input'!$G146),\"\")","v":""},{"$f":"IFERROR(IF(OR(O161=\"\",'Cost scenario - input'!$G146=\"\"),\"\",O161/'Cost scenario - input'!$G146),\"\")","v":""},{"$f":"IFERROR(IF(OR(P161=\"\",'Cost scenario - input'!$G146=\"\"),\"\",P161/'Cost scenario - input'!$G146),\"\")","v":""},{"$f":"IFERROR(IF(OR(Q161=\"\",'Cost scenario - input'!$G146=\"\"),\"\",Q161/'Cost scenario - input'!$G146),\"\")","v":""},{"$f":"IFERROR(IF(OR(R161=\"\",'Cost scenario - input'!$G146=\"\"),\"\",R161/'Cost scenario - input'!$G146),\"\")","v":""},{"$f":"IFERROR(IF(OR(S161=\"\",'Cost scenario - input'!$G146=\"\"),\"\",S161/'Cost scenario - input'!$G146),\"\")","v":""},{"$f":"IFERROR(IF(OR(T161=\"\",'Cost scenario - input'!$G146=\"\"),\"\",T161/'Cost scenario - input'!$G146),\"\")","v":""},{"$f":"IFERROR(IF(OR(U161=\"\",'Cost scenario - input'!$G146=\"\"),\"\",U161/'Cost scenario - input'!$G146),\"\")","v":""},{"$f":"IFERROR(IF(OR(V161=\"\",'Cost scenario - input'!$G146=\"\"),\"\",V161/'Cost scenario - input'!$G146),\"\")","v":""},{"$f":"IFERROR(IF(OR(W161=\"\",'Cost scenario - input'!$G146=\"\"),\"\",W161/'Cost scenario - input'!$G146),\"\")","v":""}]
[{"$f":"IFERROR('Cost scenario - input'!A147,\"\")","v":""},{"$f":"IFERROR('Cost scenario - input'!B147,\"\")","v":""},{"$f":"IFERROR('Cost scenario - input'!C147,\"\")","v":""},{"$f":"IFERROR(repcalc('Cost scenario - input'!$CY147:$GK147,'Cost scenario - input'!$J147,'Cost scenario - input'!$H147,'Cost scenario - input'!$I147,20,TRUE,TRUE),\"\")","v":""},"","","","","","","","","","","","","","","","","","","",{"$f":"IFERROR(IF(OR(D162=\"\",'Cost scenario - input'!$G147=\"\"),\"\",D162/'Cost scenario - input'!$G147),\"\")","v":""},{"$f":"IFERROR(IF(OR(E162=\"\",'Cost scenario - input'!$G147=\"\"),\"\",E162/'Cost scenario - input'!$G147),\"\")","v":""},{"$f":"IFERROR(IF(OR(F162=\"\",'Cost scenario - input'!$G147=\"\"),\"\",F162/'Cost scenario - input'!$G147),\"\")","v":""},{"$f":"IFERROR(IF(OR(G162=\"\",'Cost scenario - input'!$G147=\"\"),\"\",G162/'Cost scenario - input'!$G147),\"\")","v":""},{"$f":"IFERROR(IF(OR(H162=\"\",'Cost scenario - input'!$G147=\"\"),\"\",H162/'Cost scenario - input'!$G147),\"\")","v":""},{"$f":"IFERROR(IF(OR(I162=\"\",'Cost scenario - input'!$G147=\"\"),\"\",I162/'Cost scenario - input'!$G147),\"\")","v":""},{"$f":"IFERROR(IF(OR(J162=\"\",'Cost scenario - input'!$G147=\"\"),\"\",J162/'Cost scenario - input'!$G147),\"\")","v":""},{"$f":"IFERROR(IF(OR(K162=\"\",'Cost scenario - input'!$G147=\"\"),\"\",K162/'Cost scenario - input'!$G147),\"\")","v":""},{"$f":"IFERROR(IF(OR(L162=\"\",'Cost scenario - input'!$G147=\"\"),\"\",L162/'Cost scenario - input'!$G147),\"\")","v":""},{"$f":"IFERROR(IF(OR(M162=\"\",'Cost scenario - input'!$G147=\"\"),\"\",M162/'Cost scenario - input'!$G147),\"\")","v":""},{"$f":"IFERROR(IF(OR(N162=\"\",'Cost scenario - input'!$G147=\"\"),\"\",N162/'Cost scenario - input'!$G147),\"\")","v":""},{"$f":"IFERROR(IF(OR(O162=\"\",'Cost scenario - input'!$G147=\"\"),\"\",O162/'Cost scenario - input'!$G147),\"\")","v":""},{"$f":"IFERROR(IF(OR(P162=\"\",'Cost scenario - input'!$G147=\"\"),\"\",P162/'Cost scenario - input'!$G147),\"\")","v":""},{"$f":"IFERROR(IF(OR(Q162=\"\",'Cost scenario - input'!$G147=\"\"),\"\",Q162/'Cost scenario - input'!$G147),\"\")","v":""},{"$f":"IFERROR(IF(OR(R162=\"\",'Cost scenario - input'!$G147=\"\"),\"\",R162/'Cost scenario - input'!$G147),\"\")","v":""},{"$f":"IFERROR(IF(OR(S162=\"\",'Cost scenario - input'!$G147=\"\"),\"\",S162/'Cost scenario - input'!$G147),\"\")","v":""},{"$f":"IFERROR(IF(OR(T162=\"\",'Cost scenario - input'!$G147=\"\"),\"\",T162/'Cost scenario - input'!$G147),\"\")","v":""},{"$f":"IFERROR(IF(OR(U162=\"\",'Cost scenario - input'!$G147=\"\"),\"\",U162/'Cost scenario - input'!$G147),\"\")","v":""},{"$f":"IFERROR(IF(OR(V162=\"\",'Cost scenario - input'!$G147=\"\"),\"\",V162/'Cost scenario - input'!$G147),\"\")","v":""},{"$f":"IFERROR(IF(OR(W162=\"\",'Cost scenario - input'!$G147=\"\"),\"\",W162/'Cost scenario - input'!$G147),\"\")","v":""}]
[{"$f":"IFERROR('Cost scenario - input'!A148,\"\")","v":""},{"$f":"IFERROR('Cost scenario - input'!B148,\"\")","v":""},{"$f":"IFERROR('Cost scenario - input'!C148,\"\")","v":""},{"$f":"IFERROR(repcalc('Cost scenario - input'!$CY148:$GK148,'Cost scenario - input'!$J148,'Cost scenario - input'!$H148,'Cost scenario - input'!$I148,20,TRUE,TRUE),\"\")","v":""},"","","","","","","","","","","","","","","","","","","",{"$f":"IFERROR(IF(OR(D163=\"\",'Cost scenario - input'!$G148=\"\"),\"\",D163/'Cost scenario - input'!$G148),\"\")","v":""},{"$f":"IFERROR(IF(OR(E163=\"\",'Cost scenario - input'!$G148=\"\"),\"\",E163/'Cost scenario - input'!$G148),\"\")","v":""},{"$f":"IFERROR(IF(OR(F163=\"\",'Cost scenario - input'!$G148=\"\"),\"\",F163/'Cost scenario - input'!$G148),\"\")","v":""},{"$f":"IFERROR(IF(OR(G163=\"\",'Cost scenario - input'!$G148=\"\"),\"\",G163/'Cost scenario - input'!$G148),\"\")","v":""},{"$f":"IFERROR(IF(OR(H163=\"\",'Cost scenario - input'!$G148=\"\"),\"\",H163/'Cost scenario - input'!$G148),\"\")","v":""},{"$f":"IFERROR(IF(OR(I163=\"\",'Cost scenario - input'!$G148=\"\"),\"\",I163/'Cost scenario - input'!$G148),\"\")","v":""},{"$f":"IFERROR(IF(OR(J163=\"\",'Cost scenario - input'!$G148=\"\"),\"\",J163/'Cost scenario - input'!$G148),\"\")","v":""},{"$f":"IFERROR(IF(OR(K163=\"\",'Cost scenario - input'!$G148=\"\"),\"\",K163/'Cost scenario - input'!$G148),\"\")","v":""},{"$f":"IFERROR(IF(OR(L163=\"\",'Cost scenario - input'!$G148=\"\"),\"\",L163/'Cost scenario - input'!$G148),\"\")","v":""},{"$f":"IFERROR(IF(OR(M163=\"\",'Cost scenario - input'!$G148=\"\"),\"\",M163/'Cost scenario - input'!$G148),\"\")","v":""},{"$f":"IFERROR(IF(OR(N163=\"\",'Cost scenario - input'!$G148=\"\"),\"\",N163/'Cost scenario - input'!$G148),\"\")","v":""},{"$f":"IFERROR(IF(OR(O163=\"\",'Cost scenario - input'!$G148=\"\"),\"\",O163/'Cost scenario - input'!$G148),\"\")","v":""},{"$f":"IFERROR(IF(OR(P163=\"\",'Cost scenario - input'!$G148=\"\"),\"\",P163/'Cost scenario - input'!$G148),\"\")","v":""},{"$f":"IFERROR(IF(OR(Q163=\"\",'Cost scenario - input'!$G148=\"\"),\"\",Q163/'Cost scenario - input'!$G148),\"\")","v":""},{"$f":"IFERROR(IF(OR(R163=\"\",'Cost scenario - input'!$G148=\"\"),\"\",R163/'Cost scenario - input'!$G148),\"\")","v":""},{"$f":"IFERROR(IF(OR(S163=\"\",'Cost scenario - input'!$G148=\"\"),\"\",S163/'Cost scenario - input'!$G148),\"\")","v":""},{"$f":"IFERROR(IF(OR(T163=\"\",'Cost scenario - input'!$G148=\"\"),\"\",T163/'Cost scenario - input'!$G148),\"\")","v":""},{"$f":"IFERROR(IF(OR(U163=\"\",'Cost scenario - input'!$G148=\"\"),\"\",U163/'Cost scenario - input'!$G148),\"\")","v":""},{"$f":"IFERROR(IF(OR(V163=\"\",'Cost scenario - input'!$G148=\"\"),\"\",V163/'Cost scenario - input'!$G148),\"\")","v":""},{"$f":"IFERROR(IF(OR(W163=\"\",'Cost scenario - input'!$G148=\"\"),\"\",W163/'Cost scenario - input'!$G148),\"\")","v":""}]
[{"$f":"IFERROR('Cost scenario - input'!A149,\"\")","v":""},{"$f":"IFERROR('Cost scenario - input'!B149,\"\")","v":""},{"$f":"IFERROR('Cost scenario - input'!C149,\"\")","v":""},{"$f":"IFERROR(repcalc('Cost scenario - input'!$CY149:$GK149,'Cost scenario - input'!$J149,'Cost scenario - input'!$H149,'Cost scenario - input'!$I149,20,TRUE,TRUE),\"\")","v":""},"","","","","","","","","","","","","","","","","","","",{"$f":"IFERROR(IF(OR(D164=\"\",'Cost scenario - input'!$G149=\"\"),\"\",D164/'Cost scenario - input'!$G149),\"\")","v":""},{"$f":"IFERROR(IF(OR(E164=\"\",'Cost scenario - input'!$G149=\"\"),\"\",E164/'Cost scenario - input'!$G149),\"\")","v":""},{"$f":"IFERROR(IF(OR(F164=\"\",'Cost scenario - input'!$G149=\"\"),\"\",F164/'Cost scenario - input'!$G149),\"\")","v":""},{"$f":"IFERROR(IF(OR(G164=\"\",'Cost scenario - input'!$G149=\"\"),\"\",G164/'Cost scenario - input'!$G149),\"\")","v":""},{"$f":"IFERROR(IF(OR(H164=\"\",'Cost scenario - input'!$G149=\"\"),\"\",H164/'Cost scenario - input'!$G149),\"\")","v":""},{"$f":"IFERROR(IF(OR(I164=\"\",'Cost scenario - input'!$G149=\"\"),\"\",I164/'Cost scenario - input'!$G149),\"\")","v":""},{"$f":"IFERROR(IF(OR(J164=\"\",'Cost scenario - input'!$G149=\"\"),\"\",J164/'Cost scenario - input'!$G149),\"\")","v":""},{"$f":"IFERROR(IF(OR(K164=\"\",'Cost scenario - input'!$G149=\"\"),\"\",K164/'Cost scenario - input'!$G149),\"\")","v":""},{"$f":"IFERROR(IF(OR(L164=\"\",'Cost scenario - input'!$G149=\"\"),\"\",L164/'Cost scenario - input'!$G149),\"\")","v":""},{"$f":"IFERROR(IF(OR(M164=\"\",'Cost scenario - input'!$G149=\"\"),\"\",M164/'Cost scenario - input'!$G149),\"\")","v":""},{"$f":"IFERROR(IF(OR(N164=\"\",'Cost scenario - input'!$G149=\"\"),\"\",N164/'Cost scenario - input'!$G149),\"\")","v":""},{"$f":"IFERROR(IF(OR(O164=\"\",'Cost scenario - input'!$G149=\"\"),\"\",O164/'Cost scenario - input'!$G149),\"\")","v":""},{"$f":"IFERROR(IF(OR(P164=\"\",'Cost scenario - input'!$G149=\"\"),\"\",P164/'Cost scenario - input'!$G149),\"\")","v":""},{"$f":"IFERROR(IF(OR(Q164=\"\",'Cost scenario - input'!$G149=\"\"),\"\",Q164/'Cost scenario - input'!$G149),\"\")","v":""},{"$f":"IFERROR(IF(OR(R164=\"\",'Cost scenario - input'!$G149=\"\"),\"\",R164/'Cost scenario - input'!$G149),\"\")","v":""},{"$f":"IFERROR(IF(OR(S164=\"\",'Cost scenario - input'!$G149=\"\"),\"\",S164/'Cost scenario - input'!$G149),\"\")","v":""},{"$f":"IFERROR(IF(OR(T164=\"\",'Cost scenario - input'!$G149=\"\"),\"\",T164/'Cost scenario - input'!$G149),\"\")","v":""},{"$f":"IFERROR(IF(OR(U164=\"\",'Cost scenario - input'!$G149=\"\"),\"\",U164/'Cost scenario - input'!$G149),\"\")","v":""},{"$f":"IFERROR(IF(OR(V164=\"\",'Cost scenario - input'!$G149=\"\"),\"\",V164/'Cost scenario - input'!$G149),\"\")","v":""},{"$f":"IFERROR(IF(OR(W164=\"\",'Cost scenario - input'!$G149=\"\"),\"\",W164/'Cost scenario - input'!$G149),\"\")","v":""}]
[{"$f":"IFERROR('Cost scenario - input'!A150,\"\")","v":""},{"$f":"IFERROR('Cost scenario - input'!B150,\"\")","v":""},{"$f":"IFERROR('Cost scenario - input'!C150,\"\")","v":""},{"$f":"IFERROR(repcalc('Cost scenario - input'!$CY150:$GK150,'Cost scenario - input'!$J150,'Cost scenario - input'!$H150,'Cost scenario - input'!$I150,20,TRUE,TRUE),\"\")","v":""},"","","","","","","","","","","","","","","","","","","",{"$f":"IFERROR(IF(OR(D165=\"\",'Cost scenario - input'!$G150=\"\"),\"\",D165/'Cost scenario - input'!$G150),\"\")","v":""},{"$f":"IFERROR(IF(OR(E165=\"\",'Cost scenario - input'!$G150=\"\"),\"\",E165/'Cost scenario - input'!$G150),\"\")","v":""},{"$f":"IFERROR(IF(OR(F165=\"\",'Cost scenario - input'!$G150=\"\"),\"\",F165/'Cost scenario - input'!$G150),\"\")","v":""},{"$f":"IFERROR(IF(OR(G165=\"\",'Cost scenario - input'!$G150=\"\"),\"\",G165/'Cost scenario - input'!$G150),\"\")","v":""},{"$f":"IFERROR(IF(OR(H165=\"\",'Cost scenario - input'!$G150=\"\"),\"\",H165/'Cost scenario - input'!$G150),\"\")","v":""},{"$f":"IFERROR(IF(OR(I165=\"\",'Cost scenario - input'!$G150=\"\"),\"\",I165/'Cost scenario - input'!$G150),\"\")","v":""},{"$f":"IFERROR(IF(OR(J165=\"\",'Cost scenario - input'!$G150=\"\"),\"\",J165/'Cost scenario - input'!$G150),\"\")","v":""},{"$f":"IFERROR(IF(OR(K165=\"\",'Cost scenario - input'!$G150=\"\"),\"\",K165/'Cost scenario - input'!$G150),\"\")","v":""},{"$f":"IFERROR(IF(OR(L165=\"\",'Cost scenario - input'!$G150=\"\"),\"\",L165/'Cost scenario - input'!$G150),\"\")","v":""},{"$f":"IFERROR(IF(OR(M165=\"\",'Cost scenario - input'!$G150=\"\"),\"\",M165/'Cost scenario - input'!$G150),\"\")","v":""},{"$f":"IFERROR(IF(OR(N165=\"\",'Cost scenario - input'!$G150=\"\"),\"\",N165/'Cost scenario - input'!$G150),\"\")","v":""},{"$f":"IFERROR(IF(OR(O165=\"\",'Cost scenario - input'!$G150=\"\"),\"\",O165/'Cost scenario - input'!$G150),\"\")","v":""},{"$f":"IFERROR(IF(OR(P165=\"\",'Cost scenario - input'!$G150=\"\"),\"\",P165/'Cost scenario - input'!$G150),\"\")","v":""},{"$f":"IFERROR(IF(OR(Q165=\"\",'Cost scenario - input'!$G150=\"\"),\"\",Q165/'Cost scenario - input'!$G150),\"\")","v":""},{"$f":"IFERROR(IF(OR(R165=\"\",'Cost scenario - input'!$G150=\"\"),\"\",R165/'Cost scenario - input'!$G150),\"\")","v":""},{"$f":"IFERROR(IF(OR(S165=\"\",'Cost scenario - input'!$G150=\"\"),\"\",S165/'Cost scenario - input'!$G150),\"\")","v":""},{"$f":"IFERROR(IF(OR(T165=\"\",'Cost scenario - input'!$G150=\"\"),\"\",T165/'Cost scenario - input'!$G150),\"\")","v":""},{"$f":"IFERROR(IF(OR(U165=\"\",'Cost scenario - input'!$G150=\"\"),\"\",U165/'Cost scenario - input'!$G150),\"\")","v":""},{"$f":"IFERROR(IF(OR(V165=\"\",'Cost scenario - input'!$G150=\"\"),\"\",V165/'Cost scenario - input'!$G150),\"\")","v":""},{"$f":"IFERROR(IF(OR(W165=\"\",'Cost scenario - input'!$G150=\"\"),\"\",W165/'Cost scenario - input'!$G150),\"\")","v":""}]
[{"$f":"IFERROR('Cost scenario - input'!A151,\"\")","v":""},{"$f":"IFERROR('Cost scenario - input'!B151,\"\")","v":""},{"$f":"IFERROR('Cost scenario - input'!C151,\"\")","v":""},{"$f":"IFERROR(repcalc('Cost scenario - input'!$CY151:$GK151,'Cost scenario - input'!$J151,'Cost scenario - input'!$H151,'Cost scenario - input'!$I151,20,TRUE,TRUE),\"\")","v":""},"","","","","","","","","","","","","","","","","","","",{"$f":"IFERROR(IF(OR(D166=\"\",'Cost scenario - input'!$G151=\"\"),\"\",D166/'Cost scenario - input'!$G151),\"\")","v":""},{"$f":"IFERROR(IF(OR(E166=\"\",'Cost scenario - input'!$G151=\"\"),\"\",E166/'Cost scenario - input'!$G151),\"\")","v":""},{"$f":"IFERROR(IF(OR(F166=\"\",'Cost scenario - input'!$G151=\"\"),\"\",F166/'Cost scenario - input'!$G151),\"\")","v":""},{"$f":"IFERROR(IF(OR(G166=\"\",'Cost scenario - input'!$G151=\"\"),\"\",G166/'Cost scenario - input'!$G151),\"\")","v":""},{"$f":"IFERROR(IF(OR(H166=\"\",'Cost scenario - input'!$G151=\"\"),\"\",H166/'Cost scenario - input'!$G151),\"\")","v":""},{"$f":"IFERROR(IF(OR(I166=\"\",'Cost scenario - input'!$G151=\"\"),\"\",I166/'Cost scenario - input'!$G151),\"\")","v":""},{"$f":"IFERROR(IF(OR(J166=\"\",'Cost scenario - input'!$G151=\"\"),\"\",J166/'Cost scenario - input'!$G151),\"\")","v":""},{"$f":"IFERROR(IF(OR(K166=\"\",'Cost scenario - input'!$G151=\"\"),\"\",K166/'Cost scenario - input'!$G151),\"\")","v":""},{"$f":"IFERROR(IF(OR(L166=\"\",'Cost scenario - input'!$G151=\"\"),\"\",L166/'Cost scenario - input'!$G151),\"\")","v":""},{"$f":"IFERROR(IF(OR(M166=\"\",'Cost scenario - input'!$G151=\"\"),\"\",M166/'Cost scenario - input'!$G151),\"\")","v":""},{"$f":"IFERROR(IF(OR(N166=\"\",'Cost scenario - input'!$G151=\"\"),\"\",N166/'Cost scenario - input'!$G151),\"\")","v":""},{"$f":"IFERROR(IF(OR(O166=\"\",'Cost scenario - input'!$G151=\"\"),\"\",O166/'Cost scenario - input'!$G151),\"\")","v":""},{"$f":"IFERROR(IF(OR(P166=\"\",'Cost scenario - input'!$G151=\"\"),\"\",P166/'Cost scenario - input'!$G151),\"\")","v":""},{"$f":"IFERROR(IF(OR(Q166=\"\",'Cost scenario - input'!$G151=\"\"),\"\",Q166/'Cost scenario - input'!$G151),\"\")","v":""},{"$f":"IFERROR(IF(OR(R166=\"\",'Cost scenario - input'!$G151=\"\"),\"\",R166/'Cost scenario - input'!$G151),\"\")","v":""},{"$f":"IFERROR(IF(OR(S166=\"\",'Cost scenario - input'!$G151=\"\"),\"\",S166/'Cost scenario - input'!$G151),\"\")","v":""},{"$f":"IFERROR(IF(OR(T166=\"\",'Cost scenario - input'!$G151=\"\"),\"\",T166/'Cost scenario - input'!$G151),\"\")","v":""},{"$f":"IFERROR(IF(OR(U166=\"\",'Cost scenario - input'!$G151=\"\"),\"\",U166/'Cost scenario - input'!$G151),\"\")","v":""},{"$f":"IFERROR(IF(OR(V166=\"\",'Cost scenario - input'!$G151=\"\"),\"\",V166/'Cost scenario - input'!$G151),\"\")","v":""},{"$f":"IFERROR(IF(OR(W166=\"\",'Cost scenario - input'!$G151=\"\"),\"\",W166/'Cost scenario - input'!$G151),\"\")","v":""}]
[{"$f":"IFERROR('Cost scenario - input'!A152,\"\")","v":""},{"$f":"IFERROR('Cost scenario - input'!B152,\"\")","v":""},{"$f":"IFERROR('Cost scenario - input'!C152,\"\")","v":""},{"$f":"IFERROR(repcalc('Cost scenario - input'!$CY152:$GK152,'Cost scenario - input'!$J152,'Cost scenario - input'!$H152,'Cost scenario - input'!$I152,20,TRUE,TRUE),\"\")","v":""},"","","","","","","","","","","","","","","","","","","",{"$f":"IFERROR(IF(OR(D167=\"\",'Cost scenario - input'!$G152=\"\"),\"\",D167/'Cost scenario - input'!$G152),\"\")","v":""},{"$f":"IFERROR(IF(OR(E167=\"\",'Cost scenario - input'!$G152=\"\"),\"\",E167/'Cost scenario - input'!$G152),\"\")","v":""},{"$f":"IFERROR(IF(OR(F167=\"\",'Cost scenario - input'!$G152=\"\"),\"\",F167/'Cost scenario - input'!$G152),\"\")","v":""},{"$f":"IFERROR(IF(OR(G167=\"\",'Cost scenario - input'!$G152=\"\"),\"\",G167/'Cost scenario - input'!$G152),\"\")","v":""},{"$f":"IFERROR(IF(OR(H167=\"\",'Cost scenario - input'!$G152=\"\"),\"\",H167/'Cost scenario - input'!$G152),\"\")","v":""},{"$f":"IFERROR(IF(OR(I167=\"\",'Cost scenario - input'!$G152=\"\"),\"\",I167/'Cost scenario - input'!$G152),\"\")","v":""},{"$f":"IFERROR(IF(OR(J167=\"\",'Cost scenario - input'!$G152=\"\"),\"\",J167/'Cost scenario - input'!$G152),\"\")","v":""},{"$f":"IFERROR(IF(OR(K167=\"\",'Cost scenario - input'!$G152=\"\"),\"\",K167/'Cost scenario - input'!$G152),\"\")","v":""},{"$f":"IFERROR(IF(OR(L167=\"\",'Cost scenario - input'!$G152=\"\"),\"\",L167/'Cost scenario - input'!$G152),\"\")","v":""},{"$f":"IFERROR(IF(OR(M167=\"\",'Cost scenario - input'!$G152=\"\"),\"\",M167/'Cost scenario - input'!$G152),\"\")","v":""},{"$f":"IFERROR(IF(OR(N167=\"\",'Cost scenario - input'!$G152=\"\"),\"\",N167/'Cost scenario - input'!$G152),\"\")","v":""},{"$f":"IFERROR(IF(OR(O167=\"\",'Cost scenario - input'!$G152=\"\"),\"\",O167/'Cost scenario - input'!$G152),\"\")","v":""},{"$f":"IFERROR(IF(OR(P167=\"\",'Cost scenario - input'!$G152=\"\"),\"\",P167/'Cost scenario - input'!$G152),\"\")","v":""},{"$f":"IFERROR(IF(OR(Q167=\"\",'Cost scenario - input'!$G152=\"\"),\"\",Q167/'Cost scenario - input'!$G152),\"\")","v":""},{"$f":"IFERROR(IF(OR(R167=\"\",'Cost scenario - input'!$G152=\"\"),\"\",R167/'Cost scenario - input'!$G152),\"\")","v":""},{"$f":"IFERROR(IF(OR(S167=\"\",'Cost scenario - input'!$G152=\"\"),\"\",S167/'Cost scenario - input'!$G152),\"\")","v":""},{"$f":"IFERROR(IF(OR(T167=\"\",'Cost scenario - input'!$G152=\"\"),\"\",T167/'Cost scenario - input'!$G152),\"\")","v":""},{"$f":"IFERROR(IF(OR(U167=\"\",'Cost scenario - input'!$G152=\"\"),\"\",U167/'Cost scenario - input'!$G152),\"\")","v":""},{"$f":"IFERROR(IF(OR(V167=\"\",'Cost scenario - input'!$G152=\"\"),\"\",V167/'Cost scenario - input'!$G152),\"\")","v":""},{"$f":"IFERROR(IF(OR(W167=\"\",'Cost scenario - input'!$G152=\"\"),\"\",W167/'Cost scenario - input'!$G152),\"\")","v":""}]
[{"$f":"IFERROR('Cost scenario - input'!A153,\"\")","v":""},{"$f":"IFERROR('Cost scenario - input'!B153,\"\")","v":""},{"$f":"IFERROR('Cost scenario - input'!C153,\"\")","v":""},{"$f":"IFERROR(repcalc('Cost scenario - input'!$CY153:$GK153,'Cost scenario - input'!$J153,'Cost scenario - input'!$H153,'Cost scenario - input'!$I153,20,TRUE,TRUE),\"\")","v":""},"","","","","","","","","","","","","","","","","","","",{"$f":"IFERROR(IF(OR(D168=\"\",'Cost scenario - input'!$G153=\"\"),\"\",D168/'Cost scenario - input'!$G153),\"\")","v":""},{"$f":"IFERROR(IF(OR(E168=\"\",'Cost scenario - input'!$G153=\"\"),\"\",E168/'Cost scenario - input'!$G153),\"\")","v":""},{"$f":"IFERROR(IF(OR(F168=\"\",'Cost scenario - input'!$G153=\"\"),\"\",F168/'Cost scenario - input'!$G153),\"\")","v":""},{"$f":"IFERROR(IF(OR(G168=\"\",'Cost scenario - input'!$G153=\"\"),\"\",G168/'Cost scenario - input'!$G153),\"\")","v":""},{"$f":"IFERROR(IF(OR(H168=\"\",'Cost scenario - input'!$G153=\"\"),\"\",H168/'Cost scenario - input'!$G153),\"\")","v":""},{"$f":"IFERROR(IF(OR(I168=\"\",'Cost scenario - input'!$G153=\"\"),\"\",I168/'Cost scenario - input'!$G153),\"\")","v":""},{"$f":"IFERROR(IF(OR(J168=\"\",'Cost scenario - input'!$G153=\"\"),\"\",J168/'Cost scenario - input'!$G153),\"\")","v":""},{"$f":"IFERROR(IF(OR(K168=\"\",'Cost scenario - input'!$G153=\"\"),\"\",K168/'Cost scenario - input'!$G153),\"\")","v":""},{"$f":"IFERROR(IF(OR(L168=\"\",'Cost scenario - input'!$G153=\"\"),\"\",L168/'Cost scenario - input'!$G153),\"\")","v":""},{"$f":"IFERROR(IF(OR(M168=\"\",'Cost scenario - input'!$G153=\"\"),\"\",M168/'Cost scenario - input'!$G153),\"\")","v":""},{"$f":"IFERROR(IF(OR(N168=\"\",'Cost scenario - input'!$G153=\"\"),\"\",N168/'Cost scenario - input'!$G153),\"\")","v":""},{"$f":"IFERROR(IF(OR(O168=\"\",'Cost scenario - input'!$G153=\"\"),\"\",O168/'Cost scenario - input'!$G153),\"\")","v":""},{"$f":"IFERROR(IF(OR(P168=\"\",'Cost scenario - input'!$G153=\"\"),\"\",P168/'Cost scenario - input'!$G153),\"\")","v":""},{"$f":"IFERROR(IF(OR(Q168=\"\",'Cost scenario - input'!$G153=\"\"),\"\",Q168/'Cost scenario - input'!$G153),\"\")","v":""},{"$f":"IFERROR(IF(OR(R168=\"\",'Cost scenario - input'!$G153=\"\"),\"\",R168/'Cost scenario - input'!$G153),\"\")","v":""},{"$f":"IFERROR(IF(OR(S168=\"\",'Cost scenario - input'!$G153=\"\"),\"\",S168/'Cost scenario - input'!$G153),\"\")","v":""},{"$f":"IFERROR(IF(OR(T168=\"\",'Cost scenario - input'!$G153=\"\"),\"\",T168/'Cost scenario - input'!$G153),\"\")","v":""},{"$f":"IFERROR(IF(OR(U168=\"\",'Cost scenario - input'!$G153=\"\"),\"\",U168/'Cost scenario - input'!$G153),\"\")","v":""},{"$f":"IFERROR(IF(OR(V168=\"\",'Cost scenario - input'!$G153=\"\"),\"\",V168/'Cost scenario - input'!$G153),\"\")","v":""},{"$f":"IFERROR(IF(OR(W168=\"\",'Cost scenario - input'!$G153=\"\"),\"\",W168/'Cost scenario - input'!$G153),\"\")","v":""}]
[{"$f":"IFERROR('Cost scenario - input'!A154,\"\")","v":""},{"$f":"IFERROR('Cost scenario - input'!B154,\"\")","v":""},{"$f":"IFERROR('Cost scenario - input'!C154,\"\")","v":""},{"$f":"IFERROR(repcalc('Cost scenario - input'!$CY154:$GK154,'Cost scenario - input'!$J154,'Cost scenario - input'!$H154,'Cost scenario - input'!$I154,20,TRUE,TRUE),\"\")","v":""},"","","","","","","","","","","","","","","","","","","",{"$f":"IFERROR(IF(OR(D169=\"\",'Cost scenario - input'!$G154=\"\"),\"\",D169/'Cost scenario - input'!$G154),\"\")","v":""},{"$f":"IFERROR(IF(OR(E169=\"\",'Cost scenario - input'!$G154=\"\"),\"\",E169/'Cost scenario - input'!$G154),\"\")","v":""},{"$f":"IFERROR(IF(OR(F169=\"\",'Cost scenario - input'!$G154=\"\"),\"\",F169/'Cost scenario - input'!$G154),\"\")","v":""},{"$f":"IFERROR(IF(OR(G169=\"\",'Cost scenario - input'!$G154=\"\"),\"\",G169/'Cost scenario - input'!$G154),\"\")","v":""},{"$f":"IFERROR(IF(OR(H169=\"\",'Cost scenario - input'!$G154=\"\"),\"\",H169/'Cost scenario - input'!$G154),\"\")","v":""},{"$f":"IFERROR(IF(OR(I169=\"\",'Cost scenario - input'!$G154=\"\"),\"\",I169/'Cost scenario - input'!$G154),\"\")","v":""},{"$f":"IFERROR(IF(OR(J169=\"\",'Cost scenario - input'!$G154=\"\"),\"\",J169/'Cost scenario - input'!$G154),\"\")","v":""},{"$f":"IFERROR(IF(OR(K169=\"\",'Cost scenario - input'!$G154=\"\"),\"\",K169/'Cost scenario - input'!$G154),\"\")","v":""},{"$f":"IFERROR(IF(OR(L169=\"\",'Cost scenario - input'!$G154=\"\"),\"\",L169/'Cost scenario - input'!$G154),\"\")","v":""},{"$f":"IFERROR(IF(OR(M169=\"\",'Cost scenario - input'!$G154=\"\"),\"\",M169/'Cost scenario - input'!$G154),\"\")","v":""},{"$f":"IFERROR(IF(OR(N169=\"\",'Cost scenario - input'!$G154=\"\"),\"\",N169/'Cost scenario - input'!$G154),\"\")","v":""},{"$f":"IFERROR(IF(OR(O169=\"\",'Cost scenario - input'!$G154=\"\"),\"\",O169/'Cost scenario - input'!$G154),\"\")","v":""},{"$f":"IFERROR(IF(OR(P169=\"\",'Cost scenario - input'!$G154=\"\"),\"\",P169/'Cost scenario - input'!$G154),\"\")","v":""},{"$f":"IFERROR(IF(OR(Q169=\"\",'Cost scenario - input'!$G154=\"\"),\"\",Q169/'Cost scenario - input'!$G154),\"\")","v":""},{"$f":"IFERROR(IF(OR(R169=\"\",'Cost scenario - input'!$G154=\"\"),\"\",R169/'Cost scenario - input'!$G154),\"\")","v":""},{"$f":"IFERROR(IF(OR(S169=\"\",'Cost scenario - input'!$G154=\"\"),\"\",S169/'Cost scenario - input'!$G154),\"\")","v":""},{"$f":"IFERROR(IF(OR(T169=\"\",'Cost scenario - input'!$G154=\"\"),\"\",T169/'Cost scenario - input'!$G154),\"\")","v":""},{"$f":"IFERROR(IF(OR(U169=\"\",'Cost scenario - input'!$G154=\"\"),\"\",U169/'Cost scenario - input'!$G154),\"\")","v":""},{"$f":"IFERROR(IF(OR(V169=\"\",'Cost scenario - input'!$G154=\"\"),\"\",V169/'Cost scenario - input'!$G154),\"\")","v":""},{"$f":"IFERROR(IF(OR(W169=\"\",'Cost scenario - input'!$G154=\"\"),\"\",W169/'Cost scenario - input'!$G154),\"\")","v":""}]
[{"$f":"IFERROR('Cost scenario - input'!A155,\"\")","v":""},{"$f":"IFERROR('Cost scenario - input'!B155,\"\")","v":""},{"$f":"IFERROR('Cost scenario - input'!C155,\"\")","v":""},{"$f":"IFERROR(repcalc('Cost scenario - input'!$CY155:$GK155,'Cost scenario - input'!$J155,'Cost scenario - input'!$H155,'Cost scenario - input'!$I155,20,TRUE,TRUE),\"\")","v":""},"","","","","","","","","","","","","","","","","","","",{"$f":"IFERROR(IF(OR(D170=\"\",'Cost scenario - input'!$G155=\"\"),\"\",D170/'Cost scenario - input'!$G155),\"\")","v":""},{"$f":"IFERROR(IF(OR(E170=\"\",'Cost scenario - input'!$G155=\"\"),\"\",E170/'Cost scenario - input'!$G155),\"\")","v":""},{"$f":"IFERROR(IF(OR(F170=\"\",'Cost scenario - input'!$G155=\"\"),\"\",F170/'Cost scenario - input'!$G155),\"\")","v":""},{"$f":"IFERROR(IF(OR(G170=\"\",'Cost scenario - input'!$G155=\"\"),\"\",G170/'Cost scenario - input'!$G155),\"\")","v":""},{"$f":"IFERROR(IF(OR(H170=\"\",'Cost scenario - input'!$G155=\"\"),\"\",H170/'Cost scenario - input'!$G155),\"\")","v":""},{"$f":"IFERROR(IF(OR(I170=\"\",'Cost scenario - input'!$G155=\"\"),\"\",I170/'Cost scenario - input'!$G155),\"\")","v":""},{"$f":"IFERROR(IF(OR(J170=\"\",'Cost scenario - input'!$G155=\"\"),\"\",J170/'Cost scenario - input'!$G155),\"\")","v":""},{"$f":"IFERROR(IF(OR(K170=\"\",'Cost scenario - input'!$G155=\"\"),\"\",K170/'Cost scenario - input'!$G155),\"\")","v":""},{"$f":"IFERROR(IF(OR(L170=\"\",'Cost scenario - input'!$G155=\"\"),\"\",L170/'Cost scenario - input'!$G155),\"\")","v":""},{"$f":"IFERROR(IF(OR(M170=\"\",'Cost scenario - input'!$G155=\"\"),\"\",M170/'Cost scenario - input'!$G155),\"\")","v":""},{"$f":"IFERROR(IF(OR(N170=\"\",'Cost scenario - input'!$G155=\"\"),\"\",N170/'Cost scenario - input'!$G155),\"\")","v":""},{"$f":"IFERROR(IF(OR(O170=\"\",'Cost scenario - input'!$G155=\"\"),\"\",O170/'Cost scenario - input'!$G155),\"\")","v":""},{"$f":"IFERROR(IF(OR(P170=\"\",'Cost scenario - input'!$G155=\"\"),\"\",P170/'Cost scenario - input'!$G155),\"\")","v":""},{"$f":"IFERROR(IF(OR(Q170=\"\",'Cost scenario - input'!$G155=\"\"),\"\",Q170/'Cost scenario - input'!$G155),\"\")","v":""},{"$f":"IFERROR(IF(OR(R170=\"\",'Cost scenario - input'!$G155=\"\"),\"\",R170/'Cost scenario - input'!$G155),\"\")","v":""},{"$f":"IFERROR(IF(OR(S170=\"\",'Cost scenario - input'!$G155=\"\"),\"\",S170/'Cost scenario - input'!$G155),\"\")","v":""},{"$f":"IFERROR(IF(OR(T170=\"\",'Cost scenario - input'!$G155=\"\"),\"\",T170/'Cost scenario - input'!$G155),\"\")","v":""},{"$f":"IFERROR(IF(OR(U170=\"\",'Cost scenario - input'!$G155=\"\"),\"\",U170/'Cost scenario - input'!$G155),\"\")","v":""},{"$f":"IFERROR(IF(OR(V170=\"\",'Cost scenario - input'!$G155=\"\"),\"\",V170/'Cost scenario - input'!$G155),\"\")","v":""},{"$f":"IFERROR(IF(OR(W170=\"\",'Cost scenario - input'!$G155=\"\"),\"\",W170/'Cost scenario - input'!$G155),\"\")","v":""}]
[{"$f":"IFERROR('Cost scenario - input'!A156,\"\")","v":""},{"$f":"IFERROR('Cost scenario - input'!B156,\"\")","v":""},{"$f":"IFERROR('Cost scenario - input'!C156,\"\")","v":""},{"$f":"IFERROR(repcalc('Cost scenario - input'!$CY156:$GK156,'Cost scenario - input'!$J156,'Cost scenario - input'!$H156,'Cost scenario - input'!$I156,20,TRUE,TRUE),\"\")","v":""},"","","","","","","","","","","","","","","","","","","",{"$f":"IFERROR(IF(OR(D171=\"\",'Cost scenario - input'!$G156=\"\"),\"\",D171/'Cost scenario - input'!$G156),\"\")","v":""},{"$f":"IFERROR(IF(OR(E171=\"\",'Cost scenario - input'!$G156=\"\"),\"\",E171/'Cost scenario - input'!$G156),\"\")","v":""},{"$f":"IFERROR(IF(OR(F171=\"\",'Cost scenario - input'!$G156=\"\"),\"\",F171/'Cost scenario - input'!$G156),\"\")","v":""},{"$f":"IFERROR(IF(OR(G171=\"\",'Cost scenario - input'!$G156=\"\"),\"\",G171/'Cost scenario - input'!$G156),\"\")","v":""},{"$f":"IFERROR(IF(OR(H171=\"\",'Cost scenario - input'!$G156=\"\"),\"\",H171/'Cost scenario - input'!$G156),\"\")","v":""},{"$f":"IFERROR(IF(OR(I171=\"\",'Cost scenario - input'!$G156=\"\"),\"\",I171/'Cost scenario - input'!$G156),\"\")","v":""},{"$f":"IFERROR(IF(OR(J171=\"\",'Cost scenario - input'!$G156=\"\"),\"\",J171/'Cost scenario - input'!$G156),\"\")","v":""},{"$f":"IFERROR(IF(OR(K171=\"\",'Cost scenario - input'!$G156=\"\"),\"\",K171/'Cost scenario - input'!$G156),\"\")","v":""},{"$f":"IFERROR(IF(OR(L171=\"\",'Cost scenario - input'!$G156=\"\"),\"\",L171/'Cost scenario - input'!$G156),\"\")","v":""},{"$f":"IFERROR(IF(OR(M171=\"\",'Cost scenario - input'!$G156=\"\"),\"\",M171/'Cost scenario - input'!$G156),\"\")","v":""},{"$f":"IFERROR(IF(OR(N171=\"\",'Cost scenario - input'!$G156=\"\"),\"\",N171/'Cost scenario - input'!$G156),\"\")","v":""},{"$f":"IFERROR(IF(OR(O171=\"\",'Cost scenario - input'!$G156=\"\"),\"\",O171/'Cost scenario - input'!$G156),\"\")","v":""},{"$f":"IFERROR(IF(OR(P171=\"\",'Cost scenario - input'!$G156=\"\"),\"\",P171/'Cost scenario - input'!$G156),\"\")","v":""},{"$f":"IFERROR(IF(OR(Q171=\"\",'Cost scenario - input'!$G156=\"\"),\"\",Q171/'Cost scenario - input'!$G156),\"\")","v":""},{"$f":"IFERROR(IF(OR(R171=\"\",'Cost scenario - input'!$G156=\"\"),\"\",R171/'Cost scenario - input'!$G156),\"\")","v":""},{"$f":"IFERROR(IF(OR(S171=\"\",'Cost scenario - input'!$G156=\"\"),\"\",S171/'Cost scenario - input'!$G156),\"\")","v":""},{"$f":"IFERROR(IF(OR(T171=\"\",'Cost scenario - input'!$G156=\"\"),\"\",T171/'Cost scenario - input'!$G156),\"\")","v":""},{"$f":"IFERROR(IF(OR(U171=\"\",'Cost scenario - input'!$G156=\"\"),\"\",U171/'Cost scenario - input'!$G156),\"\")","v":""},{"$f":"IFERROR(IF(OR(V171=\"\",'Cost scenario - input'!$G156=\"\"),\"\",V171/'Cost scenario - input'!$G156),\"\")","v":""},{"$f":"IFERROR(IF(OR(W171=\"\",'Cost scenario - input'!$G156=\"\"),\"\",W171/'Cost scenario - input'!$G156),\"\")","v":""}]
[{"$f":"IFERROR('Cost scenario - input'!A157,\"\")","v":""},{"$f":"IFERROR('Cost scenario - input'!B157,\"\")","v":""},{"$f":"IFERROR('Cost scenario - input'!C157,\"\")","v":""},{"$f":"IFERROR(repcalc('Cost scenario - input'!$CY157:$GK157,'Cost scenario - input'!$J157,'Cost scenario - input'!$H157,'Cost scenario - input'!$I157,20,TRUE,TRUE),\"\")","v":""},"","","","","","","","","","","","","","","","","","","",{"$f":"IFERROR(IF(OR(D172=\"\",'Cost scenario - input'!$G157=\"\"),\"\",D172/'Cost scenario - input'!$G157),\"\")","v":""},{"$f":"IFERROR(IF(OR(E172=\"\",'Cost scenario - input'!$G157=\"\"),\"\",E172/'Cost scenario - input'!$G157),\"\")","v":""},{"$f":"IFERROR(IF(OR(F172=\"\",'Cost scenario - input'!$G157=\"\"),\"\",F172/'Cost scenario - input'!$G157),\"\")","v":""},{"$f":"IFERROR(IF(OR(G172=\"\",'Cost scenario - input'!$G157=\"\"),\"\",G172/'Cost scenario - input'!$G157),\"\")","v":""},{"$f":"IFERROR(IF(OR(H172=\"\",'Cost scenario - input'!$G157=\"\"),\"\",H172/'Cost scenario - input'!$G157),\"\")","v":""},{"$f":"IFERROR(IF(OR(I172=\"\",'Cost scenario - input'!$G157=\"\"),\"\",I172/'Cost scenario - input'!$G157),\"\")","v":""},{"$f":"IFERROR(IF(OR(J172=\"\",'Cost scenario - input'!$G157=\"\"),\"\",J172/'Cost scenario - input'!$G157),\"\")","v":""},{"$f":"IFERROR(IF(OR(K172=\"\",'Cost scenario - input'!$G157=\"\"),\"\",K172/'Cost scenario - input'!$G157),\"\")","v":""},{"$f":"IFERROR(IF(OR(L172=\"\",'Cost scenario - input'!$G157=\"\"),\"\",L172/'Cost scenario - input'!$G157),\"\")","v":""},{"$f":"IFERROR(IF(OR(M172=\"\",'Cost scenario - input'!$G157=\"\"),\"\",M172/'Cost scenario - input'!$G157),\"\")","v":""},{"$f":"IFERROR(IF(OR(N172=\"\",'Cost scenario - input'!$G157=\"\"),\"\",N172/'Cost scenario - input'!$G157),\"\")","v":""},{"$f":"IFERROR(IF(OR(O172=\"\",'Cost scenario - input'!$G157=\"\"),\"\",O172/'Cost scenario - input'!$G157),\"\")","v":""},{"$f":"IFERROR(IF(OR(P172=\"\",'Cost scenario - input'!$G157=\"\"),\"\",P172/'Cost scenario - input'!$G157),\"\")","v":""},{"$f":"IFERROR(IF(OR(Q172=\"\",'Cost scenario - input'!$G157=\"\"),\"\",Q172/'Cost scenario - input'!$G157),\"\")","v":""},{"$f":"IFERROR(IF(OR(R172=\"\",'Cost scenario - input'!$G157=\"\"),\"\",R172/'Cost scenario - input'!$G157),\"\")","v":""},{"$f":"IFERROR(IF(OR(S172=\"\",'Cost scenario - input'!$G157=\"\"),\"\",S172/'Cost scenario - input'!$G157),\"\")","v":""},{"$f":"IFERROR(IF(OR(T172=\"\",'Cost scenario - input'!$G157=\"\"),\"\",T172/'Cost scenario - input'!$G157),\"\")","v":""},{"$f":"IFERROR(IF(OR(U172=\"\",'Cost scenario - input'!$G157=\"\"),\"\",U172/'Cost scenario - input'!$G157),\"\")","v":""},{"$f":"IFERROR(IF(OR(V172=\"\",'Cost scenario - input'!$G157=\"\"),\"\",V172/'Cost scenario - input'!$G157),\"\")","v":""},{"$f":"IFERROR(IF(OR(W172=\"\",'Cost scenario - input'!$G157=\"\"),\"\",W172/'Cost scenario - input'!$G157),\"\")","v":""}]
[{"$f":"IFERROR('Cost scenario - input'!A158,\"\")","v":""},{"$f":"IFERROR('Cost scenario - input'!B158,\"\")","v":""},{"$f":"IFERROR('Cost scenario - input'!C158,\"\")","v":""},{"$f":"IFERROR(repcalc('Cost scenario - input'!$CY158:$GK158,'Cost scenario - input'!$J158,'Cost scenario - input'!$H158,'Cost scenario - input'!$I158,20,TRUE,TRUE),\"\")","v":""},"","","","","","","","","","","","","","","","","","","",{"$f":"IFERROR(IF(OR(D173=\"\",'Cost scenario - input'!$G158=\"\"),\"\",D173/'Cost scenario - input'!$G158),\"\")","v":""},{"$f":"IFERROR(IF(OR(E173=\"\",'Cost scenario - input'!$G158=\"\"),\"\",E173/'Cost scenario - input'!$G158),\"\")","v":""},{"$f":"IFERROR(IF(OR(F173=\"\",'Cost scenario - input'!$G158=\"\"),\"\",F173/'Cost scenario - input'!$G158),\"\")","v":""},{"$f":"IFERROR(IF(OR(G173=\"\",'Cost scenario - input'!$G158=\"\"),\"\",G173/'Cost scenario - input'!$G158),\"\")","v":""},{"$f":"IFERROR(IF(OR(H173=\"\",'Cost scenario - input'!$G158=\"\"),\"\",H173/'Cost scenario - input'!$G158),\"\")","v":""},{"$f":"IFERROR(IF(OR(I173=\"\",'Cost scenario - input'!$G158=\"\"),\"\",I173/'Cost scenario - input'!$G158),\"\")","v":""},{"$f":"IFERROR(IF(OR(J173=\"\",'Cost scenario - input'!$G158=\"\"),\"\",J173/'Cost scenario - input'!$G158),\"\")","v":""},{"$f":"IFERROR(IF(OR(K173=\"\",'Cost scenario - input'!$G158=\"\"),\"\",K173/'Cost scenario - input'!$G158),\"\")","v":""},{"$f":"IFERROR(IF(OR(L173=\"\",'Cost scenario - input'!$G158=\"\"),\"\",L173/'Cost scenario - input'!$G158),\"\")","v":""},{"$f":"IFERROR(IF(OR(M173=\"\",'Cost scenario - input'!$G158=\"\"),\"\",M173/'Cost scenario - input'!$G158),\"\")","v":""},{"$f":"IFERROR(IF(OR(N173=\"\",'Cost scenario - input'!$G158=\"\"),\"\",N173/'Cost scenario - input'!$G158),\"\")","v":""},{"$f":"IFERROR(IF(OR(O173=\"\",'Cost scenario - input'!$G158=\"\"),\"\",O173/'Cost scenario - input'!$G158),\"\")","v":""},{"$f":"IFERROR(IF(OR(P173=\"\",'Cost scenario - input'!$G158=\"\"),\"\",P173/'Cost scenario - input'!$G158),\"\")","v":""},{"$f":"IFERROR(IF(OR(Q173=\"\",'Cost scenario - input'!$G158=\"\"),\"\",Q173/'Cost scenario - input'!$G158),\"\")","v":""},{"$f":"IFERROR(IF(OR(R173=\"\",'Cost scenario - input'!$G158=\"\"),\"\",R173/'Cost scenario - input'!$G158),\"\")","v":""},{"$f":"IFERROR(IF(OR(S173=\"\",'Cost scenario - input'!$G158=\"\"),\"\",S173/'Cost scenario - input'!$G158),\"\")","v":""},{"$f":"IFERROR(IF(OR(T173=\"\",'Cost scenario - input'!$G158=\"\"),\"\",T173/'Cost scenario - input'!$G158),\"\")","v":""},{"$f":"IFERROR(IF(OR(U173=\"\",'Cost scenario - input'!$G158=\"\"),\"\",U173/'Cost scenario - input'!$G158),\"\")","v":""},{"$f":"IFERROR(IF(OR(V173=\"\",'Cost scenario - input'!$G158=\"\"),\"\",V173/'Cost scenario - input'!$G158),\"\")","v":""},{"$f":"IFERROR(IF(OR(W173=\"\",'Cost scenario - input'!$G158=\"\"),\"\",W173/'Cost scenario - input'!$G158),\"\")","v":""}]
[{"$f":"IFERROR('Cost scenario - input'!A159,\"\")","v":""},{"$f":"IFERROR('Cost scenario - input'!B159,\"\")","v":""},{"$f":"IFERROR('Cost scenario - input'!C159,\"\")","v":""},{"$f":"IFERROR(repcalc('Cost scenario - input'!$CY159:$GK159,'Cost scenario - input'!$J159,'Cost scenario - input'!$H159,'Cost scenario - input'!$I159,20,TRUE,TRUE),\"\")","v":""},"","","","","","","","","","","","","","","","","","","",{"$f":"IFERROR(IF(OR(D174=\"\",'Cost scenario - input'!$G159=\"\"),\"\",D174/'Cost scenario - input'!$G159),\"\")","v":""},{"$f":"IFERROR(IF(OR(E174=\"\",'Cost scenario - input'!$G159=\"\"),\"\",E174/'Cost scenario - input'!$G159),\"\")","v":""},{"$f":"IFERROR(IF(OR(F174=\"\",'Cost scenario - input'!$G159=\"\"),\"\",F174/'Cost scenario - input'!$G159),\"\")","v":""},{"$f":"IFERROR(IF(OR(G174=\"\",'Cost scenario - input'!$G159=\"\"),\"\",G174/'Cost scenario - input'!$G159),\"\")","v":""},{"$f":"IFERROR(IF(OR(H174=\"\",'Cost scenario - input'!$G159=\"\"),\"\",H174/'Cost scenario - input'!$G159),\"\")","v":""},{"$f":"IFERROR(IF(OR(I174=\"\",'Cost scenario - input'!$G159=\"\"),\"\",I174/'Cost scenario - input'!$G159),\"\")","v":""},{"$f":"IFERROR(IF(OR(J174=\"\",'Cost scenario - input'!$G159=\"\"),\"\",J174/'Cost scenario - input'!$G159),\"\")","v":""},{"$f":"IFERROR(IF(OR(K174=\"\",'Cost scenario - input'!$G159=\"\"),\"\",K174/'Cost scenario - input'!$G159),\"\")","v":""},{"$f":"IFERROR(IF(OR(L174=\"\",'Cost scenario - input'!$G159=\"\"),\"\",L174/'Cost scenario - input'!$G159),\"\")","v":""},{"$f":"IFERROR(IF(OR(M174=\"\",'Cost scenario - input'!$G159=\"\"),\"\",M174/'Cost scenario - input'!$G159),\"\")","v":""},{"$f":"IFERROR(IF(OR(N174=\"\",'Cost scenario - input'!$G159=\"\"),\"\",N174/'Cost scenario - input'!$G159),\"\")","v":""},{"$f":"IFERROR(IF(OR(O174=\"\",'Cost scenario - input'!$G159=\"\"),\"\",O174/'Cost scenario - input'!$G159),\"\")","v":""},{"$f":"IFERROR(IF(OR(P174=\"\",'Cost scenario - input'!$G159=\"\"),\"\",P174/'Cost scenario - input'!$G159),\"\")","v":""},{"$f":"IFERROR(IF(OR(Q174=\"\",'Cost scenario - input'!$G159=\"\"),\"\",Q174/'Cost scenario - input'!$G159),\"\")","v":""},{"$f":"IFERROR(IF(OR(R174=\"\",'Cost scenario - input'!$G159=\"\"),\"\",R174/'Cost scenario - input'!$G159),\"\")","v":""},{"$f":"IFERROR(IF(OR(S174=\"\",'Cost scenario - input'!$G159=\"\"),\"\",S174/'Cost scenario - input'!$G159),\"\")","v":""},{"$f":"IFERROR(IF(OR(T174=\"\",'Cost scenario - input'!$G159=\"\"),\"\",T174/'Cost scenario - input'!$G159),\"\")","v":""},{"$f":"IFERROR(IF(OR(U174=\"\",'Cost scenario - input'!$G159=\"\"),\"\",U174/'Cost scenario - input'!$G159),\"\")","v":""},{"$f":"IFERROR(IF(OR(V174=\"\",'Cost scenario - input'!$G159=\"\"),\"\",V174/'Cost scenario - input'!$G159),\"\")","v":""},{"$f":"IFERROR(IF(OR(W174=\"\",'Cost scenario - input'!$G159=\"\"),\"\",W174/'Cost scenario - input'!$G159),\"\")","v":""}]
[{"$f":"IFERROR('Cost scenario - input'!A160,\"\")","v":""},{"$f":"IFERROR('Cost scenario - input'!B160,\"\")","v":""},{"$f":"IFERROR('Cost scenario - input'!C160,\"\")","v":""},{"$f":"IFERROR(repcalc('Cost scenario - input'!$CY160:$GK160,'Cost scenario - input'!$J160,'Cost scenario - input'!$H160,'Cost scenario - input'!$I160,20,TRUE,TRUE),\"\")","v":""},"","","","","","","","","","","","","","","","","","","",{"$f":"IFERROR(IF(OR(D175=\"\",'Cost scenario - input'!$G160=\"\"),\"\",D175/'Cost scenario - input'!$G160),\"\")","v":""},{"$f":"IFERROR(IF(OR(E175=\"\",'Cost scenario - input'!$G160=\"\"),\"\",E175/'Cost scenario - input'!$G160),\"\")","v":""},{"$f":"IFERROR(IF(OR(F175=\"\",'Cost scenario - input'!$G160=\"\"),\"\",F175/'Cost scenario - input'!$G160),\"\")","v":""},{"$f":"IFERROR(IF(OR(G175=\"\",'Cost scenario - input'!$G160=\"\"),\"\",G175/'Cost scenario - input'!$G160),\"\")","v":""},{"$f":"IFERROR(IF(OR(H175=\"\",'Cost scenario - input'!$G160=\"\"),\"\",H175/'Cost scenario - input'!$G160),\"\")","v":""},{"$f":"IFERROR(IF(OR(I175=\"\",'Cost scenario - input'!$G160=\"\"),\"\",I175/'Cost scenario - input'!$G160),\"\")","v":""},{"$f":"IFERROR(IF(OR(J175=\"\",'Cost scenario - input'!$G160=\"\"),\"\",J175/'Cost scenario - input'!$G160),\"\")","v":""},{"$f":"IFERROR(IF(OR(K175=\"\",'Cost scenario - input'!$G160=\"\"),\"\",K175/'Cost scenario - input'!$G160),\"\")","v":""},{"$f":"IFERROR(IF(OR(L175=\"\",'Cost scenario - input'!$G160=\"\"),\"\",L175/'Cost scenario - input'!$G160),\"\")","v":""},{"$f":"IFERROR(IF(OR(M175=\"\",'Cost scenario - input'!$G160=\"\"),\"\",M175/'Cost scenario - input'!$G160),\"\")","v":""},{"$f":"IFERROR(IF(OR(N175=\"\",'Cost scenario - input'!$G160=\"\"),\"\",N175/'Cost scenario - input'!$G160),\"\")","v":""},{"$f":"IFERROR(IF(OR(O175=\"\",'Cost scenario - input'!$G160=\"\"),\"\",O175/'Cost scenario - input'!$G160),\"\")","v":""},{"$f":"IFERROR(IF(OR(P175=\"\",'Cost scenario - input'!$G160=\"\"),\"\",P175/'Cost scenario - input'!$G160),\"\")","v":""},{"$f":"IFERROR(IF(OR(Q175=\"\",'Cost scenario - input'!$G160=\"\"),\"\",Q175/'Cost scenario - input'!$G160),\"\")","v":""},{"$f":"IFERROR(IF(OR(R175=\"\",'Cost scenario - input'!$G160=\"\"),\"\",R175/'Cost scenario - input'!$G160),\"\")","v":""},{"$f":"IFERROR(IF(OR(S175=\"\",'Cost scenario - input'!$G160=\"\"),\"\",S175/'Cost scenario - input'!$G160),\"\")","v":""},{"$f":"IFERROR(IF(OR(T175=\"\",'Cost scenario - input'!$G160=\"\"),\"\",T175/'Cost scenario - input'!$G160),\"\")","v":""},{"$f":"IFERROR(IF(OR(U175=\"\",'Cost scenario - input'!$G160=\"\"),\"\",U175/'Cost scenario - input'!$G160),\"\")","v":""},{"$f":"IFERROR(IF(OR(V175=\"\",'Cost scenario - input'!$G160=\"\"),\"\",V175/'Cost scenario - input'!$G160),\"\")","v":""},{"$f":"IFERROR(IF(OR(W175=\"\",'Cost scenario - input'!$G160=\"\"),\"\",W175/'Cost scenario - input'!$G160),\"\")","v":""}]

{"sheet":"Lives scenario - input","index":4,"n_rows":190,"n_cols":192,"rows_kept":190,"cut":false,"hidden":false,"merged":[[1,3,1,4],[2,5,3,5],[2,6,3,7],[2,8,3,8],[2,3,3,3],[2,4,3,4]]}
[null,"Unit cost - historical"]
[null,"Replacement lives - comparative",null,"Asset lives"]
[null,null,null,"Historical","NEM median","Unit cost","Replacement \nlife",null,"Method","Volume",null,null,null,null,null,null,null,null,null,null,null,null,null,null,null,null,null,null,null,null,null,null,null,null,null,null,null,null,null,null,null,null,null,null,null,null,null,null,null,null,null,null,null,null,null,null,null,null,null,null,null,null,null,null,null,null,null,null,null,null,null,null,null,null,null,null,null,null,null,null,null,null,null,null,null,null,null,null,null,null,null,null,null,null,null,null,null,null,null,null,null,"Replacement Cost (NOT depreciated)"]
[null,null,null,null,null,null,null,null,null,"Installation date",null,null,null,null,null,null,null,null,null,null,null,null,null,null,null,null,null,null,null,null,null,null,null,null,null,null,null,null,null,null,null,null,null,null,null,null,null,null,null,null,null,null,null,null,null,null,null,null,null,null,null,null,null,null,null,null,null,null,null,null,null,null,null,null,null,null,null,null,null,null,null,null,null,null,null,null,null,null,null,null,null,null,null,null,null,null,null,null,null,null,null,"Installation date"]
["ID","Asset group","Asset category",null,null,"$ ('000)","μ","σ","#",2018,2017,2016,2015,2014,2013,2012,2011,2010,2009,2008,2007,2006,2005,2004,2003,2002,2001,2000,1999,1998,1997,1996,1995,1994,1993,1992,1991,1990,1989,1988,1987,1986,1985,1984,1983,1982,1981,1980,1979,1978,1977,1976,1975,1974,1973,1972,1971,1970,1969,1968,1967,1966,1965,1964,1963,1962,1961,1960,1959,1958,1957,1956,1955,1954,1953,1952,1951,1950,1949,1948,1947,1946,1945,1944,1943,1942,1941,1940,1939,1938,1937,1936,1935,1934,1933,1932,1931,1930,1929,1928,null,{"$f":"J5","v":2018},{"$f":"K5","v":2017},2016,2015,2014,2013,2012,2011,2010,2009,2008,2007,2006,2005,2004,2003,2002,2001,2000,1999,1998,1997,1996,1995,1994,1993,1992,1991,1990,1989,1988,1987,1986,1985,1984,1983,1982,1981,1980,1979,1978,1977,1976,1975,1974,1973,1972,1971,1970,1969,1968,1967,1966,1965,1964,1963,1962,1961,1960,1959,1958,1957,1956,1955,1954,{"$f":"BW5","v":1953},1952,1951,1950,1949,1948,1947,1946,1945,1944,1943,1942,1941,1940,1939,1938,1937,1936,1935,1934,1933,1932,1931,1930,1929,1928]
[1,"OVERHEAD CONDUCTORS","˂ = 1 kv",66.844416806780757,72.491265031944152,64.200942874105252,72.491265031944152,8.5141802325264493,2,29,40,37,46,44,63,79,62,71,70,63,65,70,58,50,36,44,55,76,68,82,101,113,172,195,226,249,265,306,294,254,298,389,368,426,482,369,370,410,512,576,576,605,549,529,550,503,523,501,184,209,190,200,193,142,89,76,82,60,69,55,61,47,56,49,57,49,47,37,39,33,25,23,7,5,4,10,12,16,16,14,21,23,19,19,9,11,3,2,0,0,null,{"$f":"IFERROR($F6*J6,\"\")","v":1861.8273433490524},{"$f":"IFERROR($F6*K6,\"\")","v":2568.03771496421},2375.4348863418945,2953.2433722088417,2824.8414864606311,4044.6594010686308,5071.8744870543151,3980.4584581945255,4558.2669440614727,4494.0660011873679,4044.6594010686308,4173.0612868168409,4494.0660011873679,3723.6546866981048,3210.0471437052624,2311.2339434677892,2824.8414864606311,{"$f":"IFERROR($F6*AA6,\"\")","v":3531.0518580757889},4879.2716584319987,4365.6641154391573,5264.4773156766305,6484.2952302846306,7254.7065447738933,11042.562174346103,12519.183860450525,14509.413089547787,15986.034775652208,17013.249861637891,19645.488519476206,18875.077204986945,16307.039490022735,19131.880976483364,24974.166778026942,{"$f":"IFERROR($F6*AQ6,\"\")","v":23625.946977670734},27349.601664368838,30944.854465318731,23690.147920544838,23754.348863418942,26322.386578383153,32870.882751541889,36979.743095484628,36979.743095484628,38841.570438833674,35246.317637883782,33962.298780401681,35310.518580757889,32293.074265674943,33577.093123157043,32164.672379926731,{"$f":"IFERROR($F6*BG6,\"\")","v":11812.973488835367},13417.997060687998,12198.179146079998,12840.18857482105,12390.781974702313,9116.5338881229454,5713.8839157953671,4879.2716584319987,5264.4773156766305,3852.0565724463149,4429.8650583132621,3531.0518580757889,3916.2575153204202,3017.444315082947,3595.2528009498942,3145.8462008311571,{"$f":"IFERROR($F6*BW6,\"\")","v":3659.4537438239995},3145.8462008311571,3017.444315082947,2375.4348863418945,2503.8367720901047,2118.6311148454733,1605.0235718526312,1476.6216861044209,449.40660011873678,321.00471437052624,256.80377149642101,642.00942874105249,770.41131448926308,1027.215085985684,1027.215085985684,898.81320023747355,{"$f":"IFERROR($F6*CM6,\"\")","v":1348.2198003562103},1476.6216861044209,1219.8179146079997,1219.8179146079997,577.80848586694731,706.21037161515778,192.60282862231577,128.4018857482105,0,0]
[1,"OVERHEAD CONDUCTORS","˃ 11 kv & < = 22 kv ; swer",90.849867035184005,73.07983216564503,38.287607200492019,90.849867035184005,9.5315196603261541,2,0,0,0,0,0,0,0,0,0,0,0,2,0,0,0,0,0,1,0,0,0,0,0,0,0,13,24,0,0,0,0,0,0,0,0,0,0,0,0,0,0,0,0,0,0,0,0,0,0,0,0,0,0,0,0,0,0,0,0,0,0,0,0,0,0,0,0,0,0,0,0,0,0,0,0,0,0,0,0,0,0,0,0,0,0,0,0,0,0,0,0,null,{"$f":"IFERROR($F7*J7,\"\")","v":0},0,0,0,0,0,0,0,0,0,0,76.575214400984038,0,0,0,0,0,38.287607200492019,0,0,0,0,0,0,0,497.73889360639623,918.90257281180845,0,0,0,0,0,0,0,0,0,0,0,0,0,0,0,0,0,0,0,0,0,0,0,0,0,0,0,0,0,0,0,0,0,0,0,0,0,0,0,0,0,0,0,0,0,0,0,0,0,0,0,0,0,0,0,0,0,0,0,0,0,0,0,0]
[1,"OVERHEAD CONDUCTORS","> 1 kv & < = 11 kv",65.512639833449967,75.201418114363008,30.880524758098929,75.201418114363008,8.6718751210083163,2,34,49,71,69,67,114,141,122,129,128,121,141,127,126,91,78,94,139,121,151,164,207,211,261,279,271,324,423,425,412,415,438,533,476,533,607,575,564,545,592,649,592,602,556,556,506,467,497,487,122,135,142,138,168,132,83,72,81,62,84,78,126,69,69,106,90,65,61,37,34,45,39,35,9,6,7,13,25,49,36,18,19,17,10,23,6,18,2,1,0,0,null,1049.9378417753635,1513.1457131468476,2192.517257825024,2130.756208308826,2068.9951587926284,3520.3798224232778,4354.1539908919485,3767.4240204880693,3983.5876937947619,3952.7071690366629,3736.5434957299703,4354.1539908919485,3921.8266442785639,3890.9461195204649,2810.1277529870026,2408.6809311317165,2902.7693272612992,4292.3929413757514,3736.5434957299703,4662.9592384729385,5064.4060603282242,6392.268624926478,6515.790723958874,8059.8169618638203,8615.6664075096014,8368.6222094448094,10005.290021624052,13062.461972675846,13124.223022192045,12722.776200336759,12815.417774611056,13525.66984404733,16459.31969606673,14699.129784855089,16459.31969606673,18744.478528166052,17756.301735906884,17416.615963567794,16829.885993163916,18281.270656794564,20041.460568006205,18281.270656794564,18590.075904375553,17169.571765503006,17169.571765503006,15625.545527598058,14421.205062032201,15347.620804775168,15038.815557194179,3767.4240204880693,4168.8708423433554,4385.034515650048,4261.512416617652,5187.9281593606202,4076.2292680690584,2563.0835549222111,2223.397782583123,2501.3225054060131,1914.5925350021337,2593.9640796803101,2408.6809311317165,3890.9461195204649,2130.756208308826,2130.756208308826,3273.3356243584863,2779.2472282289036,2007.2341092764304,1883.7120102440347,1142.5794160496603,1049.9378417753635,1389.6236141144518,1204.3404655658583,1080.8183665334625,277.92472282289037,185.28314854859357,216.16367330669249,401.44682185528609,772.01311895247318,1513.1457131468476,1111.6988912915615,555.84944564578075,586.72997040387963,524.96892088768175,308.80524758098932,710.25206943627541,185.28314854859357,555.84944564578075,61.761049516197858,30.880524758098929,0,0]
[1,"OVERHEAD CONDUCTORS","> 22 kv & < = 66 kv",90.849867035184005,85.517964234053835,38.287607200492019,90.849867035184005,9.5315196603261541,2,0,0,0,0,0,1,3,46,42,5,22,16,1,7,12,20,20,10,4,25,3,30,22,4,1,0,2,24,69,8,6,3,13,65,55,54,0,12,64,20,44,68,118,118,71,81,29,100,171,10,14,19,23,35,4,6,2,1,14,15,32,38,4,3,13,18,50,40,11,6,31,0,3,0,0,4,14,58,61,26,4,13,32,8,0,0,18,1,0,0,0,null,0,0,0,0,0,38.287607200492019,114.86282160147606,1761.2299312226328,1608.0795024206648,191.43803600246008,842.32735841082444,612.6017152078723,38.287607200492019,268.01325040344415,459.45128640590423,765.75214400984032,765.75214400984032,382.87607200492016,153.15042880196808,957.19018001230052,114.86282160147606,1148.6282160147605,842.32735841082444,153.15042880196808,38.287607200492019,0,76.575214400984038,918.90257281180845,2641.8448968339494,306.30085760393615,229.72564320295211,114.86282160147606,497.73889360639623,2488.6944680319812,2105.8183960270612,2067.5307888265688,0,459.45128640590423,2450.4068608314892,765.75214400984032,1684.6547168216489,2603.5572896334575,4517.937649658058,4517.937649658058,2718.4201112349333,3101.2961832398537,1110.3406088142685,3828.7607200492021,6547.1808312841349,382.87607200492016,536.02650080688829,727.46453680934837,880.61496561131639,1340.0662520172207,153.15042880196808,229.72564320295211,76.575214400984038,38.287607200492019,536.02650080688829,574.31410800738024,1225.2034304157446,1454.9290736186967,153.15042880196808,114.86282160147606,497.73889360639623,689.17692960885631,1914.380360024601,1531.5042880196806,421.16367920541222,229.72564320295211,1186.9158232152527,0,114.86282160147606,0,0,153.15042880196808,536.02650080688829,2220.6812176285371,2335.5440392300134,995.47778721279246,153.15042880196808,497.73889360639623,1225.2034304157446,306.30085760393615,0,0,689.17692960885631,38.287607200492019,0,0,0]
[1,"OVERHEAD CONDUCTORS","> 66 kv & < = 132 kv",72.456967657289255,72.456967657289255,315.76478844644885,72.456967657289255,8.5121658617116509,2,0,0,7,0,0,0,0,20,0,0,9,0,0,2,0,0,8,8,26,214,2,0,0,0,40,38,0,5,4,0,14,14,19,13,0,65,7,0,7,142,0,0,0,0,0,0,192,0,0,0,0,0,95,184,0,0,0,0,0,0,0,0,0,0,0,0,0,0,0,0,0,0,0,0,0,0,0,0,0,0,0,0,0,0,0,0,0,0,0,0,0,null,0,0,2210.3535191251422,0,0,0,0,6315.2957689289769,0,0,2841.8830960180394,0,0,631.52957689289769,0,0,2526.1183075715908,2526.1183075715908,8209.8844996076696,67573.664727540046,631.52957689289769,0,0,0,12630.591537857954,11999.061960965057,0,1578.8239422322442,1263.0591537857954,0,4420.7070382502843,4420.7070382502843,5999.5309804825283,4104.9422498038348,0,20524.711249019176,2210.3535191251422,0,2210.3535191251422,44838.599959395739,0,0,0,0,0,0,60626.839381718179,0,0,0,0,0,29997.65490241264,58100.72107414659,0,0,0,0,0,0,0,0,0,0,0,0,0,0,0,0,0,0,0,0,0,0,0,0,0,0,0,0,0,0,0,0,0,0,0,0,0]
[2,"POLES","˂ = 1 kv ; concrete",54.672957007734489,59.063410723972268,3.1903601541123257,59.063410723972268,7.6852723259473548,2,59,3,2,3,3,8,42,2,0,7,79,19,19,11,9,17,50,24,35,36,59,78,110,370,177,56,6,18,62,30,21,65,71,46,40,48,26,40,78,86,84,28,33,43,75,158,52,37,32,23,11,24,9,7,7,3,32,2,21,2,5,0,0,0,0,2,1,0,0,0,0,0,0,0,0,0,1,0,0,1,0,0,1,0,0,0,0,0,0,0,0,null,188.23124909262722,9.5710804623369761,6.3807203082246513,9.5710804623369761,9.5710804623369761,25.522881232898605,133.99512647271769,6.3807203082246513,0,22.332521078786279,252.03845217487373,60.61684292813419,60.61684292813419,35.093961695235585,28.713241387010932,54.236122619909537,159.51800770561627,76.568643698695809,111.6626053939314,114.85296554804373,188.23124909262722,248.84809202076141,350.93961695235583,1180.4332570215604,564.69374727788158,178.66016863029023,19.142160924673952,57.426482774021864,197.80232955496419,95.710804623369768,66.997563236358843,207.37341001730115,226.51557094197511,146.75656708916699,127.61440616449303,153.13728739739162,82.949364006920462,127.61440616449303,248.84809202076141,274.37097325366,267.99025294543537,89.330084315145115,105.28188508570675,137.18548662683,239.27701155842442,504.07690434974745,165.89872801384092,118.04332570215605,102.09152493159442,73.378283544583496,35.093961695235585,76.568643698695809,28.713241387010932,22.332521078786279,22.332521078786279,9.5710804623369761,102.09152493159442,6.3807203082246513,66.997563236358843,6.3807203082246513,15.951800770561629,0,0,0,0,6.3807203082246513,3.1903601541123257,0,0,0,0,0,0,0,0,0,3.1903601541123257,0,0,3.1903601541123257,0,0,3.1903601541123257,0,0,0,0,0,0,0,0]
[2,"POLES","˂ = 1 kv ; steel",54.672957007734489,61.418452293555418,3.1903601541123257,61.418452293555418,7.836992554134234,2,0,0,0,0,204,12,54,7,0,5,1,8,1,0,1,5,6,16,0,550,0,0,0,0,0,9,0,0,0,0,0,0,0,0,0,0,0,0,1,0,0,0,0,0,0,0,0,0,0,0,0,0,0,0,0,0,0,0,0,0,0,0,0,0,0,0,0,0,0,0,0,0,0,0,0,0,0,0,0,0,0,0,0,0,0,0,0,0,0,0,0,null,0,0,0,0,650.83347143891444,38.284321849347904,172.27944832206558,22.332521078786279,0,15.951800770561629,3.1903601541123257,25.522881232898605,3.1903601541123257,0,3.1903601541123257,15.951800770561629,19.142160924673952,51.04576246579721,0,1754.698084761779,0,0,0,0,0,28.713241387010932,0,0,0,0,0,0,0,0,0,0,0,0,3.1903601541123257,0,0,0,0,0,0,0,0,0,0,0,0,0,0,0,0,0,0,0,0,0,0,0,0,0,0,0,0,0,0,0,0,0,0,0,0,0,0,0,0,0,0,0,0,0,0,0,0,0,0,0,0]
[2,"POLES","˂ = 1 kv ; wood",54.672957007734489,66.390299837975292,3.1903601541123257,66.390299837975292,8.1480242904630131,2,3541,4368,4296,3089,3239,3132,3131,2694,2978,3191,2618,2264,2521,1680,1618,1672,1885,1782,2338,2163,2432,2877,2996,3750,3887,4496,4103,4466,4858,4825,3720,3892,4945,4584,5078,4652,3611,3421,3202,3172,3532,3471,3397,2831,2963,3186,2786,2611,2556,1993,1870,1727,1626,1334,939,575,471,449,353,356,250,233,219,240,255,211,205,150,136,143,132,110,96,31,14,27,51,64,82,103,66,85,79,93,38,17,29,4,10,5,7,null,11297.065305711745,13935.493153162639,13705.78722206655,9855.0225160529735,10333.576539169822,9992.2080026798048,9989.0176425256923,8594.8302551786055,9500.8925389465057,10180.439251772432,8352.3628834660685,7222.9753889103049,8042.8979485171731,5359.805058908707,5162.0027293537432,5334.2821776758083,6013.8288905017334,5685.2217946281644,7459.0620403146177,6900.7490133449601,7758.9558948011763,9178.66616338116,9558.3190217205283,11963.850577921221,12400.92991903461,14343.859252889017,13090.047712322872,14248.148448265647,15498.769628677677,15393.487743591972,11868.139773297851,12416.881719805171,15776.330962085451,14624.610946450901,16200.648862582389,14841.555436930539,11520.390516499609,10914.222087218266,10215.533213467666,10119.822408844297,11268.352064324734,11073.740094923882,10837.65344351957,9031.9095962919946,9453.0371366348209,10164.487451001869,8888.34338935694,8330.0303623872824,8154.5605539111048,6358.3877871458653,5965.9734881900486,5509.7519861519868,5187.525610586642,4255.9404455858421,2995.7481847114736,1834.4570886145873,1502.6596325869054,1432.4717091964342,1126.1971344016511,1135.7682148639879,797.59003852808144,743.35391590817187,698.68887375059933,765.68643698695814,813.54183929864303,673.16599251770072,654.02383159302678,478.55402311684884,433.8889809592763,456.22150203806257,421.12754034282699,350.93961695235583,306.27457479478323,98.901164777482094,44.665042157572557,86.139724161032788,162.70836785972861,204.18304986318884,261.60953263721069,328.60709587356956,210.56377017141349,271.18061309954766,252.03845217487373,296.70349433244627,121.23368585626838,54.236122619909537,92.520444469257441,12.761440616449303,31.903601541123258,15.951800770561629,22.332521078786279]
[2,"POLES","˃ 11 kv & < = 22 kv ; wood",55.463784030125346,65.87186103777637,4.2742214360352451,65.87186103777637,8.1161481650950886,2,0,0,0,0,2,0,3,0,0,4,0,8,9,0,7,0,0,8,2,0,0,1,2,0,0,96,17,0,0,0,0,0,0,0,0,1,0,0,0,0,0,0,0,0,0,0,0,0,0,0,0,0,0,0,0,0,0,0,0,0,0,0,0,0,0,0,0,0,0,0,0,0,0,0,0,0,0,0,0,0,0,0,0,0,0,0,0,0,0,0,0,null,0,0,0,0,8.5484428720704901,0,12.822664308105736,0,0,17.09688574414098,0,34.193771488281961,38.467992924317208,0,29.919550052246716,0,0,34.193771488281961,8.5484428720704901,0,0,4.2742214360352451,8.5484428720704901,0,0,410.32525785938356,72.661764412599169,0,0,0,0,0,0,0,0,4.2742214360352451,0,0,0,0,0,0,0,0,0,0,0,0,0,0,0,0,0,0,0,0,0,0,0,0,0,0,0,0,0,0,0,0,0,0,0,0,0,0,0,0,0,0,0,0,0,0,0,0,0,0,0,0,0,0,0]
[2,"POLES","> 1 kv & < = 11 kv ; concrete",51.982648674797048,54.008139631117032,12.246855463933024,54.008139631117032,7.3490230392288902,2,212,215,149,131,155,205,206,184,216,239,319,317,341,393,100,61,42,43,86,51,40,39,56,81,92,103,69,52,45,51,58,281,345,186,41,25,25,34,17,13,15,24,14,23,36,47,47,87,100,56,56,61,30,40,16,1,1,1,1,0,0,1,0,2,0,1,0,0,1,0,0,0,0,0,0,0,0,0,0,2,0,1,0,0,1,0,1,0,1,0,0,null,2596.333358353801,2633.0739247455999,1824.7814641260204,1604.3380657752261,1898.2625969096187,2510.6053701062697,2522.8522255702028,2253.4214053636765,2645.320780209533,2926.9984558799924,3906.7468929946344,3882.2531820667687,4176.1777132011612,4813.0141973256787,1224.6855463933023,747.05818329991439,514.36792948518701,526.61478494912001,1053.22956989824,624.58962866058425,489.87421855732094,477.62736309338794,685.82390598024926,991.99529257857489,1126.7107026818383,1261.4261127851014,845.03302701137864,636.83648412451726,551.10849587698601,624.58962866058425,710.31761690811538,3441.3663853651797,4225.1651350568927,2277.9151162915423,502.12107402125395,306.17138659832557,306.17138659832557,416.39308577372282,208.19654288686141,159.20912103112931,183.70283195899535,293.92453113439257,171.45597649506232,281.67767567045956,440.88679670158888,575.60220680485213,575.60220680485213,1065.4764253621731,1224.6855463933023,685.82390598024926,685.82390598024926,747.05818329991439,367.40566391799069,489.87421855732094,195.94968742292838,12.246855463933024,12.246855463933024,12.246855463933024,12.246855463933024,0,0,12.246855463933024,0,24.493710927866047,0,12.246855463933024,0,0,12.246855463933024,0,0,0,0,0,0,0,0,0,0,24.493710927866047,0,12.246855463933024,0,0,12.246855463933024,0,12.246855463933024,0,12.246855463933024,0,0]
[2,"POLES","> 1 kv & < = 11 kv ; steel",51.982648674797048,57.499727857639414,12.246855463933024,57.499727857639414,7.5828574994944624,2,0,0,0,0,0,0,0,0,0,0,0,2,1,0,0,0,1,0,3,0,1,0,0,0,0,0,1,0,0,0,0,0,0,0,0,0,1,0,0,0,0,0,0,0,0,0,0,0,0,1,0,0,0,0,0,0,0,0,0,0,0,0,0,0,0,0,0,0,0,0,1,0,0,0,0,0,0,0,0,0,0,0,0,0,0,0,0,0,0,0,0,null,0,0,0,0,0,0,0,0,0,0,0,24.493710927866047,12.246855463933024,0,0,0,12.246855463933024,0,36.740566391799071,0,12.246855463933024,0,0,0,0,0,12.246855463933024,0,0,0,0,0,0,0,0,0,12.246855463933024,0,0,0,0,0,0,0,0,0,0,0,0,12.246855463933024,0,0,0,0,0,0,0,0,0,0,0,0,0,0,0,0,0,0,0,0,12.246855463933024,0,0,0,0,0,0,0,0,0,0,0,0,0,0,0,0,0,0,0,0]
[2,"POLES","> 1 kv & < = 11 kv ; wood",55.463784030125346,69.354653141148319,4.2742214360352451,69.354653141148319,8.327944112513503,2,4646,4974,4638,5156,5282,5032,5125,4665,4908,4481,3617,3619,2840,2514,1864,1501,2421,2311,2607,2357,2641,2971,3139,3733,3568,3987,4271,4764,5152,4815,4239,4372,5687,4593,5540,5400,4403,4112,3769,3583,3673,3172,3088,2994,2782,2668,2522,2478,2378,1877,1748,1555,1466,1472,1102,627,458,559,474,510,387,476,332,318,485,352,246,188,127,143,125,128,155,23,32,30,39,46,131,109,61,110,52,50,108,25,61,8,5,3,5,null,19858.032791819747,21259.977422839311,19823.839020331467,22037.885724197724,22576.437625138165,21507.882266129353,21905.384859680631,19939.242999104419,20977.878808060981,19152.786254873932,15459.858934139482,15468.407377011552,12138.788878340096,10745.392690192606,7967.1487567696968,6415.6063754889028,10347.890096641328,9877.7257386774509,11142.895283743885,10074.339924735074,11288.218812569083,12698.711886460713,13416.781087714635,15955.668620719571,15250.422083773754,17041.32086547252,18255.199753306533,20362.390921271908,22020.788838453584,20580.376214509706,18118.424667353403,18686.896118346092,24307.497306732439,19631.499055709879,23679.186755635259,23080.795754590323,18819.396982863185,17575.598544976929,16109.540592416839,15314.535405314284,15699.215334557455,13557.830395103798,13198.795794476837,12797.018979489523,11890.884035050052,11403.622791342033,10779.586461680889,10591.520718495338,10164.098574891812,8022.7136354381546,7471.3390701896087,6646.4143330348061,6266.0086252276697,6291.653953843881,4710.1920225108397,2679.9368403940985,1957.5934177041422,2389.2897827437018,2025.9809606807062,2179.8529323779749,1654.1236957456399,2034.5294035527766,1419.0415167637013,1359.202416659208,2072.9973964770938,1504.5259454844063,1051.4584732646704,803.55362997462612,542.82612237647618,611.21366535304003,534.27767950440568,547.10034381251137,662.504322585463,98.307093028810641,136.77508595312784,128.22664308105735,166.69463600537455,196.61418605762128,559.92300812061706,465.89013652784172,260.72750759814994,470.16435796387697,222.25951467383274,213.71107180176224,461.61591509180647,106.85553590088112,260.72750759814994,34.193771488281961,21.371107180176224,12.822664308105736,21.371107180176224]
[2,"POLES","> 22 kv & < = 66 kv ; concrete",63.15215982665562,52.275448572437263,7.6889284822432371,63.15215982665562,7.9468333206791009,2,3,3,9,23,36,7,12,10,27,2,4,6,22,0,1,10,0,67,22,53,0,6,4,34,19,4,3,2,18,92,21,20,36,0,0,2,0,149,0,0,0,1,0,0,0,0,0,0,0,0,1,0,0,0,0,0,0,0,0,1,0,0,0,0,0,0,0,0,0,0,0,0,0,0,0,0,0,0,0,0,0,0,0,0,0,0,0,0,0,0,0,null,23.06678544672971,23.06678544672971,69.200356340189131,176.84535509159446,276.80142536075653,53.822499375702662,92.267141786918842,76.889284822432373,207.60106902056739,15.377856964486474,30.755713928972948,46.133570893459421,169.15642660935123,0,7.6889284822432371,76.889284822432373,0,515.15820831029691,169.15642660935123,407.51320955889156,0,46.133570893459421,30.755713928972948,261.42356839627007,146.08964116262152,30.755713928972948,23.06678544672971,15.377856964486474,138.40071268037826,707.38142036637782,161.46749812710797,153.77856964486475,276.80142536075653,0,0,15.377856964486474,0,1145.6503438542422,0,0,0,7.6889284822432371,0,0,0,0,0,0,0,0,7.6889284822432371,0,0,0,0,0,0,0,0,7.6889284822432371,0,0,0,0,0,0,0,0,0,0,0,0,0,0,0,0,0,0,0,0,0,0,0,0,0,0,0,0,0,0,0]
[2,"POLES","> 22 kv & < = 66 kv ; steel",63.15215982665562,57.77219949093076,7.6889284822432371,63.15215982665562,7.9468333206791009,2,1,0,0,0,0,0,0,0,0,0,0,0,0,0,0,0,0,0,0,1,0,0,1,0,0,0,0,0,1,0,0,1,0,0,0,0,0,0,0,0,0,0,0,0,0,0,0,0,0,0,0,0,0,0,0,0,0,0,0,0,0,0,0,0,0,0,0,0,0,0,0,0,0,0,0,0,0,0,0,0,0,0,0,0,0,0,0,0,0,0,0,null,7.6889284822432371,0,0,0,0,0,0,0,0,0,0,0,0,0,0,0,0,0,0,7.6889284822432371,0,0,7.6889284822432371,0,0,0,0,0,7.6889284822432371,0,0,7.6889284822432371,0,0,0,0,0,0,0,0,0,0,0,0,0,0,0,0,0,0,0,0,0,0,0,0,0,0,0,0,0,0,0,0,0,0,0,0,0,0,0,0,0,0,0,0,0,0,0,0,0,0,0,0,0,0,0,0,0,0,0]
[2,"POLES","> 22 kv & < = 66 kv ; wood",63.15215982665562,63.355440101260491,7.6889284822432371,63.355440101260491,7.959613062282644,2,410,438,390,551,634,1389,1293,936,850,560,643,468,553,250,352,343,340,566,305,300,306,337,332,273,266,185,245,276,300,238,462,319,403,287,331,276,256,213,437,433,699,691,542,582,473,263,352,300,403,333,142,358,222,283,104,51,38,61,74,61,108,93,24,14,45,21,27,43,24,41,15,23,41,0,0,3,24,54,48,13,22,18,17,4,1,0,2,1,0,15,0,null,3152.4606777197273,3367.7506752225377,2998.6821080748623,4236.5995937160233,4874.7806577422125,10679.921661835857,9941.7845275405052,7196.8370593796699,6535.5892099067514,4305.7999500562128,4943.9810140824011,3598.4185296898349,4251.9774506805097,1922.2321205608093,2706.5028257496197,2637.3024694094302,2614.2356839627005,4351.9335209496721,2345.1231870841875,2306.6785446729709,2352.8121155664307,2591.1688985159708,2552.7242561047547,2099.0774756524038,2045.254976276701,1422.4517692149989,1883.7874781495932,2122.1442610991335,2306.6785446729709,1829.9649787738904,3552.2849587963756,2452.7681858355927,3098.6381783440247,2206.722474403809,2545.0353276225114,2122.1442610991335,1968.3656914542687,1637.7417667178095,3360.0617467402944,3329.3060328113215,5374.5610090880227,5313.0495812300769,4167.3992373758347,4474.9563766655638,3636.8631721010511,2022.1881908299713,2706.5028257496197,2306.6785446729709,3098.6381783440247,2560.4131845869979,1091.8278444785396,2752.636396643079,1706.9421230579987,2175.9667604748361,799.64856215329667,392.13535259440511,292.17928232524304,469.02463741683744,568.9807076859995,469.02463741683744,830.40427608226958,715.07034884862105,184.53428357383768,107.64499875140532,346.00178170094568,161.46749812710797,207.60106902056739,330.62392473645917,184.53428357383768,315.24606777197272,115.33392723364855,176.84535509159446,315.24606777197272,0,0,23.06678544672971,184.53428357383768,415.20213804113479,369.06856714767537,99.956070269162083,169.15642660935123,138.40071268037826,130.71178419813504,30.755713928972948,7.6889284822432371,0,15.377856964486474,7.6889284822432371,0,115.33392723364855,0]
[2,"POLES","> 66 kv & < = 132 kv ; concrete",43.910509935716497,52.518668220907692,23.20339854423845,52.518668220907692,7.2469764882265002,2,0,48,63,28,112,9,46,27,32,5,77,105,31,28,2,1,98,213,37,83,5,0,0,1,0,8,79,2,1,2,0,102,1,24,2,181,39,0,1,0,0,0,0,0,0,0,0,0,0,0,0,0,0,0,0,0,0,0,0,0,0,0,0,0,0,0,0,0,0,0,0,0,0,0,0,0,0,0,0,0,0,0,0,0,0,0,0,0,0,0,0,null,0,1113.7631301234455,1461.8141082870222,649.69515923867664,2598.7806369547066,208.83058689814604,1067.3563330349687,626.4917606944382,742.50875341563039,116.01699272119225,1786.6616879063606,2436.3568471450371,719.30535487139196,649.69515923867664,46.4067970884769,23.20339854423845,{"$f":"IFERROR($F21*Z21,\"\")","v":2273.9330573353682},4942.3238899227899,858.52574613682259,1925.8820791717912,116.01699272119225,0,0,23.20339854423845,0,185.6271883539076,1833.0684849948375,46.4067970884769,23.20339854423845,46.4067970884769,0,2366.7466515123219,{"$f":"IFERROR($F21*AP21,\"\")","v":23.20339854423845},556.88156506172277,46.4067970884769,4199.815136507159,904.93254322529958,0,23.20339854423845,0,0,0,0,0,0,0,0,0,{"$f":"IFERROR($F21*BF21,\"\")","v":0},0,0,0,0,0,0,0,0,0,0,0,0,0,0,0,{"$f":"IFERROR($F21*BV21,\"\")","v":0},0,0,0,0,0,0,0,0,0,0,0,0,0,0,0,{"$f":"IFERROR($F21*CL21,\"\")","v":0},0,0,0,0,0,0,0,0,0,0]
[2,"POLES","> 66 kv & < = 132 kv ; steel",43.910509935716497,62.907492593468845,23.20339854423845,62.907492593468845,7.9314243735579328,2,0,0,0,0,0,0,0,1,1,0,0,0,0,0,0,0,0,0,0,0,0,0,0,0,0,0,0,0,0,0,0,0,1,0,0,0,0,0,0,0,0,0,0,0,0,0,0,0,0,0,0,0,0,0,0,0,0,0,0,0,0,0,0,0,0,0,0,0,0,0,0,0,0,0,0,0,0,0,0,0,0,0,0,0,0,0,0,0,0,0,0,null,0,0,0,0,0,0,0,23.20339854423845,23.20339854423845,0,0,0,0,0,0,0,0,0,0,0,0,0,0,0,0,0,0,0,0,0,0,0,23.20339854423845,0,0,0,0,0,0,0,0,0,0,0,0,0,0,0,0,0,0,0,0,0,0,0,0,0,0,0,0,0,0,0,0,0,0,0,0,0,0,0,0,0,0,0,0,0,0,0,0,0,0,0,0,0,0,0,0,0,0]
[2,"POLES","> 66 kv & < = 132 kv ; wood",43.910509935716497,64.345514158265175,23.20339854423845,64.345514158265175,8.0215655677844566,2,25,61,76,22,70,19,16,67,45,11,19,209,197,30,8,8,105,283,280,38,47,7,14,0,0,12,8,29,1,3,5,9,15,0,15,6,2,0,34,40,0,2,1,0,0,0,2,0,0,1,0,1,33,0,0,0,0,0,0,0,0,0,0,0,0,0,0,1,0,0,0,0,0,0,0,1,0,0,0,0,0,0,0,0,0,0,0,0,0,0,0,null,580.08496360596121,1415.4073111985454,1763.4582893621223,510.47476797324589,1624.2378980966914,440.86457234053057,371.2543767078152,1554.6277024639762,1044.1529344907303,255.23738398662294,440.86457234053057,4849.5102957458357,4571.0695132149749,696.10195632715352,185.6271883539076,185.6271883539076,2436.3568471450371,6566.5617880194814,6496.9515923867657,881.72914468106114,1090.5597315792072,162.42378980966916,324.84757961933832,0,0,278.44078253086138,185.6271883539076,672.89855778291508,23.20339854423845,69.610195632715346,116.01699272119225,208.83058689814604,348.05097816357676,0,348.05097816357676,139.22039126543069,46.4067970884769,0,788.91555050410727,928.13594176953802,0,46.4067970884769,23.20339854423845,0,0,0,46.4067970884769,0,0,23.20339854423845,0,23.20339854423845,765.71215195986883,0,0,0,0,0,0,0,0,0,0,0,0,0,0,23.20339854423845,0,0,0,0,0,0,0,23.20339854423845,0,0,0,0,0,0,0,0,0,0,0,0,0,0,0]
[2,"POLES","staking of a wooden pole",19.361441199741975,29.001678561521871,4.8082511336943838,29.001678561521871,5.385320655404084,2,1479,1340,1145,1052,1493,1495,1352,768,1266,2856,3182,2152,2323,2527,1350,1600,1588,1524,2066,888,8,9,0,0,0,0,0,0,0,0,0,0,0,0,0,0,0,0,0,0,0,0,0,0,0,0,0,0,0,0,0,0,0,0,0,0,0,0,0,0,0,0,0,0,0,0,0,0,0,0,0,0,0,0,0,0,0,0,0,0,0,0,0,0,0,0,0,0,0,0,0,null,7111.4034267339939,6443.0565191504747,5505.4475480800693,5058.2801926464917,7178.7189426057148,7188.3354448731043,6500.7555327548071,3692.7368706772868,6087.2459352570895,13732.36523783116,15299.855107415529,10347.356439710315,11169.567383572054,12150.450614845708,6491.1390304874185,7693.2018139110141,7635.5028003066818,7327.7747277502413,9933.846842212597,4269.7270067206127,38.466009069555071,43.274260203249455,0,0,0,0,0,0,0,0,0,0,0,0,0,0,0,0,0,0,0,0,0,0,0,0,0,0,0,0,0,0,0,0,0,0,0,0,0,0,0,0,0,0,0,0,0,0,0,0,0,0,0,0,0,0,0,0,0,0,0,0,0,0,0,0,0,0,0,0,0]
[3,"SERVICE LINES","˂ = 11 kv ; commercial and industrial ; simple type",38.111227953884317,53.837954324831813,0.48261119413448156,53.837954324831813,7.337435132580854,2,1937.08599999995,1764.9659999999999,1866.56599999998,1909.136,1474.72,1154.9442941176501,1750.6242941176499,1671.9842941176501,1853.74429411765,2351.6642941176501,3024.8796626122298,2699.5385239464999,344.49529411764701,294.96729411764699,1928.73535803661,2024.30219841384,1579.26007476732,1557.7752825912801,1834.00832485464,1692.82254769781,1361.3428969817801,211.82507127447599,422.82352380952398,422.82352380952398,422.82352380952398,422.82352380952398,422.82352380952398,422.82352380952398,422.82352380952398,422.82352380952398,422.82352380952398,422.82352380952398,510.89867532467503,510.89867532467503,510.89867532467503,510.89867532467503,510.89867532467503,510.89867532467503,510.89867532467503,510.89867532467503,510.89867532467503,510.89867532467503,510.89867532467503,93.093137254902004,93.093137254902004,93.093137254902004,93.093137254902004,93.093137254902004,93.093137254902004,93.093137254902004,93.093137254902004,93.093137254902004,93.093137254902004,93.093137254902004,93.093137254902004,93.093137254902004,93.093137254902004,93.093137254902004,93.093137254902004,93.093137254902004,0,0,0,0,0,0,0,0,0,0,0,0,0,0,0,0,0,0,0,0,0,0,0,0,0,0,0,0,0,0,0,null,934.85938760116221,851.79234886675931,900.82564619081302,921.37040472512751,711.7163802140027,557.38904494292501,844.87088106495287,806.91833675821727,894.63774740410065,1134.9395131875417,1459.8407860863958,1302.8275106538561,166.25728526782706,142.35451804473445,930.82927431144515,976.95090126555954,762.16859053236692,751.79978932455708,885.11294771067799,816.97511120221543,656.99932113887144,102.22915059539652,204.05936573386376,204.05936573386376,204.05936573386376,204.05936573386376,204.05936573386376,204.05936573386376,204.05936573386376,204.05936573386376,204.05936573386376,204.05936573386376,246.5654197801662,246.5654197801662,246.5654197801662,246.5654197801662,246.5654197801662,246.5654197801662,246.5654197801662,246.5654197801662,246.5654197801662,246.5654197801662,246.5654197801662,44.927790136313448,44.927790136313448,44.927790136313448,44.927790136313448,44.927790136313448,44.927790136313448,44.927790136313448,44.927790136313448,44.927790136313448,44.927790136313448,44.927790136313448,44.927790136313448,44.927790136313448,44.927790136313448,44.927790136313448,44.927790136313448,44.927790136313448,0,0,0,0,0,0,0,0,0,0,0,0,0,0,0,0,0,0,0,0,0,0,0,0,0,0,0,0,0,0,0]
[3,"SERVICE LINES","˂ = 11 kv ; residential ; simple type",38.139036779647761,55.878458150344443,0.48171046025735947,55.878458150344443,7.475189505982069,2,21685.913999999499,20247.034,20896.433999999801,21379.864000000001,16959.28,13281.859382352901,20132.179382352901,19227.8193823529,21318.059382352902,27044.1393823529,34786.1161200407,31044.693025384699,4013.80838235294,3459.3363823529398,22195.556617421102,23279.475281759202,18161.490859824102,17914.4157497997,21091.095735828301,19467.459298524798,15655.4433152904,2435.9883196564701,4950.2264761904798,4950.2264761904798,4950.2264761904798,4950.2264761904798,4950.2264761904798,4950.2264761904798,4950.2264761904798,4950.2264761904798,4950.2264761904798,4950.2264761904798,5963.0907186147197,5963.0907186147197,5963.0907186147197,5963.0907186147197,5963.0907186147197,5963.0907186147197,5963.0907186147197,5963.0907186147197,5963.0907186147197,5963.0907186147197,5963.0907186147197,1075.01078431373,1075.01078431373,1075.01078431373,1075.01078431373,1075.01078431373,1075.01078431373,1075.01078431373,1075.01078431373,1075.01078431373,1075.01078431373,1075.01078431373,1075.01078431373,1075.01078431373,1075.01078431373,1075.01078431373,1075.01078431373,1075.01078431373,0,0,0,0,0,0,0,0,0,0,0,0,0,0,0,0,0,0,0,0,0,0,0,0,0,0,0,0,0,0,0,null,10446.331614041273,9753.2080669864063,10066.03083987744,10298.904127679751,8169.4625744334307,6398.0105961467443,9697.8813962569384,9262.2417244185926,10269.132196866936,13027.444829137397,16756.836006750756,14954.553365806501,1933.4934832480822,1666.3985209282635,10691.831793846201,11213.966752526048,8748.5801210456957,8629.561456077703,10159.801434237883,9377.6787787337926,7541.3908049415404,1173.44105464327,2384.5758742238827,2384.5758742238827,2384.5758742238827,2384.5758742238827,2384.5758742238827,2384.5758742238827,2384.5758742238827,2384.5758742238827,2384.5758742238827,2384.5758742238827,2872.4831746202849,2872.4831746202849,2872.4831746202849,2872.4831746202849,2872.4831746202849,2872.4831746202849,2872.4831746202849,2872.4831746202849,2872.4831746202849,2872.4831746202849,2872.4831746202849,517.84393969339192,517.84393969339192,517.84393969339192,517.84393969339192,517.84393969339192,517.84393969339192,517.84393969339192,517.84393969339192,517.84393969339192,517.84393969339192,517.84393969339192,517.84393969339192,517.84393969339192,517.84393969339192,517.84393969339192,517.84393969339192,517.84393969339192,0,0,0,0,0,0,0,0,0,0,0,0,0,0,0,0,0,0,0,0,0,0,0,0,0,0,0,0,0,0,0]
[4,"SWITCHGEAR","˂ = 11 kv ; circuit breaker",43.301065696452724,55.357387191951808,129.36546409265745,55.357387191951808,7.4402545112349356,2,42,101,78,54,194,231,368,247,193,412,258,337,362,347,185,83,113,65,149,71,10,61,43,41,32,33,31,29,45,56,72,29,77,91,171,87,68,46,18,10,1,42,69,66,13,7,16,30,14,6,12,19,11,9,2,0,0,0,0,0,0,0,0,0,0,0,0,0,0,0,0,0,0,0,0,0,0,0,0,0,0,0,0,0,0,0,0,0,0,0,0,null,5433.3494918916131,13065.911873358402,10090.50619922728,6985.7350610035019,25096.900033975544,29883.422205403869,47606.490786097944,31953.269630886389,24967.534569882886,53298.571206174871,33376.289735905622,43596.161399225559,46830.298001541996,44889.816040152131,23932.610857141626,10737.333519690568,14618.297442470292,8408.7551660227346,19275.454149805959,9184.9479505786785,1293.6546409265745,7891.2933096521047,5562.7149559842701,5303.9840277989551,4139.6948509650383,4269.0603150576953,4010.3293868723808,3751.5984586870659,5821.445884169585,7244.4659891888168,9314.3134146713364,3751.5984586870659,9961.1407351346243,11772.257232431828,22121.494359844422,11254.795376061198,8796.8515583007065,5950.811348262243,2328.5783536678341,1293.6546409265745,129.36546409265745,5433.3494918916131,8926.2170223933645,8538.1206301153907,1681.7510332045467,905.5582486486021,2069.8474254825192,3880.9639227797234,1811.1164972972042,776.19278455594463,1552.3855691118893,2457.9438177604916,1423.020105019232,1164.2891768339171,258.73092818531489,0,0,0,0,0,0,0,0,0,0,0,0,0,0,0,0,0,0,0,0,0,0,0,0,0,0,0,0,0,0,0,0,0,0,0,0]
[4,"SWITCHGEAR","˂ = 11 kv ; switch",35.844459306933544,63.316169287113297,5.9281821866858451,63.316169287113297,7.9571458002925457,2,8138,12965,15004,17067,12780,13146,10646,12597,8918,9266,9902,9149,8350,8746,4968,2784,4514,3847,3332,2917,2967,2508,2229,2713,2931,3002,2830,3693,3798,5087,2802,2629,3434,2308,1560,1058,754,554,627,347,216,176,122,129,77,139,165,121,333,87,65,40,159,109,38,45,23,8,0,0,0,1,0,1,0,0,1,0,1,0,0,1,0,0,0,0,0,0,0,0,0,0,0,0,0,0,0,0,0,0,0,null,48243.546635249404,76858.882050381988,88946.445529034419,101176.28538016732,75762.168345845101,77931.883026172116,63111.427559457508,74677.311005681593,52867.528740864363,54930.536141831042,58700.860012563237,54236.9388259888,49500.321258826807,51847.8814047544,29451.20910345528,16504.059207733393,26759.814390699903,22805.716872180445,19752.703046037237,17292.50743856261,17588.916547896901,14867.880924208099,13213.918094122748,16083.158272478699,17375.501989176213,17796.402924430906,16776.755588320942,21892.776815430825,22515.23594503284,30156.662783670894,16610.766487093737,15585.190968797087,20357.37762907919,13682.24448687093,9247.9642112299189,6272.0167535136243,4469.8493687611272,3284.2129314239583,3716.9702310520247,2057.0792187799884,1280.4873523241426,1043.3600648567087,723.23822677567307,764.735502082474,456.47002837481006,824.01732394933242,978.15006080316448,717.31004458898724,1974.0846681663863,515.75185024166854,385.33184213457992,237.1272874674338,942.58096768304938,646.17185834875715,225.27092309406211,266.76819840086301,136.34819029377445,47.425457493486761,0,0,0,5.9281821866858451,0,5.9281821866858451,0,0,5.9281821866858451,0,5.9281821866858451,0,0,5.9281821866858451,0,0,0,0,0,0,0,0,0,0,0,0,0,0,0,0,0,0,0]
[4,"SWITCHGEAR","> 11 kv & < = 22 kv ; switch",35.844459306933544,49.13259333019208,5.9281821866858451,49.13259333019208,7.0094645537438938,2,0,0,0,0,0,0,0,0,0,1,0,0,0,0,0,0,0,0,0,0,0,0,0,0,0,0,0,0,0,0,0,0,0,0,0,0,0,0,0,0,0,0,0,0,0,0,0,0,0,0,0,0,0,0,0,0,0,0,0,0,0,0,0,0,0,0,0,0,0,0,0,0,0,0,0,0,0,0,0,0,0,0,0,0,0,0,0,0,0,0,0,null,0,0,0,0,0,0,0,0,0,5.9281821866858451,0,0,0,0,0,0,0,0,0,0,0,0,0,0,0,0,0,0,0,0,0,0,0,0,0,0,0,0,0,0,0,0,0,0,0,0,0,0,0,0,0,0,0,0,0,0,0,0,0,0,0,0,0,0,0,0,0,0,0,0,0,0,0,0,0,0,0,0,0,0,0,0,0,0,0,0,0,0,0,0,0]
[4,"SWITCHGEAR","> 22 kv & < = 33 kv ; circuit breaker",57.666580291666953,56.47472704144657,420.78480118800115,57.666580291666953,7.593851479431696,2,16,15,18,48,19,20,37,30,93,121,177,52,131,166,49,13,50,29,60,42,8,11,18,17,7,15,12,2,1,31,0,8,3,12,1,10,0,0,0,0,2,17,30,1,0,5,2,0,2,15,31,1,58,3,0,35,15,4,3,0,11,0,2,0,7,0,14,1,0,0,0,0,0,0,0,0,0,0,0,0,0,0,0,0,0,0,0,0,0,0,0,null,6732.5568190080185,6311.772017820017,7574.1264213840204,20197.670457024054,7994.9112225720219,8415.6960237600233,15569.037643956042,12623.544035640034,39132.986510484108,50914.960943748141,74478.909810276207,21880.80966177606,55122.808955628148,69850.276997208188,20618.455258212056,5470.2024154440151,21039.240059400057,12202.759234452033,25247.088071280068,17672.961649896049,3366.2784095040092,4628.6328130680131,7574.1264213840204,7153.3416201960199,2945.4936083160082,6311.772017820017,5049.4176142560136,841.56960237600231,420.78480118800115,13044.328836828035,0,3366.2784095040092,1262.3544035640034,5049.4176142560136,420.78480118800115,4207.8480118800117,0,0,0,0,841.56960237600231,7153.3416201960199,12623.544035640034,420.78480118800115,0,2103.9240059400058,841.56960237600231,0,841.56960237600231,6311.772017820017,13044.328836828035,420.78480118800115,24405.518468904065,1262.3544035640034,0,14727.468041580041,6311.772017820017,1683.1392047520046,1262.3544035640034,0,4628.6328130680131,0,841.56960237600231,0,2945.4936083160082,0,5890.9872166320165,420.78480118800115,0,0,0,0,0,0,0,0,0,0,0,0,0,0,0,0,0,0,0,0,0,0,0]
[4,"SWITCHGEAR","> 22 kv & < = 33 kv ; switch",43.160803131276452,54.231980612241621,67.315891715544552,54.231980612241621,7.3642365939886547,2,35,75,82,150,148,129,186,299,123,178,175,83,82,104,28,33,59,61,372,14,1,1,5,3,21,0,0,1,18,13,12,1,4,0,2,0,0,1,5,0,289,0,3,0,11,0,0,0,0,0,0,0,15,0,0,0,0,0,0,0,1,4,0,0,0,0,0,0,0,0,0,0,0,0,0,0,0,0,0,0,0,0,0,0,0,0,0,0,0,0,0,null,2356.0562100440593,5048.6918786658416,5519.9031206746531,10097.383757331683,9962.7519739005929,8683.7500313052478,12520.755859091287,20127.451622947821,8279.8546810119806,11982.228725366931,11780.281050220297,5587.2190123901983,5519.9031206746531,7000.8527384166337,1884.8449680352473,2221.4244266129704,3971.6376112171288,4106.2693946482177,25041.511718182574,942.42248401762367,67.315891715544552,67.315891715544552,336.57945857772279,201.94767514663366,1413.6337260264356,0,0,67.315891715544552,1211.686050879802,875.10659230207921,807.79070058653463,67.315891715544552,269.26356686217821,0,134.6317834310891,0,0,67.315891715544552,336.57945857772279,0,19454.292705792377,0,201.94767514663366,0,740.47480887099005,0,0,0,0,0,0,0,1009.7383757331683,0,0,0,0,0,0,0,67.315891715544552,269.26356686217821,0,0,0,0,0,0,0,0,0,0,0,0,0,0,0,0,0,0,0,0,0,0,0,0,{"$f":"IFERROR($F31*CR31,\"\")","v":0},0,0,0,0]
[4,"SWITCHGEAR","> 33 kv & < = 66 kv ; circuit breaker",43.043567714243572,49.77784528288926,86.206950238861339,49.77784528288926,7.0553416134790563,2,0,0,0,0,0,0,0,0,0,0,0,0,0,0,0,1,0,0,0,0,0,0,0,0,0,0,0,0,0,0,0,0,0,0,0,0,0,0,0,0,0,0,0,0,0,0,0,0,0,0,0,0,0,0,0,0,0,0,0,0,0,0,0,0,0,0,0,0,0,0,0,0,0,0,0,0,0,0,0,0,0,0,0,0,0,0,0,0,0,0,0,null,0,0,0,0,0,0,0,0,0,0,0,0,0,0,0,86.206950238861339,0,0,0,0,0,0,0,0,0,0,0,0,0,0,0,0,0,0,0,0,0,0,0,0,0,0,0,0,0,0,0,0,0,0,0,0,0,0,0,0,0,0,0,0,0,0,0,0,0,0,0,0,0,0,0,0,0,0,0,0,0,0,0,0,0,0,0,0,0,0,0,0,0,0,0]
[4,"SWITCHGEAR","> 33 kv & < = 66 kv ; switch",46.273775343298226,62.094070739875832,9.5918182458511634,62.094070739875832,7.8799791078324457,2,0,0,0,0,0,0,0,0,0,0,0,0,0,1,0,0,0,0,0,0,0,0,0,0,0,0,0,0,0,0,0,0,0,0,0,0,0,0,0,0,0,0,0,0,0,0,0,0,0,0,0,0,0,0,0,0,0,0,0,0,0,0,0,0,0,0,0,0,0,0,0,0,0,0,0,0,0,0,0,0,0,0,0,0,0,0,0,0,0,0,0,null,0,0,0,0,0,0,0,0,0,0,0,0,0,9.5918182458511634,0,0,0,0,0,0,0,0,0,0,0,0,0,0,0,0,0,0,0,0,0,0,0,0,0,0,0,0,0,0,0,0,0,0,0,0,0,0,0,0,0,0,0,0,0,0,0,0,0,0,0,0,0,0,0,0,0,0,0,0,0,0,0,0,0,0,0,0,0,0,0,0,0,0,0,0,0]
[4,"SWITCHGEAR","> 66 kv & < = 132 kv ; circuit breaker",43.043567714243572,44.112617602786514,86.206950238861339,44.112617602786514,6.6417330270635322,2,1,0,2,1,5,25,20,16,44,23,40,24,19,23,1,2,18,5,2,2,8,0,0,0,0,0,0,0,6,1,1,4,0,3,1,0,5,1,0,0,1,0,0,4,0,0,0,0,4,0,0,0,0,0,0,0,0,0,0,0,0,0,0,0,0,0,0,0,0,0,0,0,0,0,0,0,0,0,0,0,0,0,0,0,0,0,0,0,0,0,0,null,86.206950238861339,0,172.41390047772268,86.206950238861339,431.03475119430669,2155.1737559715334,1724.1390047772268,1379.3112038217814,3793.1058105098991,1982.7598554938108,3448.2780095544535,2068.9668057326721,1637.9320545383655,1982.7598554938108,86.206950238861339,172.41390047772268,1551.725104299504,431.03475119430669,172.41390047772268,172.41390047772268,689.65560191089071,0,0,0,0,0,0,0,517.24170143316803,86.206950238861339,86.206950238861339,344.82780095544535,0,258.62085071658402,86.206950238861339,0,431.03475119430669,86.206950238861339,0,0,86.206950238861339,0,0,344.82780095544535,0,0,0,0,344.82780095544535,0,0,0,0,0,0,0,0,0,0,0,0,0,0,0,0,0,0,0,0,0,0,0,0,0,0,0,0,0,0,0,0,0,0,0,0,0,0,0,0,0,0]
[4,"SWITCHGEAR","> 66 kv & < = 132 kv ; switch",46.273775343298226,57.166349982593644,9.5918182458511634,57.166349982593644,7.5608432057934944,2,3,10,29,109,117,159,38,162,109,64,55,88,35,41,5,79,33,84,242,7,22,4,0,0,0,0,0,0,0,7,14,0,5,3,11,0,0,0,0,0,18,0,0,0,0,0,0,0,0,2,0,0,0,2,0,0,0,0,0,0,0,0,0,0,0,0,0,0,0,0,0,0,0,0,0,0,0,0,0,0,0,0,0,0,0,0,0,0,0,0,0,null,28.775454737553488,95.918182458511637,278.16272912968373,1045.5081887977767,1122.2427347645862,1525.0991010903349,364.48909334234423,1553.8745558278886,1045.5081887977767,613.87636773447446,527.55000352181401,844.08000563490236,335.71363860479073,393.26454807989768,47.959091229255819,757.75364142224191,316.53000211308841,805.71273265149773,2321.2200154959814,67.142727720958149,211.02000140872559,38.367272983404654,0,0,0,0,0,0,0,67.142727720958149,134.2854554419163,0,47.959091229255819,28.775454737553488,105.5100007043628,0,0,0,0,0,172.65272842532093,0,0,0,0,0,0,0,0,19.183636491702327,0,0,0,19.183636491702327,0,0,0,0,0,0,0,0,0,0,0,0,0,0,0,0,0,0,0,0,0,0,0,0,0,0,0,0,0,0,0,0,0,0,0,0,0]
[5,"TRANSFORMERS","ground outdoor / indoor chamber mounted ; ˂ 22 kv ; < = 60 kva ; multiple phase",71.574285245345834,"",140.27983214723082,71.574285245345834,8.4601587009550734,2,0,0,0,0,0,0,0,0,0,0,0,0,0,0,0,0,0,0,0,0,0,0,0,0,0,0,0,0,0,0,0,0,0,0,0,0,0,0,0,0,0,0,0,0,0,0,0,0,0,0,0,1,0,0,0,0,0,0,0,0,0,0,0,0,0,0,0,0,0,0,0,0,0,0,0,0,0,0,0,0,0,0,0,0,0,0,0,0,0,0,0,null,0,0,0,0,0,0,0,0,0,0,0,0,0,0,0,0,0,0,0,0,0,0,0,0,0,0,0,0,0,0,0,0,0,0,0,0,0,0,0,0,0,0,0,0,0,0,0,0,0,0,0,140.27983214723082,0,0,0,0,0,0,0,0,0,0,0,0,0,0,0,0,0,0,0,0,0,0,0,0,0,0,0,0,0,0,0,0,0,0,0,0,0,0,0]
[5,"TRANSFORMERS","ground outdoor / indoor chamber mounted ; ˂ 22 kv ; > 60 kva and < = 600 kva ; multiple phase",71.574285245345834,64.439191702986236,140.27983214723082,71.574285245345834,8.4601587009550734,2,0,2,3,9,4,16,8,9,8,13,9,4,26,7,7,3,8,1,15,5,4,0,2,0,12,6,0,0,5,3,0,33,25,3,8,50,4,39,18,13,8,1,1,0,6,2,1,20,5,20,0,18,30,12,9,13,8,2,5,2,1,1,0,3,0,1,10,7,0,6,7,6,0,2,1,0,1,0,3,0,3,0,2,0,0,0,0,0,0,0,0,null,{"$f":"IFERROR($F37*J37,\"\")","v":0},280.55966429446164,420.83949644169246,1262.5184893250773,561.11932858892328,2244.4773143556931,1122.2386571778466,1262.5184893250773,1122.2386571778466,1823.6378179140006,1262.5184893250773,561.11932858892328,3647.2756358280012,981.9588250306158,981.9588250306158,420.83949644169246,1122.2386571778466,140.27983214723082,2104.1974822084621,701.39916073615404,561.11932858892328,0,280.55966429446164,0,1683.3579857667698,841.67899288338492,0,0,701.39916073615404,420.83949644169246,{"$f":"IFERROR($F37*AN37,\"\")","v":0},4629.2344608586172,3506.9958036807707,420.83949644169246,1122.2386571778466,7013.9916073615414,561.11932858892328,5470.9134537420023,2525.0369786501547,1823.6378179140006,1122.2386571778466,140.27983214723082,140.27983214723082,0,841.67899288338492,280.55966429446164,{"$f":"IFERROR($F37*BD37,\"\")","v":140.27983214723082},2805.5966429446162,701.39916073615404,2805.5966429446162,0,2525.0369786501547,4208.3949644169243,1683.3579857667698,1262.5184893250773,1823.6378179140006,1122.2386571778466,280.55966429446164,701.39916073615404,280.55966429446164,140.27983214723082,140.27983214723082,{"$f":"IFERROR($F37*BT37,\"\")","v":0},420.83949644169246,0,140.27983214723082,1402.7983214723081,981.9588250306158,0,841.67899288338492,981.9588250306158,841.67899288338492,0,280.55966429446164,140.27983214723082,0,140.27983214723082,0,{"$f":"IFERROR($F37*CJ37,\"\")","v":420.83949644169246},0,420.83949644169246,0,280.55966429446164,0,0,0,0,0,0,0,0]
[5,"TRANSFORMERS","ground outdoor / indoor chamber mounted ; ˂ 22 kv ; > 600 kva ; multiple phase",53.606184838183395,58.142648515714264,68.672510643782417,58.142648515714264,7.6251326884005284,2,1,31,89,77,101,64,64,114,92,128,241,204,191,115,118,70,82,56,91,44,91,11,47,57,55,32,12,25,7,63,27,165,103,94,35,94,29,77,47,48,15,7,8,22,8,0,10,10,2,8,0,4,10,7,5,1,1,5,0,2,1,0,2,1,0,0,0,3,2,0,1,0,0,0,0,1,0,0,0,0,0,0,0,0,0,0,0,0,0,0,0,null,68.672510643782417,2128.8478299572548,6111.8534472966348,5287.7833195712465,6935.9235750220241,4395.0406812020747,4395.0406812020747,7828.6662133911959,6317.8709792279824,8790.0813624041493,16550.075065151563,14009.192171331613,13116.449532962442,7897.3387240349775,8103.3562559663251,4807.0757450647689,{"$f":"IFERROR($F38*Z38,\"\")","v":5631.1458727901581},3845.6605960518154,6249.1984685841999,3021.5904683264262,6249.1984685841999,755.39761708160654,3227.6080002577737,3914.333106695598,3776.9880854080329,2197.5203406010373,824.07012772538906,1716.8127660945604,480.70757450647693,4326.3681705582921,1854.1577873821252,11330.964256224099,7073.2685963095892,6455.2160005155474,2403.5378725323844,6455.2160005155474,1991.50280866969,5287.7833195712465,3227.6080002577737,3296.2805109015562,1030.0876596567362,480.70757450647693,549.38008515025933,1510.7952341632131,549.38008515025933,0,686.72510643782414,686.72510643782414,137.34502128756483,549.38008515025933,0,274.69004257512967,686.72510643782414,480.70757450647693,343.36255321891207,68.672510643782417,68.672510643782417,343.36255321891207,0,137.34502128756483,68.672510643782417,0,137.34502128756483,68.672510643782417,0,0,0,206.01753193134726,137.34502128756483,0,68.672510643782417,0,0,0,0,68.672510643782417,0,0,0,0,0,0,0,0,0,0,0,0,0,0,0]
[5,"TRANSFORMERS","ground outdoor / indoor chamber mounted ; > = 22 kv & < = 33 kv ; < = 15 mva",71.817419004310452,64.10872915526916,1207.6164728587289,71.817419004310452,8.4745158566321912,2,0,0,0,0,0,3,1,2,14,10,2,2,4,7,11,6,13,11,9,4,1,1,2,4,0,1,0,0,4,1,3,0,2,0,1,3,2,5,0,1,0,2,12,0,1,7,2,5,2,1,0,11,4,3,5,2,5,0,3,0,0,1,0,0,0,0,0,0,0,2,0,4,0,0,1,0,0,0,0,0,0,0,0,0,0,0,0,0,0,0,0,null,0,0,0,0,0,3622.8494185761865,1207.6164728587289,2415.2329457174578,16906.630620022206,12076.16472858729,2415.2329457174578,2415.2329457174578,4830.4658914349156,8453.3153100111031,13283.781201446018,7245.698837152373,15699.014147163476,13283.781201446018,10868.54825572856,4830.4658914349156,1207.6164728587289,1207.6164728587289,2415.2329457174578,4830.4658914349156,0,1207.6164728587289,0,0,4830.4658914349156,1207.6164728587289,3622.8494185761865,0,2415.2329457174578,0,1207.6164728587289,3622.8494185761865,2415.2329457174578,6038.0823642936448,0,1207.6164728587289,0,2415.2329457174578,14491.397674304746,0,1207.6164728587289,8453.3153100111031,2415.2329457174578,6038.0823642936448,2415.2329457174578,1207.6164728587289,0,13283.781201446018,4830.4658914349156,3622.8494185761865,6038.0823642936448,2415.2329457174578,6038.0823642936448,0,3622.8494185761865,0,0,1207.6164728587289,0,0,0,0,0,0,0,2415.2329457174578,0,4830.4658914349156,0,0,1207.6164728587289,0,0,0,0,0,0,0,0,0,0,0,0,0,0,0,0]
[5,"TRANSFORMERS","ground outdoor / indoor chamber mounted ; > = 22 kv & < = 33 kv ; > 15 mva and < = 40 mva",40.745394064083442,55.331392195215464,2783.6800226566547,55.331392195215464,7.4385073902776666,2,0,0,7,2,4,11,10,15,24,22,15,11,18,35,23,2,4,2,3,6,0,2,0,4,2,0,0,2,0,0,0,0,0,1,5,2,0,0,0,0,1,7,0,2,5,0,0,0,0,0,0,0,0,0,0,0,0,0,0,0,0,0,0,0,0,0,0,0,0,0,0,0,0,0,0,0,0,0,0,0,0,0,0,0,0,0,0,0,0,0,0,null,0,0,19485.760158596582,5567.3600453133095,11134.720090626619,30620.480249223201,27836.800226566549,41755.20033984982,66808.320543759706,61240.960498446402,41755.20033984982,30620.480249223201,50106.240407819787,97428.800792982918,64024.640521103058,5567.3600453133095,11134.720090626619,5567.3600453133095,8351.0400679699633,16702.080135939927,0,5567.3600453133095,0,11134.720090626619,5567.3600453133095,0,0,5567.3600453133095,0,0,0,0,0,2783.6800226566547,13918.400113283275,5567.3600453133095,0,0,0,0,2783.6800226566547,19485.760158596582,0,5567.3600453133095,13918.400113283275,0,0,0,0,0,0,0,0,0,0,0,0,0,0,0,0,0,0,0,0,0,0,0,0,0,0,0,0,0,0,0,0,0,0,0,0,0,0,0,0,0,0,0,0,0,0]
[5,"TRANSFORMERS","ground outdoor / indoor chamber mounted ; > 33 kv & < = 66 kv ; > 15 mva and < = 40 mva",40.745394064083442,54.76543001909868,2783.6800226566547,54.76543001909868,7.4003668840874832,2,0,0,0,0,0,0,0,0,0,0,0,0,0,0,0,1,0,0,0,0,0,0,0,0,0,0,0,0,0,0,0,0,0,0,0,0,0,0,0,0,0,0,0,0,0,0,0,0,0,0,0,0,0,0,0,0,0,0,0,0,0,0,0,0,0,0,0,0,0,0,0,0,0,0,0,0,0,0,0,0,0,0,0,0,0,0,0,0,0,0,0,null,0,0,0,0,0,0,0,0,0,0,0,0,0,0,0,2783.6800226566547,0,0,0,0,0,0,0,0,0,0,0,0,0,0,0,0,0,0,0,0,0,0,0,0,0,0,0,0,0,0,0,0,0,0,0,0,0,0,0,0,0,0,0,0,0,0,0,0,0,0,0,0,0,0,0,0,0,0,0,0,0,0,0,0,0,0,0,0,0,0,0,0,0,0,0]
[5,"TRANSFORMERS","ground outdoor / indoor chamber mounted ; > 66 kv & < = 132 kv ; < = 100 mva",49.255799208234585,52.085369786030682,2783.6800226566547,52.085369786030682,7.2170194530727629,2,0,0,0,0,0,0,6,12,8,6,5,6,16,14,6,1,8,4,1,5,2,0,0,2,0,0,0,0,3,0,1,0,3,0,6,3,0,7,0,0,2,2,2,2,0,0,0,2,0,0,0,0,0,0,0,0,1,0,0,0,0,0,0,0,0,0,0,0,0,0,0,0,0,0,0,0,0,0,0,0,0,0,0,0,0,0,0,0,0,0,0,null,0,0,0,0,0,0,16702.080135939927,33404.160271879853,22269.440181253238,16702.080135939927,13918.400113283275,16702.080135939927,44538.880362506476,38971.520317193164,16702.080135939927,2783.6800226566547,22269.440181253238,11134.720090626619,2783.6800226566547,13918.400113283275,5567.3600453133095,0,0,5567.3600453133095,0,0,0,0,8351.0400679699633,0,2783.6800226566547,0,8351.0400679699633,0,16702.080135939927,8351.0400679699633,0,19485.760158596582,0,0,5567.3600453133095,5567.3600453133095,5567.3600453133095,5567.3600453133095,0,0,0,5567.3600453133095,0,0,0,0,0,0,0,0,2783.6800226566547,0,0,0,0,0,0,0,0,0,0,0,0,0,0,0,0,0,0,0,0,0,0,0,0,0,0,0,0,0,0,0,0,0,0]
[5,"TRANSFORMERS","ground outdoor / indoor chamber mounted ; > 66 kv & < = 132 kv ; > 100 mva",49.255799208234585,"",2783.6800226566547,49.255799208234585,7.0182475881258695,2,0,0,0,0,0,0,1,0,0,1,2,0,0,0,1,0,0,0,1,1,0,0,0,0,0,0,0,0,0,0,0,0,0,0,0,0,0,0,0,0,0,0,0,0,0,0,0,0,0,0,0,0,0,0,0,0,0,0,0,0,0,0,0,0,0,0,0,0,0,0,0,0,0,0,0,0,0,0,0,0,0,0,0,0,0,0,0,0,0,0,0,null,0,0,0,0,0,0,2783.6800226566547,0,0,2783.6800226566547,5567.3600453133095,0,0,0,2783.6800226566547,0,0,0,2783.6800226566547,2783.6800226566547,0,0,0,0,0,0,0,0,0,0,0,0,0,0,0,0,0,0,0,0,0,0,0,0,0,0,0,0,0,0,0,0,0,0,0,0,0,0,0,0,0,0,0,0,0,0,0,0,0,0,0,0,0,0,0,0,0,0,0,0,0,0,0,0,0,0,0,0,0,0,0]
[5,"TRANSFORMERS","kiosk mounted ; < = 22 kv ; > 60 kva and < = 600 kva ; multiple phase",37.996443834772052,51.586527208471168,59.237928750673547,51.586527208471168,7.1823761533681294,2,24,412,493,432,328,198,183,401,548,652,732,593,875,319,411,281,173,171,117,115,201,103,140,118,126,68,86,98,149,15,282,7,157,1,5,159,84,49,93,41,2,7,23,17,8,2,11,11,7,6,1,0,0,0,0,0,0,0,0,0,0,0,0,0,0,0,0,0,0,0,0,0,0,0,0,0,0,0,0,0,0,0,0,0,0,0,0,0,0,0,0,null,1421.7102900161651,24406.026645277499,29204.298874082058,25590.785220290971,19430.040630220923,11729.109892633362,10840.540961373259,23754.409429020092,32462.384955369103,38623.129545439151,43362.163845493036,35128.091749149411,51833.187656839356,18896.899271464863,24346.788716526829,16645.857978939268,10248.161673866523,10129.685816365176,6930.8376638288046,6812.361806327458,11906.823678885383,6101.5066613193749,8293.3100250942971,6990.0755925794783,7463.9790225848665,4028.1791550458011,5094.4618725579248,5805.317017566008,8826.451383850359,888.56893126010323,16705.095907689942,414.66550125471485,9300.3548138557471,59.237928750673547,296.1896437533677,9418.8306713570946,4975.9860150565783,2902.658508783004,5509.1273738126401,2428.7550787776154,118.47585750134709,414.66550125471485,1362.4723612654916,1007.0447887614503,473.90343000538837,118.47585750134709,651.61721625740904,651.61721625740904,414.66550125471485,355.42757250404128,59.237928750673547,0,0,0,0,0,0,0,0,0,0,0,0,0,0,0,0,0,0,0,0,0,0,0,0,0,0,0,0,0,0,0,0,0,0,0,0,0,0,0,0]
[5,"TRANSFORMERS","kiosk mounted ; < = 22 kv ; > 600 kva ; multiple phase",26.58393874103648,45.471696297173295,67.874373437843957,45.471696297173295,6.743270445204856,2,26,155,134,192,111,108,84,168,198,258,257,262,355,83,131,74,50,20,28,6,41,26,20,27,11,8,3,0,0,0,0,0,0,0,0,0,0,0,0,0,0,0,0,0,0,0,0,0,0,0,0,0,0,0,0,0,0,0,0,0,0,0,0,0,0,0,0,0,0,0,0,0,0,0,0,0,0,0,0,0,0,0,0,0,0,0,0,0,0,0,0,null,1764.7337093839428,10520.527882865814,9095.1660406710907,13031.87970006604,7534.0554516006796,7330.4323312871475,5701.4473687788923,11402.894737557785,13439.125940693104,17511.588346963741,17443.713973525897,17783.085840715117,24095.402570434606,5633.5729953410482,8891.5429203575586,5022.7036344004528,3393.718671892198,1357.487468756879,1900.4824562596309,407.24624062706374,2782.8493109516021,1764.7337093839428,1357.487468756879,1832.6080828217869,746.61810781628355,542.99498750275166,203.62312031353187,0,0,0,0,0,0,0,0,0,0,0,0,0,0,0,0,0,0,0,0,0,0,0,0,0,0,0,0,0,0,0,0,0,0,0,0,0,0,0,0,0,0,0,0,0,0,0,0,0,0,0,0,0,0,0,0,0,0,0,0,0,0,0,0]
[5,"TRANSFORMERS","pole mounted ; < = 22 kv ; < = 60 kva ; multiple phase",52.085736149750183,56.711756871374,9.5445991815979472,56.711756871374,7.530720873287895,2,11,99,111,177,209,206,132,164,191,190,194,126,293,88,173,92,99,88,75,61,80,56,22,125,156,101,123,139,64,250,4,3,280,169,105,122,164,150,91,79,70,33,56,0,39,37,54,91,58,44,18,20,44,44,36,28,28,1,24,26,2,14,2,2,0,0,5,0,5,3,9,2,1,1,4,1,0,3,2,3,0,8,0,3,0,0,0,0,0,0,0,null,104.99059099757741,944.91531897819675,1059.4505091573722,1689.3940551428366,1994.8212289539711,1966.1874314091772,1259.8870919709291,1565.3142657820633,1823.018443685208,1813.4738445036101,1851.6522412300017,1202.6194968813413,2796.5675602081983,839.92472798061931,1651.215658416445,878.10312470701115,944.91531897819675,839.92472798061931,715.84493861984606,582.22055007747474,763.56793452783575,534.49755416948506,209.98118199515483,1193.0748976997434,1488.9574723292797,964.00451734139267,1173.9856993365474,1326.6992862421146,610.85434762226862,2386.1497953994867,38.178396726391789,28.633797544793843,2672.4877708474251,1613.0372616900531,1002.1829140677845,1164.4411001549495,1565.3142657820633,1431.6898772396921,868.55852552541319,754.02333534623779,668.12194271185626,314.97177299273227,534.49755416948506,0,372.23936808231991,353.15016971912405,515.40835580628914,868.55852552541319,553.58675253268098,419.96236399030965,171.80278526876305,190.89198363195894,419.96236399030965,419.96236399030965,343.60557053752609,267.24877708474253,267.24877708474253,9.5445991815979472,229.07038035835075,248.15957872154664,19.089198363195894,133.62438854237126,19.089198363195894,19.089198363195894,0,0,47.722995907989734,0,47.722995907989734,28.633797544793843,85.901392634381523,19.089198363195894,9.5445991815979472,9.5445991815979472,38.178396726391789,9.5445991815979472,0,28.633797544793843,19.089198363195894,28.633797544793843,0,76.356793452783577,0,28.633797544793843,0,0,0,0,0,0,0]
[5,"TRANSFORMERS","pole mounted ; < = 22 kv ; < = 60 kva ; single phase",44.202453213401903,55.655848837815093,6.8917900461424537,55.655848837815093,7.4602847692172647,2,20,143,114,153,135,130,127,122,150,189,162,117,344,69,207,79,132,124,185,123,126,49,53,124,175,105,114,135,115,216,4,2,287,117,87,144,182,103,192,80,182,121,47,13,27,19,23,21,8,10,7,0,9,27,13,5,5,4,0,0,0,0,0,0,0,0,0,0,0,4,0,0,0,0,0,0,0,0,0,0,0,0,0,0,0,0,0,0,0,0,0,null,137.83580092284907,985.5259765983709,785.66406526023968,1054.4438770597953,930.39165622923122,895.93270599851894,875.25733586009164,840.79838562937937,1033.768506921368,1302.5483187209238,1116.4699874750775,806.33943539866709,2370.775775873004,475.53351318382931,1426.6005395514878,544.45141364525387,909.71628609080392,854.58196572166423,1274.9811585363539,847.6901756755218,868.36554581394921,337.69771226098021,365.26487244555005,854.58196572166423,1206.0632580749293,723.63795484495768,785.66406526023968,930.39165622923122,792.55585530638223,1488.6266499667699,27.567160184569815,13.783580092284907,1977.9437432428842,806.33943539866709,599.58573401439344,992.41776664451334,1254.3057883979266,709.8543747526727,1323.2236888593511,551.3432036913963,1254.3057883979266,833.90659558323694,323.91413216869535,89.593270599851905,186.07833124584624,130.94401087670661,158.51117106127643,144.72759096899154,55.13432036913963,68.917900461424537,48.242530322997176,0,62.026110415282083,186.07833124584624,89.593270599851905,34.458950230712269,34.458950230712269,27.567160184569815,0,0,0,0,0,0,0,0,0,0,0,27.567160184569815,0,0,0,0,0,0,0,0,0,0,0,0,0,0,0,0,0,0,0,0,0]
[5,"TRANSFORMERS","pole mounted ; < = 22 kv ; > 60 kva and < = 600 kva ; multiple phase",37.873561939195056,53.319350485971896,18.772316460878109,53.319350485971896,7.3020100305307647,2,97,801,803,885,878,724,794,952,1033,1256,1343,1070,1668,707,1492,538,497,722,482,503,420,229,194,431,471,173,224,290,140,423,51,38,325,203,291,200,221,239,120,107,64,24,61,14,94,40,35,57,52,15,8,29,19,15,13,18,4,5,5,2,4,0,0,1,1,0,2,0,7,4,0,1,3,0,1,2,2,0,0,1,0,0,3,0,1,0,0,0,0,0,0,null,1820.9146967051765,15036.625485163366,15074.170118085121,16613.500067877125,16482.093852650978,13591.157117675752,14905.219269937219,17871.245270755961,19391.802904087086,23578.029474862906,25211.221006959302,20086.378613139575,31312.223856744688,13272.027737840823,28008.296159630139,10099.506255952423,9329.8412810564205,13553.612484753994,9048.2565341432492,9442.4751798216894,7884.3729135688054,4298.8604695410868,3641.8293934103531,8090.8683946384654,8841.7610530735892,3247.6107477319129,4204.9988872366966,5443.9717736546518,2628.1243045229353,7940.6898629514399,957.38813950478357,713.34802551336816,6101.0028497853855,3810.780241558256,5462.7440901155296,3754.463292175622,4148.6819378540622,4486.583634149868,2252.6779753053729,2008.6378613139577,1201.428253496199,450.53559506107462,1145.1113041135648,262.81243045229354,1764.5977473225423,750.8926584351243,657.03107613073382,1070.0220382700522,976.16045596566164,281.58474691317161,150.17853168702487,544.39717736546515,356.67401275668408,281.58474691317161,244.04011399141541,337.90169629580595,75.089265843512436,93.861582304390538,93.861582304390538,37.544632921756218,75.089265843512436,0,0,18.772316460878109,18.772316460878109,0,37.544632921756218,0,131.40621522614677,75.089265843512436,0,18.772316460878109,56.316949382634327,0,18.772316460878109,37.544632921756218,37.544632921756218,0,0,18.772316460878109,0,0,56.316949382634327,0,18.772316460878109,0,0,0,0,0,0]
[5,"TRANSFORMERS","pole mounted ; < = 22 kv ; > 60 kva and < = 600 kva ; single phase",37.873561939195056,58.653651599327844,18.772316460878109,58.653651599327844,7.6585672027689258,2,0,0,1,0,0,0,4,1,3,1,0,0,0,0,0,0,0,0,0,0,0,0,0,0,0,0,0,0,1,0,0,0,0,0,0,0,0,0,0,0,0,0,0,0,0,0,0,0,0,0,0,0,0,0,0,0,0,0,0,0,0,0,0,0,0,0,0,0,0,0,0,0,0,0,0,0,0,0,0,0,0,0,0,0,0,0,0,0,0,0,0,null,0,0,18.772316460878109,0,0,0,75.089265843512436,18.772316460878109,56.316949382634327,18.772316460878109,0,0,0,0,0,0,0,0,0,0,0,0,0,0,0,0,0,0,18.772316460878109,0,0,0,0,0,0,0,0,0,0,0,0,0,0,0,0,0,0,0,0,0,0,0,0,0,0,0,0,0,0,0,0,0,0,0,0,0,0,0,0,0,0,0,0,0,0,0,0,0,0,0,0,0,0,0,0,0,0,0,0,0,0]
[5,"TRANSFORMERS","pole mounted ; < = 22 kv ; > 600 kva ; multiple phase",37.873561939195056,49.171407527508407,18.772316460878109,49.171407527508407,7.0122327063146166,2,3,7,5,12,8,9,30,18,16,16,28,22,16,7,9,0,2,1,11,4,3,2,1,1,0,0,0,0,0,1,1,0,0,0,0,0,0,0,0,0,0,0,0,0,0,0,0,0,0,0,0,0,0,0,0,0,0,0,0,0,0,0,0,0,0,0,0,0,0,0,0,0,0,0,0,0,0,0,0,0,0,0,0,0,0,0,0,0,0,0,0,null,56.316949382634327,131.40621522614677,93.861582304390538,225.26779753053731,150.17853168702487,168.95084814790297,563.16949382634323,337.90169629580595,300.35706337404974,300.35706337404974,525.62486090458708,412.99096213931841,300.35706337404974,131.40621522614677,168.95084814790297,0,37.544632921756218,18.772316460878109,206.49548106965921,75.089265843512436,56.316949382634327,37.544632921756218,18.772316460878109,18.772316460878109,0,0,0,0,0,18.772316460878109,18.772316460878109,0,0,0,0,0,0,0,0,0,0,0,0,0,0,0,0,0,0,0,0,0,0,0,0,0,0,0,0,0,0,0,0,0,0,0,0,0,0,0,0,0,0,0,0,0,0,0,0,0,0,0,0,0,0,0,0,0,0,0,0]
[6,"UNDERGROUND CABLES","˂ = 1 kv",46.296535742782659,58.591614386525436,197.22719834628774,58.591614386525436,7.6545159472382993,2,227,370,399,329,211,186,254,301,281,401,479,508,469,575,489,328,55,33,25,111,217,329,437,406,585,613,484,554,476,374,446,152,57,170,51,51,14,57,152,11,211,8,44,0,12,143,2,12,0,2,0,0,0,0,0,0,0,0,0,0,0,0,0,0,0,0,0,0,0,0,0,0,0,0,0,0,0,0,0,0,0,0,0,0,0,0,0,0,0,0,0,null,44770.574024607318,72974.063388126466,78693.652140168808,64887.748255928665,41614.938851066712,36684.258892409518,50095.708379957083,59365.386702232609,55420.842735306855,79088.106536861378,94471.828007871824,100191.41675991417,92499.556024408943,113405.63904911545,96444.099991334704,64690.52105758238,10847.495909045825,6508.4975454274954,4930.6799586571933,21892.219016437939,42798.302041144438,64887.748255928665,86188.285677327745,80074.242528592818,115377.91103257833,120900.27258627438,95457.963999603264,109263.8678838434,93880.146412832968,73762.972181511606,87963.330462444326,29978.534148635736,11241.950305738401,33528.623718868912,10058.587115660675,10058.587115660675,2761.1807768480285,11241.950305738401,29978.534148635736,2169.4991818091653,41614.938851066712,1577.8175867703019,8677.9967272366612,0,2366.7263801554527,28203.489363519147,394.45439669257547,2366.7263801554527,0,394.45439669257547,0,0,0,0,0,0,0,0,0,0,0,0,0,0,0,0,0,0,0,0,0,0,0,0,0,0,0,0,0,0,0,0,0,0,0,0,0,0,0,0,0]
[6,"UNDERGROUND CABLES","> 1 kv & < = 11 kv",54.157740520783932,69.106848694810182,469.00724030913403,69.106848694810182,8.3130529106225577,2,23,111,130,106,110,114,131,161,228,260,314,381,429,336,235,165,100,94,84,74,96,182,62,64,69,81,89,141,108,180,178,170,84,74,104,176,60,67,75,87,61,73,38,45,4,62,45,6,9,0,0,5,0,1,1,0,0,0,0,0,0,0,0,1,0,0,0,0,0,0,0,0,0,0,0,0,0,0,0,0,0,0,0,0,0,0,0,0,0,0,0,null,10787.166527110083,52059.80367431388,60970.941240187421,49714.76747276821,51590.79643400474,53466.825395241278,61439.948480496561,75510.165689770583,106933.65079048256,121941.88248037484,147268.27345706808,178691.75855778006,201204.10609261849,157586.43274386902,110216.7014726465,{"$f":"IFERROR($F52*Y52,\"\")","v":77386.194651007114},46900.724030913407,44086.680589058597,39396.608185967256,34706.535782875915,45024.695069676869,85359.317736262397,29078.448899166309,30016.463379784578,32361.499581330248,37989.586465039858,41741.644387512926,66130.020883587902,50652.781953386475,84421.303255644132,83483.288775025852,79731.230852552791,39396.608185967256,34706.535782875915,48776.752992149937,82545.274294407587,28140.43441854804,31423.48510071198,35175.543023185055,40803.629906894661,28609.441658857177,34237.528542566783,17822.275131747094,21105.325813911033,1876.0289612365361,29078.448899166309,21105.325813911033,2814.0434418548043,4221.0651627822062,0,0,2345.0362015456703,0,469.00724030913403,469.00724030913403,0,0,0,0,0,0,0,0,469.00724030913403,0,0,0,0,0,0,0,0,0,0,0,0,0,0,0,0,0,0,0,0,0,0,0,0,0,0,0]
[6,"UNDERGROUND CABLES","> 22 kv & < = 33 kv",58.931768827058953,58.931768827058953,945.62489563528015,58.931768827058953,7.6767029919789751,2,0,1,4,1,17,7,16,37,16,33,21,61,54,58,7,41,46,45,47,1,18,1,0,0,0,0,0,13,14,0,0,5,3,5,0,0,0,0,0,0,33,0,0,12,0,50,8,68,14,14,11,19,0,0,11,0,0,0,0,8,0,0,0,0,9,0,0,0,0,0,0,0,0,0,0,0,0,0,0,0,0,0,0,0,0,0,0,0,0,0,0,null,{"$f":"IFERROR($F53*J53,\"\")","v":0},945.62489563528015,3782.4995825411206,945.62489563528015,16075.623225799762,6619.3742694469611,15129.998330164482,34988.121138505368,15129.998330164482,31205.621555964244,19858.122808340882,57683.118633752092,51063.74436430513,54846.243946846247,6619.3742694469611,38770.620721046485,43498.745199222889,42553.12030358761,44444.370094858168,945.62489563528015,17021.248121435041,945.62489563528015,0,0,0,0,0,12293.123643258641,13238.748538893922,0,0,4728.1244781764008,2836.8746869058405,4728.1244781764008,0,0,0,0,0,0,31205.621555964244,0,0,{"$f":"IFERROR($F53*BA53,\"\")","v":11347.498747623362},0,47281.244781764006,7564.9991650822412,64302.492903199047,13238.748538893922,13238.748538893922,10401.873851988083,17966.873017070324,0,0,10401.873851988083,0,0,0,0,{"$f":"IFERROR($F53*BQ53,\"\")","v":7564.9991650822412},0,0,0,0,8510.6240607175205,0,0,0,0,0,0,0,0,0,0,{"$f":"IFERROR($F53*CG53,\"\")","v":0},0,0,0,0,0,0,0,0,0,0,0,0,0,0,0]
[6,"UNDERGROUND CABLES","> 66 kv & < = 132 kv",58.931768827058953,"",945.62489563528015,58.931768827058953,7.6767029919789751,2,0,0,0,9,0,0,6,3,15,6,9,30,12,4,2,0,26,3,31,6,0,0,0,0,0,0,0,0,0,0,0,0,0,0,0,0,0,0,0,0,0,0,0,0,0,0,0,0,0,0,0,0,0,0,0,0,0,0,0,0,0,0,0,0,0,0,0,0,0,0,0,0,0,0,0,0,0,0,0,0,0,0,0,0,0,0,0,0,0,0,0,null,0,0,0,8510.6240607175205,0,0,5673.7493738116809,2836.8746869058405,14184.373434529203,5673.7493738116809,8510.6240607175205,28368.746869058406,11347.498747623362,3782.4995825411206,1891.2497912705603,0,24586.247286517282,2836.8746869058405,29314.371764693686,5673.7493738116809,0,0,0,0,0,0,0,0,0,0,0,0,{"$f":"IFERROR($F54*AP54,\"\")","v":0},0,0,0,0,0,0,0,0,0,0,0,0,0,0,0,0,0,0,0,0,0,0,0,0,0,0,0,0,0,0,0,0,0,0,0,0,0,0,0,0,0,0,0,0,0,0,0,0,0,0,0,0,0,0,0,0,0,0]
["","","","","","","","","","","","","","","","","","","","","","","","","","","","","","","","","","","","","","","","","","","","","","","","","","","","","","","","","","","","","","","","","","","","","","","","","","","","","","","","","","","","","","","","","","","","","","","","","","","","",null,"","","","","","","","","","","","","","","","","","","","","","","","","","","","","","","",{"$f":"IFERROR($F55*AO55,\"\")","v":""},"","","","","","","","","","","","","","","","","","","","","","","","","","","","","","","","","","","","","","","","","","","","","","","","","","","","","","","","","","",""]
["","","","","","","","","","","","","","","","","","","","","","","","","","","","","","","","","","","","","","","","","","","","","","","","","","","","","","","","","","","","","","","","","","","","","","","","","","","","","","","","","","","","","","","","","","","","","","","","","","","","",null,"","","","","","","","","","","","","","","","","","","","","","","","","","","","","","","","","","","","","","","","","","","","","","","","","","","","","","","","","","","","","","","","","","","","","","","","","","","","","","","","","","","","","","","","","","",""]
["","","","","","","","","","","","","","","","","","","","","","","","","","","","","","","","","","","","","","","","","","","","","","","","","","","","","","","","","","","","","","","","","","","","","","","","","","","","","","","","","","","","","","","","","","","","","","","","","","","","",null,"","","","","","","","","","","","","","","","","","","","","","","","","","","","","","","","","","","","","","","","","","","","","","","","","","","","","","","","","","","","","","","","","","","","","","","","","","","","","","","","","","","","","","","","","","",""]
["","","","","","","","","","","","","","","","","","","","","","","","","","","","","","","","","","","","","","","","","","","","","","","","","","","","","","","","","","","","","","","","","","","","","","","","","","","","","","","","","","","","","","","","","","","","","","","","","","","","",null,"","","","","","","","","","","","","","","","","","","","","","","","","","","","","","","","","","","","","","","","","","","","","","","","","","","","","","","","","","","","","","","","","","","","","","","","","","","","","","","","","","","","","","","","","","",""]
["","","","","","","","","","","","","","","","","","","","","","","","","","","","","","","","","","","","","","","","","","","","","","","","","","","","","","","","","","","","","","","","","","","","","","","","","","","","","","","","","","","","","","","","","","","","","","","","","","","","",null,"","","","","","","","","","","","","","","","","","","","","","","","","","","","","","","","","","","","","","","","","","","","","","","","","","","","","","","","","","","","","","","","","","","","","","","","","","","","","","","","","","","","","","","","","","",""]
["","","","","","","","","","","","","","","","","","","","","","","","","","","","","","","","","","","","","","","","","","","","","","","","","","","","","","","","","","","","","","","","","","","","","","","","","","","","","","","","","","","","","","","","","","","","","","","","","","","","",null,"","","","","","","","","","","","","","","","","","","","","","","","","","","","","","","","","","","","","","","","","","","","","","","","","","","","","","","","","","","","","","","","","","","","","","","","","","","","","","","","","","","","","","","","","","",""]
["","","","","","","","","","","","","","","","","","","","","","","","","","","","","","","","","","","","","","","","","","","","","","","","","","","","","","","","","","","","","","","","","","","","","","","","","","","","","","","","","","","","","","","","","","","","","","","","","","","","",null,"","","","","","","","","","","","","","","","","","","","","","","","","","","","","","","","","","","","","","","","","","","","","","","","","","","","","","","","","","","","","","","","","","","","","","","","","","","","","","","","","","","","","","","","","","",""]
["","","","","","","","","","","","","","","","","","","","","","","","","","","","","","","","","","","","","","","","","","","","","","","","","","","","","","","","","","","","","","","","","","","","","","","","","","","","","","","","","","","","","","","","","","","","","","","","","","","","",null,"","","","","","","","","","","","","","","","","","","","","","","","","","","","","","","","","","","","","","","","","","","","","","","","","","","","","","","","","","","","","","","","","","","","","","","","","","","","","","","","","","","","","","","","","","",""]
["","","","","","","","","","","","","","","","","","","","","","","","","","","","","","","","","","","","","","","","","","","","","","","","","","","","","","","","","","","","","","","","","","","","","","","","","","","","","","","","","","","","","","","","","","","","","","","","","","","","",null,"","","","","","","","","","","","","","","","","","","","","","","","","","","","","","","","","","","","","","","","","","","","","","","","","","","","","","","","","","","","","","","","","","","","","","","","","","","","","","","","","","","","","","","","","","",""]
["","","","","","","","","","","","","","","","","","","","","","","","","","","","","","","","","","","","","","","","","","","","","","","","","","","","","","","","","","","","","","","","","","","","","","","","","","","","","","","","","","","","","","","","","","","","","","","","","","","","",null,"","","","","","","","","","","","","","","","","","","","","","","","","","","","","","","","","","","","","","","","","","","","","","","","","","","","","","","","","","","","","","","","","","","","","","","","","","","","","","","","","","","","","","","","","","",""]
["","","","","","","","","","","","","","","","","","","","","","","","","","","","","","","","","","","","","","","","","","","","","","","","","","","","","","","","","","","","","","","","","","","","","","","","","","","","","","","","","","","","","","","","","","","","","","","","","","","","",null,"","","","","","","","","","","","","","","","","","","","","","","","","","","","","","","","","","","","","","","","","","","","","","","","","","","","","","","","","","","","","","","","","","","","","","","","","","","","","","","","","","","","","","","","","","",""]
["","","","","","","","","","","","","","","","","","","","","","","","","","","","","","","","","","","","","","","","","","","","","","","","","","","","","","","","","","","","","","","","","","","","","","","","","","","","","","","","","","","","","","","","","","","","","","","","","","","","",null,{"$f":"IFERROR($F66*J66,\"\")","v":""},"","","","","","","","","","","","","","","",{"$f":"IFERROR($F66*Z66,\"\")","v":""},"","","","","","","","","","","","","","","",{"$f":"IFERROR($F66*AP66,\"\")","v":""},"","","","","","","","","","","","","","","",{"$f":"IFERROR($F66*BF66,\"\")","v":""},"","","","","","","","","","","","","","","",{"$f":"IFERROR($F66*BV66,\"\")","v":""},"","","","","","","","","","","","","",{"$f":"IFERROR($F66*CJ66,\"\")","v":""},{"$f":"IFERROR($F66*CK66,\"\")","v":""},"","","","","","","","","","",""]
["","","","","","","","","","","","","","","","","","","","","","","","","","","","","","","","","","","","","","","","","","","","","","","","","","","","","","","","","","","","","","","","","","","","","","","","","","","","","","","","","","","","","","","","","","","","","","","","","","","","",null,"","","","","","","","","","","","","","","","","","","","","","","","","","","","","","","","","","","","","","","","","","","","","","","","","","","","","","","","","","","","","","","","","","","","","","","","","","","","","","","","","","","","","","","","","","",""]
["","","","","","","","","","","","","","","","","","","","","","","","","","","","","","","","","","","","","","","","","","","","","","","","","","","","","","","","","","","","","","","","","","","","","","","","","","","","","","","","","","","","","","","","","","","","","","","","","","","","",null,"","","","","","","","","","","","","","","","","","","","","","","","","","","","","","","","","","","","","","","","","","","","","","","","","","","","","","","","","","","","","","","","","","","","","","","","","","","","","","","","","","","","","","","","","","",""]
["","","","","","","","","","","","","","","","","","","","","","","","","","","","","","","","","","","","","","","","","","","","","","","","","","","","","","","","","","","","","","","","","","","","","","","","","","","","","","","","","","","","","","","","","","","","","","","","","","","","",null,"","","","","","","","","","","","","","","","","","","","","","","","","","","","","","","","","","","","","","","","","","","","","","","","","","","","","","","","","","","","","","","","","","","","","","","","","","","","","","","","","","","","","","","","","","",""]
["","","","","","","","","","","","","","","","","","","","","","","","","","","","","","","","","","","","","","","","","","","","","","","","","","","","","","","","","","","","","","","","","","","","","","","","","","","","","","","","","","","","","","","","","","","","","","","","","","","","",null,"","","","","","","","","","","","","","","","","","","","","","","","","","","","","","","","","","","","","","","","","","","","","","","","","","","","","","","","","","","","","","","","","","","","","","","","","","","","","","","","","","","","","","","","","","",""]
["","","","","","","","","","","","","","","","","","","","","","","","","","","","","","","","","","","","","","","","","","","","","","","","","","","","","","","","","","","","","","","","","","","","","","","","","","","","","","","","","","","","","","","","","","","","","","","","","","","","",null,"","","","","","","","","","","","","","","","","","","","","","","","","","","","","","","","","","","","","","","","","","","","","","","","","","","","","","","","","","","","","","","","","","","","","","","","","","","","","","","","","","","","","","","","","","",""]
["","","","","","","","","","","","","","","","","","","","","","","","","","","","","","","","","","","","","","","","","","","","","","","","","","","","","","","","","","","","","","","","","","","","","","","","","","","","","","","","","","","","","","","","","","","","","","","","","","","","",null,"","","","","","","","","","","","","","","","","","","","","","","","","","","","","","","","","","","","","","","","","","","","","","","","","","","","","","","","","","","","","","","","","","","","","","","","","","","","","","","","","","","","","","","","","","",""]
["","","","","","","","","","","","","","","","","","","","","","","","","","","","","","","","","","","","","","","","","","","","","","","","","","","","","","","","","","","","","","","","","","","","","","","","","","","","","","","","","","","","","","","","","","","","","","","","","","","","",null,"","","","","","","","","","","","","","","","","","","","","","","","","","","","","","","","","","","","","","","","","","","","","","","","","","","","","","","","","","","","","","","","","","","","","","","","","","","","","","","","","","","","","","","","","","",""]
["","","","","","","","","","","","","","","","","","","","","","","","","","","","","","","","","","","","","","","","","","","","","","","","","","","","","","","","","","","","","","","","","","","","","","","","","","","","","","","","","","","","","","","","","","","","","","","","","","","","",null,"","","","","","","","","","","","","","","","","","","","","","","","","","","","","","","","","","","","","","","","","","","","","","","","","","","","","","","","","","","","","","","","","","","","","","","","","","","","","","","","","","","","","","","","","","",""]
["","","","","","","","","","","","","","","","","","","","","","","","","","","","","","","","","","","","","","","","","","","","","","","","","","","","","","","","","","","","","","","","","","","","","","","","","","","","","","","","","","","","","","","","","","","","","","","","","","","","",null,"","","","","","","","","","","","","","","","","","","","","","","","","","","","","","","","","","","","","","","","","","","","","","","","","","","","","","","","","","","","","","","","","","","","","","","","","","","","","","","","","","","","","","","","","","",""]
["","","","","","","","","","","","","","","","","","","","","","","","","","","","","","","","","","","","","","","","","","","","","","","","","","","","","","","","","","","","","","","","","","","","","","","","","","","","","","","","","","","","","","","","","","","","","","","","","","","","",null,"","","","","","","","","","","","","","","","","","","","","","","","","","","","","","","","","","","","","","","","","","","","","","","","","","","","","","","","","","","","","","","","","","","","","","","","","","","","","","","","","","","","","","","","","","",""]
["","","","","","","","","","","","","","","","","","","","","","","","","","","","","","","","","","","","","","","","","","","","","","","","","","","","","","","","","","","","","","","","","","","","","","","","","","","","","","","","","","","","","","","","","","","","","","","","","","","","",null,"","","","","","","","","","","","","","","","","","","","","","","","","","","","","","","","","","","","","","","","","","","","","","","","","","","","","","","","","","","","","","","","","","","","","","","","","","","","","","","","","","","","","","","","","","",""]
["","","","","","","","","","","","","","","","","","","","","","","","","","","","","","","","","","","","","","","","","","","","","","","","","","","","","","","","","","","","","","","","","","","","","","","","","","","","","","","","","","","","","","","","","","","","","","","","","","","","",null,"","","","","","","","","","","","","","","","","","","","","","","","","","","","","","","","","","","","","","","","","","","","","","","","","","","","","","","","","","","","","","","","","","","","","","","","","","","","","","","","","","","","","","","","","","",""]
["","","","","","","","","","","","","","","","","","","","","","","","","","","","","","","","","","","","","","","","","","","","","","","","","","","","","","","","","","","","","","","","","","","","","","","","","","","","","","","","","","","","","","","","","","","","","","","","","","","","",null,"","","","","","","","","","","","","","","","","","","","","","","","","","","","","","","","","","","","","","","","","","","","","","","","","","","","","","","","","","","","","","","","","","","","","","","","","","","","","","","","","","","","","","","","","","",""]
["","","","","","","","","","","","","","","","","","","","","","","","","","","","","","","","","","","","","","","","","","","","","","","","","","","","","","","","","","","","","","","","","","","","","","","","","","","","","","","","","","","","","","","","","","","","","","","","","","","","",null,"","","","","","","","","","","","","","","","","","","","","","","","","","","","","","","","","","","","","","","","","","","","","","","","","","","","","","","","","","","","","","","","","","","","","","","","","","","","","","","","","","","","","","","","","","",""]
["","","","","","","","","","","","","","","","","","","","","","","","","","","","","","","","","","","","","","","","","","","","","","","","","","","","","","","","","","","","","","","","","","","","","","","","","","","","","","","","","","","","","","","","","","","","","","","","","","","","",null,"","","","","","","","","","","","","","","",{"$f":"IFERROR($F81*Y81,\"\")","v":""},"","","","","","","","","","","","","","","","","","","","","","","","","","","","","","","",{"$f":"IFERROR($F81*BE81,\"\")","v":""},"","","","","","","","","","","","","","","","","","","","","","","","","","","","","","","","","","","","","","","","","","",""]
["","","","","","","","","","","","","","","","","","","","","","","","","","","","","","","","","","","","","","","","","","","","","","","","","","","","","","","","","","","","","","","","","","","","","","","","","","","","","","","","","","","","","","","","","","","","","","","","","","","","",null,{"$f":"IFERROR($F82*J82,\"\")","v":""},"","","","","","","","","","","","","","","","","","","","","","","","","","","","","","","",{"$f":"IFERROR($F82*AP82,\"\")","v":""},"","","","","","","","","","","","","","","","","","","","","","","","","","","","","","","","","","","","","","","","","","","","","","","","","","","","","","","","","",""]
["","","","","","","","","","","","","","","","","","","","","","","","","","","","","","","","","","","","","","","","","","","","","","","","","","","","","","","","","","","","","","","","","","","","","","","","","","","","","","","","","","","","","","","","","","","","","","","","","","","","",null,"","","","","","","","","","","","","","","","","","","","","","","","","","","","","","","","","","","","","","","","","","","","","","","","","","","","","","","","","","","","","","","","","","","","","","","","","","","","","","","","","","","","","","","","","","",""]
["","","","","","","","","","","","","","","","","","","","","","","","","","","","","","","","","","","","","","","","","","","","","","","","","","","","","","","","","","","","","","","","","","","","","","","","","","","","","","","","","","","","","","","","","","","","","","","","","","","","",null,"","","","","","","","","","","","","","","","","","","","","","","","","","","","","","","","","","","","","","","","","","","","","","","","","","","","","","","","","","","",{"$f":"IFERROR($F84*BQ84,\"\")","v":""},"","","","","","","","","","","","","","","","","","","","","","","","","","","","","","",""]
["","","","","","","","","","","","","","","","","","","","","","","","","","","","","","","","","","","","","","","","","","","","","","","","","","","","","","","","","","","","","","","","","","","","","","","","","","","","","","","","","","","","","","","","","","","","","","","","","","","","",null,"","","","","","","","","","","","","","","","","","","","","","","","","","","","","","","","","","","","","","","","","","","","","","","","","","","","","","","","","","","","","","","","","","","","","","","","","","","",{"$f":"IFERROR($F85*CG85,\"\")","v":""},"","","","","","","","","","","","","","",""]
["","","","","","","","","","","","","","","","","","","","","","","","","","","","","","","","","","","","","","","","","","","","","","","","","","","","","","","","","","","","","","","","","","","","","","","","","","","","","","","","","","","","","","","","","","","","","","","","","","","","",null,{"$f":"IFERROR($F86*J86,\"\")","v":""},{"$f":"IFERROR($F86*K86,\"\")","v":""},"","","","","","","","","","","","","","",{"$f":"IFERROR($F86*Z86,\"\")","v":""},"","","","","","","","","",{"$f":"IFERROR($F86*AJ86,\"\")","v":""},"","","","","","","","","","","","","","","","","","","","",{"$f":"IFERROR($F86*BE86,\"\")","v":""},{"$f":"IFERROR($F86*BF86,\"\")","v":""},"","","","","","","","","","","","","","","",{"$f":"IFERROR($F86*BV86,\"\")","v":""},"",{"$f":"IFERROR($F86*BX86,\"\")","v":""},"","","","",{"$f":"IFERROR($F86*CC86,\"\")","v":""},"","","","","","","","","","","","",{"$f":"IFERROR($F86*CP86,\"\")","v":""},"","","","","",""]
["","","","","","","","","","","","","","","","","","","","","","","","","","","","","","","","","","","","","","","","","","","","","","","","","","","","","","","","","","","","","","","","","","","","","","","","","","","","","","","","","","","","","","","","","","","","","","","","","","","","",null,{"$f":"IFERROR($F87*J87,\"\")","v":""},"","","","","","","","","","","","","","","","","","","","","","","","","","","","","","","","","","","","","","","","","","","","","","","","","","","","","","","","","","","","","","","","","","","","","","","","","","","","","","","","","","","","","","","","","",""]
["","","","","","","","","","","","","","","","","","","","","","","","","","","","","","","","","","","","","","","","","","","","","","","","","","","","","","","","","","","","","","","","","","","","","","","","","","","","","","","","","","","","","","","","","","","","","","","","","","","","",null,"","","","","","","","","","","","","","","","","","","","","","","","","","","","","","","","","","","","","","","","","","","","","","","","","","","","","","","","","","","","","","","","","","","","","","","","","","","","","","","","","","","","","","","","","","",""]
["","","","","","","","","","","","","","","","","","","","","","","","","","","","","","","","","","","","","","","","","","","","","","","","","","","","","","","","","","","","","","","","","","","","","","","","","","","","","","","","","","","","","","","","","","","","","","","","","","","","",null,"","","","","","","","","","","","","","","","","","","","","","","","","","","","","","","","","","","","","","","","","","",{"$f":"IFERROR($F89*AZ89,\"\")","v":""},"","","","","","","","","","","","","","","","","","","","","","","","","","","","","","","","","","","","","","","","","","","","","","","",""]
["","","","","","","","","","","","","","","","","","","","","","","","","","","","","","","","","","","","","","","","","","","","","","","","","","","","","","","","","","","","","","","","","","","","","","","","","","","","","","","","","","","","","","","","","","","","","","","","","","","","",null,"","","","","","","","","","","","","","","","","","","","","","","","","","","","","","","","","","","","","","","","","","","","","","","","","","","","","","","","","","","","","","","","","","","","","","","","","","","","","","","","","","","","","","","","","","",""]
["","","","","","","","","","","","","","","","","","","","","","","","","","","","","","","","","","","","","","","","","","","","","","","","","","","","","","","","","","","","","","","","","","","","","","","","","","","","","","","","","","","","","","","","","","","","","","","","","","","","",null,"","","","","","","","","","","","","","","","","","","","","","","","","","","","","","","","","","","","","","","","","","","","","","","","","","","","","","","","","","","","","","","","","","","","","","","","","","","","","","","","","","","","","","","","","","",""]
["","","","","","","","","","","","","","","","","","","","","","","","","","","","","","","","","","","","","","","","","","","","","","","","","","","","","","","","","","","","","","","","","","","","","","","","","","","","","","","","","","","","","","","","","","","","","","","","","","","","",null,"","","","","","","","","","","","","","","","","","","","","","","","","","","","","","","","","","","","","","","","","","","","","","","","","","","","","","","","","","","","","","","","","","","","","","","","","","","","","","","","","","","","","","","","","","",""]
["","","","","","","","","","","","","","","","","","","","","","","","","","","","","","","","","","","","","","","","","","","","","","","","","","","","","","","","","","","","","","","","","","","","","","","","","","","","","","","","","","","","","","","","","","","","","","","","","","","","",null,"","","","","","","","","","","","","","","","","","","","","","","","","","","","","","","","","","","","","","","","","","","","","","","","","","","","","","","","","","","","","","","","","","","","","","","","","","","","","","","","","","","","","","","","","","",""]
["","","","","","","","","","","","","","","","","","","","","","","","","","","","","","","","","","","","","","","","","","","","","","","","","","","","","","","","","","","","","","","","","","","","","","","","","","","","","","","","","","","","","","","","","","","","","","","","","","","","",null,"","","","","","","","","","","","","","","","","","","","","","","","","","","","","","","","","","","","","","","","","","","","","","","","","","","","","","","","","","","","","","","",{"$f":"IFERROR($F94*BU94,\"\")","v":""},"","","","","","","","","","","","","","","","","","","","","","","","","","",""]
["","","","","","","","","","","","","","","","","","","","","","","","","","","","","","","","","","","","","","","","","","","","","","","","","","","","","","","","","","","","","","","","","","","","","","","","","","","","","","","","","","","","","","","","","","","","","","","","","","","","",null,"","","","","","","","","","","","","","","","","","","","","","","","","","","","","","","","","","","","","","","","","","","","","","","","","","","","","","","","","","","","","","","","","","","","","","","","","","","","","","","","","","","","","","","","","","",""]
["","","","","","","","","","","","","","","","","","","","","","","","","","","","","","","","","","","","","","","","","","","","","","","","","","","","","","","","","","","","","","","","","","","","","","","","","","","","","","","","","","","","","","","","","","","","","","","","","","","","",null,"","","","","","","","","","","","","","","","","","","","","","","","","","","","","","","","","","","","","","","","","","","","","","","","","","","","","","","","","","","","","","","","","","","","","","","","","","","","","","","","","","","","","","","","","","",""]
["","","","","","","","","","","","","","","","","","","","","","","","","","","","","","","","","","","","","","","","","","","","","","","","","","","","","","","","","","","","","","","","","","","","","","","","","","","","","","","","","","","","","","","","","","","","","","","","","","","","",null,"","","","","","","","","","","","","","","","","","","","","",{"$f":"IFERROR($F97*AE97,\"\")","v":""},"","","","","","","","","","","","","","","","","","","","","","","","","","","","","","","","","","","","","","","","","","","","","","","","","","","","","","","","","","","","","","","","","","","","",""]
["","","","","","","","","","","","","","","","","","","","","","","","","","","","","","","","","","","","","","","","","","","","","","","","","","","","","","","","","","","","","","","","","","","","","","","","","","","","","","","","","","","","","","","","","","","","","","","","","","","","",null,"","","","","","","","","","","","","","","","","",{"$f":"IFERROR($F98*AA98,\"\")","v":""},"","","","","","","","","","","","","","","","","","","","","","","","","","","","","","","","","","","","","","","","","","","","","","","","","","","","","","","","","","","","","","","","","","","","","","","","",""]
["","","","","","","","","","","","","","","","","","","","","","","","","","","","","","","","","","","","","","","","","","","","","","","","","","","","","","","","","","","","","","","","","","","","","","","","","","","","","","","","","","","","","","","","","","","","","","","","","","","","",null,"","","","","","","","","","","","","","","","","","","","","","","","","","","","","","","","","","","","","","","","","","","","","","","","","","","","","","","","","","","","","","","","","","","","","","","","","","","","","","","","","","","","","","","","","","",""]
["","","","","","","","","","","","","","","","","","","","","","","","","","","","","","","","","","","","","","","","","","","","","","","","","","","","","","","","","","","","","","","","","","","","","","","","","","","","","","","","","","","","","","","","","","","","","","","","","","","","",null,"","","","","","","","","","","","","","","","","","","","","","","","","","","","","","","","","","","","","",{"$f":"IFERROR($F100*AU100,\"\")","v":""},"","","","","","","","","","","","","","","","","","","","","","","","","","","","","","","","","","","","","","","","","","","","","","","","","","","","",""]
["","","","","","","","","","","","","","","","","","","","","","","","","","","","","","","","","","","","","","","","","","","","","","","","","","","","","","","","","","","","","","","","","","","","","","","","","","","","","","","","","","","","","","","","","","","","","","","","","","","","",null,"","","","","","","","","","","","","","","","","","","","","","","","","","","","","","","","","","","","","","","","","","","","","","","","","","","","","","","","","","","","","","","","","","","","","","","","","","","","","","","","","","","","","","","","","","",""]
["","","","","","","","","","","","","","","","","","","","","","","","","","","","","","","","","","","","","","","","","","","","","","","","","","","","","","","","","","","","","","","","","","","","","","","","","","","","","","","","","","","","","","","","","","","","","","","","","","","","",null,"","","","","","","","","","","","",{"$f":"IFERROR($F102*V102,\"\")","v":""},"","","","","","","","","","","","","","","","","","","","","","","","","","","","","","","","","","","","","","","","","","","","","","","","","","","","","","","","","","","","","","","","","","","","","","","","","","","","","",""]
["","","","","","","","","","","","","","","","","","","","","","","","","","","","","","","","","","","","","","","","","","","","","","","","","","","","","","","","","","","","","","","","","","","","","","","","","","","","","","","","","","","","","","","","","","","","","","","","","","","","",null,"","","","","","","","","","","","","","","","","","","","","","","","","","","","","","","","","","","","","","","","","","","","","","","","","","","","","","","","","","","","","","","","","","","","","","","","","","","","","","","","","","","","","","","","","","",""]
["","","","","","","","","","","","","","","","","","","","","","","","","","","","","","","","","","","","","","","","","","","","","","","","","","","","","","","","","","","","","","","","","","","","","","","","","","","","","","","","","","","","","","","","","","","","","","","","","","","","",null,"","","","","","","","","","","","","","","","","","","","","","","","","","","","","","","","","","","","","","","","","","","","","","","","","","","","","","","","","","","","","","","","","","","","","","","","","","","","","","","","","","","","","","","","","","",""]
["","","","","","","","","","","","","","","","","","","","","","","","","","","","","","","","","","","","","","","","","","","","","","","","","","","","","","","","","","","","","","","","","","","","","","","","","","","","","","","","","","","","","","","","","","","","","","","","","","","","",null,"","","","","","","","","","","","","","","","","","","","","","","","","","","","","","","","","","","","","","","","","","","","","","","","","","","","","","","","","","","","","","","","","","","","","","","","","","","","","","","","","","","","","","","","","","",""]
["","","","","","","","","","","","","","","","","","","","","","","","","","","","","","","","","","","","","","","","","","","","","","","","","","","","","","","","","","","","","","","","","","","","","","","","","","","","","","","","","","","","","","","","","","","","","","","","","","","","",null,"","","","","","","","","","","","","","","","","","","","","","","","","","","","","","","","","","","","","","","","","","","","","","","","","","","","","","","","","","","","","","","","","","","","","","","","","","","","","","","","","","","","","","","","","","",""]
["","","","","","","","","","","","","","","","","","","","","","","","","","","","","","","","","","","","","","","","","","","","","","","","","","","","","","","","","","","","","","","","","","","","","","","","","","","","","","","","","","","","","","","","","","","","","","","","","","","","",null,"","","","","","","","","","","","","","","","","","","","","","","","","","","","","","","","","","","","","","","","","","","","","","","","","","","","","","","","","","","","","","","","","","","","","","","","","","","","","","","","","","","","","","","","","","",""]
["","","","","","","","","","","","","","","","","","","","","","","","","","","","","","","","","","","","","","","","","","","","","","","","","","","","","","","","","","","","","","","","","","","","","","","","","","","","","","","","","","","","","","","","","","","","","","","","","","","","",null,"","","","","","","","","","","","","","","","","","","","","","","","","","","","","","","","","","","","","","","","","","","","","","","","","","","","","","","","","","","","","","","","","","","","","","","","","","","","","","","","","","","","","","","","","","",""]
["","","","","","","","","","","","","","","","","","","","","","","","","","","","","","","","","","","","","","","","","","","","","","","","","","","","","","","","","","","","","","","","","","","","","","","","","","","","","","","","","","","","","","","","","","","","","","","","","","","","",null,"","","","","","","","","","","","","","","","","","","","","","","","","","","","","","","","","","","","","","","","","","","","","","","","","","","","","","","","","",{"$f":"IFERROR($F109*BO109,\"\")","v":""},"","","","","","","","","","","","","","","","","","","","","","","","","","","","","","","","",""]
["","","","","","","","","","","","","","","","","","","","","","","","","","","","","","","","","","","","","","","","","","","","","","","","","","","","","","","","","","","","","","","","","","","","","","","","","","","","","","","","","","","","","","","","","","","","","","","","","","","","",null,"","","","","","","","","","","","","","","","","","","","","","","","","","","","","","","","","","","","","","","","","","","","","","","","","","","","","","","","","","","","","","","","","","","","","","","","","","","","","","","","","","","","","","","","","","",""]
["","","","","","","","","","","","","","","","","","","","","","","","","","","","","","","","","","","","","","","","","","","","","","","","","","","","","","","","","","","","","","","","","","","","","","","","","","","","","","","","","","","","","","","","","","","","","","","","","","","","",null,"","","","","","","","","","","","","","","","","","","","","","","","","","","","","","","","","","","","","","","","","","","","","","","","","","","","","","","","","","","","","","","","","","","","","","","","","","","","","","","","","","","","","","","","","","",""]
["","","","","","","","","","","","","","","","","","","","","","","","","","","","","","","","","","","","","","","","","","","","","","","","","","","","","","","","","","","","","","","","","","","","","","","","","","","","","","","","","","","","","","","","","","","","","","","","","","","","",null,"","","","","","","","","","","","","","","","","","","","","","","","","","","","","","","","","","","","","","","","","","","","","","","","","","","","","","","","","","","","","","","","","","","","","","","","","","","","","","","","","","","","","","","","","","",""]
["","","","","","","","","","","","","","","","","","","","","","","","","","","","","","","","","","","","","","","","","","","","","","","","","","","","","","","","","","","","","","","","","","","","","","","","","","","","","","","","","","","","","","","","","","","","","","","","","","","","",null,"","","","","","","","","","","","","","","","","","","","","","","","","","","","","","","","","","","","","","","","","","","","","","","","","","","","","","","","","","","","","","","","","","","","","","","","","","","","","","",{"$f":"IFERROR($F113*CJ113,\"\")","v":""},"","","","","","","","","","","",""]
["","","","","","","","","","","","","","","","","","","","","","","","","","","","","","","","","","","","","","","","","","","","","","","","","","","","","","","","","","","","","","","","","","","","","","","","","","","","","","","","","","","","","","","","","","","","","","","","","","","","",null,"","","","","","","","","","","","","","","","","","","","","","","","","","","","","","","","","","","","","","","","","","","","","","","","","","","","","","","","","","","","","","","","","","","","","","","","","","","","","","","","","","","","","","","","","","",""]
["","","","","","","","","","","","","","","","","","","","","","","","","","","","","","","","","","","","","","","","","","","","","","","","","","","","","","","","","","","","","","","","","","","","","","","","","","","","","","","","","","","","","","","","","","","","","","","","","","","","",null,"","","","","","","","","","","","","","","","","","","","","","","","","","","","","","","","","",{"$f":"IFERROR($F115*AQ115,\"\")","v":""},"","","","","","","","","","","","","","","","","","","","","","","","","","","","","","","","","","","","","","","","","","","","","","","","","","","","","","",{"$f":"IFERROR($F115*CT115,\"\")","v":""},"",""]
["","","","","","","","","","","","","","","","","","","","","","","","","","","","","","","","","","","","","","","","","","","","","","","","","","","","","","","","","","","","","","","","","","","","","","","","","","","","","","","","","","","","","","","","","","","","","","","","","","","","",null,"","","","","","","","","","","","","","","","","","","","","","","","","","","","","","","","","","","","","","","","","","","","","","","","","","","","","","","","","","","","","","","","","","","","","","","","","","","","","","","","","","","","","","","","","","",""]
["","","","","","","","","","","","","","","","","","","","","","","","","","","","","","","","","","","","","","","","","","","","","","","","","","","","","","","","","","","","","","","","","","","","","","","","","","","","","","","","","","","","","","","","","","","","","","","","","","","","",null,"","","","","","","","","","","","","","","","","","","","","","","","","","","","","","","","","","","","","","","","","","","","","","","","","","","","","","","","","","","","","","","","","","","","","","","","","","","","","","","","","","","","","","","","","","",""]
["","","","","","","","","","","","","","","","","","","","","","","","","","","","","","","","","","","","","","","","","","","","","","","","","","","","","","","","","","","","","","","","","","","","","","","","","","","","","","","","","","","","","","","","","","","","","","","","","","","","",null,"","","","","","","","","","","","","","","","","","","","","","","","","","","","","","","","","","","","","","","","","","","","","","","","","","","","","","","","","","","","","","","","","","","","","","","","","","","","","","","","","","","","","","","","","","",""]
["","","","","","","","","","","","","","","","","","","","","","","","","","","","","","","","","","","","","","","","","","","","","","","","","","","","","","","","","","","","","","","","","","","","","","","","","","","","","","","","","","","","","","","","","","","","","","","","","","","","",null,"","","","","","","","","","","","","","","","","","","","","","","","","","","","","","","","","","","","","","","","","","","","","","","","","","","","","","","","","","","","","","","","","","","","","","","","","","","","","","","","","","","","","","","","","","",""]
["","","","","","","","","","","","","","","","","","","","","","","","","","","","","","","","","","","","","","","","","","","","","","","","","","","","","","","","","","","","","","","","","","","","","","","","","","","","","","","","","","","","","","","","","","","","","","","","","","","","",null,"","","","","","","","","","","","","","","","","","","","","","","","","","","","","","","","","","","","","","","","","","","","","","","","","","","","","",{"$f":"IFERROR($F120*BK120,\"\")","v":""},"","","","","","","","","","","","","","","","","","","","","","","","","","","","","","","","","","","","",""]
["","","","","","","","","","","","","","","","","","","","","","","","","","","","","","","","","","","","","","","","","","","","","","","","","","","","","","","","","","","","","","","","","","","","","","","","","","","","","","","","","","","","","","","","","","","","","","","","","","","","",null,"","","","","","","","","","","","","","","","","","","","","","","","","","","","","","","","","","","","","","","","","","","","","","","","","","","","","","","","","","","","","","","","","","","","","","","","","","","","","","","","","","","","","","","","","","",""]
["","","","","","","","","","","","","","","","","","","","","","","","","","","","","","","","","","","","","","","","","","","","","","","","","","","","","","","","","","","","","","","","","","","","","","","","","","","","","","","","","","","","","","","","","","","","","","","","","","","","",null,"","","","","","","","","","","",{"$f":"IFERROR($F122*U122,\"\")","v":""},"","","","","","","","","","","","","","","","","","","","","","","","","","","","","","","","","","","","","","","","","","","","","","","","","","","","","","","","","","","","","","","","","","","","","","","","","","","","","","",""]
["","","","","","","","","","","","","","","","","","","","","","","","","","","","","","","","","","","","","","","","","","","","","","","","","","","","","","","","","","","","","","","","","","","","","","","","","","","","","","","","","","","","","","","","","","","","","","","","","","","","",null,{"$f":"IFERROR($F123*J123,\"\")","v":""},"","","","","","","","","","","","","","","","","","","","","","","","","","","","","","","","","","","","","","","","","","","","","","","","","","","","","","","","","","","","","","","","","","","","","","","","","","","","","","","","","","","","","","","","","",""]
["","","","","","","","","","","","","","","","","","","","","","","","","","","","","","","","","","","","","","","","","","","","","","","","","","","","","","","","","","","","","","","","","","","","","","","","","","","","","","","","","","","","","","","","","","","","","","","","","","","","",null,"","","","","","","","","","","","","","","","","","","","","","","","","","","","","","","","","","","","","","","","","","","","","","","","","","","","","","","","","","","","","","","","","","","","","","","","","","","","",{"$f":"IFERROR($F124*CH124,\"\")","v":""},"","","","","","","","","","","","","",""]
["","","","","","","","","","","","","","","","","","","","","","","","","","","","","","","","","","","","","","","","","","","","","","","","","","","","","","","","","","","","","","","","","","","","","","","","","","","","","","","","","","","","","","","","","","","","","","","","","","","","",null,"","","","","","","","","","","","","","","","","","","","","","","","","","","","","","","","","","","","","","","","","","","","","","","","","","","","","","","","","","","","","","","","","","","","","","","","","","","","","","","","","","","","","","","","","","",""]
["","","","","","","","","","","","","","","","","","","","","","","","","","","","","","","","","","","","","","","","","","","","","","","","","","","","","","","","","","","","","","","","","","","","","","","","","","","","","","","","","","","","","","","","","","","","","","","","","","","","",null,"","","","","","","","","","","","","","","","","","","","","","","","","","","","",{"$f":"IFERROR($F126*AL126,\"\")","v":""},"","","","","","","","","","","","","","","","","","","","","","","","","","","","","","","","","","","","","","","","","","","","","","","","","","","","","","","","","","","","","",""]
["","","","","","","","","","","","","","","","","","","","","","","","","","","","","","","","","","","","","","","","","","","","","","","","","","","","","","","","","","","","","","","","","","","","","","","","","","","","","","","","","","","","","","","","","","","","","","","","","","","","",null,"","","","","","","","","","","","","","","","","","","","","","","","","","","","","","","","","","","","","","","","","","","","","","","","","","","","","","","","","","","","","","","","","","","","","","","","","","","","","","","","","","","","","","","","","","",""]
["","","","","","","","","","","","","","","","","","","","","","","","","","","","","","","","","","","","","","","","","","","","","","","","","","","","","","","","","","","","","","","","","","","","","","","","","","","","","","","","","","","","","","","","","","","","","","","","","","","","",null,"","","","","","","","","","","","","","","","","","","","","","","","","","","","","","","","","","","","","","","","","","","","","","","","","","","","","","","","","","","","","","","","","","","","","","","","","","","","","","","","","","","","","","","","","","",""]
["","","","","","","","","","","","","","","","","","","","","","","","","","","","","","","","","","","","","","","","","","","","","","","","","","","","","","","","","","","","","","","","","","","","","","","","","","","","","","","","","","","","","","","","","","","","","","","","","","","","",null,"","","","","","","","","","","","","","","","","","","","","","","","","","","","","","","","","","","","","","","","","","","","","","","","",{"$f":"IFERROR($F129*BF129,\"\")","v":""},"","","","","","","","","","","","","","","","","","","","","","","","","","","","","","","","","","","","","","","","","",""]
["","","","","","","","","","","","","","","","","","","","","","","","","","","","","","","","","","","","","","","","","","","","","","","","","","","","","","","","","","","","","","","","","","","","","","","","","","","","","","","","","","","","","","","","","","","","","","","","","","","","",null,"","","","","","","","","","","","","","","","","","","","","","","","","","","","","","","","","","","","","","","","","","","","","","","","","","","","","","","","","","","","","","","","","","","","","","","",{"$f":"IFERROR($F130*CC130,\"\")","v":""},"","","","","","","","","","","","","","","","","","",""]
["","","","","","","","","","","","","","","","","","","","","","","","","","","","","","","","","","","","","","","","","","","","","","","","","","","","","","","","","","","","","","","","","","","","","","","","","","","","","","","","","","","","","","","","","","","","","","","","","","","","",null,"","","","","","","","","","","","","","","","","","","","","","","","","","","","","","","","","","","","","","","","","","","","","","","","","","","","","","","","","","","","","","","","","","","","","","","","","","","","","","","","","","","","","","","","","","",""]
["","","","","","","","","","","","","","","","","","","","","","","","","","","","","","","","","","","","","","","","","","","","","","","","","","","","","","","","","","","","","","","","","","","","","","","","","","","","","","","","","","","","","","","","","","","","","","","","","","","","",null,"","","","","","","","","","","","","","","","","","","","","","","","","","","","","","","","","","","","","","","","","","","","","","","","","","","","","","","","","","","","","","","","","","","","","","","","","","","","","","","","","","","","","","","","","","",""]
["","","","","","","","","","","","","","","","","","","","","","","","","","","","","","","","","","","","","","","","","","","","","","","","","","","","","","","","","","","","","","","","","","","","","","","","","","","","","","","","","","","","","","","","","","","","","","","","","","","","",null,"","","","","","","","","","","","","","","","","","","","","","","","","","","","","","","","","","","","","","","","","","","","","","","","","","","","","","","","","","","","","","","","","","","","","","","","","","","","","","","","","","","","","","","","","","",""]
["","","","","","","","","","","","","","","","","","","","","","","","","","","","","","","","","","","","","","","","","","","","","","","","","","","","","","","","","","","","","","","","","","","","","","","","","","","","","","","","","","","","","","","","","","","","","","","","","","","","",null,"","","","","","","","","","","","","","","","","","","","","","","","","","","","","","","","","","","","","","","","","","","","","","","","","","","","","","","","","","","","","","","","","","","","","","","","","","","","","","","","","","","","","","","","","","",""]
["","","","","","","","","","","","","","","","","","","","","","","","","","","","","","","","","","","","","","","","","","","","","","","","","","","","","","","","","","","","","","","","","","","","","","","","","","","","","","","","","","","","","","","","","","","","","","","","","","","","",null,"","","","","","","","","","","","","","",{"$f":"IFERROR($F135*X135,\"\")","v":""},"","","","","","","","","","","","","","","","","","","","","","","","","","","","","","","","","","","","","","","","","","","","","","","","","","","","","","","","","","","","","","","","","","","","","","","","","","","",""]
["","","","","","","","","","","","","","","","","","","","","","","","","","","","","","","","","","","","","","","","","","","","","","","","","","","","","","","","","","","","","","","","","","","","","","","","","","","","","","","","","","","","","","","","","","","","","","","","","","","","",null,"","","","","","","","","","","","","","","","","","","","","","","","","","","","","","","","","","","","","","","","","","","","","","","","","","","","","","","","","","","","","","","","","","","","","","","","","","","","","","","","","","","","","","","","","","",""]
["","","","","","","","","","","","","","","","","","","","","","","","","","","","","","","","","","","","","","","","","","","","","","","","","","","","","","","","","","","","","","","","","","","","","","","","","","","","","","","","","","","","","","","","","","","","","","","","","","","","",null,"","","","","","","","","","","","","","","","","","","","","","","","","","","","","","","","","","","","","","","","","","","","","","","","","","","","","","","","","","","","","","","","","","","","","","","","","","","","","","","","","","","","","","","","","","",""]
["","","","","","","","","","","","","","","","","","","","","","","","","","","","","","","","","","","","","","","","","","","","","","","","","","","","","","","","","","","","","","","","","","","","","","","","","","","","","","","","","","","","","","","","","","","","","","","","","","","","",null,"","","","","","","","","","","","","","","","","","","","","","","","","","","","","","","","","","","","","","","","","","","","","","","","","","","","","","","","","","","","","","","","","","","","","","","","","","","","","","","","","","","","","","","","","","",""]
["","","","","","","","","","","","","","","","","","","","","","","","","","","","","","","","","","","","","","","","","","","","","","","","","","","","","","","","","","","","","","","","","","","","","","","","","","","","","","","","","","","","","","","","","","","","","","","","","","","","",null,"","","","","","","","","","","","","","","","","","","","","","","","","","","","","","","","","","","","","","","","","","","","","","","","","","","","","","","","","","","","","","","","","","","","","","","","","","","","","","","","","","","","","",{"$f":"IFERROR($F139*CQ139,\"\")","v":""},"","","","",""]
["","","","","","","","","","","","","","","","","","","","","","","","","","","","","","","","","","","","","","","","","","","","","","","","","","","","","","","","","","","","","","","","","","","","","","","","","","","","","","","","","","","","","","","","","","","","","","","","","","","","",null,"","","","","","","","","","","","","","","","","","","","","","","","","","","","","","","","","","","","","","","","","","","","","","","","","","","","","","","","","","","","","","","","","","","","","","","","","","","","","","","","","","","","","","","","","","",""]
["","","","","","","","","","","","","","","","","","","","","","","","","","","","","","","","","","","","","","","","","","","","","","","","","","","","","","","","","","","","","","","","","","","","","","","","","","","","","","","","","","","","","","","","","","","","","","","","","","","","",null,"","","","","","","","","","","","","","","","","","","","","","","","","","","","","","","","","","","","","","","","","","","","","","","","","","","","","","","","","","","","","","","","","","","","","","","","","","","","","","","","","","","","","","","","","","",""]
["","","","","","","","","","","","","","","","","","","","","","","","","","","","","","","","","","","","","","","","","","","","","","","","","","","","","","","","","","","","","","","","","","","","","","","","","","","","","","","","","","","","","","","","","","","","","","","","","","","","",null,"","","","","","","","","","","","","","","","","","","","","","","","","","","","","","","","","","","","","","","","","","","","","","","","","","","","","","","","","","","","","","","","","","","","","","","","","","","","","","","","","","","","","","","","","","",""]
["","","","","","","","","","","","","","","","","","","","","","","","","","","","","","","","","","","","","","","","","","","","","","","","","","","","","","","","","","","","","","","","","","","","","","","","","","","","","","","","","","","","","","","","","","","","","","","","","","","","",null,"","","","","","","","","","","","","","","","","","","","","","","","","","","","","","","","","","","","","","","","","","","","",{"$f":"IFERROR($F143*BB143,\"\")","v":""},"","","","","","","","","","","","","","","","","","","","","","","","","","","","","","","","","","","","","","","","","","","","","",""]
["","","","","","","","","","","","","","","","","","","","","","","","","","","","","","","","","","","","","","","","","","","","","","","","","","","","","","","","","","","","","","","","","","","","","","","","","","","","","","","","","","","","","","","","","","","","","","","","","","","","",null,"","","","","","","","","","","","","","","","","","","","","","","","","","","","","","","","","","","","","","","","","","","","","","","","","","","","","","","","","","","","","","","","","","","","","","","","","","","","","","","","","","","","","","","","","","",""]
["","","","","","","","","","","","","","","","","","","","","","","","","","","","","","","","","","","","","","","","","","","","","","","","","","","","","","","","","","","","","","","","","","","","","","","","","","","","","","","","","","","","","","","","","","","","","","","","","","","","",null,"","","","","","","","","","","","","","","","","","","","","","","","","","","","","","","","","","","","","","","","","","","","","","","","","","","","","","","","","","","","","","","","","","","","","","","","","","","","","","","","","","","","","","","","","","",""]
["","","","","","","","","","","","","","","","","","","","","","","","","","","","","","","","","","","","","","","","","","","","","","","","","","","","","","","","","","","","","","","","","","","","","","","","","","","","","","","","","","","","","","","","","","","","","","","","","","","","",null,"","",{"$f":"IFERROR($F146*L146,\"\")","v":""},"","","","","","","","","","","","","","","","","","","","","","","","","","","","","","","","","","","","","","","","","","","","","","","","","","","","","","","","","","","","","","","","","","","","","","","","","","","","","","","","","","","","","","","",""]
["","","","","","","","","","","","","","","","","","","","","","","","","","","","","","","","","","","","","","","","","","","","","","","","","","","","","","","","","","","","","","","","","","","","","","","","","","","","","","","","","","","","","","","","","","","","","","","","","","","","",null,{"$f":"IFERROR($F147*J147,\"\")","v":""},"","","","","","","","","","","","","","","","","","","","","","","","","","","","","","","","","","","","","","","","","","","","","","","","","","","","","","","","","","","","","","","","","","","","","","","","","","","","","","","","","","","","","","","","","",""]
["","","","","","","","","","","","","","","","","","","","","","","","","","","","","","","","","","","","","","","","","","","","","","","","","","","","","","","","","","","","","","","","","","","","","","","","","","","","","","","","","","","","","","","","","","","","","","","","","","","","",null,"","","","","","","","","","","","","","","","","","","","","","","","","","","","","","","","","","","","","","","","","","","","","","","","","","","","","","","","","","","","","","","","","","","","","","","","","","","","","","","","","","","","","","","","","","",""]
["","","","","","","","","","","","","","","","","","","","","","","","","","","","","","","","","","","","","","","","","","","","","","","","","","","","","","","","","","","","","","","","","","","","","","","","","","","","","","","","","","","","","","","","","","","","","","","","","","","","",null,"","","","","","","","","","","","","","","","","","","","","","","","","","","","","","","","","","","","","","","","","","","","","","","","","","","","","","","","","","","","","","","","","","","","","","","","","","","","","","","","","","","","","","","","","","",""]
["","","","","","","","","","","","","","","","","","","","","","","","","","","","","","","","","","","","","","","","","","","","","","","","","","","","","","","","","","","","","","","","","","","","","","","","","","","","","","","","","","","","","","","","","","","","","","","","","","","","",null,"","","","","","","","","","","","","","","","","","","","","","","","","","","","","","","","","","","","","","","","","","","","","","","","","","","","","","","","","","","","","","","","","","","","","","","","","","","","","","","","","","","","","","","","","","",""]
["","","","","","","","","","","","","","","","","","","","","","","","","","","","","","","","","","","","","","","","","","","","","","","","","","","","","","","","","","","","","","","","","","","","","","","","","","","","","","","","","","","","","","","","","","","","","","","","","","","","",null,"","","","","","","","","","","","","","","","","","","","","","","","","","","","","","","","","","","","","","","","","","","","","","","","","","","","","","","","","","","","",{"$f":"IFERROR($F151*BR151,\"\")","v":""},"","","","","","","","","","","","","","","","","","","","","","","","","","","","","",""]
["","","","","","","","","","","","","","","","","","","","","","","","","","","","","","","","","","","","","","","","","","","","","","","","","","","","","","","","","","","","","","","","","","","","","","","","","","","","","","","","","","","","","","","","","","","","","","","","","","","","",null,"","","","","","","","","","","","","","","","","","","","","","","","","","","","","","","","","","","","","","","","","","","","","","","","","","","","","","","","","","","","","","","","","","","","","","","","","","","","","","","","","","","","","","","","","","",""]
["","","","","","","","","","","","","","","","","","","","","","","","","","","","","","","","","","","","","","","","","","","","","","","","","","","","","","","","","","","","","","","","","","","","","","","","","","","","","","","","","","","","","","","","","","","","","","","","","","","","",null,"","","","","","","","","","","","","","","","","",{"$f":"IFERROR($F153*AA153,\"\")","v":""},"","","","","","","","","","","","","","","","","","","","",{"$f":"IFERROR($F153*AV153,\"\")","v":""},"","","","","","","","","","","","","","","","","","","","","","","","","","","","","","","","","","","","","","","","","","","","","","","","","","","",""]
["","","","","","","","","","","","","","","","","","","","","","","","","","","","","","","","","","","","","","","","","","","","","","","","","","","","","","","","","","","","","","","","","","","","","","","","","","","","","","","","","","","","","","","","","","","","","","","","","","","","",null,"","","","","","","","","","","","","","","","","","","","","","","","","","","","","","","","","",{"$f":"IFERROR($F154*AQ154,\"\")","v":""},"","","","","","","","","","","","","","","","","","","","","","","","","","","","","","","","","","","","","","","","","","","","","","","","","","","","","","","","",""]
["","","","","","","","","","","","","","","","","","","","","","","","","","","","","","","","","","","","","","","","","","","","","","","","","","","","","","","","","","","","","","","","","","","","","","","","","","","","","","","","","","","","","","","","","","","","","","","","","","","","",null,"","","","","","","","","","","","","","","","","","","","","","","","","","","","","","","","","","","","","","","","","","","","","","","","","","","","","","","","","","","","","","","","","","","","","","","","","","","","","","","","","","","","","","","","","","",""]
["","","","","","","","","","","","","","","","","","","","","","","","","","","","","","","","","","","","","","","","","","","","","","","","","","","","","","","","","","","","","","","","","","","","","","","","","","","","","","","","","","","","","","","","","","","","","","","","","","","","",null,"","","","","","","","","","","","","","","","","","","","","","","","","","","","","","","","","","","","","","","","","","","","","","","","","","","","","","","","","","","","","","","","","","","","","","","","","","","","","","","","","","","","","","","","","","",""]
["","","","","","","","","","","","","","","","","","","","","","","","","","","","","","","","","","","","","","","","","","","","","","","","","","","","","","","","","","","","","","","","","","","","","","","","","","","","","","","","","","","","","","","","","","","","","","","","","","","","",null,"","","","","","","","","","","","","","","","","","","","","","","","","","","","","","","","","","","","","","","","","","","","","","","","","","","","","","","","","","","","","","","","","","","","","","","","","","","","","","","","","","","","","","","","","","",""]
["","","","","","","","","","","","","","","","","","","","","","","","","","","","","","","","","","","","","","","","","","","","","","","","","","","","","","","","","","","","","","","","","","","","","","","","","","","","","","","","","","","","","","","","","","","","","","","","","","","","",null,"","","","","","","","","","","","","","","","","","","","","","","","","","","","","","","","","","","","","","","","","","","","","","","","","","","","","","","","","","","","","","","","","","","","","","","","","","","","","","","","","","","","","","","","","","",""]
["","","","","","","","","","","","","","","","","","","","","","","","","","","","","","","","","","","","","","","","","","","","","","","","","","","","","","","","","","","","","","","","","","","","","","","","","","","","","","","","","","","","","","","","","","","","","","","","","","","","",null,"","","","","","","","","","","","","","","","","","","","","","","","","","","","","","","","","","","","","","","","","","","","","","","","","","","","","","","","","","","","","","","","","","","","","","","","","","","","","","","","","","","","","","","","","","",""]
["","","","","","","","","","","","","","","","","","","","","","","","","","","","","","","","","","","","","","","","","","","","","","","","","","","","","","","","","","","","","","","","","","","","","","","","","","","","","","","","","","","","","","","","","","","","","","","","","","","","",null,"","","","","","","","","","","","","","","","","","","","","","","","","","","","","","","","","","","","","","","","","","","","","","","","","","","","","","","","","","","","","","","","","","","","","","","","","","","","","","","","","","","","","","","","","","",""]
["","","","","","","","","","","","","","","","","","","","","","","","","","","","","","","","","","","","","","","","","","","","","","","","","","","","","","","","","","","","","","","","","","","","","","","","","","","","","","","","","","","","","","","","","","","","","","","","","","","","",null,"","","","","","","","","","","","","","","","","","","","","","","","","","","","","","","","","","","","","","","","","","","","","","","","","","","","","","","","","","","","","","","","","","","","","","","","","","","","","","","","","","","","","","","","","","",""]
["","","","","","","","","","","","","","","","","","","","","","","","","","","","","","","","","","","","","","","","","","","","","","","","","","","","","","","","","","","","","","","","","","","","","","","","","","","","","","","","","","","","","","","","","","","","","","","","","","","","",null,"","","","","","","","","","","","","","","","","","","","","","","","","","","","","","","","","","","","","","","","","","","","","","","","","","","","","","","","","","","","","","","","","","","","","","","","","","","","","","","","","","","","","","","","","","",""]
["","","","","","","","","","","","","","","","","","","","","","","","","","","","","","","","","","","","","","","","","","","","","","","","","","","","","","","","","","","","","","","","","","","","","","","","","","","","","","","","","","","","","","","","","","","","","","","","","","","","",null,"","","","","","","","","","","","","","","","","","","","","","","","","","","","","","","","","","","","","","","","","","","","","","","","","","","","","","","","","","","","","","","","","","","","","","","","","","","","","","","","","","","","","","","","","","",""]
["","","","","","","","","","","","","","","","","","","","","","","","","","","","","","","","","","","","","","","","","","","","","","","","","","","","","","","","","","","","","","","","","","","","","","","","","","","","","","","","","","","","","","","","","","","","","","","","","","","","",null,"","","","","","","","","","","","","","","","","","","","","","","","","","","","","","","","","","","","","","","","","","","","","","","","","","","","","","","","","","","","","","","","","","","","","","","","","","","","","","","","","","","",{"$f":"IFERROR($F164*CO164,\"\")","v":""},"","","","","","",""]
["","","","","","","","","","","","","","","","","","","","","","","","","","","","","","","","","","","","","","","","","","","","","","","","","","","","","","","","","","","","","","","","","","","","","","","","","","","","","","","","","","","","","","","","","","","","","","","","","","","","",null,"","","","","","","","","","","","","","","","","","","","","","","","","","","","","","","","","","","","","","","","","","","","","","","","","","","","","","","","","","","","","","","","","","","","","","","","","","","","","","","","","","","","","","","","","","",""]
["","","","","","","","","","","","","","","","","","","","","","","","","","","","","","","","","","","","","","","","","","","","","","","","","","","","","","","","","","","","","","","","","","","","","","","","","","","","","","","","","","","","","","","","","","","","","","","","","","","","",null,"","","","","","","","","","","","","","","","","","","","","","","","","","","","","","","","","","","","","","","","","","","","","","","","","","","","","","","","","","","","","","","","","","","","","","","","","","","","","","","","","","","","","","","","","","",""]
["","","","","","","","","","","","","","","","","","","","","","","","","","","","","","","","","","","","","","","","","","","","","","","","","","","","","","","","","","","","","","","","","","","","","","","","","","","","","","","","","","","","","","","","","","","","","","","","","","","","",null,"","","","","","","","","","","","","","","","","","","","","","","","","","","","","","","","","","","","","","","","","","","","","","","","","","","","","","","","","","","","","","","","","","","","","","","","","","","","","","","","","","","","","","","","","","",""]
["","","","","","","","","","","","","","","","","","","","","","","","","","","","","","","","","","","","","","","","","","","","","","","","","","","","","","","","","","","","","","","","","","","","","","","","","","","","","","","","","","","","","","","","","","","","","","","","","","","","",null,"","","","","","","","","","","","","","","","","","","","","","","","","","","","","","","","","","","","","","","","","","","","","","","","","","","","","","","","","","","","","","","","","","","","","","","","","","","","","","","","","","","","","","","","","","",""]
["","","","","","","","","","","","","","","","","","","","","","","","","","","","","","","","","","","","","","","","","","","","","","","","","","","","","","","","","","","","","","","","","","","","","","","","","","","","","","","","","","","","","","","","","","","","","","","","","","","","",null,"","","","","","","","","","","","","","","","","","","","","",{"$f":"IFERROR($F169*AE169,\"\")","v":""},"","","","","","","","","","","","","","","","","","","","","","","","","","","","","","","","","","","","","","","","","","","","","","","","","","","","","","","","","","","","","","","","","","","","",""]
["","","","","","","","","","","","","","","","","","","","","","","","","","","","","","","","","","","","","","","","","","","","","","","","","","","","","","","","","","","","","","","","","","","","","","","","","","","","","","","","","","","","","","","","","","","","","","","","","","","","",null,"","","","","","","","","","","","","","","","","","","","","","","","","","","","","","","","","","","","","","","","","","","","","","","","","","","","","","",{"$f":"IFERROR($F170*BL170,\"\")","v":""},"","","","","","","","","","","","","","","","","","","","","","","","","","","","","","","","","","","",""]
["","","","","","","","","","","","","","","","","","","","","","","","","","","","","","","","","","","","","","","","","","","","","","","","","","","","","","","","","","","","","","","","","","","","","","","","","","","","","","","","","","","","","","","","","","","","","","","","","","","","",null,"","","","","","","","","","","","","","","","","","","","","","","","","","","","","","","","","","","","","","","","","","","","","","","","","","","","","","","","","","","","","","","","","","","","","","","","","","","","","","","",{"$f":"IFERROR($F171*CK171,\"\")","v":""},"","","","","","","","","","",""]
["","","","","","","","","","","","","","","","","","","","","","","","","","","","","","","","","","","","","","","","","","","","","","","","","","","","","","","","","","","","","","","","","","","","","","","","","","","","","","","","","","","","","","","","","","","","","","","","","","","","",null,"","","","","","","","","","","","","","","","","","","","","","","","","","","","","","","","","","","","","","","","","","","","","","","","","","","","","","","","","","","","","","","","","","","","","","","","","","","","",{"$f":"IFERROR($F172*CH172,\"\")","v":""},"","","","","","","","","","","","","",""]
["","","","","","","","","","","","","","","","","","","","","","","","","","","","","","","","","","","","","","","","","","","","","","","","","","","","","","","","","","","","","","","","","","","","","","","","","","","","","","","","","","","","","","","","","","","","","","","","","","","","",null,"","","","","","","","","","","","","","","","","","","","","","","","","","","","","","","","","","","","","","","","","","","","","","","","","","","","","","","","","","","","","","","","","","","","","","","","","","","","","","","","","","","","","","","","","","",""]
["","","","","","","","","","","","","","","","","","","","","","","","","","","","","","","","","","","","","","","","","","","","","","","","","","","","","","","","","","","","","","","","","","","","","","","","","","","","","","","","","","","","","","","","","","","","","","","","","","","","",null,"","","","","",{"$f":"IFERROR($F174*O174,\"\")","v":""},"","","","","","","","","","","","","","","","","","","","","","","","","","","","","","","","","","","","","","","","","","","","","","","","","","","","","","","","","","","","","","","","","","","","","","","","","","","","","","","","","","","","",""]
["","","","","","","","","","","","","","","","","","","","","","","","","","","","","","","","","","","","","","","","","","","","","","","","","","","","","","","","","","","","","","","","","","","","","","","","","","","","","","","","","","","","","","","","","","","","","","","","","","","","",null,"","","","","","","","","","","","","","","","","","","","","","","","","","","","","","","","","","","","","","","","","","","","","","","","","","","","","","","","","","","","","","","","","","","","","","","","","","","","","","","","","","","","","","","","","","",""]
["","","","","","","","","","","","","","","","","","","","","","","","","","","","","","","","","","","","","","","","","","","","","","","","","","","","","","","","","","","","","","","","","","","","","","","","","","","","","","","","","","","","","","","","","","","","","","","","","","","","",null,"","","","","","","","","","","","","","","","","","","","","","","","","","","","","","","","","","","","","","","","","","","","","","","","","","","","","","","","","","","","","","","","","","","","","","","","","","","","","","","","","","","","","","","","","","",""]
["","","","","","","","","","","","","","","","","","","","","","","","","","","","","","","","","","","","","","","","","","","","","","","","","","","","","","","","","","","","","","","","","","","","","","","","","","","","","","","","","","","","","","","","","","","","","","","","","","","","",null,"","","","","","","","","","","","","","","","","","","","","","","","","","","","","","","","","","","","","","","","","","","","","","","","","","","","","","","","","","","","","","","","","","","","","","",{"$f":"IFERROR($F177*CB177,\"\")","v":""},"","","","","","","","","","","","","","","","","","","",""]
["","","","","","","","","","","","","","","","","","","","","","","","","","","","","","","","","","","","","","","","","","","","","","","","","","","","","","","","","","","","","","","","","","","","","","","","","","","","","","","","","","","","","","","","","","","","","","","","","","","","",null,"","","","","","","","","","","","","","","","","","","","","","","","","","","","","","","","","","","","","","","","","","","","","","","","","","","",{"$f":"IFERROR($F178*BI178,\"\")","v":""},"","","","","","","","","","","","","","","","","","","","","","","","","","","","","","","","","","","","","","",""]
["","","","","","","","","","","","","","","","","","","","","","","","","","","","","","","","","","","","","","","","","","","","","","","","","","","","","","","","","","","","","","","","","","","","","","","","","","","","","","","","","","","","","","","","","","","","","","","","","","","","",null,"","","","","","","","","","","","",{"$f":"IFERROR($F179*V179,\"\")","v":""},"","","","","","","","","","","","","","","","","","","","","","","","","","","","","","","","","","","","","","","","","","","","","","","","","","","","","","","","","","","","","","","","","","","","","","","","","","","","","",""]
["","","","","","","","","","","","","","","","","","","","","","","","","","","","","","","","","","","","","","","","","","","","","","","","","","","","","","","","","","","","","","","","","","","","","","","","","","","","","","","","","","","","","","","","","","","","","","","","","","","","",null,"","","","","","","","","","","","","","","","","","","","","","","","","","","","","","","","","","","","","","","","","","","","","","","","","","","","","","","","","","","","","","","","","","","","","","","","","","","","","","","","","","","","","","","","","","",""]
["","","","","","","","","","","","","","","","","","","","","","","","","","","","","","","","","","","","","","","","","","","","","","","","","","","","","","","","","","","","","","","","","","","","","","","","","","","","","","","","","","","","","","","","","","","","","","","","","","","","",null,"","","","","","","","","","","","","","","","","","","","","","","","","","","","","","","","","","","","","","","","","","","","","","","","","","","","","","","","","","","","","","","","","","","","","","","","","","","","","","","","","","","","","","","","","","",""]
["","","","","","","","","","","","","","","","","","","","","","","","","","","","","","","","","","","","","","","","","","","","","","","","","","","","","","","","","","","","","","","","","","","","","","","","","","","","","","","","","","","","","","","","","","","","","","","","","","","","",null,"","","","","","","","","","","","","","","","","","","","","","","","","","","","","","","","","","","","","","","","","","","","","","","","","","","","","","","","","","","","","","","","","","","","","","","","","","","","","","","","","","","","","","","","","","",""]
["","","","","","","","","","","","","","","","","","","","","","","","","","","","","","","","","","","","","","","","","","","","","","","","","","","","","","","","","","","","","","","","","","","","","","","","","","","","","","","","","","","","","","","","","","","","","","","","","","","","",null,"","","","","","","","","","","","","","","","","","","","","","","","","","","","","","","","","","","","","","","","","","","","","","","","","","","","","","","","","","","","","","","","","","","","","","","","","","","","","","","","","","","","","","","","","","",""]
["","","","","","","","","","","","","","","","","","","","","","","","","","","","","","","","","","","","","","","","","","","","","","","","","","","","","","","","","","","","","","","","","","","","","","","","","","","","","","","","","","","","","","","","","","","","","","","","","","","","",null,"","","","","","","","","","","","","","","","","","","","","","","","","","","","","","","","","","","","","","","","","","","","","","","","","","","","","","","","","","","","","","","","","","","","","","","","","","","","","","","","","","","","","","","","","","",""]
["","","","","","","","","","","","","","","","","","","","","","","","","","","","","","","","","","","","","","","","","","","","","","","","","","","","","","","","","","","","","","","","","","","","","","","","","","","","","","","","","","","","","","","","","","","","","","","","","","","","",null,"","","","","","","","","","","","","","","","","","","","","","","","","","","","","","","","","","","","","","","","","","","","","","","","","","","","","","","","","","","","","","","","","","","","","","","","","","","","","","","","","","","","","","","","","","",""]
["","","","","","","","","","","","","","","","","","","","","","","","","","","","","","","","","","","","","","","","","","","","","","","","","","","","","","","","","","","","","","","","","","","","","","","","","","","","","","","","","","","","","","","","","","","","","","","","","","","","",null,"","","","","","","","","","","","","","","","","","","","","","","","","","","","","","","","","","","","","","","","","","","","","","","","","","","","","","","","","","","","","","","","","","","","","","","","","","","","","","","","","","","","","","","","","","",""]
["","","","","","","","","","","","","","","","","","","","","","","","","","","","","","","","","","","","","","","","","","","","","","","","","","","","","","","","","","","","","","","","","","","","","","","","","","","","","","","","","","","","","","","","","","","","","","","","","","","","",null,"","","","","","","","","","","","","","","","","","","","","","","","","","","","","","","","","","","","","","","","","","","","","","","","","","","","","","","","","","","","","","","","","","","","","","","","","","","","","","","","","","","","","","","","","","",""]
["","","","","","","","","","","","","","","","","","","","","","","","","","","","","","","","","","","","","","","","","","","","","","","","","","","","","","","","","","","","","","","","","","","","","","","","","","","","","","","","","","","","","","","","","","","","","","","","","","","","",null,"","","","","","","","","","","","","","","","","","","","","","","","","","","","","","","","","","","","","","","","","","","","","","","","","","","","","","","","","","","","","","","","","","","","","","","","","","","","","","","","","","","","","","","","","","",""]
["","","","","","","","","","","","","","","","","","","","","","","","","","","","","","","","","","","","","","","","","","","","","","","","","","","","","","","","","","","","","","","","","","","","","","","","","","","","","","","","","","","","","","","","","","","","","","","","","","","","",null,"","","","","","","","","","","","","","","","","","","","","","","","","","","","","","","","","","","","","","","","","","","","","","","","","","","","","","","","","","","","","","","","","","","","","","","","","","","","","","","","","","","","","","","","","","",""]
["","","","","","","","","","","","","","","","","","","","","","","","","","","","","","","","","","","","","","","","","","","","","","","","","","","","","","","","","","","","","","","","","","","","","","","","","","","","","","","","","","","","","","","","","","","","","","","","","","","","",null,"","","","","","","","","","","","","","","","","","","","","","","","",{"$f":"IFERROR($F190*AH190,\"\")","v":""},"","","","","","","","","","","","","","","","","","","","","","","","","","","","","","","","","","",{"$f":"IFERROR($F190*BQ190,\"\")","v":""},"","","","","","","","","","","","","","","","","","","","","","","","","","","","","","",""]

{"sheet":"Lives scenario - output","index":5,"n_rows":175,"n_cols":43,"rows_kept":175,"cut":false,"hidden":false,"merged":[]}
[null,null,null,"Replacement expenditure forecast ($,000)",null,null,null,null,null,null,null,null,null,null,null,null,null,null,null,null,null,null,null,"Replacement quantity forecast (#)"]
[null,null,null,1,2,3,4,5,6,7,8,9,10,11,12,13,14,15,16,17,18,19,20,1,2,3,4,5,6,7,8,9,10,11,12,13,14,15,16,17,18,19,20]
[]
[]
["ID","Asset group",null,2019,2020,2021,2022,2023,2024,2025,2026,2027,2028,2029,2030,2031,2032,2033,2034,2035,2036,2037,2038,2019,2020,2021,2022,2023,2024,2025,2026,2027,2028,2029,2030,2031,2032,2033,2034,2035,2036,2037,2038]
[{"$f":"IFERROR(IF('Historical scenario - output'!A6=\"\",\"\",'Historical scenario - output'!A6),\"\")","v":1},{"$f":"IFERROR(IF('Historical scenario - output'!B6=\"\",\"\",'Historical scenario - output'!B6),\"\")","v":"OVERHEAD CONDUCTORS"},null,{"$f":"IFERROR(IF($A6=\"\",\"\",SUMIFS(D$21:D$175,$A$21:$A$175,$A6)),\"\")","v":7185.4393727867682},{"$f":"IFERROR(IF($A6=\"\",\"\",SUMIFS(E$21:E$175,$A$21:$A$175,$A6)),\"\")","v":7380.0971766382154},7649.8038481611593,8005.6333402060072,8457.9169134345193,9016.1296748047553,9688.7520325858823,10483.093271204156,11405.071385091254,12458.951285458557,13647.051458754861,14969.436128582358,16423.615164269162,18004.2768780064,19703.079263094634,21508.523254834774,23405.927593631892,{"$f":"IFERROR(IF($A6=\"\",\"\",SUMIFS(U$21:U$175,$A$21:$A$175,$A6)),\"\")","v":25377.519345764355},27402.647662348943,29458.121479318401,{"$f":"IFERROR(IF($A6=\"\",\"\",SUMIFS(X$21:X$175,$A$21:$A$175,$A6)),\"\")","v":144.28869543226941},{"$f":"IFERROR(IF($A6=\"\",\"\",SUMIFS(Y$21:Y$175,$A$21:$A$175,$A6)),\"\")","v":146.76890285007192},150.1977358708358,154.73848469703879,160.54645652441405,167.77056338915642,176.55490269315465,187.03977929511629,199.3616640064092,213.65168330669022,230.03238038483934,248.61266592347758,269.48107346253096,292.69763217045085,318.28485233855747,346.21846936276404,376.41869556770428,{"$f":"IFERROR(IF($A6=\"\",\"\",SUMIFS(AO$21:AO$175,$A$21:$A$175,$A6)),\"\")","v":408.74277405856481},442.97960706630562,478.84714038282988]
[{"$f":"IFERROR(IF('Historical scenario - output'!A7=\"\",\"\",'Historical scenario - output'!A7),\"\")","v":2},{"$f":"IFERROR(IF('Historical scenario - output'!B7=\"\",\"\",'Historical scenario - output'!B7),\"\")","v":"POLES"},null,{"$f":"IFERROR(IF($A7=\"\",\"\",SUMIFS(D$21:D$175,$A$21:$A$175,$A7)),\"\")","v":6811.9816766033919},7049.2706453165229,7454.200832501715,8030.1610420333218,8778.8686582474511,9698.7616480716915,10783.646425244826,12021.764637772521,13395.413057542099,14881.186038929933,16450.829386020698,18072.619077867072,19713.122738263817,21339.169960290783,22919.84471375843,24428.311824410201,25843.297459701822,27150.066105511898,28340.783468238445,29414.231739935251,1513.7969779357786,1567.1564179772279,1657.1523492225335,1785.0276756022104,1951.4805648919082,2156.3815840540542,2398.5300949465704,2675.4895525466832,2983.5330949163458,3317.7155176416022,3672.0695503167299,4039.9077186981312,4414.1990265537752,4787.9830330331333,5154.7815656337516,5508.9686976502244,5846.0620984914212,6162.9044197237872,6457.7139031816359,6729.9999420235026]
[{"$f":"IFERROR(IF('Historical scenario - output'!A8=\"\",\"\",'Historical scenario - output'!A8),\"\")","v":3},{"$f":"IFERROR(IF('Historical scenario - output'!B8=\"\",\"\",'Historical scenario - output'!B8),\"\")","v":"SERVICE LINES"},null,855.46750572527048,912.16595362499538,971.51516226971376,1034.7895644070973,1103.2461224347799,1177.9892508644466,1259.8412999623663,1349.2334436669905,1446.1305833446679,1550.00106047247,1659.8378410699711,1774.2328284707603,1891.5006187581173,2009.8429076065872,2127.5404191660991,2243.156080483162,2355.7314804109765,2464.9585334574363,2571.309664548643,2676.1125683184914,1775.5517589021188,1893.2374447720024,2016.4248286228187,2147.7590392896714,2289.8490239949374,2444.9871832825756,2614.8805382788746,2800.4242392477327,3001.5456694409263,3217.1415492204301,3445.1218733003075,3682.5641232555399,3925.9701088343713,4171.6071938686355,4415.9066575128436,4655.885408269136,4889.5537707135027,5116.2718178484711,5337.0196177056669,5554.55244440152]
[{"$f":"IFERROR(IF('Historical scenario - output'!A9=\"\",\"\",'Historical scenario - output'!A9),\"\")","v":4},{"$f":"IFERROR(IF('Historical scenario - output'!B9=\"\",\"\",'Historical scenario - output'!B9),\"\")","v":"SWITCHGEAR"},null,9321.5046645936472,9585.9235546925102,9836.4743204774259,10073.781300048378,10298.761215017401,10512.871801691799,10718.32241350167,10918.220137404818,11116.640377756199,11318.626448266659,11530.135534292884,11757.95639839272,12009.62652187495,12293.373268320274,12618.096276887905,12993.398309917511,13429.660978682869,13938.151753031565,14531.140650054374,15221.999772694304,59.773007860237279,67.23656723954258,75.680259463420526,85.213251533645504,95.962620714589065,108.08308583466049,121.76905812131461,137.26848272924855,154.8975600981602,175.05503770389404,198.23439508706372,225.03196722199974,256.14892735089353,292.38514049430637,334.62324902521402,383.80198403755759,440.87860074054782,506.78146565523616,582.3550927433372,668.30121484854408]
[{"$f":"IFERROR(IF('Historical scenario - output'!A10=\"\",\"\",'Historical scenario - output'!A10),\"\")","v":5},{"$f":"IFERROR(IF('Historical scenario - output'!B10=\"\",\"\",'Historical scenario - output'!B10),\"\")","v":"TRANSFORMERS"},null,6670.7600050051669,7224.2637059140816,7883.1606976553858,8642.792382399859,9498.4923202691971,10444.57259475813,11473.639636028534,12576.25206066598,13740.926126245897,14954.483116739288,16202.718012107533,17471.351379493353,18747.208062773116,20019.548476179018,21281.462510798312,22531.223400436193,23773.490326666364,25020.244927293821,26291.349065540609,27614.620134716904,141.13364163027015,144.64998634067959,151.45608234460261,161.10053719503244,173.29286784320274,187.85251001997392,204.66591758730826,223.65107054550856,244.72918764084946,267.80380748906686,292.74758024265674,319.39706283615249,347.55553796001118,377.0034185185944,407.51522103735186,438.8814759512149,470.93337810518568,503.56754937918203,536.76805360858725,570.62281563361046]
[{"$f":"IFERROR(IF('Historical scenario - output'!A11=\"\",\"\",'Historical scenario - output'!A11),\"\")","v":6},{"$f":"IFERROR(IF('Historical scenario - output'!B11=\"\",\"\",'Historical scenario - output'!B11),\"\")","v":"UNDERGROUND CABLES"},null,7960.6891444657967,8868.7226921394722,9868.5836939514338,10959.884332776299,12139.633590997166,13402.873550709128,14743.743749958754,16156.910925143722,17639.245417048336,19191.576642819567,20820.325099247704,22538.793051982211,24367.904271070882,26336.216451718123,28479.08723014416,30836.952192483059,33452.764680897402,36368.744085186299,39622.671670167481,43244.050054596635,11.994150623852111,13.979848435645147,16.288369178172942,18.951436045432938,21.99964548378485,25.463285583584813,29.373876552847989,33.766386268511255,38.681956363637305,44.170847750551935,50.295193682094919,57.131051397122604,64.76918971245388,73.314058593256078,82.880473127012422,93.587716819851664,105.55102576133511,118.87074096243363,133.61978173884384,149.83045559356549]
[{"$f":"IFERROR(IF('Historical scenario - output'!A12=\"\",\"\",'Historical scenario - output'!A12),\"\")","v":""},{"$f":"IFERROR(IF('Historical scenario - output'!B12=\"\",\"\",'Historical scenario - output'!B12),\"\")","v":""},null,"","","","","","","","","","","","","","","","","","","","","","","","","","","","","","","","","","","","","","","",""]
[{"$f":"IFERROR(IF('Historical scenario - output'!A13=\"\",\"\",'Historical scenario - output'!A13),\"\")","v":""},{"$f":"IFERROR(IF('Historical scenario - output'!B13=\"\",\"\",'Historical scenario - output'!B13),\"\")","v":""},null,"","","","","","","","","","","","","","","","","","","","","","","","","","","","","","","","","","","","","","","",""]
[{"$f":"IFERROR(IF('Historical scenario - output'!A14=\"\",\"\",'Historical scenario - output'!A14),\"\")","v":""},{"$f":"IFERROR(IF('Historical scenario - output'!B14=\"\",\"\",'Historical scenario - output'!B14),\"\")","v":""},null,"","","","","","","","","","","","","","","","","","","","","","","","","","","","","","","","","","","","","","","",""]
[{"$f":"IFERROR(IF('Historical scenario - output'!A15=\"\",\"\",'Historical scenario - output'!A15),\"\")","v":""},{"$f":"IFERROR(IF('Historical scenario - output'!B15=\"\",\"\",'Historical scenario - output'!B15),\"\")","v":""},null,"","","","","","","","","","","","","","","","","","","","","","","","","","","","","","","","","","","","","","","",""]
[{"$f":"IFERROR(IF('Historical scenario - output'!A16=\"\",\"\",'Historical scenario - output'!A16),\"\")","v":""},{"$f":"IFERROR(IF('Historical scenario - output'!B16=\"\",\"\",'Historical scenario - output'!B16),\"\")","v":""},null,"","","","","","","","","","","","","","","","","","","","","","","","","","","","","","","","","","","","","","","",""]
[{"$f":"IFERROR(IF('Historical scenario - output'!A17=\"\",\"\",'Historical scenario - output'!A17),\"\")","v":""},{"$f":"IFERROR(IF('Historical scenario - output'!B17=\"\",\"\",'Historical scenario - output'!B17),\"\")","v":""},null,"","","","","","","","","","","","","","","","","","","","","","","","","","","","","","","","","","","","","","","",""]
[null,null,"Total",{"$f":"IFERROR(SUM(D$6:D$17),\"\")","v":38805.842369180042},{"$f":"IFERROR(SUM(E$6:E$17),\"\")","v":41020.443728325801},43663.738555016833,46747.041961870957,50276.918820400519,54253.198520899947,58667.94555728203,63505.474475858195,68743.426947028449,74354.824592686462,80310.897331493645,86584.388864788474,93152.977377010044,100002.42794212118,107129.11041384954,114541.5650625649,122260.87251999133,130319.68475024539,138759.9021808985,147629.13574957999]
[]
["ID","Asset group","Asset category"]
[{"$f":"IFERROR('Lives scenario - input'!A6,\"\")","v":1},{"$f":"IFERROR('Lives scenario - input'!B6,\"\")","v":"OVERHEAD CONDUCTORS"},{"$f":"IFERROR('Lives scenario - input'!C6,\"\")","v":"˂ = 1 kv"},{"$f":"IFERROR(repcalc('Lives scenario - input'!$CX6:$GJ6,'Lives scenario - input'!$I6,'Lives scenario - input'!$G6,'Lives scenario - input'!$H6,20,TRUE,TRUE),\"\")","v":4461.7386803178824},4470.0225267382693,4519.4636948591669,4616.0335063697412,4765.3461480712231,4972.7413495327692,5243.3374723430661,5582.03274878098,5993.4382261503115,6481.7336423031702,7050.4462552282848,7702.1617836281848,8438.185283929517,9258.1772294556613,10159.795590781963,11138.377788934533,12186.696616401126,13294.821409596294,14450.109962327626,15637.348205032004,{"$f":"IFERROR(IF(OR(D21=\"\",'Lives scenario - input'!$F6=\"\"),\"\",D21/'Lives scenario - input'!$F6),\"\")","v":69.496466571637782},{"$f":"IFERROR(IF(OR(E21=\"\",'Lives scenario - input'!$F6=\"\"),\"\",E21/'Lives scenario - input'!$F6),\"\")","v":69.625496552344316},{"$f":"IFERROR(IF(OR(F21=\"\",'Lives scenario - input'!$F6=\"\"),\"\",F21/'Lives scenario - input'!$F6),\"\")","v":70.395596895229446},{"$f":"IFERROR(IF(OR(G21=\"\",'Lives scenario - input'!$F6=\"\"),\"\",G21/'Lives scenario - input'!$F6),\"\")","v":71.899777475566765},{"$f":"IFERROR(IF(OR(H21=\"\",'Lives scenario - input'!$F6=\"\"),\"\",H21/'Lives scenario - input'!$F6),\"\")","v":74.225485401605738},{"$f":"IFERROR(IF(OR(I21=\"\",'Lives scenario - input'!$F6=\"\"),\"\",I21/'Lives scenario - input'!$F6),\"\")","v":77.455892809612763},{"$f":"IFERROR(IF(OR(J21=\"\",'Lives scenario - input'!$F6=\"\"),\"\",J21/'Lives scenario - input'!$F6),\"\")","v":81.670723787109807},{"$f":"IFERROR(IF(OR(K21=\"\",'Lives scenario - input'!$F6=\"\"),\"\",K21/'Lives scenario - input'!$F6),\"\")","v":86.946273666526352},{"$f":"IFERROR(IF(OR(L21=\"\",'Lives scenario - input'!$F6=\"\"),\"\",L21/'Lives scenario - input'!$F6),\"\")","v":93.354364559771895},{"$f":"IFERROR(IF(OR(M21=\"\",'Lives scenario - input'!$F6=\"\"),\"\",M21/'Lives scenario - input'!$F6),\"\")","v":100.96010046166326},{"$f":"IFERROR(IF(OR(N21=\"\",'Lives scenario - input'!$F6=\"\"),\"\",N21/'Lives scenario - input'!$F6),\"\")","v":109.81842227853019},{"$f":"IFERROR(IF(OR(O21=\"\",'Lives scenario - input'!$F6=\"\"),\"\",O21/'Lives scenario - input'!$F6),\"\")","v":119.96960541111878},{"$f":"IFERROR(IF(OR(P21=\"\",'Lives scenario - input'!$F6=\"\"),\"\",P21/'Lives scenario - input'!$F6),\"\")","v":131.43397754260968},{"$f":"IFERROR(IF(OR(Q21=\"\",'Lives scenario - input'!$F6=\"\"),\"\",Q21/'Lives scenario - input'!$F6),\"\")","v":144.2062501731551},{"$f":"IFERROR(IF(OR(R21=\"\",'Lives scenario - input'!$F6=\"\"),\"\",R21/'Lives scenario - input'!$F6),\"\")","v":158.24994362940743},{"$f":"IFERROR(IF(OR(S21=\"\",'Lives scenario - input'!$F6=\"\"),\"\",S21/'Lives scenario - input'!$F6),\"\")","v":173.49243313725654},{"$f":"IFERROR(IF(OR(T21=\"\",'Lives scenario - input'!$F6=\"\"),\"\",T21/'Lives scenario - input'!$F6),\"\")","v":189.82114702425184},{"$f":"IFERROR(IF(OR(U21=\"\",'Lives scenario - input'!$F6=\"\"),\"\",U21/'Lives scenario - input'!$F6),\"\")","v":207.08140432869897},{"$f":"IFERROR(IF(OR(V21=\"\",'Lives scenario - input'!$F6=\"\"),\"\",V21/'Lives scenario - input'!$F6),\"\")","v":225.07628884304003},{"$f":"IFERROR(IF(OR(W21=\"\",'Lives scenario - input'!$F6=\"\"),\"\",W21/'Lives scenario - input'!$F6),\"\")","v":243.56882477093896}]
[{"$f":"IFERROR('Lives scenario - input'!A7,\"\")","v":1},{"$f":"IFERROR('Lives scenario - input'!B7,\"\")","v":"OVERHEAD CONDUCTORS"},{"$f":"IFERROR('Lives scenario - input'!C7,\"\")","v":"˃ 11 kv & < = 22 kv ; swer"},{"$f":"IFERROR(repcalc('Lives scenario - input'!$CX7:$GJ7,'Lives scenario - input'!$I7,'Lives scenario - input'!$G7,'Lives scenario - input'!$H7,20,TRUE,TRUE),\"\")","v":8.9577707401455877E-9},1.8020697998931623E-8,3.5857182909690019E-8,7.0568956279721752E-8,1.3736758731214504E-7,2.6447704039918863E-7,5.0364542711519973E-7,9.486261944150606E-7,1.7672529599247547E-6,3.2563854244376953E-6,5.9348051025303328E-6,1.0698202021476653E-5,1.9074313037486063E-5,3.3637282535416107E-5,5.8671460687203176E-5,1.0122015970879448E-4,1.7271950423797692E-4,2.9150776549991794E-4,4.8662385854202615E-4,8.0347310421171345E-4,{"$f":"IFERROR(IF(OR(D22=\"\",'Lives scenario - input'!$F7=\"\"),\"\",D22/'Lives scenario - input'!$F7),\"\")","v":2.3396005640254467E-10},{"$f":"IFERROR(IF(OR(E22=\"\",'Lives scenario - input'!$F7=\"\"),\"\",E22/'Lives scenario - input'!$F7),\"\")","v":4.7066660250056176E-10},{"$f":"IFERROR(IF(OR(F22=\"\",'Lives scenario - input'!$F7=\"\"),\"\",F22/'Lives scenario - input'!$F7),\"\")","v":9.3652190699525445E-10},{"$f":"IFERROR(IF(OR(G22=\"\",'Lives scenario - input'!$F7=\"\"),\"\",G22/'Lives scenario - input'!$F7),\"\")","v":1.8431278797389799E-9},{"$f":"IFERROR(IF(OR(H22=\"\",'Lives scenario - input'!$F7=\"\"),\"\",H22/'Lives scenario - input'!$F7),\"\")","v":3.5877819836800818E-9},{"$f":"IFERROR(IF(OR(I22=\"\",'Lives scenario - input'!$F7=\"\"),\"\",I22/'Lives scenario - input'!$F7),\"\")","v":6.9076408722608797E-9},{"$f":"IFERROR(IF(OR(J22=\"\",'Lives scenario - input'!$F7=\"\"),\"\",J22/'Lives scenario - input'!$F7),\"\")","v":1.3154267501697718E-8},{"$f":"IFERROR(IF(OR(K22=\"\",'Lives scenario - input'!$F7=\"\"),\"\",K22/'Lives scenario - input'!$F7),\"\")","v":2.4776324867929333E-8},{"$f":"IFERROR(IF(OR(L22=\"\",'Lives scenario - input'!$F7=\"\"),\"\",L22/'Lives scenario - input'!$F7),\"\")","v":4.6157310136164491E-8},{"$f":"IFERROR(IF(OR(M22=\"\",'Lives scenario - input'!$F7=\"\"),\"\",M22/'Lives scenario - input'!$F7),\"\")","v":8.5050638118640353E-8},{"$f":"IFERROR(IF(OR(N22=\"\",'Lives scenario - input'!$F7=\"\"),\"\",N22/'Lives scenario - input'!$F7),\"\")","v":1.5500590233944072E-7},{"$f":"IFERROR(IF(OR(O22=\"\",'Lives scenario - input'!$F7=\"\"),\"\",O22/'Lives scenario - input'!$F7),\"\")","v":2.7941683494233024E-7},{"$f":"IFERROR(IF(OR(P22=\"\",'Lives scenario - input'!$F7=\"\"),\"\",P22/'Lives scenario - input'!$F7),\"\")","v":4.9818503772262232E-7},{"$f":"IFERROR(IF(OR(Q22=\"\",'Lives scenario - input'!$F7=\"\"),\"\",Q22/'Lives scenario - input'!$F7),\"\")","v":8.7854230114917834E-7},{"$f":"IFERROR(IF(OR(R22=\"\",'Lives scenario - input'!$F7=\"\"),\"\",R22/'Lives scenario - input'!$F7),\"\")","v":1.5323877613968317E-6},{"$f":"IFERROR(IF(OR(S22=\"\",'Lives scenario - input'!$F7=\"\"),\"\",S22/'Lives scenario - input'!$F7),\"\")","v":2.6436794333675086E-6},{"$f":"IFERROR(IF(OR(T22=\"\",'Lives scenario - input'!$F7=\"\"),\"\",T22/'Lives scenario - input'!$F7),\"\")","v":4.5111072972916771E-6},{"$f":"IFERROR(IF(OR(U22=\"\",'Lives scenario - input'!$F7=\"\"),\"\",U22/'Lives scenario - input'!$F7),\"\")","v":7.6136323686524838E-6},{"$f":"IFERROR(IF(OR(V22=\"\",'Lives scenario - input'!$F7=\"\"),\"\",V22/'Lives scenario - input'!$F7),\"\")","v":1.2709696273100417E-5},{"$f":"IFERROR(IF(OR(W22=\"\",'Lives scenario - input'!$F7=\"\"),\"\",W22/'Lives scenario - input'!$F7),\"\")","v":2.0985200250419104E-5}]
[{"$f":"IFERROR('Lives scenario - input'!A8,\"\")","v":1},{"$f":"IFERROR('Lives scenario - input'!B8,\"\")","v":"OVERHEAD CONDUCTORS"},{"$f":"IFERROR('Lives scenario - input'!C8,\"\")","v":"> 1 kv & < = 11 kv"},{"$f":"IFERROR(repcalc('Lives scenario - input'!$CX8:$GJ8,'Lives scenario - input'!$I8,'Lives scenario - input'!$G8,'Lives scenario - input'!$H8,20,TRUE,TRUE),\"\")","v":2056.5928972142938},2092.7287370192289,2135.0364851692548,2185.6725753237215,2246.771968772166,2320.4674687109837,2408.9230097619966,2514.3736301770618,2639.1632240779159,2785.770444167581,2956.8134046784708,3155.0251504929311,3383.1941435832578,3644.067108280899,3940.2152230101428,4273.868531567743,4646.7272137030277,5059.7616338282487,5513.0155329585605,6005.4280558825794,{"$f":"IFERROR(IF(OR(D23=\"\",'Lives scenario - input'!$F8=\"\"),\"\",D23/'Lives scenario - input'!$F8),\"\")","v":66.598379183142555},{"$f":"IFERROR(IF(OR(E23=\"\",'Lives scenario - input'!$F8=\"\"),\"\",E23/'Lives scenario - input'!$F8),\"\")","v":67.768561363918408},{"$f":"IFERROR(IF(OR(F23=\"\",'Lives scenario - input'!$F8=\"\"),\"\",F23/'Lives scenario - input'!$F8),\"\")","v":69.138607646533146},{"$f":"IFERROR(IF(OR(G23=\"\",'Lives scenario - input'!$F8=\"\"),\"\",G23/'Lives scenario - input'!$F8),\"\")","v":70.778349540530158},{"$f":"IFERROR(IF(OR(H23=\"\",'Lives scenario - input'!$F8=\"\"),\"\",H23/'Lives scenario - input'!$F8),\"\")","v":72.756923218505634},{"$f":"IFERROR(IF(OR(I23=\"\",'Lives scenario - input'!$F8=\"\"),\"\",I23/'Lives scenario - input'!$F8),\"\")","v":75.143394967807424},{"$f":"IFERROR(IF(OR(J23=\"\",'Lives scenario - input'!$F8=\"\"),\"\",J23/'Lives scenario - input'!$F8),\"\")","v":78.007839200666979},{"$f":"IFERROR(IF(OR(K23=\"\",'Lives scenario - input'!$F8=\"\"),\"\",K23/'Lives scenario - input'!$F8),\"\")","v":81.422632868880427},{"$f":"IFERROR(IF(OR(L23=\"\",'Lives scenario - input'!$F8=\"\"),\"\",L23/'Lives scenario - input'!$F8),\"\")","v":85.463677989660837},{"$f":"IFERROR(IF(OR(M23=\"\",'Lives scenario - input'!$F8=\"\"),\"\",M23/'Lives scenario - input'!$F8),\"\")","v":90.211240449758435},{"$f":"IFERROR(IF(OR(N23=\"\",'Lives scenario - input'!$F8=\"\"),\"\",N23/'Lives scenario - input'!$F8),\"\")","v":95.750102300415008},{"$f":"IFERROR(IF(OR(O23=\"\",'Lives scenario - input'!$F8=\"\"),\"\",O23/'Lives scenario - input'!$F8),\"\")","v":102.16876737709819},{"$f":"IFERROR(IF(OR(P23=\"\",'Lives scenario - input'!$F8=\"\"),\"\",P23/'Lives scenario - input'!$F8),\"\")","v":109.55753407966162},{"$f":"IFERROR(IF(OR(Q23=\"\",'Lives scenario - input'!$F8=\"\"),\"\",Q23/'Lives scenario - input'!$F8),\"\")","v":118.00534922338656},{"$f":"IFERROR(IF(OR(R23=\"\",'Lives scenario - input'!$F8=\"\"),\"\",R23/'Lives scenario - input'!$F8),\"\")","v":127.59547494337045},{"$f":"IFERROR(IF(OR(S23=\"\",'Lives scenario - input'!$F8=\"\"),\"\",S23/'Lives scenario - input'!$F8),\"\")","v":138.40012645662216},{"$f":"IFERROR(IF(OR(T23=\"\",'Lives scenario - input'!$F8=\"\"),\"\",T23/'Lives scenario - input'!$F8),\"\")","v":150.4743604619072},{"$f":"IFERROR(IF(OR(U23=\"\",'Lives scenario - input'!$F8=\"\"),\"\",U23/'Lives scenario - input'!$F8),\"\")","v":163.84960014325023},{"$f":"IFERROR(IF(OR(V23=\"\",'Lives scenario - input'!$F8=\"\"),\"\",V23/'Lives scenario - input'!$F8),\"\")","v":178.5272619602321},{"$f":"IFERROR(IF(OR(W23=\"\",'Lives scenario - input'!$F8=\"\"),\"\",W23/'Lives scenario - input'!$F8),\"\")","v":194.47299237709865}]
[{"$f":"IFERROR('Lives scenario - input'!A9,\"\")","v":1},{"$f":"IFERROR('Lives scenario - input'!B9,\"\")","v":"OVERHEAD CONDUCTORS"},{"$f":"IFERROR('Lives scenario - input'!C9,\"\")","v":"> 22 kv & < = 66 kv"},{"$f":"IFERROR(repcalc('Lives scenario - input'!$CX9:$GJ9,'Lives scenario - input'!$I9,'Lives scenario - input'!$G9,'Lives scenario - input'!$H9,20,TRUE,TRUE),\"\")","v":264.96118683398362},295.68742786848043,327.280962390176,359.35481550042385,391.49709520457634,423.28654379745694,454.30943919767395,484.17691940337687,512.54175201220653,539.11360511604789,563.67199515946606,586.07628038523774,606.27231432512542,624.29564380015722,640.27139718969875,654.41122849056148,667.0078327947798,678.42761014305734,689.10202041821037,699.51804918258097,{"$f":"IFERROR(IF(OR(D24=\"\",'Lives scenario - input'!$F9=\"\"),\"\",D24/'Lives scenario - input'!$F9),\"\")","v":6.9202858629039294},{"$f":"IFERROR(IF(OR(E24=\"\",'Lives scenario - input'!$F9=\"\"),\"\",E24/'Lives scenario - input'!$F9),\"\")","v":7.7227972570895123},{"$f":"IFERROR(IF(OR(F24=\"\",'Lives scenario - input'!$F9=\"\"),\"\",F24/'Lives scenario - input'!$F9),\"\")","v":8.5479607194144602},{"$f":"IFERROR(IF(OR(G24=\"\",'Lives scenario - input'!$F9=\"\"),\"\",G24/'Lives scenario - input'!$F9),\"\")","v":9.3856691962668783},{"$f":"IFERROR(IF(OR(H24=\"\",'Lives scenario - input'!$F9=\"\"),\"\",H24/'Lives scenario - input'!$F9),\"\")","v":10.225164846539309},{"$f":"IFERROR(IF(OR(I24=\"\",'Lives scenario - input'!$F9=\"\"),\"\",I24/'Lives scenario - input'!$F9),\"\")","v":11.055445214450943},{"$f":"IFERROR(IF(OR(J24=\"\",'Lives scenario - input'!$F9=\"\"),\"\",J24/'Lives scenario - input'!$F9),\"\")","v":11.865704660484393},{"$f":"IFERROR(IF(OR(K24=\"\",'Lives scenario - input'!$F9=\"\"),\"\",K24/'Lives scenario - input'!$F9),\"\")","v":12.645786843455573},{"$f":"IFERROR(IF(OR(L24=\"\",'Lives scenario - input'!$F9=\"\"),\"\",L24/'Lives scenario - input'!$F9),\"\")","v":13.386622708708213},{"$f":"IFERROR(IF(OR(M24=\"\",'Lives scenario - input'!$F9=\"\"),\"\",M24/'Lives scenario - input'!$F9),\"\")","v":14.08062933504813},{"$f":"IFERROR(IF(OR(N24=\"\",'Lives scenario - input'!$F9=\"\"),\"\",N24/'Lives scenario - input'!$F9),\"\")","v":14.722048108355608},{"$f":"IFERROR(IF(OR(O24=\"\",'Lives scenario - input'!$F9=\"\"),\"\",O24/'Lives scenario - input'!$F9),\"\")","v":15.307205731511639},{"$f":"IFERROR(IF(OR(P24=\"\",'Lives scenario - input'!$F9=\"\"),\"\",P24/'Lives scenario - input'!$F9),\"\")","v":15.834688001012882},{"$f":"IFERROR(IF(OR(Q24=\"\",'Lives scenario - input'!$F9=\"\"),\"\",Q24/'Lives scenario - input'!$F9),\"\")","v":16.305423332700055},{"$f":"IFERROR(IF(OR(R24=\"\",'Lives scenario - input'!$F9=\"\"),\"\",R24/'Lives scenario - input'!$F9),\"\")","v":16.722679843557078},{"$f":"IFERROR(IF(OR(S24=\"\",'Lives scenario - input'!$F9=\"\"),\"\",S24/'Lives scenario - input'!$F9),\"\")","v":17.091985536305646},{"$f":"IFERROR(IF(OR(T24=\"\",'Lives scenario - input'!$F9=\"\"),\"\",T24/'Lives scenario - input'!$F9),\"\")","v":17.420985054041413},{"$f":"IFERROR(IF(OR(U24=\"\",'Lives scenario - input'!$F9=\"\"),\"\",U24/'Lives scenario - input'!$F9),\"\")","v":17.719248073939159},{"$f":"IFERROR(IF(OR(V24=\"\",'Lives scenario - input'!$F9=\"\"),\"\",V24/'Lives scenario - input'!$F9),\"\")","v":17.99804351339446},{"$f":"IFERROR(IF(OR(W24=\"\",'Lives scenario - input'!$F9=\"\"),\"\",W24/'Lives scenario - input'!$F9),\"\")","v":18.270090515700645}]
[{"$f":"IFERROR('Lives scenario - input'!A10,\"\")","v":1},{"$f":"IFERROR('Lives scenario - input'!B10,\"\")","v":"OVERHEAD CONDUCTORS"},{"$f":"IFERROR('Lives scenario - input'!C10,\"\")","v":"> 66 kv & < = 132 kv"},{"$f":"IFERROR(repcalc('Lives scenario - input'!$CX10:$GJ10,'Lives scenario - input'!$I10,'Lives scenario - input'!$G10,'Lives scenario - input'!$H10,20,TRUE,TRUE),\"\")","v":402.14660841165062},521.658484994216,668.02270570670487,844.57244294155203,1054.301701249186,1299.6343124990678,1582.1821107794999,1902.5099718941108,2259.9281810835664,2652.333590615372,3076.1197977538336,3526.1729033778038,3995.9634033569496,4477.736862832402,4962.7969934413677,5441.8656046217775,5905.4957580134505,6344.5084006889902,6750.4196600206897,7115.8263657481339,{"$f":"IFERROR(IF(OR(D25=\"\",'Lives scenario - input'!$F10=\"\"),\"\",D25/'Lives scenario - input'!$F10),\"\")","v":1.2735638143511732},{"$f":"IFERROR(IF(OR(E25=\"\",'Lives scenario - input'!$F10=\"\"),\"\",E25/'Lives scenario - input'!$F10),\"\")","v":1.6520476762490097},{"$f":"IFERROR(IF(OR(F25=\"\",'Lives scenario - input'!$F10=\"\"),\"\",F25/'Lives scenario - input'!$F10),\"\")","v":2.1155706087222454},{"$f":"IFERROR(IF(OR(G25=\"\",'Lives scenario - input'!$F10=\"\"),\"\",G25/'Lives scenario - input'!$F10),\"\")","v":2.6746884828318489},{"$f":"IFERROR(IF(OR(H25=\"\",'Lives scenario - input'!$F10=\"\"),\"\",H25/'Lives scenario - input'!$F10),\"\")","v":3.3388830541755827},{"$f":"IFERROR(IF(OR(I25=\"\",'Lives scenario - input'!$F10=\"\"),\"\",I25/'Lives scenario - input'!$F10),\"\")","v":4.1158303903776634},{"$f":"IFERROR(IF(OR(J25=\"\",'Lives scenario - input'!$F10=\"\"),\"\",J25/'Lives scenario - input'!$F10),\"\")","v":5.010635031739219},{"$f":"IFERROR(IF(OR(K25=\"\",'Lives scenario - input'!$F10=\"\"),\"\",K25/'Lives scenario - input'!$F10),\"\")","v":6.0250858914776089},{"$f":"IFERROR(IF(OR(L25=\"\",'Lives scenario - input'!$F10=\"\"),\"\",L25/'Lives scenario - input'!$F10),\"\")","v":7.1569987021109291},{"$f":"IFERROR(IF(OR(M25=\"\",'Lives scenario - input'!$F10=\"\"),\"\",M25/'Lives scenario - input'!$F10),\"\")","v":8.3997129751697646},{"$f":"IFERROR(IF(OR(N25=\"\",'Lives scenario - input'!$F10=\"\"),\"\",N25/'Lives scenario - input'!$F10),\"\")","v":9.7418075425326229},{"$f":"IFERROR(IF(OR(O25=\"\",'Lives scenario - input'!$F10=\"\"),\"\",O25/'Lives scenario - input'!$F10),\"\")","v":11.167087124332149},{"$f":"IFERROR(IF(OR(P25=\"\",'Lives scenario - input'!$F10=\"\"),\"\",P25/'Lives scenario - input'!$F10),\"\")","v":12.654873341061689},{"$f":"IFERROR(IF(OR(Q25=\"\",'Lives scenario - input'!$F10=\"\"),\"\",Q25/'Lives scenario - input'!$F10),\"\")","v":14.18060856266686},{"$f":"IFERROR(IF(OR(R25=\"\",'Lives scenario - input'!$F10=\"\"),\"\",R25/'Lives scenario - input'!$F10),\"\")","v":15.716752389834681},{"$f":"IFERROR(IF(OR(S25=\"\",'Lives scenario - input'!$F10=\"\"),\"\",S25/'Lives scenario - input'!$F10),\"\")","v":17.233921588900259},{"$f":"IFERROR(IF(OR(T25=\"\",'Lives scenario - input'!$F10=\"\"),\"\",T25/'Lives scenario - input'!$F10),\"\")","v":18.702198516396564},{"$f":"IFERROR(IF(OR(U25=\"\",'Lives scenario - input'!$F10=\"\"),\"\",U25/'Lives scenario - input'!$F10),\"\")","v":20.092513899044089},{"$f":"IFERROR(IF(OR(V25=\"\",'Lives scenario - input'!$F10=\"\"),\"\",V25/'Lives scenario - input'!$F10),\"\")","v":21.378000039942727},{"$f":"IFERROR(IF(OR(W25=\"\",'Lives scenario - input'!$F10=\"\"),\"\",W25/'Lives scenario - input'!$F10),\"\")","v":22.535211733891352}]
[{"$f":"IFERROR('Lives scenario - input'!A11,\"\")","v":2},{"$f":"IFERROR('Lives scenario - input'!B11,\"\")","v":"POLES"},{"$f":"IFERROR('Lives scenario - input'!C11,\"\")","v":"˂ = 1 kv ; concrete"},{"$f":"IFERROR(repcalc('Lives scenario - input'!$CX11:$GJ11,'Lives scenario - input'!$I11,'Lives scenario - input'!$G11,'Lives scenario - input'!$H11,20,TRUE,TRUE),\"\")","v":54.516323586570799},59.811269716691484,65.81806136422226,72.444504529674603,79.595165625251568,87.167464258037043,95.048977762142187,103.1165549822672,111.23761254352594,119.27371660587202,127.08626346339564,134.54379464145649,141.53024811328805,147.95328424269007,153.751751885803,158.90138463280658,163.41793611217707,167.35716384420994,170.81133417902691,173.90222422825437,{"$f":"IFERROR(IF(OR(D26=\"\",'Lives scenario - input'!$F11=\"\"),\"\",D26/'Lives scenario - input'!$F11),\"\")","v":17.087827377827576},{"$f":"IFERROR(IF(OR(E26=\"\",'Lives scenario - input'!$F11=\"\"),\"\",E26/'Lives scenario - input'!$F11),\"\")","v":18.747497720467599},{"$f":"IFERROR(IF(OR(F26=\"\",'Lives scenario - input'!$F11=\"\"),\"\",F26/'Lives scenario - input'!$F11),\"\")","v":20.630291937223383},{"$f":"IFERROR(IF(OR(G26=\"\",'Lives scenario - input'!$F11=\"\"),\"\",G26/'Lives scenario - input'!$F11),\"\")","v":22.707312350392396},{"$f":"IFERROR(IF(OR(H26=\"\",'Lives scenario - input'!$F11=\"\"),\"\",H26/'Lives scenario - input'!$F11),\"\")","v":24.948645851990914},{"$f":"IFERROR(IF(OR(I26=\"\",'Lives scenario - input'!$F11=\"\"),\"\",I26/'Lives scenario - input'!$F11),\"\")","v":27.322139209167187},{"$f":"IFERROR(IF(OR(J26=\"\",'Lives scenario - input'!$F11=\"\"),\"\",J26/'Lives scenario - input'!$F11),\"\")","v":29.792554185340329},{"$f":"IFERROR(IF(OR(K26=\"\",'Lives scenario - input'!$F11=\"\"),\"\",K26/'Lives scenario - input'!$F11),\"\")","v":32.321289760766206},{"$f":"IFERROR(IF(OR(L26=\"\",'Lives scenario - input'!$F11=\"\"),\"\",L26/'Lives scenario - input'!$F11),\"\")","v":34.866788440841816},{"$f":"IFERROR(IF(OR(M26=\"\",'Lives scenario - input'!$F11=\"\"),\"\",M26/'Lives scenario - input'!$F11),\"\")","v":37.385658936383727},{"$f":"IFERROR(IF(OR(N26=\"\",'Lives scenario - input'!$F11=\"\"),\"\",N26/'Lives scenario - input'!$F11),\"\")","v":39.834456714732781},{"$f":"IFERROR(IF(OR(O26=\"\",'Lives scenario - input'!$F11=\"\"),\"\",O26/'Lives scenario - input'!$F11),\"\")","v":42.171976874783738},{"$f":"IFERROR(IF(OR(P26=\"\",'Lives scenario - input'!$F11=\"\"),\"\",P26/'Lives scenario - input'!$F11),\"\")","v":44.361840443267106},{"$f":"IFERROR(IF(OR(Q26=\"\",'Lives scenario - input'!$F11=\"\"),\"\",Q26/'Lives scenario - input'!$F11),\"\")","v":46.37510409349256},{"$f":"IFERROR(IF(OR(R26=\"\",'Lives scenario - input'!$F11=\"\"),\"\",R26/'Lives scenario - input'!$F11),\"\")","v":48.192600351913036},{"$f":"IFERROR(IF(OR(S26=\"\",'Lives scenario - input'!$F11=\"\"),\"\",S26/'Lives scenario - input'!$F11),\"\")","v":49.806723052250106},{"$f":"IFERROR(IF(OR(T26=\"\",'Lives scenario - input'!$F11=\"\"),\"\",T26/'Lives scenario - input'!$F11),\"\")","v":51.222410078540456},{"$f":"IFERROR(IF(OR(U26=\"\",'Lives scenario - input'!$F11=\"\"),\"\",U26/'Lives scenario - input'!$F11),\"\")","v":52.457138304115631},{"$f":"IFERROR(IF(OR(V26=\"\",'Lives scenario - input'!$F11=\"\"),\"\",V26/'Lives scenario - input'!$F11),\"\")","v":53.539828084567098},{"$f":"IFERROR(IF(OR(W26=\"\",'Lives scenario - input'!$F11=\"\"),\"\",W26/'Lives scenario - input'!$F11),\"\")","v":54.508649753569998}]
[{"$f":"IFERROR('Lives scenario - input'!A12,\"\")","v":2},{"$f":"IFERROR('Lives scenario - input'!B12,\"\")","v":"POLES"},{"$f":"IFERROR('Lives scenario - input'!C12,\"\")","v":"˂ = 1 kv ; steel"},{"$f":"IFERROR(repcalc('Lives scenario - input'!$CX12:$GJ12,'Lives scenario - input'!$I12,'Lives scenario - input'!$G12,'Lives scenario - input'!$H12,20,TRUE,TRUE),\"\")","v":2.8658048365302583E-3},4.1520116206567098E-3,5.9441427455992771E-3,8.419268968515704E-3,1.1816067712419366E-2,1.646169339977813E-2,2.2813537291513329E-2,3.1523681014528515E-2,4.3536778765484702E-2,6.0235436955587092E-2,8.3650566746003616E-2,0.11675708360875853,0.16387683548895968,0.23120955402488341,0.32750746237999795,0.46489832076790488,0.65984364826727748,0.93419263910065853,1.316257924577992,1.8417984380629657,{"$f":"IFERROR(IF(OR(D27=\"\",'Lives scenario - input'!$F12=\"\"),\"\",D27/'Lives scenario - input'!$F12),\"\")","v":8.9827000654966159E-4},{"$f":"IFERROR(IF(OR(E27=\"\",'Lives scenario - input'!$F12=\"\"),\"\",E27/'Lives scenario - input'!$F12),\"\")","v":1.3014241089065854E-3},{"$f":"IFERROR(IF(OR(F27=\"\",'Lives scenario - input'!$F12=\"\"),\"\",F27/'Lives scenario - input'!$F12),\"\")","v":1.8631572795746486E-3},{"$f":"IFERROR(IF(OR(G27=\"\",'Lives scenario - input'!$F12=\"\"),\"\",G27/'Lives scenario - input'!$F12),\"\")","v":2.6389713266896826E-3},{"$f":"IFERROR(IF(OR(H27=\"\",'Lives scenario - input'!$F12=\"\"),\"\",H27/'Lives scenario - input'!$F12),\"\")","v":3.7036783126784714E-3},{"$f":"IFERROR(IF(OR(I27=\"\",'Lives scenario - input'!$F12=\"\"),\"\",I27/'Lives scenario - input'!$F12),\"\")","v":5.1598229054356948E-3},{"$f":"IFERROR(IF(OR(J27=\"\",'Lives scenario - input'!$F12=\"\"),\"\",J27/'Lives scenario - input'!$F12),\"\")","v":7.1507717591404304E-3},{"$f":"IFERROR(IF(OR(K27=\"\",'Lives scenario - input'!$F12=\"\"),\"\",K27/'Lives scenario - input'!$F12),\"\")","v":9.8809161009282831E-3},{"$f":"IFERROR(IF(OR(L27=\"\",'Lives scenario - input'!$F12=\"\"),\"\",L27/'Lives scenario - input'!$F12),\"\")","v":1.3646352343438861E-2},{"$f":"IFERROR(IF(OR(M27=\"\",'Lives scenario - input'!$F12=\"\"),\"\",M27/'Lives scenario - input'!$F12),\"\")","v":1.8880450496457125E-2},{"$f":"IFERROR(IF(OR(N27=\"\",'Lives scenario - input'!$F12=\"\"),\"\",N27/'Lives scenario - input'!$F12),\"\")","v":2.6219787956597723E-2},{"$f":"IFERROR(IF(OR(O27=\"\",'Lives scenario - input'!$F12=\"\"),\"\",O27/'Lives scenario - input'!$F12),\"\")","v":3.6596834830155592E-2},{"$f":"IFERROR(IF(OR(P27=\"\",'Lives scenario - input'!$F12=\"\"),\"\",P27/'Lives scenario - input'!$F12),\"\")","v":5.1366249442942963E-2},{"$f":"IFERROR(IF(OR(Q27=\"\",'Lives scenario - input'!$F12=\"\"),\"\",Q27/'Lives scenario - input'!$F12),\"\")","v":7.2471301939643962E-2},{"$f":"IFERROR(IF(OR(R27=\"\",'Lives scenario - input'!$F12=\"\"),\"\",R27/'Lives scenario - input'!$F12),\"\")","v":0.10265532622009645},{"$f":"IFERROR(IF(OR(S27=\"\",'Lives scenario - input'!$F12=\"\"),\"\",S27/'Lives scenario - input'!$F12),\"\")","v":0.14571969881477426},{"$f":"IFERROR(IF(OR(T27=\"\",'Lives scenario - input'!$F12=\"\"),\"\",T27/'Lives scenario - input'!$F12),\"\")","v":0.20682418798916763},{"$f":"IFERROR(IF(OR(U27=\"\",'Lives scenario - input'!$F12=\"\"),\"\",U27/'Lives scenario - input'!$F12),\"\")","v":0.29281729772624526},{"$f":"IFERROR(IF(OR(V27=\"\",'Lives scenario - input'!$F12=\"\"),\"\",V27/'Lives scenario - input'!$F12),\"\")","v":0.41257345910660137},{"$f":"IFERROR(IF(OR(W27=\"\",'Lives scenario - input'!$F12=\"\"),\"\",W27/'Lives scenario - input'!$F12),\"\")","v":0.57730110366659249}]
[{"$f":"IFERROR('Lives scenario - input'!A13,\"\")","v":2},{"$f":"IFERROR('Lives scenario - input'!B13,\"\")","v":"POLES"},{"$f":"IFERROR('Lives scenario - input'!C13,\"\")","v":"˂ = 1 kv ; wood"},{"$f":"IFERROR(repcalc('Lives scenario - input'!$CX13:$GJ13,'Lives scenario - input'!$I13,'Lives scenario - input'!$G13,'Lives scenario - input'!$H13,20,TRUE,TRUE),\"\")","v":2053.2576907855469},2080.0522907743853,2146.3116420071442,2251.6769638733322,2395.5609092345644,2577.1458708287951,2795.357861295337,3048.8264671118213,3335.8422580376346,3654.3223980106163,4001.7932506374809,4375.3958299856777,4771.9164281064022,5187.8411057340136,5619.429404056732,6062.8000121882105,6514.0195045586761,6969.1848223824436,7424.4909540233011,7876.2771703191993,{"$f":"IFERROR(IF(OR(D28=\"\",'Lives scenario - input'!$F13=\"\"),\"\",D28/'Lives scenario - input'!$F13),\"\")","v":643.58178751039407},{"$f":"IFERROR(IF(OR(E28=\"\",'Lives scenario - input'!$F13=\"\"),\"\",E28/'Lives scenario - input'!$F13),\"\")","v":651.98040042382979},{"$f":"IFERROR(IF(OR(F28=\"\",'Lives scenario - input'!$F13=\"\"),\"\",F28/'Lives scenario - input'!$F13),\"\")","v":672.74901212660302},{"$f":"IFERROR(IF(OR(G28=\"\",'Lives scenario - input'!$F13=\"\"),\"\",G28/'Lives scenario - input'!$F13),\"\")","v":705.77516490448727},{"$f":"IFERROR(IF(OR(H28=\"\",'Lives scenario - input'!$F13=\"\"),\"\",H28/'Lives scenario - input'!$F13),\"\")","v":750.8747581826218},{"$f":"IFERROR(IF(OR(I28=\"\",'Lives scenario - input'!$F13=\"\"),\"\",I28/'Lives scenario - input'!$F13),\"\")","v":807.79151767768076},{"$f":"IFERROR(IF(OR(J28=\"\",'Lives scenario - input'!$F13=\"\"),\"\",J28/'Lives scenario - input'!$F13),\"\")","v":876.18880824228052},{"$f":"IFERROR(IF(OR(K28=\"\",'Lives scenario - input'!$F13=\"\"),\"\",K28/'Lives scenario - input'!$F13),\"\")","v":955.63708165735784},{"$f":"IFERROR(IF(OR(L28=\"\",'Lives scenario - input'!$F13=\"\"),\"\",L28/'Lives scenario - input'!$F13),\"\")","v":1045.600526867722},{"$f":"IFERROR(IF(OR(M28=\"\",'Lives scenario - input'!$F13=\"\"),\"\",M28/'Lives scenario - input'!$F13),\"\")","v":1145.4262909158549},{"$f":"IFERROR(IF(OR(N28=\"\",'Lives scenario - input'!$F13=\"\"),\"\",N28/'Lives scenario - input'!$F13),\"\")","v":1254.3390267331513},{"$f":"IFERROR(IF(OR(O28=\"\",'Lives scenario - input'!$F13=\"\"),\"\",O28/'Lives scenario - input'!$F13),\"\")","v":1371.4426016592074},{"$f":"IFERROR(IF(OR(P28=\"\",'Lives scenario - input'!$F13=\"\"),\"\",P28/'Lives scenario - input'!$F13),\"\")","v":1495.7296974623616},{"$f":"IFERROR(IF(OR(Q28=\"\",'Lives scenario - input'!$F13=\"\"),\"\",Q28/'Lives scenario - input'!$F13),\"\")","v":1626.0988901353239},{"$f":"IFERROR(IF(OR(R28=\"\",'Lives scenario - input'!$F13=\"\"),\"\",R28/'Lives scenario - input'!$F13),\"\")","v":1761.3777544248017},{"$f":"IFERROR(IF(OR(S28=\"\",'Lives scenario - input'!$F13=\"\"),\"\",S28/'Lives scenario - input'!$F13),\"\")","v":1900.3497158066475},{"$f":"IFERROR(IF(OR(T28=\"\",'Lives scenario - input'!$F13=\"\"),\"\",T28/'Lives scenario - input'!$F13),\"\")","v":2041.7818647096015},{"$f":"IFERROR(IF(OR(U28=\"\",'Lives scenario - input'!$F13=\"\"),\"\",U28/'Lives scenario - input'!$F13),\"\")","v":2184.4508098558308},{"$f":"IFERROR(IF(OR(V28=\"\",'Lives scenario - input'!$F13=\"\"),\"\",V28/'Lives scenario - input'!$F13),\"\")","v":2327.163892281329},{"$f":"IFERROR(IF(OR(W28=\"\",'Lives scenario - input'!$F13=\"\"),\"\",W28/'Lives scenario - input'!$F13),\"\")","v":2468.7736775319231}]
[{"$f":"IFERROR('Lives scenario - input'!A14,\"\")","v":2},{"$f":"IFERROR('Lives scenario - input'!B14,\"\")","v":"POLES"},{"$f":"IFERROR('Lives scenario - input'!C14,\"\")","v":"˃ 11 kv & < = 22 kv ; wood"},{"$f":"IFERROR(repcalc('Lives scenario - input'!$CX14:$GJ14,'Lives scenario - input'!$I14,'Lives scenario - input'!$G14,'Lives scenario - input'!$H14,20,TRUE,TRUE),\"\")","v":3.9824073338584149E-4},6.6054096002356383E-4,1.0849577458872035E-3,1.7649232238633671E-3,2.8435072773154617E-3,4.5372017167647069E-3,7.169540457950787E-3,1.1217717397830103E-2,1.7375879279244656E-2,2.6639089481112641E-2,4.0411889189171241E-2,6.0644677948352779E-2,8.9999508901907305E-2,0.132044052079479,0.19146818113671785,0.27431177766307463,0.38818504695864492,0.54245435707049672,0.74835821918881529,1.0190108362759602,{"$f":"IFERROR(IF(OR(D29=\"\",'Lives scenario - input'!$F14=\"\"),\"\",D29/'Lives scenario - input'!$F14),\"\")","v":9.3172695740174004E-5},{"$f":"IFERROR(IF(OR(E29=\"\",'Lives scenario - input'!$F14=\"\"),\"\",E29/'Lives scenario - input'!$F14),\"\")","v":1.5454065024676859E-4},{"$f":"IFERROR(IF(OR(F29=\"\",'Lives scenario - input'!$F14=\"\"),\"\",F29/'Lives scenario - input'!$F14),\"\")","v":2.5383751453308116E-4},{"$f":"IFERROR(IF(OR(G29=\"\",'Lives scenario - input'!$F14=\"\"),\"\",G29/'Lives scenario - input'!$F14),\"\")","v":4.1292273932828916E-4},{"$f":"IFERROR(IF(OR(H29=\"\",'Lives scenario - input'!$F14=\"\"),\"\",H29/'Lives scenario - input'!$F14),\"\")","v":6.6526906007777881E-4},{"$f":"IFERROR(IF(OR(I29=\"\",'Lives scenario - input'!$F14=\"\"),\"\",I29/'Lives scenario - input'!$F14),\"\")","v":1.0615270604635311E-3},{"$f":"IFERROR(IF(OR(J29=\"\",'Lives scenario - input'!$F14=\"\"),\"\",J29/'Lives scenario - input'!$F14),\"\")","v":1.6773909740626894E-3},{"$f":"IFERROR(IF(OR(K29=\"\",'Lives scenario - input'!$F14=\"\"),\"\",K29/'Lives scenario - input'!$F14),\"\")","v":2.6245054370031945E-3},{"$f":"IFERROR(IF(OR(L29=\"\",'Lives scenario - input'!$F14=\"\"),\"\",L29/'Lives scenario - input'!$F14),\"\")","v":4.0652735332688964E-3},{"$f":"IFERROR(IF(OR(M29=\"\",'Lives scenario - input'!$F14=\"\"),\"\",M29/'Lives scenario - input'!$F14),\"\")","v":6.2325010249873669E-3},{"$f":"IFERROR(IF(OR(N29=\"\",'Lives scenario - input'!$F14=\"\"),\"\",N29/'Lives scenario - input'!$F14),\"\")","v":9.4547954040156579E-3},{"$f":"IFERROR(IF(OR(O29=\"\",'Lives scenario - input'!$F14=\"\"),\"\",O29/'Lives scenario - input'!$F14),\"\")","v":1.4188473586573606E-2},{"$f":"IFERROR(IF(OR(P29=\"\",'Lives scenario - input'!$F14=\"\"),\"\",P29/'Lives scenario - input'!$F14),\"\")","v":2.1056351489685706E-2},{"$f":"IFERROR(IF(OR(Q29=\"\",'Lives scenario - input'!$F14=\"\"),\"\",Q29/'Lives scenario - input'!$F14),\"\")","v":3.0893123825134025E-2},{"$f":"IFERROR(IF(OR(R29=\"\",'Lives scenario - input'!$F14=\"\"),\"\",R29/'Lives scenario - input'!$F14),\"\")","v":4.4796036892820218E-2},{"$f":"IFERROR(IF(OR(S29=\"\",'Lives scenario - input'!$F14=\"\"),\"\",S29/'Lives scenario - input'!$F14),\"\")","v":6.4178185844654179E-2},{"$f":"IFERROR(IF(OR(T29=\"\",'Lives scenario - input'!$F14=\"\"),\"\",T29/'Lives scenario - input'!$F14),\"\")","v":9.0820059926217625E-2},{"$f":"IFERROR(IF(OR(U29=\"\",'Lives scenario - input'!$F14=\"\"),\"\",U29/'Lives scenario - input'!$F14),\"\")","v":0.12691302151478509},{"$f":"IFERROR(IF(OR(V29=\"\",'Lives scenario - input'!$F14=\"\"),\"\",V29/'Lives scenario - input'!$F14),\"\")","v":0.17508644097835749},{"$f":"IFERROR(IF(OR(W29=\"\",'Lives scenario - input'!$F14=\"\"),\"\",W29/'Lives scenario - input'!$F14),\"\")","v":0.2384085269155338}]
[{"$f":"IFERROR('Lives scenario - input'!A15,\"\")","v":2},{"$f":"IFERROR('Lives scenario - input'!B15,\"\")","v":"POLES"},{"$f":"IFERROR('Lives scenario - input'!C15,\"\")","v":"> 1 kv & < = 11 kv ; concrete"},{"$f":"IFERROR(repcalc('Lives scenario - input'!$CX15:$GJ15,'Lives scenario - input'!$I15,'Lives scenario - input'!$G15,'Lives scenario - input'!$H15,20,TRUE,TRUE),\"\")","v":524.57303097908982},543.95631651845952,565.95163778653182,587.77654337272747,607.92036404617056,625.81165645665942,641.57881783913183,655.85798071548538,669.62048731376387,684.00679795480085,700.16476763441813,719.09797855601562,741.53438287234928,767.82707563605595,797.89787984074155,831.23104266190728,866.91935022020959,903.75915304627563,940.38502041107677,975.42984960119657,{"$f":"IFERROR(IF(OR(D30=\"\",'Lives scenario - input'!$F15=\"\"),\"\",D30/'Lives scenario - input'!$F15),\"\")","v":42.833283410909587},{"$f":"IFERROR(IF(OR(E30=\"\",'Lives scenario - input'!$F15=\"\"),\"\",E30/'Lives scenario - input'!$F15),\"\")","v":44.415998712519333},{"$f":"IFERROR(IF(OR(F30=\"\",'Lives scenario - input'!$F15=\"\"),\"\",F30/'Lives scenario - input'!$F15),\"\")","v":46.211996169405182},{"$f":"IFERROR(IF(OR(G30=\"\",'Lives scenario - input'!$F15=\"\"),\"\",G30/'Lives scenario - input'!$F15),\"\")","v":47.994078570105508},{"$f":"IFERROR(IF(OR(H30=\"\",'Lives scenario - input'!$F15=\"\"),\"\",H30/'Lives scenario - input'!$F15),\"\")","v":49.638894313441959},{"$f":"IFERROR(IF(OR(I30=\"\",'Lives scenario - input'!$F15=\"\"),\"\",I30/'Lives scenario - input'!$F15),\"\")","v":51.099782985083323},{"$f":"IFERROR(IF(OR(J30=\"\",'Lives scenario - input'!$F15=\"\"),\"\",J30/'Lives scenario - input'!$F15),\"\")","v":52.387228683197968},{"$f":"IFERROR(IF(OR(K30=\"\",'Lives scenario - input'!$F15=\"\"),\"\",K30/'Lives scenario - input'!$F15),\"\")","v":53.553173926726451},{"$f":"IFERROR(IF(OR(L30=\"\",'Lives scenario - input'!$F15=\"\"),\"\",L30/'Lives scenario - input'!$F15),\"\")","v":54.67693231832412},{"$f":"IFERROR(IF(OR(M30=\"\",'Lives scenario - input'!$F15=\"\"),\"\",M30/'Lives scenario - input'!$F15),\"\")","v":55.851626563994337},{"$f":"IFERROR(IF(OR(N30=\"\",'Lives scenario - input'!$F15=\"\"),\"\",N30/'Lives scenario - input'!$F15),\"\")","v":57.170983171672326},{"$f":"IFERROR(IF(OR(O30=\"\",'Lives scenario - input'!$F15=\"\"),\"\",O30/'Lives scenario - input'!$F15),\"\")","v":58.716948254493438},{"$f":"IFERROR(IF(OR(P30=\"\",'Lives scenario - input'!$F15=\"\"),\"\",P30/'Lives scenario - input'!$F15),\"\")","v":60.548961736028261},{"$f":"IFERROR(IF(OR(Q30=\"\",'Lives scenario - input'!$F15=\"\"),\"\",Q30/'Lives scenario - input'!$F15),\"\")","v":62.695855103157371},{"$f":"IFERROR(IF(OR(R30=\"\",'Lives scenario - input'!$F15=\"\"),\"\",R30/'Lives scenario - input'!$F15),\"\")","v":65.151244920832937},{"$f":"IFERROR(IF(OR(S30=\"\",'Lives scenario - input'!$F15=\"\"),\"\",S30/'Lives scenario - input'!$F15),\"\")","v":67.873018107373099},{"$f":"IFERROR(IF(OR(T30=\"\",'Lives scenario - input'!$F15=\"\"),\"\",T30/'Lives scenario - input'!$F15),\"\")","v":70.787097371507826},{"$f":"IFERROR(IF(OR(U30=\"\",'Lives scenario - input'!$F15=\"\"),\"\",U30/'Lives scenario - input'!$F15),\"\")","v":73.795200384935171},{"$f":"IFERROR(IF(OR(V30=\"\",'Lives scenario - input'!$F15=\"\"),\"\",V30/'Lives scenario - input'!$F15),\"\")","v":76.785834794940598},{"$f":"IFERROR(IF(OR(W30=\"\",'Lives scenario - input'!$F15=\"\"),\"\",W30/'Lives scenario - input'!$F15),\"\")","v":79.647371725242976}]
[{"$f":"IFERROR('Lives scenario - input'!A16,\"\")","v":2},{"$f":"IFERROR('Lives scenario - input'!B16,\"\")","v":"POLES"},{"$f":"IFERROR('Lives scenario - input'!C16,\"\")","v":"> 1 kv & < = 11 kv ; steel"},{"$f":"IFERROR(repcalc('Lives scenario - input'!$CX16:$GJ16,'Lives scenario - input'!$I16,'Lives scenario - input'!$G16,'Lives scenario - input'!$H16,20,TRUE,TRUE),\"\")","v":3.5397188609890575},2.9461210063606846,2.462665008860109,2.0790898613533746,1.7826029970780792,1.5593166403823802,1.3954492761942099,1.2782379870535323,1.1965474216825338,1.1411938745109649,1.1050266162976961,1.0828228810773033,1.0710584337818454,1.0676136720325293,1.071467337559086,1.082417867711883,1.1008580080558314,1.12761332658598,1.1638414158833525,1.2109773237758414,{"$f":"IFERROR(IF(OR(D31=\"\",'Lives scenario - input'!$F16=\"\"),\"\",D31/'Lives scenario - input'!$F16),\"\")","v":0.28903083501014004},{"$f":"IFERROR(IF(OR(E31=\"\",'Lives scenario - input'!$F16=\"\"),\"\",E31/'Lives scenario - input'!$F16),\"\")","v":0.24056142534195882},{"$f":"IFERROR(IF(OR(F31=\"\",'Lives scenario - input'!$F16=\"\"),\"\",F31/'Lives scenario - input'!$F16),\"\")","v":0.2010854962820991},{"$f":"IFERROR(IF(OR(G31=\"\",'Lives scenario - input'!$F16=\"\"),\"\",G31/'Lives scenario - input'!$F16),\"\")","v":0.16976519952213792},{"$f":"IFERROR(IF(OR(H31=\"\",'Lives scenario - input'!$F16=\"\"),\"\",H31/'Lives scenario - input'!$F16),\"\")","v":0.14555597576274523},{"$f":"IFERROR(IF(OR(I31=\"\",'Lives scenario - input'!$F16=\"\"),\"\",I31/'Lives scenario - input'!$F16),\"\")","v":0.12732383794146718},{"$f":"IFERROR(IF(OR(J31=\"\",'Lives scenario - input'!$F16=\"\"),\"\",J31/'Lives scenario - input'!$F16),\"\")","v":0.11394347555613819},{"$f":"IFERROR(IF(OR(K31=\"\",'Lives scenario - input'!$F16=\"\"),\"\",K31/'Lives scenario - input'!$F16),\"\")","v":0.10437275028009776},{"$f":"IFERROR(IF(OR(L31=\"\",'Lives scenario - input'!$F16=\"\"),\"\",L31/'Lives scenario - input'!$F16),\"\")","v":9.7702420446323116E-2},{"$f":"IFERROR(IF(OR(M31=\"\",'Lives scenario - input'!$F16=\"\"),\"\",M31/'Lives scenario - input'!$F16),\"\")","v":9.3182603311664752E-2},{"$f":"IFERROR(IF(OR(N31=\"\",'Lives scenario - input'!$F16=\"\"),\"\",N31/'Lives scenario - input'!$F16),\"\")","v":9.0229415995967149E-2},{"$f":"IFERROR(IF(OR(O31=\"\",'Lives scenario - input'!$F16=\"\"),\"\",O31/'Lives scenario - input'!$F16),\"\")","v":8.841640078681548E-2},{"$f":"IFERROR(IF(OR(P31=\"\",'Lives scenario - input'!$F16=\"\"),\"\",P31/'Lives scenario - input'!$F16),\"\")","v":8.7455791156849316E-2},{"$f":"IFERROR(IF(OR(Q31=\"\",'Lives scenario - input'!$F16=\"\"),\"\",Q31/'Lives scenario - input'!$F16),\"\")","v":8.7174513913114302E-2},{"$f":"IFERROR(IF(OR(R31=\"\",'Lives scenario - input'!$F16=\"\"),\"\",R31/'Lives scenario - input'!$F16),\"\")","v":8.7489179627746577E-2},{"$f":"IFERROR(IF(OR(S31=\"\",'Lives scenario - input'!$F16=\"\"),\"\",S31/'Lives scenario - input'!$F16),\"\")","v":8.8383329982100509E-2},{"$f":"IFERROR(IF(OR(T31=\"\",'Lives scenario - input'!$F16=\"\"),\"\",T31/'Lives scenario - input'!$F16),\"\")","v":8.9889034070652435E-2},{"$f":"IFERROR(IF(OR(U31=\"\",'Lives scenario - input'!$F16=\"\"),\"\",U31/'Lives scenario - input'!$F16),\"\")","v":9.2073702503209912E-2},{"$f":"IFERROR(IF(OR(V31=\"\",'Lives scenario - input'!$F16=\"\"),\"\",V31/'Lives scenario - input'!$F16),\"\")","v":9.5031856896724581E-2},{"$f":"IFERROR(IF(OR(W31=\"\",'Lives scenario - input'!$F16=\"\"),\"\",W31/'Lives scenario - input'!$F16),\"\")","v":9.8880674091579537E-2}]
[{"$f":"IFERROR('Lives scenario - input'!A17,\"\")","v":2},{"$f":"IFERROR('Lives scenario - input'!B17,\"\")","v":"POLES"},{"$f":"IFERROR('Lives scenario - input'!C17,\"\")","v":"> 1 kv & < = 11 kv ; wood"},{"$f":"IFERROR(repcalc('Lives scenario - input'!$CX17:$GJ17,'Lives scenario - input'!$I17,'Lives scenario - input'!$G17,'Lives scenario - input'!$H17,20,TRUE,TRUE),\"\")","v":2292.6084808070441},2328.9619697689454,2396.0464913317323,2495.1259569589361,2627.239664983073,2793.2608690966235,2993.9305739435708,3229.8653181114123,3501.5410453532477,3809.2578421068347,4153.0920700986462,4532.843114332617,4947.9816071793521,5397.6047217712467,5880.4022092711675,6394.6346201303068,6938.1229678705859,7508.2473172499913,8101.9506935490845,8715.7444964926017,{"$f":"IFERROR(IF(OR(D32=\"\",'Lives scenario - input'!$F17=\"\"),\"\",D32/'Lives scenario - input'!$F17),\"\")","v":536.38037128316421},{"$f":"IFERROR(IF(OR(E32=\"\",'Lives scenario - input'!$F17=\"\"),\"\",E32/'Lives scenario - input'!$F17),\"\")","v":544.88566037638043},{"$f":"IFERROR(IF(OR(F32=\"\",'Lives scenario - input'!$F17=\"\"),\"\",F32/'Lives scenario - input'!$F17),\"\")","v":560.58080452525587},{"$f":"IFERROR(IF(OR(G32=\"\",'Lives scenario - input'!$F17=\"\"),\"\",G32/'Lives scenario - input'!$F17),\"\")","v":583.76150938810679},{"$f":"IFERROR(IF(OR(H32=\"\",'Lives scenario - input'!$F17=\"\"),\"\",H32/'Lives scenario - input'!$F17),\"\")","v":614.67092996943381},{"$f":"IFERROR(IF(OR(I32=\"\",'Lives scenario - input'!$F17=\"\"),\"\",I32/'Lives scenario - input'!$F17),\"\")","v":653.51337334727418},{"$f":"IFERROR(IF(OR(J32=\"\",'Lives scenario - input'!$F17=\"\"),\"\",J32/'Lives scenario - input'!$F17),\"\")","v":700.46220551472686},{"$f":"IFERROR(IF(OR(K32=\"\",'Lives scenario - input'!$F17=\"\"),\"\",K32/'Lives scenario - input'!$F17),\"\")","v":755.66167229450457},{"$f":"IFERROR(IF(OR(L32=\"\",'Lives scenario - input'!$F17=\"\"),\"\",L32/'Lives scenario - input'!$F17),\"\")","v":819.22312583815653},{"$f":"IFERROR(IF(OR(M32=\"\",'Lives scenario - input'!$F17=\"\"),\"\",M32/'Lives scenario - input'!$F17),\"\")","v":891.21677459001535},{"$f":"IFERROR(IF(OR(N32=\"\",'Lives scenario - input'!$F17=\"\"),\"\",N32/'Lives scenario - input'!$F17),\"\")","v":971.66048419593392},{"$f":"IFERROR(IF(OR(O32=\"\",'Lives scenario - input'!$F17=\"\"),\"\",O32/'Lives scenario - input'!$F17),\"\")","v":1060.5073186234517},{"$f":"IFERROR(IF(OR(P32=\"\",'Lives scenario - input'!$F17=\"\"),\"\",P32/'Lives scenario - input'!$F17),\"\")","v":1157.6334266315141},{"$f":"IFERROR(IF(OR(Q32=\"\",'Lives scenario - input'!$F17=\"\"),\"\",Q32/'Lives scenario - input'!$F17),\"\")","v":1262.8275821802176},{"$f":"IFERROR(IF(OR(R32=\"\",'Lives scenario - input'!$F17=\"\"),\"\",R32/'Lives scenario - input'!$F17),\"\")","v":1375.7832384851383},{"$f":"IFERROR(IF(OR(S32=\"\",'Lives scenario - input'!$F17=\"\"),\"\",S32/'Lives scenario - input'!$F17),\"\")","v":1496.0934326467536},{"$f":"IFERROR(IF(OR(T32=\"\",'Lives scenario - input'!$F17=\"\"),\"\",T32/'Lives scenario - input'!$F17),\"\")","v":1623.2483673813513},{"$f":"IFERROR(IF(OR(U32=\"\",'Lives scenario - input'!$F17=\"\"),\"\",U32/'Lives scenario - input'!$F17),\"\")","v":1756.6350807071472},{"$f":"IFERROR(IF(OR(V32=\"\",'Lives scenario - input'!$F17=\"\"),\"\",V32/'Lives scenario - input'!$F17),\"\")","v":1895.5383605638433},{"$f":"IFERROR(IF(OR(W32=\"\",'Lives scenario - input'!$F17=\"\"),\"\",W32/'Lives scenario - input'!$F17),\"\")","v":2039.142011457717}]
[{"$f":"IFERROR('Lives scenario - input'!A18,\"\")","v":2},{"$f":"IFERROR('Lives scenario - input'!B18,\"\")","v":"POLES"},{"$f":"IFERROR('Lives scenario - input'!C18,\"\")","v":"> 22 kv & < = 66 kv ; concrete"},{"$f":"IFERROR(repcalc('Lives scenario - input'!$CX18:$GJ18,'Lives scenario - input'!$I18,'Lives scenario - input'!$G18,'Lives scenario - input'!$H18,20,TRUE,TRUE),\"\")","v":1.0772091229438321},1.3300930115037246,1.6621988189661998,2.1008797296431312,2.6804576925898655,3.4427689374516039,4.4373155567120532,5.720873628194262,7.3564173646733959,9.411248503673102,11.954273084980972,15.052443373150517,18.766476557966811,23.146065418203204,28.224897056547388,34.015879406223526,40.507026470832415,47.658459450255627,55.40093412785324,63.636204128215226,{"$f":"IFERROR(IF(OR(D33=\"\",'Lives scenario - input'!$F18=\"\"),\"\",D33/'Lives scenario - input'!$F18),\"\")","v":0.1400987309781242},{"$f":"IFERROR(IF(OR(E33=\"\",'Lives scenario - input'!$F18=\"\"),\"\",E33/'Lives scenario - input'!$F18),\"\")","v":0.17298808469547258},{"$f":"IFERROR(IF(OR(F33=\"\",'Lives scenario - input'!$F18=\"\"),\"\",F33/'Lives scenario - input'!$F18),\"\")","v":0.21618081411537007},{"$f":"IFERROR(IF(OR(G33=\"\",'Lives scenario - input'!$F18=\"\"),\"\",G33/'Lives scenario - input'!$F18),\"\")","v":0.27323439598832133},{"$f":"IFERROR(IF(OR(H33=\"\",'Lives scenario - input'!$F18=\"\"),\"\",H33/'Lives scenario - input'!$F18),\"\")","v":0.34861264463313679},{"$f":"IFERROR(IF(OR(I33=\"\",'Lives scenario - input'!$F18=\"\"),\"\",I33/'Lives scenario - input'!$F18),\"\")","v":0.44775666016432752},{"$f":"IFERROR(IF(OR(J33=\"\",'Lives scenario - input'!$F18=\"\"),\"\",J33/'Lives scenario - input'!$F18),\"\")","v":0.5771045428448921},{"$f":"IFERROR(IF(OR(K33=\"\",'Lives scenario - input'!$F18=\"\"),\"\",K33/'Lives scenario - input'!$F18),\"\")","v":0.74404042662199443},{"$f":"IFERROR(IF(OR(L33=\"\",'Lives scenario - input'!$F18=\"\"),\"\",L33/'Lives scenario - input'!$F18),\"\")","v":0.95675455710925905},{"$f":"IFERROR(IF(OR(M33=\"\",'Lives scenario - input'!$F18=\"\"),\"\",M33/'Lives scenario - input'!$F18),\"\")","v":1.2240000053853251},{"$f":"IFERROR(IF(OR(N33=\"\",'Lives scenario - input'!$F18=\"\"),\"\",N33/'Lives scenario - input'!$F18),\"\")","v":1.5547384934829469},{"$f":"IFERROR(IF(OR(O33=\"\",'Lives scenario - input'!$F18=\"\"),\"\",O33/'Lives scenario - input'!$F18),\"\")","v":1.9576776410279448},{"$f":"IFERROR(IF(OR(P33=\"\",'Lives scenario - input'!$F18=\"\"),\"\",P33/'Lives scenario - input'!$F18),\"\")","v":2.4407141516930473},{"$f":"IFERROR(IF(OR(Q33=\"\",'Lives scenario - input'!$F18=\"\"),\"\",Q33/'Lives scenario - input'!$F18),\"\")","v":3.0103109258535286},{"$f":"IFERROR(IF(OR(R33=\"\",'Lives scenario - input'!$F18=\"\"),\"\",R33/'Lives scenario - input'!$F18),\"\")","v":3.670849211529251},{"$f":"IFERROR(IF(OR(S33=\"\",'Lives scenario - input'!$F18=\"\"),\"\",S33/'Lives scenario - input'!$F18),\"\")","v":4.4240077775179705},{"$f":"IFERROR(IF(OR(T33=\"\",'Lives scenario - input'!$F18=\"\"),\"\",T33/'Lives scenario - input'!$F18),\"\")","v":5.2682277594828832},{"$f":"IFERROR(IF(OR(U33=\"\",'Lives scenario - input'!$F18=\"\"),\"\",U33/'Lives scenario - input'!$F18),\"\")","v":6.1983226349832456},{"$f":"IFERROR(IF(OR(V33=\"\",'Lives scenario - input'!$F18=\"\"),\"\",V33/'Lives scenario - input'!$F18),\"\")","v":7.205286699674188},{"$f":"IFERROR(IF(OR(W33=\"\",'Lives scenario - input'!$F18=\"\"),\"\",W33/'Lives scenario - input'!$F18),\"\")","v":8.2763423115686763}]
[{"$f":"IFERROR('Lives scenario - input'!A19,\"\")","v":2},{"$f":"IFERROR('Lives scenario - input'!B19,\"\")","v":"POLES"},{"$f":"IFERROR('Lives scenario - input'!C19,\"\")","v":"> 22 kv & < = 66 kv ; steel"},{"$f":"IFERROR(repcalc('Lives scenario - input'!$CX19:$GJ19,'Lives scenario - input'!$I19,'Lives scenario - input'!$G19,'Lives scenario - input'!$H19,20,TRUE,TRUE),\"\")","v":2.1878176429036996E-4},3.585827857331852E-4,5.7876430406299587E-4,9.1994246015719228E-4,1.4400582406358063E-3,2.2201131239801592E-3,3.3710291943110093E-3,5.0415107811501323E-3,7.4265993926441211E-3,1.07763799163949E-2,1.540402764304254E-2,2.1692109199628065E-2,3.0095805818823585E-2,4.1141565611116739E-2,5.5419669643484173E-2,7.3569368784859396E-2,9.6255654205267785E-2,0.12413737689132279,0.15782730523168009,0.19784573455644941,{"$f":"IFERROR(IF(OR(D34=\"\",'Lives scenario - input'!$F19=\"\"),\"\",D34/'Lives scenario - input'!$F19),\"\")","v":2.8454129180109188E-5},{"$f":"IFERROR(IF(OR(E34=\"\",'Lives scenario - input'!$F19=\"\"),\"\",E34/'Lives scenario - input'!$F19),\"\")","v":4.6636249324115056E-5},{"$f":"IFERROR(IF(OR(F34=\"\",'Lives scenario - input'!$F19=\"\"),\"\",F34/'Lives scenario - input'!$F19),\"\")","v":7.5272426502547208E-5},{"$f":"IFERROR(IF(OR(G34=\"\",'Lives scenario - input'!$F19=\"\"),\"\",G34/'Lives scenario - input'!$F19),\"\")","v":1.1964507958185612E-4},{"$f":"IFERROR(IF(OR(H34=\"\",'Lives scenario - input'!$F19=\"\"),\"\",H34/'Lives scenario - input'!$F19),\"\")","v":1.8728984720842024E-4},{"$f":"IFERROR(IF(OR(I34=\"\",'Lives scenario - input'!$F19=\"\"),\"\",I34/'Lives scenario - input'!$F19),\"\")","v":2.8874154950293455E-4},{"$f":"IFERROR(IF(OR(J34=\"\",'Lives scenario - input'!$F19=\"\"),\"\",J34/'Lives scenario - input'!$F19),\"\")","v":4.3842639479558729E-4},{"$f":"IFERROR(IF(OR(K34=\"\",'Lives scenario - input'!$F19=\"\"),\"\",K34/'Lives scenario - input'!$F19),\"\")","v":6.5568444196001635E-4},{"$f":"IFERROR(IF(OR(L34=\"\",'Lives scenario - input'!$F19=\"\"),\"\",L34/'Lives scenario - input'!$F19),\"\")","v":9.6588223050780907E-4},{"$f":"IFERROR(IF(OR(M34=\"\",'Lives scenario - input'!$F19=\"\"),\"\",M34/'Lives scenario - input'!$F19),\"\")","v":1.4015450841143606E-3},{"$f":"IFERROR(IF(OR(N34=\"\",'Lives scenario - input'!$F19=\"\"),\"\",N34/'Lives scenario - input'!$F19),\"\")","v":2.0034036834412627E-3},{"$f":"IFERROR(IF(OR(O34=\"\",'Lives scenario - input'!$F19=\"\"),\"\",O34/'Lives scenario - input'!$F19),\"\")","v":2.8212135474694148E-3},{"$f":"IFERROR(IF(OR(P34=\"\",'Lives scenario - input'!$F19=\"\"),\"\",P34/'Lives scenario - input'!$F19),\"\")","v":3.9141742426563918E-3},{"$f":"IFERROR(IF(OR(Q34=\"\",'Lives scenario - input'!$F19=\"\"),\"\",Q34/'Lives scenario - input'!$F19),\"\")","v":5.3507541013196845E-3},{"$f":"IFERROR(IF(OR(R34=\"\",'Lives scenario - input'!$F19=\"\"),\"\",R34/'Lives scenario - input'!$F19),\"\")","v":7.2077233871364532E-3},{"$f":"IFERROR(IF(OR(S34=\"\",'Lives scenario - input'!$F19=\"\"),\"\",S34/'Lives scenario - input'!$F19),\"\")","v":9.5682212358666145E-3},{"$f":"IFERROR(IF(OR(T34=\"\",'Lives scenario - input'!$F19=\"\"),\"\",T34/'Lives scenario - input'!$F19),\"\")","v":1.2518734493051924E-2},{"$f":"IFERROR(IF(OR(U34=\"\",'Lives scenario - input'!$F19=\"\"),\"\",U34/'Lives scenario - input'!$F19),\"\")","v":1.6144951429578887E-2},{"$f":"IFERROR(IF(OR(V34=\"\",'Lives scenario - input'!$F19=\"\"),\"\",V34/'Lives scenario - input'!$F19),\"\")","v":2.0526566945727936E-2},{"$f":"IFERROR(IF(OR(W34=\"\",'Lives scenario - input'!$F19=\"\"),\"\",W34/'Lives scenario - input'!$F19),\"\")","v":2.5731249160836012E-2}]
[{"$f":"IFERROR('Lives scenario - input'!A20,\"\")","v":2},{"$f":"IFERROR('Lives scenario - input'!B20,\"\")","v":"POLES"},{"$f":"IFERROR('Lives scenario - input'!C20,\"\")","v":"> 22 kv & < = 66 kv ; wood"},{"$f":"IFERROR(repcalc('Lives scenario - input'!$CX20:$GJ20,'Lives scenario - input'!$I20,'Lives scenario - input'!$G20,'Lives scenario - input'!$H20,20,TRUE,TRUE),\"\")","v":1405.6763843423003},1353.4395928980821,1332.0265171240012,1338.0133366761563,1368.1894516921304,1419.5225192599319,1489.1137036694972,1574.1497215654472,1671.8580578902347,1779.471131111339,1894.2042080462879,2013.2505607984619,2133.7957971273668,2253.0515726448798,2368.3071125358379,2476.9952496967503,2576.7681578430679,2665.5767659425114,2741.7471269595521,2804.0469002484479,{"$f":"IFERROR(IF(OR(D35=\"\",'Lives scenario - input'!$F20=\"\"),\"\",D35/'Lives scenario - input'!$F20),\"\")","v":182.81824152592398},{"$f":"IFERROR(IF(OR(E35=\"\",'Lives scenario - input'!$F20=\"\"),\"\",E35/'Lives scenario - input'!$F20),\"\")","v":176.02447415445559},{"$f":"IFERROR(IF(OR(F35=\"\",'Lives scenario - input'!$F20=\"\"),\"\",F35/'Lives scenario - input'!$F20),\"\")","v":173.23955089453295},{"$f":"IFERROR(IF(OR(G35=\"\",'Lives scenario - input'!$F20=\"\"),\"\",G35/'Lives scenario - input'!$F20),\"\")","v":174.01817948575746},{"$f":"IFERROR(IF(OR(H35=\"\",'Lives scenario - input'!$F20=\"\"),\"\",H35/'Lives scenario - input'!$F20),\"\")","v":177.94279851240893},{"$f":"IFERROR(IF(OR(I35=\"\",'Lives scenario - input'!$F20=\"\"),\"\",I35/'Lives scenario - input'!$F20),\"\")","v":184.61903014681022},{"$f":"IFERROR(IF(OR(J35=\"\",'Lives scenario - input'!$F20=\"\"),\"\",J35/'Lives scenario - input'!$F20),\"\")","v":193.66986012530185},{"$f":"IFERROR(IF(OR(K35=\"\",'Lives scenario - input'!$F20=\"\"),\"\",K35/'Lives scenario - input'!$F20),\"\")","v":204.72940087826004},{"$f":"IFERROR(IF(OR(L35=\"\",'Lives scenario - input'!$F20=\"\"),\"\",L35/'Lives scenario - input'!$F20),\"\")","v":217.43706704402481},{"$f":"IFERROR(IF(OR(M35=\"\",'Lives scenario - input'!$F20=\"\"),\"\",M35/'Lives scenario - input'!$F20),\"\")","v":231.43291490106046},{"$f":"IFERROR(IF(OR(N35=\"\",'Lives scenario - input'!$F20=\"\"),\"\",N35/'Lives scenario - input'!$F20),\"\")","v":246.35477003339946},{"$f":"IFERROR(IF(OR(O35=\"\",'Lives scenario - input'!$F20=\"\"),\"\",O35/'Lives scenario - input'!$F20),\"\")","v":261.83759745559479},{"$f":"IFERROR(IF(OR(P35=\"\",'Lives scenario - input'!$F20=\"\"),\"\",P35/'Lives scenario - input'!$F20),\"\")","v":277.51536537960283},{"$f":"IFERROR(IF(OR(Q35=\"\",'Lives scenario - input'!$F20=\"\"),\"\",Q35/'Lives scenario - input'!$F20),\"\")","v":293.02542972639981},{"$f":"IFERROR(IF(OR(R35=\"\",'Lives scenario - input'!$F20=\"\"),\"\",R35/'Lives scenario - input'!$F20),\"\")","v":308.0152348932873},{"$f":"IFERROR(IF(OR(S35=\"\",'Lives scenario - input'!$F20=\"\"),\"\",S35/'Lives scenario - input'!$F20),\"\")","v":322.15090248493107},{"$f":"IFERROR(IF(OR(T35=\"\",'Lives scenario - input'!$F20=\"\"),\"\",T35/'Lives scenario - input'!$F20),\"\")","v":335.1270809442226},{"$f":"IFERROR(IF(OR(U35=\"\",'Lives scenario - input'!$F20=\"\"),\"\",U35/'Lives scenario - input'!$F20),\"\")","v":346.67727396585593},{"$f":"IFERROR(IF(OR(V35=\"\",'Lives scenario - input'!$F20=\"\"),\"\",V35/'Lives scenario - input'!$F20),\"\")","v":356.58377279634288},{"$f":"IFERROR(IF(OR(W35=\"\",'Lives scenario - input'!$F20=\"\"),\"\",W35/'Lives scenario - input'!$F20),\"\")","v":364.68630274349619}]
[{"$f":"IFERROR('Lives scenario - input'!A21,\"\")","v":2},{"$f":"IFERROR('Lives scenario - input'!B21,\"\")","v":"POLES"},{"$f":"IFERROR('Lives scenario - input'!C21,\"\")","v":"> 66 kv & < = 132 kv ; concrete"},{"$f":"IFERROR(repcalc('Lives scenario - input'!$CX21:$GJ21,'Lives scenario - input'!$I21,'Lives scenario - input'!$G21,'Lives scenario - input'!$H21,20,TRUE,TRUE),\"\")","v":26.781047764022176},36.558538414729938,49.016614105992907,64.555495260477983,83.523218080221483,106.17489294045805,132.6304307513166,162.83555005212415,196.53169611637259,233.24063526731527,272.26874373976113,312.73432544148113,353.61876409833161,393.83921235503954,432.33726034745973,468.17511293354642,500.6287441795148,529.26670502736749,554.00397806029639,575.12251937467215,{"$f":"IFERROR(IF(OR(D36=\"\",'Lives scenario - input'!$F21=\"\"),\"\",D36/'Lives scenario - input'!$F21),\"\")","v":1.1541864314816968},{"$f":"IFERROR(IF(OR(E36=\"\",'Lives scenario - input'!$F21=\"\"),\"\",E36/'Lives scenario - input'!$F21),\"\")","v":1.5755682662188144},{"$f":"IFERROR(IF(OR(F36=\"\",'Lives scenario - input'!$F21=\"\"),\"\",F36/'Lives scenario - input'!$F21),\"\")","v":2.11247563638319},{"$f":"IFERROR(IF(OR(G36=\"\",'Lives scenario - input'!$F21=\"\"),\"\",G36/'Lives scenario - input'!$F21),\"\")","v":2.7821568955685381},{"$f":"IFERROR(IF(OR(H36=\"\",'Lives scenario - input'!$F21=\"\"),\"\",H36/'Lives scenario - input'!$F21),\"\")","v":3.5996114069661069},{"$f":"IFERROR(IF(OR(I36=\"\",'Lives scenario - input'!$F21=\"\"),\"\",I36/'Lives scenario - input'!$F21),\"\")","v":4.5758336968625635},{"$f":"IFERROR(IF(OR(J36=\"\",'Lives scenario - input'!$F21=\"\"),\"\",J36/'Lives scenario - input'!$F21),\"\")","v":5.7159915819421876},{"$f":"IFERROR(IF(OR(K36=\"\",'Lives scenario - input'!$F21=\"\"),\"\",K36/'Lives scenario - input'!$F21),\"\")","v":7.0177456867652364},{"$f":"IFERROR(IF(OR(L36=\"\",'Lives scenario - input'!$F21=\"\"),\"\",L36/'Lives scenario - input'!$F21),\"\")","v":8.4699530433731507},{"$f":"IFERROR(IF(OR(M36=\"\",'Lives scenario - input'!$F21=\"\"),\"\",M36/'Lives scenario - input'!$F21),\"\")","v":10.052003150427737},{"$f":"IFERROR(IF(OR(N36=\"\",'Lives scenario - input'!$F21=\"\"),\"\",N36/'Lives scenario - input'!$F21),\"\")","v":11.734002810866997},{"$f":"IFERROR(IF(OR(O36=\"\",'Lives scenario - input'!$F21=\"\"),\"\",O36/'Lives scenario - input'!$F21),\"\")","v":13.477953449156914},{"$f":"IFERROR(IF(OR(P36=\"\",'Lives scenario - input'!$F21=\"\"),\"\",P36/'Lives scenario - input'!$F21),\"\")","v":15.239955622196447},{"$f":"IFERROR(IF(OR(Q36=\"\",'Lives scenario - input'!$F21=\"\"),\"\",Q36/'Lives scenario - input'!$F21),\"\")","v":16.973341711308592},{"$f":"IFERROR(IF(OR(R36=\"\",'Lives scenario - input'!$F21=\"\"),\"\",R36/'Lives scenario - input'!$F21),\"\")","v":18.63249728367105},{"$f":"IFERROR(IF(OR(S36=\"\",'Lives scenario - input'!$F21=\"\"),\"\",S36/'Lives scenario - input'!$F21),\"\")","v":20.177006055425327},{"$f":"IFERROR(IF(OR(T36=\"\",'Lives scenario - input'!$F21=\"\"),\"\",T36/'Lives scenario - input'!$F21),\"\")","v":21.575664583144611},{"$f":"IFERROR(IF(OR(U36=\"\",'Lives scenario - input'!$F21=\"\"),\"\",U36/'Lives scenario - input'!$F21),\"\")","v":22.809878648521845},{"$f":"IFERROR(IF(OR(V36=\"\",'Lives scenario - input'!$F21=\"\"),\"\",V36/'Lives scenario - input'!$F21),\"\")","v":23.875984244465734},{"$f":"IFERROR(IF(OR(W36=\"\",'Lives scenario - input'!$F21=\"\"),\"\",W36/'Lives scenario - input'!$F21),\"\")","v":24.786132870931475}]
[{"$f":"IFERROR('Lives scenario - input'!A22,\"\")","v":2},{"$f":"IFERROR('Lives scenario - input'!B22,\"\")","v":"POLES"},{"$f":"IFERROR('Lives scenario - input'!C22,\"\")","v":"> 66 kv & < = 132 kv ; steel"},{"$f":"IFERROR(repcalc('Lives scenario - input'!$CX22:$GJ22,'Lives scenario - input'!$I22,'Lives scenario - input'!$G22,'Lives scenario - input'!$H22,20,TRUE,TRUE),\"\")","v":9.6248765921398412E-4},1.5351396793222591E-3,2.4099386395547285E-3,3.7236550910603149E-3,5.6628922814567799E-3,8.4764219620811921E-3,1.2487982428340443E-2,1.8108291380054115E-2,2.5844504525310969E-2,3.6304843556145987E-2,5.0195717725501431E-2,6.8308488651200594E-2,9.1493205070406536E-2,0.12061727851224953,0.15650825831750942,0.19988160145322495,0.25125652916146357,0.31086551705625154,0.3785653680745843,0.45375977805790491,{"$f":"IFERROR(IF(OR(D37=\"\",'Lives scenario - input'!$F22=\"\"),\"\",D37/'Lives scenario - input'!$F22),\"\")","v":4.1480460604895997E-5},{"$f":"IFERROR(IF(OR(E37=\"\",'Lives scenario - input'!$F22=\"\"),\"\",E37/'Lives scenario - input'!$F22),\"\")","v":6.6160122035375027E-5},{"$f":"IFERROR(IF(OR(F37=\"\",'Lives scenario - input'!$F22=\"\"),\"\",F37/'Lives scenario - input'!$F22),\"\")","v":1.0386145094047577E-4},{"$f":"IFERROR(IF(OR(G37=\"\",'Lives scenario - input'!$F22=\"\"),\"\",G37/'Lives scenario - input'!$F22),\"\")","v":1.6047886622991793E-4},{"$f":"IFERROR(IF(OR(H37=\"\",'Lives scenario - input'!$F22=\"\"),\"\",H37/'Lives scenario - input'!$F22),\"\")","v":2.4405443326158409E-4},{"$f":"IFERROR(IF(OR(I37=\"\",'Lives scenario - input'!$F22=\"\"),\"\",I37/'Lives scenario - input'!$F22),\"\")","v":3.653095017921821E-4},{"$f":"IFERROR(IF(OR(J37=\"\",'Lives scenario - input'!$F22=\"\"),\"\",J37/'Lives scenario - input'!$F22),\"\")","v":5.3819626485023192E-4},{"$f":"IFERROR(IF(OR(K37=\"\",'Lives scenario - input'!$F22=\"\"),\"\",K37/'Lives scenario - input'!$F22),\"\")","v":7.8041547860024658E-4},{"$f":"IFERROR(IF(OR(L37=\"\",'Lives scenario - input'!$F22=\"\"),\"\",L37/'Lives scenario - input'!$F22),\"\")","v":1.1138241010702427E-3},{"$f":"IFERROR(IF(OR(M37=\"\",'Lives scenario - input'!$F22=\"\"),\"\",M37/'Lives scenario - input'!$F22),\"\")","v":1.5646347446443662E-3},{"$f":"IFERROR(IF(OR(N37=\"\",'Lives scenario - input'!$F22=\"\"),\"\",N37/'Lives scenario - input'!$F22),\"\")","v":2.1632916242765371E-3},{"$f":"IFERROR(IF(OR(O37=\"\",'Lives scenario - input'!$F22=\"\"),\"\",O37/'Lives scenario - input'!$F22),\"\")","v":2.9439001584602798E-3},{"$f":"IFERROR(IF(OR(P37=\"\",'Lives scenario - input'!$F22=\"\"),\"\",P37/'Lives scenario - input'!$F22),\"\")","v":3.9430950123952799E-3},{"$f":"IFERROR(IF(OR(Q37=\"\",'Lives scenario - input'!$F22=\"\"),\"\",Q37/'Lives scenario - input'!$F22),\"\")","v":5.1982591378709718E-3},{"$f":"IFERROR(IF(OR(R37=\"\",'Lives scenario - input'!$F22=\"\"),\"\",R37/'Lives scenario - input'!$F22),\"\")","v":6.7450575405632292E-3},{"$f":"IFERROR(IF(OR(S37=\"\",'Lives scenario - input'!$F22=\"\"),\"\",S37/'Lives scenario - input'!$F22),\"\")","v":8.6143243659820169E-3},{"$f":"IFERROR(IF(OR(T37=\"\",'Lives scenario - input'!$F22=\"\"),\"\",T37/'Lives scenario - input'!$F22),\"\")","v":1.0828436562102329E-2},{"$f":"IFERROR(IF(OR(U37=\"\",'Lives scenario - input'!$F22=\"\"),\"\",U37/'Lives scenario - input'!$F22),\"\")","v":1.339741316185087E-2},{"$f":"IFERROR(IF(OR(V37=\"\",'Lives scenario - input'!$F22=\"\"),\"\",V37/'Lives scenario - input'!$F22),\"\")","v":1.6315082782068769E-2},{"$f":"IFERROR(IF(OR(W37=\"\",'Lives scenario - input'!$F22=\"\"),\"\",W37/'Lives scenario - input'!$F22),\"\")","v":1.9555746421921299E-2}]
[{"$f":"IFERROR('Lives scenario - input'!A23,\"\")","v":2},{"$f":"IFERROR('Lives scenario - input'!B23,\"\")","v":"POLES"},{"$f":"IFERROR('Lives scenario - input'!C23,\"\")","v":"> 66 kv & < = 132 kv ; wood"},{"$f":"IFERROR(repcalc('Lives scenario - input'!$CX23:$GJ23,'Lives scenario - input'!$I23,'Lives scenario - input'!$G23,'Lives scenario - input'!$H23,20,TRUE,TRUE),\"\")","v":24.66711230484016},27.001587692438108,29.766541732180283,32.953494644995558,36.541517522246295,40.5008663113355,44.797636064709536,49.398945668061693,54.278042121058583,59.418666252005742,64.81807138829879,70.488243444331246,76.455128621932275,82.75600800385638,89.435523819437336,96.541204625562216,104.11959604976749,112.21422506723962,120.86656854671307,130.12094275295087,{"$f":"IFERROR(IF(OR(D38=\"\",'Lives scenario - input'!$F23=\"\"),\"\",D38/'Lives scenario - input'!$F23),\"\")","v":1.0630818695722986},{"$f":"IFERROR(IF(OR(E38=\"\",'Lives scenario - input'!$F23=\"\"),\"\",E38/'Lives scenario - input'!$F23),\"\")","v":1.1636910705540922},{"$f":"IFERROR(IF(OR(F38=\"\",'Lives scenario - input'!$F23=\"\"),\"\",F38/'Lives scenario - input'!$F23),\"\")","v":1.2828526681308718},{"$f":"IFERROR(IF(OR(G38=\"\",'Lives scenario - input'!$F23=\"\"),\"\",G38/'Lives scenario - input'!$F23),\"\")","v":1.4202012081190631},{"$f":"IFERROR(IF(OR(H38=\"\",'Lives scenario - input'!$F23=\"\"),\"\",H38/'Lives scenario - input'!$F23),\"\")","v":1.5748347145172743},{"$f":"IFERROR(IF(OR(I38=\"\",'Lives scenario - input'!$F23=\"\"),\"\",I38/'Lives scenario - input'!$F23),\"\")","v":1.7454713038746696},{"$f":"IFERROR(IF(OR(J38=\"\",'Lives scenario - input'!$F23=\"\"),\"\",J38/'Lives scenario - input'!$F23),\"\")","v":1.9306497700886611},{"$f":"IFERROR(IF(OR(K38=\"\",'Lives scenario - input'!$F23=\"\"),\"\",K38/'Lives scenario - input'!$F23),\"\")","v":2.1289530313363412},{"$f":"IFERROR(IF(OR(L38=\"\",'Lives scenario - input'!$F23=\"\"),\"\",L38/'Lives scenario - input'!$F23),\"\")","v":2.3392281099501333},{"$f":"IFERROR(IF(OR(M38=\"\",'Lives scenario - input'!$F23=\"\"),\"\",M38/'Lives scenario - input'!$F23),\"\")","v":2.5607742822121966},{"$f":"IFERROR(IF(OR(N38=\"\",'Lives scenario - input'!$F23=\"\"),\"\",N38/'Lives scenario - input'!$F23),\"\")","v":2.7934731744024424},{"$f":"IFERROR(IF(OR(O38=\"\",'Lives scenario - input'!$F23=\"\"),\"\",O38/'Lives scenario - input'!$F23),\"\")","v":3.0378413450918345},{"$f":"IFERROR(IF(OR(P38=\"\",'Lives scenario - input'!$F23=\"\"),\"\",P38/'Lives scenario - input'!$F23),\"\")","v":3.2949970012438787},{"$f":"IFERROR(IF(OR(Q38=\"\",'Lives scenario - input'!$F23=\"\"),\"\",Q38/'Lives scenario - input'!$F23),\"\")","v":3.5665468507157638},{"$f":"IFERROR(IF(OR(R38=\"\",'Lives scenario - input'!$F23=\"\"),\"\",R38/'Lives scenario - input'!$F23),\"\")","v":3.8544148456927116},{"$f":"IFERROR(IF(OR(S38=\"\",'Lives scenario - input'!$F23=\"\"),\"\",S38/'Lives scenario - input'!$F23),\"\")","v":4.1606493308082237},{"$f":"IFERROR(IF(OR(T38=\"\",'Lives scenario - input'!$F23=\"\"),\"\",T38/'Lives scenario - input'!$F23),\"\")","v":4.4872562892568615},{"$f":"IFERROR(IF(OR(U38=\"\",'Lives scenario - input'!$F23=\"\"),\"\",U38/'Lives scenario - input'!$F23),\"\")","v":4.8361116089652789},{"$f":"IFERROR(IF(OR(V38=\"\",'Lives scenario - input'!$F23=\"\"),\"\",V38/'Lives scenario - input'!$F23),\"\")","v":5.2090028241455606},{"$f":"IFERROR(IF(OR(W38=\"\",'Lives scenario - input'!$F23=\"\"),\"\",W38/'Lives scenario - input'!$F23),\"\")","v":5.6078398388438107}]
[{"$f":"IFERROR('Lives scenario - input'!A24,\"\")","v":2},{"$f":"IFERROR('Lives scenario - input'!B24,\"\")","v":"POLES"},{"$f":"IFERROR('Lives scenario - input'!C24,\"\")","v":"staking of a wooden pole"},{"$f":"IFERROR(repcalc('Lives scenario - input'!$CX24:$GJ24,'Lives scenario - input'!$I24,'Lives scenario - input'!$G24,'Lives scenario - input'!$H24,20,TRUE,TRUE),\"\")","v":425.2802327350513},615.206159239881,865.12844541864911,1183.4199493362798,1575.8135438486142,2044.1437279118131,2585.309816996843,3190.6490967500795,3845.8567096179409,4531.5084534930529,5224.1530491098265,5897.8625620533949,6526.0773817977642,7083.5582883625393,7548.256304035669,7902.9222391985077,8136.2977775103427,8243.7622302848995,8227.3620081485788,8095.2280406789869,{"$f":"IFERROR(IF(OR(D39=\"\",'Lives scenario - input'!$F24=\"\"),\"\",D39/'Lives scenario - input'!$F24),\"\")","v":88.448007583225049},{"$f":"IFERROR(IF(OR(E39=\"\",'Lives scenario - input'!$F24=\"\"),\"\",E39/'Lives scenario - input'!$F24),\"\")","v":127.94800898163402},{"$f":"IFERROR(IF(OR(F39=\"\",'Lives scenario - input'!$F24=\"\"),\"\",F39/'Lives scenario - input'!$F24),\"\")","v":179.92580282592979},{"$f":"IFERROR(IF(OR(G39=\"\",'Lives scenario - input'!$F24=\"\"),\"\",G39/'Lives scenario - input'!$F24),\"\")","v":246.12274118615096},{"$f":"IFERROR(IF(OR(H39=\"\",'Lives scenario - input'!$F24=\"\"),\"\",H39/'Lives scenario - input'!$F24),\"\")","v":327.73112302847829},{"$f":"IFERROR(IF(OR(I39=\"\",'Lives scenario - input'!$F24=\"\"),\"\",I39/'Lives scenario - input'!$F24),\"\")","v":425.13247978817833},{"$f":"IFERROR(IF(OR(J39=\"\",'Lives scenario - input'!$F24=\"\"),\"\",J39/'Lives scenario - input'!$F24),\"\")","v":537.68194403989867},{"$f":"IFERROR(IF(OR(K39=\"\",'Lives scenario - input'!$F24=\"\"),\"\",K39/'Lives scenario - input'!$F24),\"\")","v":663.57788061260601},{"$f":"IFERROR(IF(OR(L39=\"\",'Lives scenario - input'!$F24=\"\"),\"\",L39/'Lives scenario - input'!$F24),\"\")","v":799.84522494418991},{"$f":"IFERROR(IF(OR(M39=\"\",'Lives scenario - input'!$F24=\"\"),\"\",M39/'Lives scenario - input'!$F24),\"\")","v":942.44421256160604},{"$f":"IFERROR(IF(OR(N39=\"\",'Lives scenario - input'!$F24=\"\"),\"\",N39/'Lives scenario - input'!$F24),\"\")","v":1086.4975442944237},{"$f":"IFERROR(IF(OR(O39=\"\",'Lives scenario - input'!$F24=\"\"),\"\",O39/'Lives scenario - input'!$F24),\"\")","v":1226.6128365724144},{"$f":"IFERROR(IF(OR(P39=\"\",'Lives scenario - input'!$F24=\"\"),\"\",P39/'Lives scenario - input'!$F24),\"\")","v":1357.2663324645237},{"$f":"IFERROR(IF(OR(Q39=\"\",'Lives scenario - input'!$F24=\"\"),\"\",Q39/'Lives scenario - input'!$F24),\"\")","v":1473.2088843537463},{"$f":"IFERROR(IF(OR(R39=\"\",'Lives scenario - input'!$F24=\"\"),\"\",R39/'Lives scenario - input'!$F24),\"\")","v":1569.854837893216},{"$f":"IFERROR(IF(OR(S39=\"\",'Lives scenario - input'!$F24=\"\"),\"\",S39/'Lives scenario - input'!$F24),\"\")","v":1643.6167786282736},{"$f":"IFERROR(IF(OR(T39=\"\",'Lives scenario - input'!$F24=\"\"),\"\",T39/'Lives scenario - input'!$F24),\"\")","v":1692.1532489212723},{"$f":"IFERROR(IF(OR(U39=\"\",'Lives scenario - input'!$F24=\"\"),\"\",U39/'Lives scenario - input'!$F24),\"\")","v":1714.5032572270964},{"$f":"IFERROR(IF(OR(V39=\"\",'Lives scenario - input'!$F24=\"\"),\"\",V39/'Lives scenario - input'!$F24),\"\")","v":1711.0924074856187},{"$f":"IFERROR(IF(OR(W39=\"\",'Lives scenario - input'!$F24=\"\"),\"\",W39/'Lives scenario - input'!$F24),\"\")","v":1683.611736489953}]
[{"$f":"IFERROR('Lives scenario - input'!A25,\"\")","v":3},{"$f":"IFERROR('Lives scenario - input'!B25,\"\")","v":"SERVICE LINES"},{"$f":"IFERROR('Lives scenario - input'!C25,\"\")","v":"˂ = 11 kv ; commercial and industrial ; simple type"},{"$f":"IFERROR(repcalc('Lives scenario - input'!$CX25:$GJ25,'Lives scenario - input'!$I25,'Lives scenario - input'!$G25,'Lives scenario - input'!$H25,20,TRUE,TRUE),\"\")","v":88.755292171141036},93.053458397973259,97.638425593594491,102.64227812557348,108.17497795874488,114.31217467925651,121.08619503176638,128.48133629987973,136.43416729307,144.83903903240031,153.55848070935954,162.43766242473606,171.32169550515542,180.07425215038907,188.59584057731269,196.84007405962035,204.82641141177146,212.64810093550113,220.47440302062429,228.54657193218901,{"$f":"IFERROR(IF(OR(D40=\"\",'Lives scenario - input'!$F25=\"\"),\"\",D40/'Lives scenario - input'!$F25),\"\")","v":183.9064100664209},{"$f":"IFERROR(IF(OR(E40=\"\",'Lives scenario - input'!$F25=\"\"),\"\",E40/'Lives scenario - input'!$F25),\"\")","v":192.81247415915416},{"$f":"IFERROR(IF(OR(F40=\"\",'Lives scenario - input'!$F25=\"\"),\"\",F40/'Lives scenario - input'!$F25),\"\")","v":202.31280745300563},{"$f":"IFERROR(IF(OR(G40=\"\",'Lives scenario - input'!$F25=\"\"),\"\",G40/'Lives scenario - input'!$F25),\"\")","v":212.68109686028501},{"$f":"IFERROR(IF(OR(H40=\"\",'Lives scenario - input'!$F25=\"\"),\"\",H40/'Lives scenario - input'!$F25),\"\")","v":224.14519031773946},{"$f":"IFERROR(IF(OR(I40=\"\",'Lives scenario - input'!$F25=\"\"),\"\",I40/'Lives scenario - input'!$F25),\"\")","v":236.86183840858644},{"$f":"IFERROR(IF(OR(J40=\"\",'Lives scenario - input'!$F25=\"\"),\"\",J40/'Lives scenario - input'!$F25),\"\")","v":250.89802413083942},{"$f":"IFERROR(IF(OR(K40=\"\",'Lives scenario - input'!$F25=\"\"),\"\",K40/'Lives scenario - input'!$F25),\"\")","v":266.2212104928463},{"$f":"IFERROR(IF(OR(L40=\"\",'Lives scenario - input'!$F25=\"\"),\"\",L40/'Lives scenario - input'!$F25),\"\")","v":282.69996417665368},{"$f":"IFERROR(IF(OR(M40=\"\",'Lives scenario - input'!$F25=\"\"),\"\",M40/'Lives scenario - input'!$F25),\"\")","v":300.1153740168744},{"$f":"IFERROR(IF(OR(N40=\"\",'Lives scenario - input'!$F25=\"\"),\"\",N40/'Lives scenario - input'!$F25),\"\")","v":318.18259206513528},{"$f":"IFERROR(IF(OR(O40=\"\",'Lives scenario - input'!$F25=\"\"),\"\",O40/'Lives scenario - input'!$F25),\"\")","v":336.58080127223934},{"$f":"IFERROR(IF(OR(P40=\"\",'Lives scenario - input'!$F25=\"\"),\"\",P40/'Lives scenario - input'!$F25),\"\")","v":354.98906280531889},{"$f":"IFERROR(IF(OR(Q40=\"\",'Lives scenario - input'!$F25=\"\"),\"\",Q40/'Lives scenario - input'!$F25),\"\")","v":373.12489709928002},{"$f":"IFERROR(IF(OR(R40=\"\",'Lives scenario - input'!$F25=\"\"),\"\",R40/'Lives scenario - input'!$F25),\"\")","v":390.78215107617189},{"$f":"IFERROR(IF(OR(S40=\"\",'Lives scenario - input'!$F25=\"\"),\"\",S40/'Lives scenario - input'!$F25),\"\")","v":407.86470859349788},{"$f":"IFERROR(IF(OR(T40=\"\",'Lives scenario - input'!$F25=\"\"),\"\",T40/'Lives scenario - input'!$F25),\"\")","v":424.41288950851759},{"$f":"IFERROR(IF(OR(U40=\"\",'Lives scenario - input'!$F25=\"\"),\"\",U40/'Lives scenario - input'!$F25),\"\")","v":440.61991002273743},{"$f":"IFERROR(IF(OR(V40=\"\",'Lives scenario - input'!$F25=\"\"),\"\",V40/'Lives scenario - input'!$F25),\"\")","v":456.83648804712186},{"$f":"IFERROR(IF(OR(W40=\"\",'Lives scenario - input'!$F25=\"\"),\"\",W40/'Lives scenario - input'!$F25),\"\")","v":473.56251721857819}]
[{"$f":"IFERROR('Lives scenario - input'!A26,\"\")","v":3},{"$f":"IFERROR('Lives scenario - input'!B26,\"\")","v":"SERVICE LINES"},{"$f":"IFERROR('Lives scenario - input'!C26,\"\")","v":"˂ = 11 kv ; residential ; simple type"},{"$f":"IFERROR(repcalc('Lives scenario - input'!$CX26:$GJ26,'Lives scenario - input'!$I26,'Lives scenario - input'!$G26,'Lives scenario - input'!$H26,20,TRUE,TRUE),\"\")","v":766.71221355412945},819.11249522702212,873.87673667611932,932.14728628152386,995.07114447603487,1063.6770761851901,1138.7551049305998,1220.7521073671107,1309.6964160515979,1405.1620214400698,1506.2793603606115,1611.7951660460242,1720.1789232529618,1829.7686554561981,1938.9445785887863,2046.3160064235417,2150.905068999205,2252.3104325219351,2350.8352615280187,2447.5659963863022,{"$f":"IFERROR(IF(OR(D41=\"\",'Lives scenario - input'!$F26=\"\"),\"\",D41/'Lives scenario - input'!$F26),\"\")","v":1591.6453488356979},{"$f":"IFERROR(IF(OR(E41=\"\",'Lives scenario - input'!$F26=\"\"),\"\",E41/'Lives scenario - input'!$F26),\"\")","v":1700.4249706128483},{"$f":"IFERROR(IF(OR(F41=\"\",'Lives scenario - input'!$F26=\"\"),\"\",F41/'Lives scenario - input'!$F26),\"\")","v":1814.112021169813},{"$f":"IFERROR(IF(OR(G41=\"\",'Lives scenario - input'!$F26=\"\"),\"\",G41/'Lives scenario - input'!$F26),\"\")","v":1935.0779424293864},{"$f":"IFERROR(IF(OR(H41=\"\",'Lives scenario - input'!$F26=\"\"),\"\",H41/'Lives scenario - input'!$F26),\"\")","v":2065.703833677198},{"$f":"IFERROR(IF(OR(I41=\"\",'Lives scenario - input'!$F26=\"\"),\"\",I41/'Lives scenario - input'!$F26),\"\")","v":2208.1253448739894},{"$f":"IFERROR(IF(OR(J41=\"\",'Lives scenario - input'!$F26=\"\"),\"\",J41/'Lives scenario - input'!$F26),\"\")","v":2363.9825141480351},{"$f":"IFERROR(IF(OR(K41=\"\",'Lives scenario - input'!$F26=\"\"),\"\",K41/'Lives scenario - input'!$F26),\"\")","v":2534.2030287548864},{"$f":"IFERROR(IF(OR(L41=\"\",'Lives scenario - input'!$F26=\"\"),\"\",L41/'Lives scenario - input'!$F26),\"\")","v":2718.8457052642725},{"$f":"IFERROR(IF(OR(M41=\"\",'Lives scenario - input'!$F26=\"\"),\"\",M41/'Lives scenario - input'!$F26),\"\")","v":2917.0261752035558},{"$f":"IFERROR(IF(OR(N41=\"\",'Lives scenario - input'!$F26=\"\"),\"\",N41/'Lives scenario - input'!$F26),\"\")","v":3126.9392812351721},{"$f":"IFERROR(IF(OR(O41=\"\",'Lives scenario - input'!$F26=\"\"),\"\",O41/'Lives scenario - input'!$F26),\"\")","v":3345.9833219833004},{"$f":"IFERROR(IF(OR(P41=\"\",'Lives scenario - input'!$F26=\"\"),\"\",P41/'Lives scenario - input'!$F26),\"\")","v":3570.9810460290523},{"$f":"IFERROR(IF(OR(Q41=\"\",'Lives scenario - input'!$F26=\"\"),\"\",Q41/'Lives scenario - input'!$F26),\"\")","v":3798.4822967693553},{"$f":"IFERROR(IF(OR(R41=\"\",'Lives scenario - input'!$F26=\"\"),\"\",R41/'Lives scenario - input'!$F26),\"\")","v":4025.1245064366722},{"$f":"IFERROR(IF(OR(S41=\"\",'Lives scenario - input'!$F26=\"\"),\"\",S41/'Lives scenario - input'!$F26),\"\")","v":4248.0206996756378},{"$f":"IFERROR(IF(OR(T41=\"\",'Lives scenario - input'!$F26=\"\"),\"\",T41/'Lives scenario - input'!$F26),\"\")","v":4465.1408812049849},{"$f":"IFERROR(IF(OR(U41=\"\",'Lives scenario - input'!$F26=\"\"),\"\",U41/'Lives scenario - input'!$F26),\"\")","v":4675.6519078257334},{"$f":"IFERROR(IF(OR(V41=\"\",'Lives scenario - input'!$F26=\"\"),\"\",V41/'Lives scenario - input'!$F26),\"\")","v":4880.1831296585451},{"$f":"IFERROR(IF(OR(W41=\"\",'Lives scenario - input'!$F26=\"\"),\"\",W41/'Lives scenario - input'!$F26),\"\")","v":5080.9899271829418}]
[{"$f":"IFERROR('Lives scenario - input'!A27,\"\")","v":4},{"$f":"IFERROR('Lives scenario - input'!B27,\"\")","v":"SWITCHGEAR"},{"$f":"IFERROR('Lives scenario - input'!C27,\"\")","v":"˂ = 11 kv ; circuit breaker"},{"$f":"IFERROR(repcalc('Lives scenario - input'!$CX27:$GJ27,'Lives scenario - input'!$I27,'Lives scenario - input'!$G27,'Lives scenario - input'!$H27,20,TRUE,TRUE),\"\")","v":1378.181237074192},1586.303739820177,1810.7498675336342,2051.1016874582656,2306.8719128690568,2577.4901590700642,2862.2564384334969,3160.2608208958186,3470.2744618190654,3790.6243564554775,4119.0712891939465,4452.7163236999941,4787.9645338114296,5120.5743145648312,5445.8157078232989,5758.7515054261139,6054.6410147628076,6329.4496696980596,6580.430217394548,6806.7254747091238,{"$f":"IFERROR(IF(OR(D42=\"\",'Lives scenario - input'!$F27=\"\"),\"\",D42/'Lives scenario - input'!$F27),\"\")","v":10.653393830729629},{"$f":"IFERROR(IF(OR(E42=\"\",'Lives scenario - input'!$F27=\"\"),\"\",E42/'Lives scenario - input'!$F27),\"\")","v":12.262188760703506},{"$f":"IFERROR(IF(OR(F42=\"\",'Lives scenario - input'!$F27=\"\"),\"\",F42/'Lives scenario - input'!$F27),\"\")","v":13.997165937863389},{"$f":"IFERROR(IF(OR(G42=\"\",'Lives scenario - input'!$F27=\"\"),\"\",G42/'Lives scenario - input'!$F27),\"\")","v":15.855094725970858},{"$f":"IFERROR(IF(OR(H42=\"\",'Lives scenario - input'!$F27=\"\"),\"\",H42/'Lives scenario - input'!$F27),\"\")","v":17.832208379948838},{"$f":"IFERROR(IF(OR(I42=\"\",'Lives scenario - input'!$F27=\"\"),\"\",I42/'Lives scenario - input'!$F27),\"\")","v":19.924097804217269},{"$f":"IFERROR(IF(OR(J42=\"\",'Lives scenario - input'!$F27=\"\"),\"\",J42/'Lives scenario - input'!$F27),\"\")","v":22.125352067561234},{"$f":"IFERROR(IF(OR(K42=\"\",'Lives scenario - input'!$F27=\"\"),\"\",K42/'Lives scenario - input'!$F27),\"\")","v":24.428937375683944},{"$f":"IFERROR(IF(OR(L42=\"\",'Lives scenario - input'!$F27=\"\"),\"\",L42/'Lives scenario - input'!$F27),\"\")","v":26.825354712394464},{"$f":"IFERROR(IF(OR(M42=\"\",'Lives scenario - input'!$F27=\"\"),\"\",M42/'Lives scenario - input'!$F27),\"\")","v":29.3016716868148},{"$f":"IFERROR(IF(OR(N42=\"\",'Lives scenario - input'!$F27=\"\"),\"\",N42/'Lives scenario - input'!$F27),\"\")","v":31.840579076372961},{"$f":"IFERROR(IF(OR(O42=\"\",'Lives scenario - input'!$F27=\"\"),\"\",O42/'Lives scenario - input'!$F27),\"\")","v":34.419667991997891},{"$f":"IFERROR(IF(OR(P42=\"\",'Lives scenario - input'!$F27=\"\"),\"\",P42/'Lives scenario - input'!$F27),\"\")","v":37.011149516551583},{"$f":"IFERROR(IF(OR(Q42=\"\",'Lives scenario - input'!$F27=\"\"),\"\",Q42/'Lives scenario - input'!$F27),\"\")","v":39.582235880955388},{"$f":"IFERROR(IF(OR(R42=\"\",'Lives scenario - input'!$F27=\"\"),\"\",R42/'Lives scenario - input'!$F27),\"\")","v":42.096364327366054},{"$f":"IFERROR(IF(OR(S42=\"\",'Lives scenario - input'!$F27=\"\"),\"\",S42/'Lives scenario - input'!$F27),\"\")","v":44.515370047305929},{"$f":"IFERROR(IF(OR(T42=\"\",'Lives scenario - input'!$F27=\"\"),\"\",T42/'Lives scenario - input'!$F27),\"\")","v":46.802607305039288},{"$f":"IFERROR(IF(OR(U42=\"\",'Lives scenario - input'!$F27=\"\"),\"\",U42/'Lives scenario - input'!$F27),\"\")","v":48.9268887495709},{"$f":"IFERROR(IF(OR(V42=\"\",'Lives scenario - input'!$F27=\"\"),\"\",V42/'Lives scenario - input'!$F27),\"\")","v":50.866978011081407},{"$f":"IFERROR(IF(OR(W42=\"\",'Lives scenario - input'!$F27=\"\"),\"\",W42/'Lives scenario - input'!$F27),\"\")","v":52.616249030992044}]
[{"$f":"IFERROR('Lives scenario - input'!A28,\"\")","v":4},{"$f":"IFERROR('Lives scenario - input'!B28,\"\")","v":"SWITCHGEAR"},{"$f":"IFERROR('Lives scenario - input'!C28,\"\")","v":"˂ = 11 kv ; switch"},{"$f":"IFERROR(repcalc('Lives scenario - input'!$CX28:$GJ28,'Lives scenario - input'!$I28,'Lives scenario - input'!$G28,'Lives scenario - input'!$H28,20,TRUE,TRUE),\"\")","v":142.00275709213156},171.88848594240034,206.72279941483362,247.17491894330399,294.06705199119597,348.4334138770559,411.58962955881901,485.20900686034059,571.40008855943813,672.77778173865363,792.51848310140156,934.38827317282141,1102.7327704265206,1302.4179371160985,1538.7132724225394,1817.1125642156753,2143.0926815392627,2521.8175481326334,2957.8019769646639,3454.5577639673784,{"$f":"IFERROR(IF(OR(D43=\"\",'Lives scenario - input'!$F28=\"\"),\"\",D43/'Lives scenario - input'!$F28),\"\")","v":23.953844976467956},{"$f":"IFERROR(IF(OR(E43=\"\",'Lives scenario - input'!$F28=\"\"),\"\",E43/'Lives scenario - input'!$F28),\"\")","v":28.995142276235395},{"$f":"IFERROR(IF(OR(F43=\"\",'Lives scenario - input'!$F28=\"\"),\"\",F43/'Lives scenario - input'!$F28),\"\")","v":34.871195402717902},{"$f":"IFERROR(IF(OR(G43=\"\",'Lives scenario - input'!$F28=\"\"),\"\",G43/'Lives scenario - input'!$F28),\"\")","v":41.694892491400864},{"$f":"IFERROR(IF(OR(H43=\"\",'Lives scenario - input'!$F28=\"\"),\"\",H43/'Lives scenario - input'!$F28),\"\")","v":49.604928244554237},{"$f":"IFERROR(IF(OR(I43=\"\",'Lives scenario - input'!$F28=\"\"),\"\",I43/'Lives scenario - input'!$F28),\"\")","v":58.775760073569515},{"$f":"IFERROR(IF(OR(J43=\"\",'Lives scenario - input'!$F28=\"\"),\"\",J43/'Lives scenario - input'!$F28),\"\")","v":69.429315192642306},{"$f":"IFERROR(IF(OR(K43=\"\",'Lives scenario - input'!$F28=\"\"),\"\",K43/'Lives scenario - input'!$F28),\"\")","v":81.847856827017836},{"$f":"IFERROR(IF(OR(L43=\"\",'Lives scenario - input'!$F28=\"\"),\"\",L43/'Lives scenario - input'!$F28),\"\")","v":96.387066146980175},{"$f":"IFERROR(IF(OR(M43=\"\",'Lives scenario - input'!$F28=\"\"),\"\",M43/'Lives scenario - input'!$F28),\"\")","v":113.48804077743274},{"$f":"IFERROR(IF(OR(N43=\"\",'Lives scenario - input'!$F28=\"\"),\"\",N43/'Lives scenario - input'!$F28),\"\")","v":133.68659365451447},{"$f":"IFERROR(IF(OR(O43=\"\",'Lives scenario - input'!$F28=\"\"),\"\",O43/'Lives scenario - input'!$F28),\"\")","v":157.61800898619006},{"$f":"IFERROR(IF(OR(P43=\"\",'Lives scenario - input'!$F28=\"\"),\"\",P43/'Lives scenario - input'!$F28),\"\")","v":186.01533078776788},{"$f":"IFERROR(IF(OR(Q43=\"\",'Lives scenario - input'!$F28=\"\"),\"\",Q43/'Lives scenario - input'!$F28),\"\")","v":219.69937766777986},{"$f":"IFERROR(IF(OR(R43=\"\",'Lives scenario - input'!$F28=\"\"),\"\",R43/'Lives scenario - input'!$F28),\"\")","v":259.55903917365237},{"$f":"IFERROR(IF(OR(S43=\"\",'Lives scenario - input'!$F28=\"\"),\"\",S43/'Lives scenario - input'!$F28),\"\")","v":306.52103916386778},{"$f":"IFERROR(IF(OR(T43=\"\",'Lives scenario - input'!$F28=\"\"),\"\",T43/'Lives scenario - input'!$F28),\"\")","v":361.50924753163844},{"$f":"IFERROR(IF(OR(U43=\"\",'Lives scenario - input'!$F28=\"\"),\"\",U43/'Lives scenario - input'!$F28),\"\")","v":425.39474474931035},{"$f":"IFERROR(IF(OR(V43=\"\",'Lives scenario - input'!$F28=\"\"),\"\",V43/'Lives scenario - input'!$F28),\"\")","v":498.93911553656642},{"$f":"IFERROR(IF(OR(W43=\"\",'Lives scenario - input'!$F28=\"\"),\"\",W43/'Lives scenario - input'!$F28),\"\")","v":582.73474990799025}]
[{"$f":"IFERROR('Lives scenario - input'!A29,\"\")","v":4},{"$f":"IFERROR('Lives scenario - input'!B29,\"\")","v":"SWITCHGEAR"},{"$f":"IFERROR('Lives scenario - input'!C29,\"\")","v":"> 11 kv & < = 22 kv ; switch"},{"$f":"IFERROR(repcalc('Lives scenario - input'!$CX29:$GJ29,'Lives scenario - input'!$I29,'Lives scenario - input'!$G29,'Lives scenario - input'!$H29,20,TRUE,TRUE),\"\")","v":5.9042680771586239E-8},1.2944213669601488E-7,2.780741295481291E-7,5.8535701839864195E-7,1.2074146064022417E-6,2.440435837421815E-6,4.8334113360048143E-6,9.3802741771116411E-6,1.783827037852621E-5,3.3240335953906459E-5,6.0695086881458287E-5,1.0859683272615225E-4,1.9039532771285059E-4,3.2709276411876091E-4,5.5063159306104265E-4,9.0829488652191916E-4,1.4681424020297827E-3,2.3253325892957834E-3,3.608922634783998E-3,5.4883990016999897E-3,{"$f":"IFERROR(IF(OR(D44=\"\",'Lives scenario - input'!$F29=\"\"),\"\",D44/'Lives scenario - input'!$F29),\"\")","v":9.9596602992719591E-9},{"$f":"IFERROR(IF(OR(E44=\"\",'Lives scenario - input'!$F29=\"\"),\"\",E44/'Lives scenario - input'!$F29),\"\")","v":2.1835047004245261E-8},{"$f":"IFERROR(IF(OR(F44=\"\",'Lives scenario - input'!$F29=\"\"),\"\",F44/'Lives scenario - input'!$F29),\"\")","v":4.6907149745272363E-8},{"$f":"IFERROR(IF(OR(G44=\"\",'Lives scenario - input'!$F29=\"\"),\"\",G44/'Lives scenario - input'!$F29),\"\")","v":9.8741401658218314E-8},{"$f":"IFERROR(IF(OR(H44=\"\",'Lives scenario - input'!$F29=\"\"),\"\",H44/'Lives scenario - input'!$F29),\"\")","v":2.0367366730293552E-7},{"$f":"IFERROR(IF(OR(I44=\"\",'Lives scenario - input'!$F29=\"\"),\"\",I44/'Lives scenario - input'!$F29),\"\")","v":4.1166680789649326E-7},{"$f":"IFERROR(IF(OR(J44=\"\",'Lives scenario - input'!$F29=\"\"),\"\",J44/'Lives scenario - input'!$F29),\"\")","v":8.1532773180625494E-7},{"$f":"IFERROR(IF(OR(K44=\"\",'Lives scenario - input'!$F29=\"\"),\"\",K44/'Lives scenario - input'!$F29),\"\")","v":1.5823188089898585E-6},{"$f":"IFERROR(IF(OR(L44=\"\",'Lives scenario - input'!$F29=\"\"),\"\",L44/'Lives scenario - input'!$F29),\"\")","v":3.0090624438954209E-6},{"$f":"IFERROR(IF(OR(M44=\"\",'Lives scenario - input'!$F29=\"\"),\"\",M44/'Lives scenario - input'!$F29),\"\")","v":5.6071717951855821E-6},{"$f":"IFERROR(IF(OR(N44=\"\",'Lives scenario - input'!$F29=\"\"),\"\",N44/'Lives scenario - input'!$F29),\"\")","v":1.0238397702718027E-5},{"$f":"IFERROR(IF(OR(O44=\"\",'Lives scenario - input'!$F29=\"\"),\"\",O44/'Lives scenario - input'!$F29),\"\")","v":1.831874077184247E-5},{"$f":"IFERROR(IF(OR(P44=\"\",'Lives scenario - input'!$F29=\"\"),\"\",P44/'Lives scenario - input'!$F29),\"\")","v":3.2116983202787031E-5},{"$f":"IFERROR(IF(OR(Q44=\"\",'Lives scenario - input'!$F29=\"\"),\"\",Q44/'Lives scenario - input'!$F29),\"\")","v":5.5175896053495339E-5},{"$f":"IFERROR(IF(OR(R44=\"\",'Lives scenario - input'!$F29=\"\"),\"\",R44/'Lives scenario - input'!$F29),\"\")","v":9.2883716411029145E-5},{"$f":"IFERROR(IF(OR(S44=\"\",'Lives scenario - input'!$F29=\"\"),\"\",S44/'Lives scenario - input'!$F29),\"\")","v":1.5321642586522835E-4},{"$f":"IFERROR(IF(OR(T44=\"\",'Lives scenario - input'!$F29=\"\"),\"\",T44/'Lives scenario - input'!$F29),\"\")","v":2.4765473728643095E-4},{"$f":"IFERROR(IF(OR(U44=\"\",'Lives scenario - input'!$F29=\"\"),\"\",U44/'Lives scenario - input'!$F29),\"\")","v":3.922505274075867E-4},{"$f":"IFERROR(IF(OR(V44=\"\",'Lives scenario - input'!$F29=\"\"),\"\",V44/'Lives scenario - input'!$F29),\"\")","v":6.0877390760515223E-4},{"$f":"IFERROR(IF(OR(W44=\"\",'Lives scenario - input'!$F29=\"\"),\"\",W44/'Lives scenario - input'!$F29),\"\")","v":9.2581483309106657E-4}]
[{"$f":"IFERROR('Lives scenario - input'!A30,\"\")","v":4},{"$f":"IFERROR('Lives scenario - input'!B30,\"\")","v":"SWITCHGEAR"},{"$f":"IFERROR('Lives scenario - input'!C30,\"\")","v":"> 22 kv & < = 33 kv ; circuit breaker"},{"$f":"IFERROR(repcalc('Lives scenario - input'!$CX30:$GJ30,'Lives scenario - input'!$I30,'Lives scenario - input'!$G30,'Lives scenario - input'!$H30,20,TRUE,TRUE),\"\")","v":7255.8433598496586},7225.6534059365931,7152.6987347316963,7037.453947762926,6881.2451801373109,6686.5015294882387,6456.9181526850407,6197.4998387625355,5914.4742487210751,5615.0850049361561,5307.2927041264029,4999.4239398990658,4699.813157440849,4416.4797223523892,4156.8743446576354,3927.7171493543542,3734.9366552087886,3583.7068331250312,3478.5696829059443,3423.6239473899782,{"$f":"IFERROR(IF(OR(D45=\"\",'Lives scenario - input'!$F30=\"\"),\"\",D45/'Lives scenario - input'!$F30),\"\")","v":17.243596582776387},{"$f":"IFERROR(IF(OR(E45=\"\",'Lives scenario - input'!$F30=\"\"),\"\",E45/'Lives scenario - input'!$F30),\"\")","v":17.17184980430951},{"$f":"IFERROR(IF(OR(F45=\"\",'Lives scenario - input'!$F30=\"\"),\"\",F45/'Lives scenario - input'!$F30),\"\")","v":16.998472175177174},{"$f":"IFERROR(IF(OR(G45=\"\",'Lives scenario - input'!$F30=\"\"),\"\",G45/'Lives scenario - input'!$F30),\"\")","v":16.724591591459795},{"$f":"IFERROR(IF(OR(H45=\"\",'Lives scenario - input'!$F30=\"\"),\"\",H45/'Lives scenario - input'!$F30),\"\")","v":16.353359628744908},{"$f":"IFERROR(IF(OR(I45=\"\",'Lives scenario - input'!$F30=\"\"),\"\",I45/'Lives scenario - input'!$F30),\"\")","v":15.890549065960197},{"$f":"IFERROR(IF(OR(J45=\"\",'Lives scenario - input'!$F30=\"\"),\"\",J45/'Lives scenario - input'!$F30),\"\")","v":15.344941486610811},{"$f":"IFERROR(IF(OR(K45=\"\",'Lives scenario - input'!$F30=\"\"),\"\",K45/'Lives scenario - input'!$F30),\"\")","v":14.728430830355903},{"$f":"IFERROR(IF(OR(L45=\"\",'Lives scenario - input'!$F30=\"\"),\"\",L45/'Lives scenario - input'!$F30),\"\")","v":14.055817206379004},{"$f":"IFERROR(IF(OR(M45=\"\",'Lives scenario - input'!$F30=\"\"),\"\",M45/'Lives scenario - input'!$F30),\"\")","v":13.344315167950683},{"$f":"IFERROR(IF(OR(N45=\"\",'Lives scenario - input'!$F30=\"\"),\"\",N45/'Lives scenario - input'!$F30),\"\")","v":12.612843166251087},{"$f":"IFERROR(IF(OR(O45=\"\",'Lives scenario - input'!$F30=\"\"),\"\",O45/'Lives scenario - input'!$F30),\"\")","v":11.881189448345566},{"$f":"IFERROR(IF(OR(P45=\"\",'Lives scenario - input'!$F30=\"\"),\"\",P45/'Lives scenario - input'!$F30),\"\")","v":11.169160920669837},{"$f":"IFERROR(IF(OR(Q45=\"\",'Lives scenario - input'!$F30=\"\"),\"\",Q45/'Lives scenario - input'!$F30),\"\")","v":10.495815699339301},{"$f":"IFERROR(IF(OR(R45=\"\",'Lives scenario - input'!$F30=\"\"),\"\",R45/'Lives scenario - input'!$F30),\"\")","v":9.8788604838424252},{"$f":"IFERROR(IF(OR(S45=\"\",'Lives scenario - input'!$F30=\"\"),\"\",S45/'Lives scenario - input'!$F30),\"\")","v":9.3342657298106673},{"$f":"IFERROR(IF(OR(T45=\"\",'Lives scenario - input'!$F30=\"\"),\"\",T45/'Lives scenario - input'!$F30),\"\")","v":8.8761206314105152},{"$f":"IFERROR(IF(OR(U45=\"\",'Lives scenario - input'!$F30=\"\"),\"\",U45/'Lives scenario - input'!$F30),\"\")","v":8.5167211909915874},{"$f":"IFERROR(IF(OR(V45=\"\",'Lives scenario - input'!$F30=\"\"),\"\",V45/'Lives scenario - input'!$F30),\"\")","v":8.2668615241921835},{"$f":"IFERROR(IF(OR(W45=\"\",'Lives scenario - input'!$F30=\"\"),\"\",W45/'Lives scenario - input'!$F30),\"\")","v":8.1362823412919507}]
[{"$f":"IFERROR('Lives scenario - input'!A31,\"\")","v":4},{"$f":"IFERROR('Lives scenario - input'!B31,\"\")","v":"SWITCHGEAR"},{"$f":"IFERROR('Lives scenario - input'!C31,\"\")","v":"> 22 kv & < = 33 kv ; switch"},{"$f":"IFERROR(repcalc('Lives scenario - input'!$CX31:$GJ31,'Lives scenario - input'!$I31,'Lives scenario - input'!$G31,'Lives scenario - input'!$H31,20,TRUE,TRUE),\"\")","v":399.15013107457816},454.61429540414241,518.19922484245717,589.55035862656075,667.70266160541576,751.04327606556512,837.33462809019591,923.80700585446516,1007.3221662018805,1084.6005484805025,1152.4954750995216,1208.2898270745955,1249.9855664996719,1276.5552165813458,1288.1274337338377,1286.0857637020924,1273.0694752469028,1252.8764006715692,1230.2781941845958,1210.7667616977722,{"$f":"IFERROR(IF(OR(D46=\"\",'Lives scenario - input'!$F31=\"\"),\"\",D46/'Lives scenario - input'!$F31),\"\")","v":5.9295081874761317},{"$f":"IFERROR(IF(OR(E46=\"\",'Lives scenario - input'!$F31=\"\"),\"\",E46/'Lives scenario - input'!$F31),\"\")","v":6.7534468283536544},{"$f":"IFERROR(IF(OR(F46=\"\",'Lives scenario - input'!$F31=\"\"),\"\",F46/'Lives scenario - input'!$F31),\"\")","v":7.6980221406291625},{"$f":"IFERROR(IF(OR(G46=\"\",'Lives scenario - input'!$F31=\"\"),\"\",G46/'Lives scenario - input'!$F31),\"\")","v":8.7579670060349528},{"$f":"IFERROR(IF(OR(H46=\"\",'Lives scenario - input'!$F31=\"\"),\"\",H46/'Lives scenario - input'!$F31),\"\")","v":9.9189455058682707},{"$f":"IFERROR(IF(OR(I46=\"\",'Lives scenario - input'!$F31=\"\"),\"\",I46/'Lives scenario - input'!$F31),\"\")","v":11.156998101417626},{"$f":"IFERROR(IF(OR(J46=\"\",'Lives scenario - input'!$F31=\"\"),\"\",J46/'Lives scenario - input'!$F31),\"\")","v":12.438884886625353},{"$f":"IFERROR(IF(OR(K46=\"\",'Lives scenario - input'!$F31=\"\"),\"\",K46/'Lives scenario - input'!$F31),\"\")","v":13.723460869510255},{"$f":"IFERROR(IF(OR(L46=\"\",'Lives scenario - input'!$F31=\"\"),\"\",L46/'Lives scenario - input'!$F31),\"\")","v":14.964106402370811},{"$f":"IFERROR(IF(OR(M46=\"\",'Lives scenario - input'!$F31=\"\"),\"\",M46/'Lives scenario - input'!$F31),\"\")","v":16.112102519025935},{"$f":"IFERROR(IF(OR(N46=\"\",'Lives scenario - input'!$F31=\"\"),\"\",N46/'Lives scenario - input'!$F31),\"\")","v":17.120704275442108},{"$f":"IFERROR(IF(OR(O46=\"\",'Lives scenario - input'!$F31=\"\"),\"\",O46/'Lives scenario - input'!$F31),\"\")","v":17.949547963806854},{"$f":"IFERROR(IF(OR(P46=\"\",'Lives scenario - input'!$F31=\"\"),\"\",P46/'Lives scenario - input'!$F31),\"\")","v":18.56895206531188},{"$f":"IFERROR(IF(OR(Q46=\"\",'Lives scenario - input'!$F31=\"\"),\"\",Q46/'Lives scenario - input'!$F31),\"\")","v":18.963653069852512},{"$f":"IFERROR(IF(OR(R46=\"\",'Lives scenario - input'!$F31=\"\"),\"\",R46/'Lives scenario - input'!$F31),\"\")","v":19.135562211328235},{"$f":"IFERROR(IF(OR(S46=\"\",'Lives scenario - input'!$F31=\"\"),\"\",S46/'Lives scenario - input'!$F31),\"\")","v":19.105232522755248},{"$f":"IFERROR(IF(OR(T46=\"\",'Lives scenario - input'!$F31=\"\"),\"\",T46/'Lives scenario - input'!$F31),\"\")","v":18.911871220936767},{"$f":"IFERROR(IF(OR(U46=\"\",'Lives scenario - input'!$F31=\"\"),\"\",U46/'Lives scenario - input'!$F31),\"\")","v":18.611896370114572},{"$f":"IFERROR(IF(OR(V46=\"\",'Lives scenario - input'!$F31=\"\"),\"\",V46/'Lives scenario - input'!$F31),\"\")","v":18.276192483393942},{"$f":"IFERROR(IF(OR(W46=\"\",'Lives scenario - input'!$F31=\"\"),\"\",W46/'Lives scenario - input'!$F31),\"\")","v":17.986343652908673}]
[{"$f":"IFERROR('Lives scenario - input'!A32,\"\")","v":4},{"$f":"IFERROR('Lives scenario - input'!B32,\"\")","v":"SWITCHGEAR"},{"$f":"IFERROR('Lives scenario - input'!C32,\"\")","v":"> 33 kv & < = 66 kv ; circuit breaker"},{"$f":"IFERROR(repcalc('Lives scenario - input'!$CX32:$GJ32,'Lives scenario - input'!$I32,'Lives scenario - input'!$G32,'Lives scenario - input'!$H32,20,TRUE,TRUE),\"\")","v":5.2323936820927697E-5},1.0198961395982749E-4,1.9485031609069715E-4,3.6486813019453448E-4,6.6966933902192318E-4,1.2046879991067696E-3,2.1241170966735095E-3,3.6708956804117933E-3,6.2180665348034962E-3,1.0323535019534293E-2,1.6799303224377199E-2,2.679439035476237E-2,4.1887677562329827E-2,6.4182774537924092E-2,9.6391892811334035E-2,0.14189018581767768,0.20471706449925409,0.28949801020783256,0.40126102704420769,0.54512769538577299,{"$f":"IFERROR(IF(OR(D47=\"\",'Lives scenario - input'!$F32=\"\"),\"\",D47/'Lives scenario - input'!$F32),\"\")","v":6.0695728912748994E-7},{"$f":"IFERROR(IF(OR(E47=\"\",'Lives scenario - input'!$F32=\"\"),\"\",E47/'Lives scenario - input'!$F32),\"\")","v":1.1830787851470874E-6},{"$f":"IFERROR(IF(OR(F47=\"\",'Lives scenario - input'!$F32=\"\"),\"\",F47/'Lives scenario - input'!$F32),\"\")","v":2.2602622590267707E-6},{"$f":"IFERROR(IF(OR(G47=\"\",'Lives scenario - input'!$F32=\"\"),\"\",G47/'Lives scenario - input'!$F32),\"\")","v":4.2324676743993565E-6},{"$f":"IFERROR(IF(OR(H47=\"\",'Lives scenario - input'!$F32=\"\"),\"\",H47/'Lives scenario - input'!$F32),\"\")","v":7.7681594948714718E-6},{"$f":"IFERROR(IF(OR(I47=\"\",'Lives scenario - input'!$F32=\"\"),\"\",I47/'Lives scenario - input'!$F32),\"\")","v":1.3974372086807761E-5},{"$f":"IFERROR(IF(OR(J47=\"\",'Lives scenario - input'!$F32=\"\"),\"\",J47/'Lives scenario - input'!$F32),\"\")","v":2.4639742976500475E-5},{"$f":"IFERROR(IF(OR(K47=\"\",'Lives scenario - input'!$F32=\"\"),\"\",K47/'Lives scenario - input'!$F32),\"\")","v":4.2582363373724658E-5},{"$f":"IFERROR(IF(OR(L47=\"\",'Lives scenario - input'!$F32=\"\"),\"\",L47/'Lives scenario - input'!$F32),\"\")","v":7.212952688355801E-5},{"$f":"IFERROR(IF(OR(M47=\"\",'Lives scenario - input'!$F32=\"\"),\"\",M47/'Lives scenario - input'!$F32),\"\")","v":1.1975293164796976E-4},{"$f":"IFERROR(IF(OR(N47=\"\",'Lives scenario - input'!$F32=\"\"),\"\",N47/'Lives scenario - input'!$F32),\"\")","v":1.9487179604231285E-4},{"$f":"IFERROR(IF(OR(O47=\"\",'Lives scenario - input'!$F32=\"\"),\"\",O47/'Lives scenario - input'!$F32),\"\")","v":3.1081473454890523E-4},{"$f":"IFERROR(IF(OR(P47=\"\",'Lives scenario - input'!$F32=\"\"),\"\",P47/'Lives scenario - input'!$F32),\"\")","v":4.8589675712071794E-4},{"$f":"IFERROR(IF(OR(Q47=\"\",'Lives scenario - input'!$F32=\"\"),\"\",Q47/'Lives scenario - input'!$F32),\"\")","v":7.4451972097478358E-4},{"$f":"IFERROR(IF(OR(R47=\"\",'Lives scenario - input'!$F32=\"\"),\"\",R47/'Lives scenario - input'!$F32),\"\")","v":1.1181452602632661E-3},{"$f":"IFERROR(IF(OR(S47=\"\",'Lives scenario - input'!$F32=\"\"),\"\",S47/'Lives scenario - input'!$F32),\"\")","v":1.6459251304509648E-3},{"$f":"IFERROR(IF(OR(T47=\"\",'Lives scenario - input'!$F32=\"\"),\"\",T47/'Lives scenario - input'!$F32),\"\")","v":2.374716469287292E-3},{"$f":"IFERROR(IF(OR(U47=\"\",'Lives scenario - input'!$F32=\"\"),\"\",U47/'Lives scenario - input'!$F32),\"\")","v":3.3581748270376625E-3},{"$f":"IFERROR(IF(OR(V47=\"\",'Lives scenario - input'!$F32=\"\"),\"\",V47/'Lives scenario - input'!$F32),\"\")","v":4.6546250149483047E-3},{"$f":"IFERROR(IF(OR(W47=\"\",'Lives scenario - input'!$F32=\"\"),\"\",W47/'Lives scenario - input'!$F32),\"\")","v":6.323477328397986E-3}]
[{"$f":"IFERROR('Lives scenario - input'!A33,\"\")","v":4},{"$f":"IFERROR('Lives scenario - input'!B33,\"\")","v":"SWITCHGEAR"},{"$f":"IFERROR('Lives scenario - input'!C33,\"\")","v":"> 33 kv & < = 66 kv ; switch"},{"$f":"IFERROR(repcalc('Lives scenario - input'!$CX33:$GJ33,'Lives scenario - input'!$I33,'Lives scenario - input'!$G33,'Lives scenario - input'!$H33,20,TRUE,TRUE),\"\")","v":4.0544491201193183E-9},8.7170421644325751E-9,1.844256907658506E-8,3.8396238611247805E-8,7.8663079957793321E-8,1.585872336636849E-7,3.1461579527869045E-7,6.1419723057737344E-7,1.1799136548645942E-6,2.2305278592559276E-6,4.1493506518089582E-6,7.5956980702049565E-6,1.36826534540515E-5,2.4254261151942782E-5,4.2307841356490899E-5,7.2622097641874943E-5,1.2266815210577718E-4,2.0389659667328217E-4,3.3350569776886038E-4,5.3679896998500975E-4,{"$f":"IFERROR(IF(OR(D48=\"\",'Lives scenario - input'!$F33=\"\"),\"\",D48/'Lives scenario - input'!$F33),\"\")","v":4.2269870176835617E-10},{"$f":"IFERROR(IF(OR(E48=\"\",'Lives scenario - input'!$F33=\"\"),\"\",E48/'Lives scenario - input'!$F33),\"\")","v":9.0879976465390566E-10},{"$f":"IFERROR(IF(OR(F48=\"\",'Lives scenario - input'!$F33=\"\"),\"\",F48/'Lives scenario - input'!$F33),\"\")","v":1.9227396312020602E-9},{"$f":"IFERROR(IF(OR(G48=\"\",'Lives scenario - input'!$F33=\"\"),\"\",G48/'Lives scenario - input'!$F33),\"\")","v":4.0030198265960347E-9},{"$f":"IFERROR(IF(OR(H48=\"\",'Lives scenario - input'!$F33=\"\"),\"\",H48/'Lives scenario - input'!$F33),\"\")","v":8.2010603142754693E-9},{"$f":"IFERROR(IF(OR(I48=\"\",'Lives scenario - input'!$F33=\"\"),\"\",I48/'Lives scenario - input'!$F33),\"\")","v":1.6533594528053122E-8},{"$f":"IFERROR(IF(OR(J48=\"\",'Lives scenario - input'!$F33=\"\"),\"\",J48/'Lives scenario - input'!$F33),\"\")","v":3.280043337088608E-8},{"$f":"IFERROR(IF(OR(K48=\"\",'Lives scenario - input'!$F33=\"\"),\"\",K48/'Lives scenario - input'!$F33),\"\")","v":6.4033451722569671E-8},{"$f":"IFERROR(IF(OR(L48=\"\",'Lives scenario - input'!$F33=\"\"),\"\",L48/'Lives scenario - input'!$F33),\"\")","v":1.230125117701175E-7},{"$f":"IFERROR(IF(OR(M48=\"\",'Lives scenario - input'!$F33=\"\"),\"\",M48/'Lives scenario - input'!$F33),\"\")","v":2.3254484208150194E-7},{"$f":"IFERROR(IF(OR(N48=\"\",'Lives scenario - input'!$F33=\"\"),\"\",N48/'Lives scenario - input'!$F33),\"\")","v":4.3259271031367956E-7},{"$f":"IFERROR(IF(OR(O48=\"\",'Lives scenario - input'!$F33=\"\"),\"\",O48/'Lives scenario - input'!$F33),\"\")","v":7.9189345289047701E-7},{"$f":"IFERROR(IF(OR(P48=\"\",'Lives scenario - input'!$F33=\"\"),\"\",P48/'Lives scenario - input'!$F33),\"\")","v":1.4264921523059283E-6},{"$f":"IFERROR(IF(OR(Q48=\"\",'Lives scenario - input'!$F33=\"\"),\"\",Q48/'Lives scenario - input'!$F33),\"\")","v":2.5286406112244356E-6},{"$f":"IFERROR(IF(OR(R48=\"\",'Lives scenario - input'!$F33=\"\"),\"\",R48/'Lives scenario - input'!$F33),\"\")","v":4.4108260052561669E-6},{"$f":"IFERROR(IF(OR(S48=\"\",'Lives scenario - input'!$F33=\"\"),\"\",S48/'Lives scenario - input'!$F33),\"\")","v":7.5712545609678166E-6},{"$f":"IFERROR(IF(OR(T48=\"\",'Lives scenario - input'!$F33=\"\"),\"\",T48/'Lives scenario - input'!$F33),\"\")","v":1.2788831998441584E-5},{"$f":"IFERROR(IF(OR(U48=\"\",'Lives scenario - input'!$F33=\"\"),\"\",U48/'Lives scenario - input'!$F33),\"\")","v":2.1257345734368499E-5},{"$f":"IFERROR(IF(OR(V48=\"\",'Lives scenario - input'!$F33=\"\"),\"\",V48/'Lives scenario - input'!$F33),\"\")","v":3.4769809979782992E-5},{"$f":"IFERROR(IF(OR(W48=\"\",'Lives scenario - input'!$F33=\"\"),\"\",W48/'Lives scenario - input'!$F33),\"\")","v":5.5964255809079399E-5}]
[{"$f":"IFERROR('Lives scenario - input'!A34,\"\")","v":4},{"$f":"IFERROR('Lives scenario - input'!B34,\"\")","v":"SWITCHGEAR"},{"$f":"IFERROR('Lives scenario - input'!C34,\"\")","v":"> 66 kv & < = 132 kv ; circuit breaker"},{"$f":"IFERROR(repcalc('Lives scenario - input'!$CX34:$GJ34,'Lives scenario - input'!$I34,'Lives scenario - input'!$G34,'Lives scenario - input'!$H34,20,TRUE,TRUE),\"\")","v":143.14037661674678},143.75772890562646,143.81447263617321,143.55587847400201,143.19424146398035,142.89853739601494,142.79639075126698,142.98856467847054,143.57444746357652,144.68550786488041,146.52257886452503,149.39219015275006,153.73702010412083,160.1558375096599,169.40897146942461,182.40628493550128,200.17573764749119,223.81183934112462,254.4045922240455,292.95093335280183,{"$f":"IFERROR(IF(OR(D49=\"\",'Lives scenario - input'!$F34=\"\"),\"\",D49/'Lives scenario - input'!$F34),\"\")","v":1.6604273346886171},{"$f":"IFERROR(IF(OR(E49=\"\",'Lives scenario - input'!$F34=\"\"),\"\",E49/'Lives scenario - input'!$F34),\"\")","v":1.6675886167797842},{"$f":"IFERROR(IF(OR(F49=\"\",'Lives scenario - input'!$F34=\"\"),\"\",F49/'Lives scenario - input'!$F34),\"\")","v":1.6682468436442019},{"$f":"IFERROR(IF(OR(G49=\"\",'Lives scenario - input'!$F34=\"\"),\"\",G49/'Lives scenario - input'!$F34),\"\")","v":1.6652471532311357},{"$f":"IFERROR(IF(OR(H49=\"\",'Lives scenario - input'!$F34=\"\"),\"\",H49/'Lives scenario - input'!$F34),\"\")","v":1.6610521665273996},{"$f":"IFERROR(IF(OR(I49=\"\",'Lives scenario - input'!$F34=\"\"),\"\",I49/'Lives scenario - input'!$F34),\"\")","v":1.6576220014752074},{"$f":"IFERROR(IF(OR(J49=\"\",'Lives scenario - input'!$F34=\"\"),\"\",J49/'Lives scenario - input'!$F34),\"\")","v":1.6564371011340524},{"$f":"IFERROR(IF(OR(K49=\"\",'Lives scenario - input'!$F34=\"\"),\"\",K49/'Lives scenario - input'!$F34),\"\")","v":1.658666317301323},{"$f":"IFERROR(IF(OR(L49=\"\",'Lives scenario - input'!$F34=\"\"),\"\",L49/'Lives scenario - input'!$F34),\"\")","v":1.665462553376055},{"$f":"IFERROR(IF(OR(M49=\"\",'Lives scenario - input'!$F34=\"\"),\"\",M49/'Lives scenario - input'!$F34),\"\")","v":1.6783508460047278},{"$f":"IFERROR(IF(OR(N49=\"\",'Lives scenario - input'!$F34=\"\"),\"\",N49/'Lives scenario - input'!$F34),\"\")","v":1.6996608563293536},{"$f":"IFERROR(IF(OR(O49=\"\",'Lives scenario - input'!$F34=\"\"),\"\",O49/'Lives scenario - input'!$F34),\"\")","v":1.7329483265422998},{"$f":"IFERROR(IF(OR(P49=\"\",'Lives scenario - input'!$F34=\"\"),\"\",P49/'Lives scenario - input'!$F34),\"\")","v":1.7833483225905553},{"$f":"IFERROR(IF(OR(Q49=\"\",'Lives scenario - input'!$F34=\"\"),\"\",Q49/'Lives scenario - input'!$F34),\"\")","v":1.8578065581243941},{"$f":"IFERROR(IF(OR(R49=\"\",'Lives scenario - input'!$F34=\"\"),\"\",R49/'Lives scenario - input'!$F34),\"\")","v":1.9651428452117603},{"$f":"IFERROR(IF(OR(S49=\"\",'Lives scenario - input'!$F34=\"\"),\"\",S49/'Lives scenario - input'!$F34),\"\")","v":2.1159115875238808},{"$f":"IFERROR(IF(OR(T49=\"\",'Lives scenario - input'!$F34=\"\"),\"\",T49/'Lives scenario - input'!$F34),\"\")","v":2.3220371106140085},{"$f":"IFERROR(IF(OR(U49=\"\",'Lives scenario - input'!$F34=\"\"),\"\",U49/'Lives scenario - input'!$F34),\"\")","v":2.5962157195097268},{"$f":"IFERROR(IF(OR(V49=\"\",'Lives scenario - input'!$F34=\"\"),\"\",V49/'Lives scenario - input'!$F34),\"\")","v":2.9510914319453807},{"$f":"IFERROR(IF(OR(W49=\"\",'Lives scenario - input'!$F34=\"\"),\"\",W49/'Lives scenario - input'!$F34),\"\")","v":3.3982287105749172}]
[{"$f":"IFERROR('Lives scenario - input'!A35,\"\")","v":4},{"$f":"IFERROR('Lives scenario - input'!B35,\"\")","v":"SWITCHGEAR"},{"$f":"IFERROR('Lives scenario - input'!C35,\"\")","v":"> 66 kv & < = 132 kv ; switch"},{"$f":"IFERROR(repcalc('Lives scenario - input'!$CX35:$GJ35,'Lives scenario - input'!$I35,'Lives scenario - input'!$G35,'Lives scenario - input'!$H35,20,TRUE,TRUE),\"\")","v":3.1867504993079248},3.7057965557976567,4.2890261717990192,4.9441432914363075,5.6794959950261408,6.5036785078390382,7.425044717726629,8.4512194630390454,9.5887279064443867,10.842889785105012,12.218139759420524,13.718933810606627,15.351381836813339,17.125706074386944,19.05956194892341,21.182171180972343,23.539106402561963,26.19743482375566,29.250782925202159,32.823738683889211,{"$f":"IFERROR(IF(OR(D50=\"\",'Lives scenario - input'!$F35=\"\"),\"\",D50/'Lives scenario - input'!$F35),\"\")","v":0.33223633075890685},{"$f":"IFERROR(IF(OR(E50=\"\",'Lives scenario - input'!$F35=\"\"),\"\",E50/'Lives scenario - input'!$F35),\"\")","v":0.38634974733810856},{"$f":"IFERROR(IF(OR(F50=\"\",'Lives scenario - input'!$F35=\"\"),\"\",F50/'Lives scenario - input'!$F35),\"\")","v":0.44715465429656059},{"$f":"IFERROR(IF(OR(G50=\"\",'Lives scenario - input'!$F35=\"\"),\"\",G50/'Lives scenario - input'!$F35),\"\")","v":0.51545423033582216},{"$f":"IFERROR(IF(OR(H50=\"\",'Lives scenario - input'!$F35=\"\"),\"\",H50/'Lives scenario - input'!$F35),\"\")","v":0.59211880891120361},{"$f":"IFERROR(IF(OR(I50=\"\",'Lives scenario - input'!$F35=\"\"),\"\",I50/'Lives scenario - input'!$F35),\"\")","v":0.67804438544820567},{"$f":"IFERROR(IF(OR(J50=\"\",'Lives scenario - input'!$F35=\"\"),\"\",J50/'Lives scenario - input'!$F35),\"\")","v":0.77410189886972169},{"$f":"IFERROR(IF(OR(K50=\"\",'Lives scenario - input'!$F35=\"\"),\"\",K50/'Lives scenario - input'!$F35),\"\")","v":0.88108628066368211},{"$f":"IFERROR(IF(OR(L50=\"\",'Lives scenario - input'!$F35=\"\"),\"\",L50/'Lives scenario - input'!$F35),\"\")","v":0.99967781505783704},{"$f":"IFERROR(IF(OR(M50=\"\",'Lives scenario - input'!$F35=\"\"),\"\",M50/'Lives scenario - input'!$F35),\"\")","v":1.1304311140168848},{"$f":"IFERROR(IF(OR(N50=\"\",'Lives scenario - input'!$F35=\"\"),\"\",N50/'Lives scenario - input'!$F35),\"\")","v":1.2738085153672869},{"$f":"IFERROR(IF(OR(O50=\"\",'Lives scenario - input'!$F35=\"\"),\"\",O50/'Lives scenario - input'!$F35),\"\")","v":1.4302745797482768},{"$f":"IFERROR(IF(OR(P50=\"\",'Lives scenario - input'!$F35=\"\"),\"\",P50/'Lives scenario - input'!$F35),\"\")","v":1.6004662977692903},{"$f":"IFERROR(IF(OR(Q50=\"\",'Lives scenario - input'!$F35=\"\"),\"\",Q50/'Lives scenario - input'!$F35),\"\")","v":1.7854493939972729},{"$f":"IFERROR(IF(OR(R50=\"\",'Lives scenario - input'!$F35=\"\"),\"\",R50/'Lives scenario - input'!$F35),\"\")","v":1.9870645440104555},{"$f":"IFERROR(IF(OR(S50=\"\",'Lives scenario - input'!$F35=\"\"),\"\",S50/'Lives scenario - input'!$F35),\"\")","v":2.2083582734831806},{"$f":"IFERROR(IF(OR(T50=\"\",'Lives scenario - input'!$F35=\"\"),\"\",T50/'Lives scenario - input'!$F35),\"\")","v":2.4540817808702271},{"$f":"IFERROR(IF(OR(U50=\"\",'Lives scenario - input'!$F35=\"\"),\"\",U50/'Lives scenario - input'!$F35),\"\")","v":2.7312271930389294},{"$f":"IFERROR(IF(OR(V50=\"\",'Lives scenario - input'!$F35=\"\"),\"\",V50/'Lives scenario - input'!$F35),\"\")","v":3.0495555874251754},{"$f":"IFERROR(IF(OR(W50=\"\",'Lives scenario - input'!$F35=\"\"),\"\",W50/'Lives scenario - input'!$F35),\"\")","v":3.4220559483689925}]
[{"$f":"IFERROR('Lives scenario - input'!A36,\"\")","v":5},{"$f":"IFERROR('Lives scenario - input'!B36,\"\")","v":"TRANSFORMERS"},{"$f":"IFERROR('Lives scenario - input'!C36,\"\")","v":"ground outdoor / indoor chamber mounted ; ˂ 22 kv ; < = 60 kva ; multiple phase"},{"$f":"IFERROR(repcalc('Lives scenario - input'!$CX36:$GJ36,'Lives scenario - input'!$I36,'Lives scenario - input'!$G36,'Lives scenario - input'!$H36,20,TRUE,TRUE),\"\")","v":0.46029923914540138},0.60068061579370235,0.77301206198140171,0.98099822030252126,1.2276921140454125,1.5151304031057378,1.8439530621380296,2.2130387317788451,2.619192832954405,3.0569282122352961,3.518376533616578,3.9933621865391591,4.4696590784152077,4.9334349824662507,5.3698695195576214,5.7639123990356929,6.1011306575695432,6.3685798062187757,6.5556261886336564,6.6546479369117968,{"$f":"IFERROR(IF(OR(D51=\"\",'Lives scenario - input'!$F36=\"\"),\"\",D51/'Lives scenario - input'!$F36),\"\")","v":3.2812930561699981E-3},{"$f":"IFERROR(IF(OR(E51=\"\",'Lives scenario - input'!$F36=\"\"),\"\",E51/'Lives scenario - input'!$F36),\"\")","v":4.2820169271606872E-3},{"$f":"IFERROR(IF(OR(F51=\"\",'Lives scenario - input'!$F36=\"\"),\"\",F51/'Lives scenario - input'!$F36),\"\")","v":5.5105003345747253E-3},{"$f":"IFERROR(IF(OR(G51=\"\",'Lives scenario - input'!$F36=\"\"),\"\",G51/'Lives scenario - input'!$F36),\"\")","v":6.9931522249963469E-3},{"$f":"IFERROR(IF(OR(H51=\"\",'Lives scenario - input'!$F36=\"\"),\"\",H51/'Lives scenario - input'!$F36),\"\")","v":8.7517364061063824E-3},{"$f":"IFERROR(IF(OR(I51=\"\",'Lives scenario - input'!$F36=\"\"),\"\",I51/'Lives scenario - input'!$F36),\"\")","v":1.0800771428893153E-2},{"$f":"IFERROR(IF(OR(J51=\"\",'Lives scenario - input'!$F36=\"\"),\"\",J51/'Lives scenario - input'!$F36),\"\")","v":1.3144819422101297E-2},{"$f":"IFERROR(IF(OR(K51=\"\",'Lives scenario - input'!$F36=\"\"),\"\",K51/'Lives scenario - input'!$F36),\"\")","v":1.5775886653871588E-2},{"$f":"IFERROR(IF(OR(L51=\"\",'Lives scenario - input'!$F36=\"\"),\"\",L51/'Lives scenario - input'!$F36),\"\")","v":1.8671200220751825E-2},{"$f":"IFERROR(IF(OR(M51=\"\",'Lives scenario - input'!$F36=\"\"),\"\",M51/'Lives scenario - input'!$F36),\"\")","v":2.1791644354313845E-2},{"$f":"IFERROR(IF(OR(N51=\"\",'Lives scenario - input'!$F36=\"\"),\"\",N51/'Lives scenario - input'!$F36),\"\")","v":2.508112876784642E-2},{"$f":"IFERROR(IF(OR(O51=\"\",'Lives scenario - input'!$F36=\"\"),\"\",O51/'Lives scenario - input'!$F36),\"\")","v":2.846711551770266E-2},{"$f":"IFERROR(IF(OR(P51=\"\",'Lives scenario - input'!$F36=\"\"),\"\",P51/'Lives scenario - input'!$F36),\"\")","v":3.1862449576672384E-2},{"$f":"IFERROR(IF(OR(Q51=\"\",'Lives scenario - input'!$F36=\"\"),\"\",Q51/'Lives scenario - input'!$F36),\"\")","v":3.5168526415745631E-2},{"$f":"IFERROR(IF(OR(R51=\"\",'Lives scenario - input'!$F36=\"\"),\"\",R51/'Lives scenario - input'!$F36),\"\")","v":3.8279697354653731E-2},{"$f":"IFERROR(IF(OR(S51=\"\",'Lives scenario - input'!$F36=\"\"),\"\",S51/'Lives scenario - input'!$F36),\"\")","v":4.1088674763925963E-2},{"$f":"IFERROR(IF(OR(T51=\"\",'Lives scenario - input'!$F36=\"\"),\"\",T51/'Lives scenario - input'!$F36),\"\")","v":4.3492571698874688E-2},{"$f":"IFERROR(IF(OR(U51=\"\",'Lives scenario - input'!$F36=\"\"),\"\",U51/'Lives scenario - input'!$F36),\"\")","v":4.5399111965964051E-2},{"$f":"IFERROR(IF(OR(V51=\"\",'Lives scenario - input'!$F36=\"\"),\"\",V51/'Lives scenario - input'!$F36),\"\")","v":4.6732492392443079E-2},{"$f":"IFERROR(IF(OR(W51=\"\",'Lives scenario - input'!$F36=\"\"),\"\",W51/'Lives scenario - input'!$F36),\"\")","v":4.7438379666204657E-2}]
[{"$f":"IFERROR('Lives scenario - input'!A37,\"\")","v":5},{"$f":"IFERROR('Lives scenario - input'!B37,\"\")","v":"TRANSFORMERS"},{"$f":"IFERROR('Lives scenario - input'!C37,\"\")","v":"ground outdoor / indoor chamber mounted ; ˂ 22 kv ; > 60 kva and < = 600 kva ; multiple phase"},{"$f":"IFERROR(repcalc('Lives scenario - input'!$CX37:$GJ37,'Lives scenario - input'!$I37,'Lives scenario - input'!$G37,'Lives scenario - input'!$H37,20,TRUE,TRUE),\"\")","v":762.63738957619239},771.43262776243216,780.50942406360502,790.56748724478359,802.27980159953654,816.25601132380211,833.00534575683412,852.90211761166984,876.15731876321274,902.79990543402823,932.67091006857618,965.43252042331551,1000.5927951247195,1037.5448928105582,1075.6178020276664,1114.133834739861,1152.4668538561457,1190.0945730926146,1226.6384488814563,1261.8857282047404,{"$f":"IFERROR(IF(OR(D52=\"\",'Lives scenario - input'!$F37=\"\"),\"\",D52/'Lives scenario - input'!$F37),\"\")","v":5.4365433569649957},{"$f":"IFERROR(IF(OR(E52=\"\",'Lives scenario - input'!$F37=\"\"),\"\",E52/'Lives scenario - input'!$F37),\"\")","v":5.4992411664192353},{"$f":"IFERROR(IF(OR(F52=\"\",'Lives scenario - input'!$F37=\"\"),\"\",F52/'Lives scenario - input'!$F37),\"\")","v":5.5639460934371572},{"$f":"IFERROR(IF(OR(G52=\"\",'Lives scenario - input'!$F37=\"\"),\"\",G52/'Lives scenario - input'!$F37),\"\")","v":5.6356460878499117},{"$f":"IFERROR(IF(OR(H52=\"\",'Lives scenario - input'!$F37=\"\"),\"\",H52/'Lives scenario - input'!$F37),\"\")","v":5.719138591194656},{"$f":"IFERROR(IF(OR(I52=\"\",'Lives scenario - input'!$F37=\"\"),\"\",I52/'Lives scenario - input'!$F37),\"\")","v":5.8187695182519175},{"$f":"IFERROR(IF(OR(J52=\"\",'Lives scenario - input'!$F37=\"\"),\"\",J52/'Lives scenario - input'!$F37),\"\")","v":5.9381689656040697},{"$f":"IFERROR(IF(OR(K52=\"\",'Lives scenario - input'!$F37=\"\"),\"\",K52/'Lives scenario - input'!$F37),\"\")","v":6.0800052620287257},{"$f":"IFERROR(IF(OR(L52=\"\",'Lives scenario - input'!$F37=\"\"),\"\",L52/'Lives scenario - input'!$F37),\"\")","v":6.2457824859930051},{"$f":"IFERROR(IF(OR(M52=\"\",'Lives scenario - input'!$F37=\"\"),\"\",M52/'Lives scenario - input'!$F37),\"\")","v":6.4357070550704236},{"$f":"IFERROR(IF(OR(N52=\"\",'Lives scenario - input'!$F37=\"\"),\"\",N52/'Lives scenario - input'!$F37),\"\")","v":6.6486457517976687},{"$f":"IFERROR(IF(OR(O52=\"\",'Lives scenario - input'!$F37=\"\"),\"\",O52/'Lives scenario - input'!$F37),\"\")","v":6.8821904449532347},{"$f":"IFERROR(IF(OR(P52=\"\",'Lives scenario - input'!$F37=\"\"),\"\",P52/'Lives scenario - input'!$F37),\"\")","v":7.1328342770937052},{"$f":"IFERROR(IF(OR(Q52=\"\",'Lives scenario - input'!$F37=\"\"),\"\",Q52/'Lives scenario - input'!$F37),\"\")","v":7.3962513137426766},{"$f":"IFERROR(IF(OR(R52=\"\",'Lives scenario - input'!$F37=\"\"),\"\",R52/'Lives scenario - input'!$F37),\"\")","v":7.6676581769698071},{"$f":"IFERROR(IF(OR(S52=\"\",'Lives scenario - input'!$F37=\"\"),\"\",S52/'Lives scenario - input'!$F37),\"\")","v":7.9422238940984817},{"$f":"IFERROR(IF(OR(T52=\"\",'Lives scenario - input'!$F37=\"\"),\"\",T52/'Lives scenario - input'!$F37),\"\")","v":8.2154849789567255},{"$f":"IFERROR(IF(OR(U52=\"\",'Lives scenario - input'!$F37=\"\"),\"\",U52/'Lives scenario - input'!$F37),\"\")","v":8.4837182571158891},{"$f":"IFERROR(IF(OR(V52=\"\",'Lives scenario - input'!$F37=\"\"),\"\",V52/'Lives scenario - input'!$F37),\"\")","v":8.7442252396911684},{"$f":"IFERROR(IF(OR(W52=\"\",'Lives scenario - input'!$F37=\"\"),\"\",W52/'Lives scenario - input'!$F37),\"\")","v":8.9954892937163429}]
[{"$f":"IFERROR('Lives scenario - input'!A38,\"\")","v":5},{"$f":"IFERROR('Lives scenario - input'!B38,\"\")","v":"TRANSFORMERS"},{"$f":"IFERROR('Lives scenario - input'!C38,\"\")","v":"ground outdoor / indoor chamber mounted ; ˂ 22 kv ; > 600 kva ; multiple phase"},{"$f":"IFERROR(repcalc('Lives scenario - input'!$CX38:$GJ38,'Lives scenario - input'!$I38,'Lives scenario - input'!$G38,'Lives scenario - input'!$H38,20,TRUE,TRUE),\"\")","v":440.33609169900353},457.16540543922224,481.95353345951736,515.67034982958762,559.37198314693671,614.18655169953865,681.27583726005662,761.77127937363389,856.68550104823055,966.80381435063475,1092.5635057722227,1233.9317950817042,1390.2957787781186,1560.3789868560859,1742.1990275303699,1933.0789117622512,2129.7209577634899,2328.3468215018852,2524.9005798335088,2715.3045444692748,{"$f":"IFERROR(IF(OR(D53=\"\",'Lives scenario - input'!$F38=\"\"),\"\",D53/'Lives scenario - input'!$F38),\"\")","v":6.4121158171005561},{"$f":"IFERROR(IF(OR(E53=\"\",'Lives scenario - input'!$F38=\"\"),\"\",E53/'Lives scenario - input'!$F38),\"\")","v":6.6571820536841519},{"$f":"IFERROR(IF(OR(F53=\"\",'Lives scenario - input'!$F38=\"\"),\"\",F53/'Lives scenario - input'!$F38),\"\")","v":7.0181434891685184},{"$f":"IFERROR(IF(OR(G53=\"\",'Lives scenario - input'!$F38=\"\"),\"\",G53/'Lives scenario - input'!$F38),\"\")","v":7.509123301235765},{"$f":"IFERROR(IF(OR(H53=\"\",'Lives scenario - input'!$F38=\"\"),\"\",H53/'Lives scenario - input'!$F38),\"\")","v":8.1455006945720587},{"$f":"IFERROR(IF(OR(I53=\"\",'Lives scenario - input'!$F38=\"\"),\"\",I53/'Lives scenario - input'!$F38),\"\")","v":8.9437031781966301},{"$f":"IFERROR(IF(OR(J53=\"\",'Lives scenario - input'!$F38=\"\"),\"\",J53/'Lives scenario - input'!$F38),\"\")","v":9.9206484643319079},{"$f":"IFERROR(IF(OR(K53=\"\",'Lives scenario - input'!$F38=\"\"),\"\",K53/'Lives scenario - input'!$F38),\"\")","v":11.092812425703913},{"$f":"IFERROR(IF(OR(L53=\"\",'Lives scenario - input'!$F38=\"\"),\"\",L53/'Lives scenario - input'!$F38),\"\")","v":12.474940744368935},{"$f":"IFERROR(IF(OR(M53=\"\",'Lives scenario - input'!$F38=\"\"),\"\",M53/'Lives scenario - input'!$F38),\"\")","v":14.078469030579543},{"$f":"IFERROR(IF(OR(N53=\"\",'Lives scenario - input'!$F38=\"\"),\"\",N53/'Lives scenario - input'!$F38),\"\")","v":15.909764992277051},{"$f":"IFERROR(IF(OR(O53=\"\",'Lives scenario - input'!$F38=\"\"),\"\",O53/'Lives scenario - input'!$F38),\"\")","v":17.968351288077216},{"$f":"IFERROR(IF(OR(P53=\"\",'Lives scenario - input'!$F38=\"\"),\"\",P53/'Lives scenario - input'!$F38),\"\")","v":20.245302898416682},{"$f":"IFERROR(IF(OR(Q53=\"\",'Lives scenario - input'!$F38=\"\"),\"\",Q53/'Lives scenario - input'!$F38),\"\")","v":22.722032036225869},{"$f":"IFERROR(IF(OR(R53=\"\",'Lives scenario - input'!$F38=\"\"),\"\",R53/'Lives scenario - input'!$F38),\"\")","v":25.369671375020683},{"$f":"IFERROR(IF(OR(S53=\"\",'Lives scenario - input'!$F38=\"\"),\"\",S53/'Lives scenario - input'!$F38),\"\")","v":28.149238955154924},{"$f":"IFERROR(IF(OR(T53=\"\",'Lives scenario - input'!$F38=\"\"),\"\",T53/'Lives scenario - input'!$F38),\"\")","v":31.012714371413679},{"$f":"IFERROR(IF(OR(U53=\"\",'Lives scenario - input'!$F38=\"\"),\"\",U53/'Lives scenario - input'!$F38),\"\")","v":33.905077878679435},{"$f":"IFERROR(IF(OR(V53=\"\",'Lives scenario - input'!$F38=\"\"),\"\",V53/'Lives scenario - input'!$F38),\"\")","v":36.767267661592513},{"$f":"IFERROR(IF(OR(W53=\"\",'Lives scenario - input'!$F38=\"\"),\"\",W53/'Lives scenario - input'!$F38),\"\")","v":39.539904963633617}]
[{"$f":"IFERROR('Lives scenario - input'!A39,\"\")","v":5},{"$f":"IFERROR('Lives scenario - input'!B39,\"\")","v":"TRANSFORMERS"},{"$f":"IFERROR('Lives scenario - input'!C39,\"\")","v":"ground outdoor / indoor chamber mounted ; > = 22 kv & < = 33 kv ; < = 15 mva"},{"$f":"IFERROR(repcalc('Lives scenario - input'!$CX39:$GJ39,'Lives scenario - input'!$I39,'Lives scenario - input'!$G39,'Lives scenario - input'!$H39,20,TRUE,TRUE),\"\")","v":1079.0813053328159},1147.0290185300469,1217.9744362943438,1293.4050457082515,1374.8597891800159,1463.7904698192369,1561.4169866837751,1668.5891961313343,1785.6681256072809,1912.4378436658053,2048.0566554466641,2191.0527393201942,2339.3652751125674,2490.4280037719163,2641.2884658341059,2788.7532903995047,2929.548131051175,3060.4803054658905,3178.5928676034669,3281.3005548147416,{"$f":"IFERROR(IF(OR(D54=\"\",'Lives scenario - input'!$F39=\"\"),\"\",D54/'Lives scenario - input'!$F39),\"\")","v":0.89356292298527673},{"$f":"IFERROR(IF(OR(E54=\"\",'Lives scenario - input'!$F39=\"\"),\"\",E54/'Lives scenario - input'!$F39),\"\")","v":0.94982889378342406},{"$f":"IFERROR(IF(OR(F54=\"\",'Lives scenario - input'!$F39=\"\"),\"\",F54/'Lives scenario - input'!$F39),\"\")","v":1.0085771962112235},{"$f":"IFERROR(IF(OR(G54=\"\",'Lives scenario - input'!$F39=\"\"),\"\",G54/'Lives scenario - input'!$F39),\"\")","v":1.0710395848165599},{"$f":"IFERROR(IF(OR(H54=\"\",'Lives scenario - input'!$F39=\"\"),\"\",H54/'Lives scenario - input'!$F39),\"\")","v":1.1384904231435171},{"$f":"IFERROR(IF(OR(I54=\"\",'Lives scenario - input'!$F39=\"\"),\"\",I54/'Lives scenario - input'!$F39),\"\")","v":1.2121319166457545},{"$f":"IFERROR(IF(OR(J54=\"\",'Lives scenario - input'!$F39=\"\"),\"\",J54/'Lives scenario - input'!$F39),\"\")","v":1.292974236255251},{"$f":"IFERROR(IF(OR(K54=\"\",'Lives scenario - input'!$F39=\"\"),\"\",K54/'Lives scenario - input'!$F39),\"\")","v":1.3817211288790787},{"$f":"IFERROR(IF(OR(L54=\"\",'Lives scenario - input'!$F39=\"\"),\"\",L54/'Lives scenario - input'!$F39),\"\")","v":1.4786715532127181},{"$f":"IFERROR(IF(OR(M54=\"\",'Lives scenario - input'!$F39=\"\"),\"\",M54/'Lives scenario - input'!$F39),\"\")","v":1.5836467012896807},{"$f":"IFERROR(IF(OR(N54=\"\",'Lives scenario - input'!$F39=\"\"),\"\",N54/'Lives scenario - input'!$F39),\"\")","v":1.6959495845551062},{"$f":"IFERROR(IF(OR(O54=\"\",'Lives scenario - input'!$F39=\"\"),\"\",O54/'Lives scenario - input'!$F39),\"\")","v":1.8143614206697816},{"$f":"IFERROR(IF(OR(P54=\"\",'Lives scenario - input'!$F39=\"\"),\"\",P54/'Lives scenario - input'!$F39),\"\")","v":1.9371756908670741},{"$f":"IFERROR(IF(OR(Q54=\"\",'Lives scenario - input'!$F39=\"\"),\"\",Q54/'Lives scenario - input'!$F39),\"\")","v":2.0622673338302957},{"$f":"IFERROR(IF(OR(R54=\"\",'Lives scenario - input'!$F39=\"\"),\"\",R54/'Lives scenario - input'!$F39),\"\")","v":2.1871914843803997},{"$f":"IFERROR(IF(OR(S54=\"\",'Lives scenario - input'!$F39=\"\"),\"\",S54/'Lives scenario - input'!$F39),\"\")","v":2.3093037840050585},{"$f":"IFERROR(IF(OR(T54=\"\",'Lives scenario - input'!$F39=\"\"),\"\",T54/'Lives scenario - input'!$F39),\"\")","v":2.4258928201900103},{"$f":"IFERROR(IF(OR(U54=\"\",'Lives scenario - input'!$F39=\"\"),\"\",U54/'Lives scenario - input'!$F39),\"\")","v":2.5343148046175386},{"$f":"IFERROR(IF(OR(V54=\"\",'Lives scenario - input'!$F39=\"\"),\"\",V54/'Lives scenario - input'!$F39),\"\")","v":2.6321211568760288},{"$f":"IFERROR(IF(OR(W54=\"\",'Lives scenario - input'!$F39=\"\"),\"\",W54/'Lives scenario - input'!$F39),\"\")","v":2.7171710791979229}]
[{"$f":"IFERROR('Lives scenario - input'!A40,\"\")","v":5},{"$f":"IFERROR('Lives scenario - input'!B40,\"\")","v":"TRANSFORMERS"},{"$f":"IFERROR('Lives scenario - input'!C40,\"\")","v":"ground outdoor / indoor chamber mounted ; > = 22 kv & < = 33 kv ; > 15 mva and < = 40 mva"},{"$f":"IFERROR(repcalc('Lives scenario - input'!$CX40:$GJ40,'Lives scenario - input'!$I40,'Lives scenario - input'!$G40,'Lives scenario - input'!$H40,20,TRUE,TRUE),\"\")","v":678.32885023970812},836.02358324358408,1013.86623838845,1210.0690399141886,1421.6819034785724,1644.625696019787,1873.8308945036358,2103.4827026948196,2327.3618017570057,2539.2585970989417,2733.4299222853942,2905.0621996167615,3050.7049193594858,3168.6430088688335,3259.1853417317388,3324.8576561451755,3370.4994356381903,3403.2737278250402,3432.6046590406172,3470.0584326210378,{"$f":"IFERROR(IF(OR(D55=\"\",'Lives scenario - input'!$F40=\"\"),\"\",D55/'Lives scenario - input'!$F40),\"\")","v":0.24368061153534912},{"$f":"IFERROR(IF(OR(E55=\"\",'Lives scenario - input'!$F40=\"\"),\"\",E55/'Lives scenario - input'!$F40),\"\")","v":0.30033034559974681},{"$f":"IFERROR(IF(OR(F55=\"\",'Lives scenario - input'!$F40=\"\"),\"\",F55/'Lives scenario - input'!$F40),\"\")","v":0.3642179525435717},{"$f":"IFERROR(IF(OR(G55=\"\",'Lives scenario - input'!$F40=\"\"),\"\",G55/'Lives scenario - input'!$F40),\"\")","v":0.43470119771860044},{"$f":"IFERROR(IF(OR(H55=\"\",'Lives scenario - input'!$F40=\"\"),\"\",H55/'Lives scenario - input'!$F40),\"\")","v":0.51072030258771084},{"$f":"IFERROR(IF(OR(I55=\"\",'Lives scenario - input'!$F40=\"\"),\"\",I55/'Lives scenario - input'!$F40),\"\")","v":0.59080989288783603},{"$f":"IFERROR(IF(OR(J55=\"\",'Lives scenario - input'!$F40=\"\"),\"\",J55/'Lives scenario - input'!$F40),\"\")","v":0.67314880993948145},{"$f":"IFERROR(IF(OR(K55=\"\",'Lives scenario - input'!$F40=\"\"),\"\",K55/'Lives scenario - input'!$F40),\"\")","v":0.75564816558453562},{"$f":"IFERROR(IF(OR(L55=\"\",'Lives scenario - input'!$F40=\"\"),\"\",L55/'Lives scenario - input'!$F40),\"\")","v":0.8360737523042775},{"$f":"IFERROR(IF(OR(M55=\"\",'Lives scenario - input'!$F40=\"\"),\"\",M55/'Lives scenario - input'!$F40),\"\")","v":0.912194855885611},{"$f":"IFERROR(IF(OR(N55=\"\",'Lives scenario - input'!$F40=\"\"),\"\",N55/'Lives scenario - input'!$F40),\"\")","v":0.98194832022277356},{"$f":"IFERROR(IF(OR(O55=\"\",'Lives scenario - input'!$F40=\"\"),\"\",O55/'Lives scenario - input'!$F40),\"\")","v":1.0436049315913341},{"$f":"IFERROR(IF(OR(P55=\"\",'Lives scenario - input'!$F40=\"\"),\"\",P55/'Lives scenario - input'!$F40),\"\")","v":1.0959251402925223},{"$f":"IFERROR(IF(OR(Q55=\"\",'Lives scenario - input'!$F40=\"\"),\"\",Q55/'Lives scenario - input'!$F40),\"\")","v":1.1382928293047068},{"$f":"IFERROR(IF(OR(R55=\"\",'Lives scenario - input'!$F40=\"\"),\"\",R55/'Lives scenario - input'!$F40),\"\")","v":1.1708189573531793},{"$f":"IFERROR(IF(OR(S55=\"\",'Lives scenario - input'!$F40=\"\"),\"\",S55/'Lives scenario - input'!$F40),\"\")","v":1.1944108622700242},{"$f":"IFERROR(IF(OR(T55=\"\",'Lives scenario - input'!$F40=\"\"),\"\",T55/'Lives scenario - input'!$F40),\"\")","v":1.2108070641041186},{"$f":"IFERROR(IF(OR(U55=\"\",'Lives scenario - input'!$F40=\"\"),\"\",U55/'Lives scenario - input'!$F40),\"\")","v":1.222580792377518},{"$f":"IFERROR(IF(OR(V55=\"\",'Lives scenario - input'!$F40=\"\"),\"\",V55/'Lives scenario - input'!$F40),\"\")","v":1.2331175390498545},{"$f":"IFERROR(IF(OR(W55=\"\",'Lives scenario - input'!$F40=\"\"),\"\",W55/'Lives scenario - input'!$F40),\"\")","v":1.2465723087344376}]
[{"$f":"IFERROR('Lives scenario - input'!A41,\"\")","v":5},{"$f":"IFERROR('Lives scenario - input'!B41,\"\")","v":"TRANSFORMERS"},{"$f":"IFERROR('Lives scenario - input'!C41,\"\")","v":"ground outdoor / indoor chamber mounted ; > 33 kv & < = 66 kv ; > 15 mva and < = 40 mva"},{"$f":"IFERROR(repcalc('Lives scenario - input'!$CX41:$GJ41,'Lives scenario - input'!$I41,'Lives scenario - input'!$G41,'Lives scenario - input'!$H41,20,TRUE,TRUE),\"\")","v":1.6844898631154635E-4},3.384221196080902E-4,6.6762220756692598E-4,1.293256041916392E-3,2.4599143161797058E-3,4.5944886187756235E-3,8.4262847179872695E-3,1.5174585655191357E-2,2.6833623894730468E-2,4.659331413685619E-2,7.9441909732283128E-2,0.13300181257803426,0.21864888413971298,0.35295456507472595,0.55946404923045701,0.87077793956824268,1.3308359198035857,1.9972088502078904,2.9430953330679763,4.258602131141382,{"$f":"IFERROR(IF(OR(D56=\"\",'Lives scenario - input'!$F41=\"\"),\"\",D56/'Lives scenario - input'!$F41),\"\")","v":6.0513056436272458E-8},{"$f":"IFERROR(IF(OR(E56=\"\",'Lives scenario - input'!$F41=\"\"),\"\",E56/'Lives scenario - input'!$F41),\"\")","v":1.2157364239195531E-7},{"$f":"IFERROR(IF(OR(F56=\"\",'Lives scenario - input'!$F41=\"\"),\"\",F56/'Lives scenario - input'!$F41),\"\")","v":2.3983439265040557E-7},{"$f":"IFERROR(IF(OR(G56=\"\",'Lives scenario - input'!$F41=\"\"),\"\",G56/'Lives scenario - input'!$F41),\"\")","v":4.6458502104783941E-7},{"$f":"IFERROR(IF(OR(H56=\"\",'Lives scenario - input'!$F41=\"\"),\"\",H56/'Lives scenario - input'!$F41),\"\")","v":8.8369147896245729E-7},{"$f":"IFERROR(IF(OR(I56=\"\",'Lives scenario - input'!$F41=\"\"),\"\",I56/'Lives scenario - input'!$F41),\"\")","v":1.6505088880117735E-6},{"$f":"IFERROR(IF(OR(J56=\"\",'Lives scenario - input'!$F41=\"\"),\"\",J56/'Lives scenario - input'!$F41),\"\")","v":3.027030639083832E-6},{"$f":"IFERROR(IF(OR(K56=\"\",'Lives scenario - input'!$F41=\"\"),\"\",K56/'Lives scenario - input'!$F41),\"\")","v":5.4512679372930301E-6},{"$f":"IFERROR(IF(OR(L56=\"\",'Lives scenario - input'!$F41=\"\"),\"\",L56/'Lives scenario - input'!$F41),\"\")","v":9.6396222541128558E-6},{"$f":"IFERROR(IF(OR(M56=\"\",'Lives scenario - input'!$F41=\"\"),\"\",M56/'Lives scenario - input'!$F41),\"\")","v":1.6738027990871246E-5},{"$f":"IFERROR(IF(OR(N56=\"\",'Lives scenario - input'!$F41=\"\"),\"\",N56/'Lives scenario - input'!$F41),\"\")","v":2.8538448774894149E-5},{"$f":"IFERROR(IF(OR(O56=\"\",'Lives scenario - input'!$F41=\"\"),\"\",O56/'Lives scenario - input'!$F41),\"\")","v":4.7779131040751442E-5},{"$f":"IFERROR(IF(OR(P56=\"\",'Lives scenario - input'!$F41=\"\"),\"\",P56/'Lives scenario - input'!$F41),\"\")","v":7.8546701618040674E-5},{"$f":"IFERROR(IF(OR(Q56=\"\",'Lives scenario - input'!$F41=\"\"),\"\",Q56/'Lives scenario - input'!$F41),\"\")","v":1.2679423001278625E-4},{"$f":"IFERROR(IF(OR(R56=\"\",'Lives scenario - input'!$F41=\"\"),\"\",R56/'Lives scenario - input'!$F41),\"\")","v":2.0098001375047501E-4},{"$f":"IFERROR(IF(OR(S56=\"\",'Lives scenario - input'!$F41=\"\"),\"\",S56/'Lives scenario - input'!$F41),\"\")","v":3.1281538556187944E-4},{"$f":"IFERROR(IF(OR(T56=\"\",'Lives scenario - input'!$F41=\"\"),\"\",T56/'Lives scenario - input'!$F41),\"\")","v":4.7808509202630216E-4},{"$f":"IFERROR(IF(OR(U56=\"\",'Lives scenario - input'!$F41=\"\"),\"\",U56/'Lives scenario - input'!$F41),\"\")","v":7.1747069848272955E-4},{"$f":"IFERROR(IF(OR(V56=\"\",'Lives scenario - input'!$F41=\"\"),\"\",V56/'Lives scenario - input'!$F41),\"\")","v":1.0572678285987701E-3},{"$f":"IFERROR(IF(OR(W56=\"\",'Lives scenario - input'!$F41=\"\"),\"\",W56/'Lives scenario - input'!$F41),\"\")","v":1.5298461376595681E-3}]
[{"$f":"IFERROR('Lives scenario - input'!A42,\"\")","v":5},{"$f":"IFERROR('Lives scenario - input'!B42,\"\")","v":"TRANSFORMERS"},{"$f":"IFERROR('Lives scenario - input'!C42,\"\")","v":"ground outdoor / indoor chamber mounted ; > 66 kv & < = 132 kv ; < = 100 mva"},{"$f":"IFERROR(repcalc('Lives scenario - input'!$CX42:$GJ42,'Lives scenario - input'!$I42,'Lives scenario - input'!$G42,'Lives scenario - input'!$H42,20,TRUE,TRUE),\"\")","v":1650.5473850713986},1828.1269934689117,2023.6126132520626,2236.4251303496203,2464.7677442942772,2705.550577014481,2954.4189816601297,3205.8942004221735,3453.6272772674711,3690.7591585359355,3910.3719018057045,4106.0080517134429,4272.2278479289198,4405.1675265092845,4503.0572743351731,4566.6551933986802,4599.554630106175,4608.32684355524,4602.4692202245769,4594.1406174080366,{"$f":"IFERROR(IF(OR(D57=\"\",'Lives scenario - input'!$F42=\"\"),\"\",D57/'Lives scenario - input'!$F42),\"\")","v":0.59293718086756586},{"$f":"IFERROR(IF(OR(E57=\"\",'Lives scenario - input'!$F42=\"\"),\"\",E57/'Lives scenario - input'!$F42),\"\")","v":0.65673029176830677},{"$f":"IFERROR(IF(OR(F57=\"\",'Lives scenario - input'!$F42=\"\"),\"\",F57/'Lives scenario - input'!$F42),\"\")","v":0.72695589894731927},{"$f":"IFERROR(IF(OR(G57=\"\",'Lives scenario - input'!$F42=\"\"),\"\",G57/'Lives scenario - input'!$F42),\"\")","v":0.80340596338197234},{"$f":"IFERROR(IF(OR(H57=\"\",'Lives scenario - input'!$F42=\"\"),\"\",H57/'Lives scenario - input'!$F42),\"\")","v":0.88543500841809475},{"$f":"IFERROR(IF(OR(I57=\"\",'Lives scenario - input'!$F42=\"\"),\"\",I57/'Lives scenario - input'!$F42),\"\")","v":0.97193303648182616},{"$f":"IFERROR(IF(OR(J57=\"\",'Lives scenario - input'!$F42=\"\"),\"\",J57/'Lives scenario - input'!$F42),\"\")","v":1.0613356986484845},{"$f":"IFERROR(IF(OR(K57=\"\",'Lives scenario - input'!$F42=\"\"),\"\",K57/'Lives scenario - input'!$F42),\"\")","v":1.1516748240922356},{"$f":"IFERROR(IF(OR(L57=\"\",'Lives scenario - input'!$F42=\"\"),\"\",L57/'Lives scenario - input'!$F42),\"\")","v":1.2406696348567534},{"$f":"IFERROR(IF(OR(M57=\"\",'Lives scenario - input'!$F42=\"\"),\"\",M57/'Lives scenario - input'!$F42),\"\")","v":1.3258561072021466},{"$f":"IFERROR(IF(OR(N57=\"\",'Lives scenario - input'!$F42=\"\"),\"\",N57/'Lives scenario - input'!$F42),\"\")","v":1.4047490623846095},{"$f":"IFERROR(IF(OR(O57=\"\",'Lives scenario - input'!$F42=\"\"),\"\",O57/'Lives scenario - input'!$F42),\"\")","v":1.4750287455074671},{"$f":"IFERROR(IF(OR(P57=\"\",'Lives scenario - input'!$F42=\"\"),\"\",P57/'Lives scenario - input'!$F42),\"\")","v":1.5347409950701312},{"$f":"IFERROR(IF(OR(Q57=\"\",'Lives scenario - input'!$F42=\"\"),\"\",Q57/'Lives scenario - input'!$F42),\"\")","v":1.5824978052991645},{"$f":"IFERROR(IF(OR(R57=\"\",'Lives scenario - input'!$F42=\"\"),\"\",R57/'Lives scenario - input'!$F42),\"\")","v":1.6176633943859682},{"$f":"IFERROR(IF(OR(S57=\"\",'Lives scenario - input'!$F42=\"\"),\"\",S57/'Lives scenario - input'!$F42),\"\")","v":1.6405101003815845},{"$f":"IFERROR(IF(OR(T57=\"\",'Lives scenario - input'!$F42=\"\"),\"\",T57/'Lives scenario - input'!$F42),\"\")","v":1.6523287851584709},{"$f":"IFERROR(IF(OR(U57=\"\",'Lives scenario - input'!$F42=\"\"),\"\",U57/'Lives scenario - input'!$F42),\"\")","v":1.6554800860902112},{"$f":"IFERROR(IF(OR(V57=\"\",'Lives scenario - input'!$F42=\"\"),\"\",V57/'Lives scenario - input'!$F42),\"\")","v":1.6533758128680782},{"$f":"IFERROR(IF(OR(W57=\"\",'Lives scenario - input'!$F42=\"\"),\"\",W57/'Lives scenario - input'!$F42),\"\")","v":1.6503838731520357}]
[{"$f":"IFERROR('Lives scenario - input'!A43,\"\")","v":5},{"$f":"IFERROR('Lives scenario - input'!B43,\"\")","v":"TRANSFORMERS"},{"$f":"IFERROR('Lives scenario - input'!C43,\"\")","v":"ground outdoor / indoor chamber mounted ; > 66 kv & < = 132 kv ; > 100 mva"},{"$f":"IFERROR(repcalc('Lives scenario - input'!$CX43:$GJ43,'Lives scenario - input'!$I43,'Lives scenario - input'!$G43,'Lives scenario - input'!$H43,20,TRUE,TRUE),\"\")","v":4.3058805182654925E-2},7.7924187904416825E-2,0.13825386524905883,0.24048979918114732,0.41015947205321107,0.68591591141663322,1.1248117231287329,1.808890671345015,2.8530245487863808,4.4136883255849373,6.6980563992530815,9.9724403589811317,14.568721395497604,20.887129936695178,29.393580170424467,40.609868862016071,55.095466975202726,73.420393467981413,96.129718673837317,123.70147518934614,{"$f":"IFERROR(IF(OR(D58=\"\",'Lives scenario - input'!$F43=\"\"),\"\",D58/'Lives scenario - input'!$F43),\"\")","v":1.5468302690034389E-5},{"$f":"IFERROR(IF(OR(E58=\"\",'Lives scenario - input'!$F43=\"\"),\"\",E58/'Lives scenario - input'!$F43),\"\")","v":2.79932274076704E-5},{"$f":"IFERROR(IF(OR(F58=\"\",'Lives scenario - input'!$F43=\"\"),\"\",F58/'Lives scenario - input'!$F43),\"\")","v":4.9665861062980147E-5},{"$f":"IFERROR(IF(OR(G58=\"\",'Lives scenario - input'!$F43=\"\"),\"\",G58/'Lives scenario - input'!$F43),\"\")","v":8.639275966482369E-5},{"$f":"IFERROR(IF(OR(H58=\"\",'Lives scenario - input'!$F43=\"\"),\"\",H58/'Lives scenario - input'!$F43),\"\")","v":1.4734433150178231E-4},{"$f":"IFERROR(IF(OR(I58=\"\",'Lives scenario - input'!$F43=\"\"),\"\",I58/'Lives scenario - input'!$F43),\"\")","v":2.464061622865753E-4},{"$f":"IFERROR(IF(OR(J58=\"\",'Lives scenario - input'!$F43=\"\"),\"\",J58/'Lives scenario - input'!$F43),\"\")","v":4.0407364135740313E-4},{"$f":"IFERROR(IF(OR(K58=\"\",'Lives scenario - input'!$F43=\"\"),\"\",K58/'Lives scenario - input'!$F43),\"\")","v":6.4981989906248922E-4},{"$f":"IFERROR(IF(OR(L58=\"\",'Lives scenario - input'!$F43=\"\"),\"\",L58/'Lives scenario - input'!$F43),\"\")","v":1.0249110981022688E-3},{"$f":"IFERROR(IF(OR(M58=\"\",'Lives scenario - input'!$F43=\"\"),\"\",M58/'Lives scenario - input'!$F43),\"\")","v":1.5855587889633432E-3},{"$f":"IFERROR(IF(OR(N58=\"\",'Lives scenario - input'!$F43=\"\"),\"\",N58/'Lives scenario - input'!$F43),\"\")","v":2.4061876166574171E-3},{"$f":"IFERROR(IF(OR(O58=\"\",'Lives scenario - input'!$F43=\"\"),\"\",O58/'Lives scenario - input'!$F43),\"\")","v":3.5824664752465893E-3},{"$f":"IFERROR(IF(OR(P58=\"\",'Lives scenario - input'!$F43=\"\"),\"\",P58/'Lives scenario - input'!$F43),\"\")","v":5.233619265476384E-3},{"$f":"IFERROR(IF(OR(Q58=\"\",'Lives scenario - input'!$F43=\"\"),\"\",Q58/'Lives scenario - input'!$F43),\"\")","v":7.5034234418800668E-3},{"$f":"IFERROR(IF(OR(R58=\"\",'Lives scenario - input'!$F43=\"\"),\"\",R58/'Lives scenario - input'!$F43),\"\")","v":1.0559252475567282E-2},{"$f":"IFERROR(IF(OR(S58=\"\",'Lives scenario - input'!$F43=\"\"),\"\",S58/'Lives scenario - input'!$F43),\"\")","v":1.4588554909863282E-2},{"$f":"IFERROR(IF(OR(T58=\"\",'Lives scenario - input'!$F43=\"\"),\"\",T58/'Lives scenario - input'!$F43),\"\")","v":1.979231324246146E-2},{"$f":"IFERROR(IF(OR(U58=\"\",'Lives scenario - input'!$F43=\"\"),\"\",U58/'Lives scenario - input'!$F43),\"\")","v":2.6375299197610849E-2},{"$f":"IFERROR(IF(OR(V58=\"\",'Lives scenario - input'!$F43=\"\"),\"\",V58/'Lives scenario - input'!$F43),\"\")","v":3.4533322038247126E-2},{"$f":"IFERROR(IF(OR(W58=\"\",'Lives scenario - input'!$F43=\"\"),\"\",W58/'Lives scenario - input'!$F43),\"\")","v":4.4438108612529906E-2}]
[{"$f":"IFERROR('Lives scenario - input'!A44,\"\")","v":5},{"$f":"IFERROR('Lives scenario - input'!B44,\"\")","v":"TRANSFORMERS"},{"$f":"IFERROR('Lives scenario - input'!C44,\"\")","v":"kiosk mounted ; < = 22 kv ; > 60 kva and < = 600 kva ; multiple phase"},{"$f":"IFERROR(repcalc('Lives scenario - input'!$CX44:$GJ44,'Lives scenario - input'!$I44,'Lives scenario - input'!$G44,'Lives scenario - input'!$H44,20,TRUE,TRUE),\"\")","v":534.74362428163988},644.55062263599166,770.79902381751162,914.64440388283117,1077.0021433322481,1258.4600854438261,1459.1985280801996,1678.9288792797186,1916.8627314134023,2171.7220759096963,2441.7989190219805,2725.0689217101722,3019.3592810763994,3322.5663506705155,3632.9138470584026,3949.2381415402724,4271.2831430603674,4599.9835694229569,4937.7118982029215,5288.4610497359945,{"$f":"IFERROR(IF(OR(D59=\"\",'Lives scenario - input'!$F44=\"\"),\"\",D59/'Lives scenario - input'!$F44),\"\")","v":9.0270479667228365},{"$f":"IFERROR(IF(OR(E59=\"\",'Lives scenario - input'!$F44=\"\"),\"\",E59/'Lives scenario - input'!$F44),\"\")","v":10.880708293310525},{"$f":"IFERROR(IF(OR(F59=\"\",'Lives scenario - input'!$F44=\"\"),\"\",F59/'Lives scenario - input'!$F44),\"\")","v":13.011917196864307},{"$f":"IFERROR(IF(OR(G59=\"\",'Lives scenario - input'!$F44=\"\"),\"\",G59/'Lives scenario - input'!$F44),\"\")","v":15.440182045062329},{"$f":"IFERROR(IF(OR(H59=\"\",'Lives scenario - input'!$F44=\"\"),\"\",H59/'Lives scenario - input'!$F44),\"\")","v":18.18095544604946},{"$f":"IFERROR(IF(OR(I59=\"\",'Lives scenario - input'!$F44=\"\"),\"\",I59/'Lives scenario - input'!$F44),\"\")","v":21.244160827103819},{"$f":"IFERROR(IF(OR(J59=\"\",'Lives scenario - input'!$F44=\"\"),\"\",J59/'Lives scenario - input'!$F44),\"\")","v":24.632841810216199},{"$f":"IFERROR(IF(OR(K59=\"\",'Lives scenario - input'!$F44=\"\"),\"\",K59/'Lives scenario - input'!$F44),\"\")","v":28.342126652438516},{"$f":"IFERROR(IF(OR(L59=\"\",'Lives scenario - input'!$F44=\"\"),\"\",L59/'Lives scenario - input'!$F44),\"\")","v":32.358706184365154},{"$f":"IFERROR(IF(OR(M59=\"\",'Lives scenario - input'!$F44=\"\"),\"\",M59/'Lives scenario - input'!$F44),\"\")","v":36.661006245681797},{"$f":"IFERROR(IF(OR(N59=\"\",'Lives scenario - input'!$F44=\"\"),\"\",N59/'Lives scenario - input'!$F44),\"\")","v":41.220194063490389},{"$f":"IFERROR(IF(OR(O59=\"\",'Lives scenario - input'!$F44=\"\"),\"\",O59/'Lives scenario - input'!$F44),\"\")","v":46.002096615830574},{"$f":"IFERROR(IF(OR(P59=\"\",'Lives scenario - input'!$F44=\"\"),\"\",P59/'Lives scenario - input'!$F44),\"\")","v":50.970034651018565},{"$f":"IFERROR(IF(OR(Q59=\"\",'Lives scenario - input'!$F44=\"\"),\"\",Q59/'Lives scenario - input'!$F44),\"\")","v":56.088496352646992},{"$f":"IFERROR(IF(OR(R59=\"\",'Lives scenario - input'!$F44=\"\"),\"\",R59/'Lives scenario - input'!$F44),\"\")","v":61.327496144386977},{"$f":"IFERROR(IF(OR(S59=\"\",'Lives scenario - input'!$F44=\"\"),\"\",S59/'Lives scenario - input'!$F44),\"\")","v":66.667390721276163},{"$f":"IFERROR(IF(OR(T59=\"\",'Lives scenario - input'!$F44=\"\"),\"\",T59/'Lives scenario - input'!$F44),\"\")","v":72.103856990641361},{"$f":"IFERROR(IF(OR(U59=\"\",'Lives scenario - input'!$F44=\"\"),\"\",U59/'Lives scenario - input'!$F44),\"\")","v":77.652673995132787},{"$f":"IFERROR(IF(OR(V59=\"\",'Lives scenario - input'!$F44=\"\"),\"\",V59/'Lives scenario - input'!$F44),\"\")","v":83.353891709908552},{"$f":"IFERROR(IF(OR(W59=\"\",'Lives scenario - input'!$F44=\"\"),\"\",W59/'Lives scenario - input'!$F44),\"\")","v":89.274914928146671}]
[{"$f":"IFERROR('Lives scenario - input'!A45,\"\")","v":5},{"$f":"IFERROR('Lives scenario - input'!B45,\"\")","v":"TRANSFORMERS"},{"$f":"IFERROR('Lives scenario - input'!C45,\"\")","v":"kiosk mounted ; < = 22 kv ; > 600 kva ; multiple phase"},{"$f":"IFERROR(repcalc('Lives scenario - input'!$CX45:$GJ45,'Lives scenario - input'!$I45,'Lives scenario - input'!$G45,'Lives scenario - input'!$H45,20,TRUE,TRUE),\"\")","v":2.8969610671732937},4.6159341755469478,7.2196604489166516,11.088226541805055,16.728801091560108,24.803765739744644,36.160819391640985,51.864543828597938,73.229192821092568,101.85286178586385,139.65352049402154,188.90732932240655,252.28880147188559,332.91031592126956,434.35498247567,560.69200726615929,716.45811150042312,906.58342035064345,1136.2372899326276,1410.5707591710182,{"$f":"IFERROR(IF(OR(D60=\"\",'Lives scenario - input'!$F45=\"\"),\"\",D60/'Lives scenario - input'!$F45),\"\")","v":4.2681220031094494E-2},{"$f":"IFERROR(IF(OR(E60=\"\",'Lives scenario - input'!$F45=\"\"),\"\",E60/'Lives scenario - input'!$F45),\"\")","v":6.800702447403062E-2},{"$f":"IFERROR(IF(OR(F60=\"\",'Lives scenario - input'!$F45=\"\"),\"\",F60/'Lives scenario - input'!$F45),\"\")","v":0.10636798666772319},{"$f":"IFERROR(IF(OR(G60=\"\",'Lives scenario - input'!$F45=\"\"),\"\",G60/'Lives scenario - input'!$F45),\"\")","v":0.16336396168664616},{"$f":"IFERROR(IF(OR(H60=\"\",'Lives scenario - input'!$F45=\"\"),\"\",H60/'Lives scenario - input'!$F45),\"\")","v":0.24646711629507018},{"$f":"IFERROR(IF(OR(I60=\"\",'Lives scenario - input'!$F45=\"\"),\"\",I60/'Lives scenario - input'!$F45),\"\")","v":0.36543638612677176},{"$f":"IFERROR(IF(OR(J60=\"\",'Lives scenario - input'!$F45=\"\"),\"\",J60/'Lives scenario - input'!$F45),\"\")","v":0.53276100478121247},{"$f":"IFERROR(IF(OR(K60=\"\",'Lives scenario - input'!$F45=\"\"),\"\",K60/'Lives scenario - input'!$F45),\"\")","v":0.76412556317875935},{"$f":"IFERROR(IF(OR(L60=\"\",'Lives scenario - input'!$F45=\"\"),\"\",L60/'Lives scenario - input'!$F45),\"\")","v":1.0788930948755246},{"$f":"IFERROR(IF(OR(M60=\"\",'Lives scenario - input'!$F45=\"\"),\"\",M60/'Lives scenario - input'!$F45),\"\")","v":1.5006085010734682},{"$f":"IFERROR(IF(OR(N60=\"\",'Lives scenario - input'!$F45=\"\"),\"\",N60/'Lives scenario - input'!$F45),\"\")","v":2.0575294241487092},{"$f":"IFERROR(IF(OR(O60=\"\",'Lives scenario - input'!$F45=\"\"),\"\",O60/'Lives scenario - input'!$F45),\"\")","v":2.7831907648532281},{"$f":"IFERROR(IF(OR(P60=\"\",'Lives scenario - input'!$F45=\"\"),\"\",P60/'Lives scenario - input'!$F45),\"\")","v":3.7169963963338737},{"$f":"IFERROR(IF(OR(Q60=\"\",'Lives scenario - input'!$F45=\"\"),\"\",Q60/'Lives scenario - input'!$F45),\"\")","v":4.9048013124737366},{"$f":"IFERROR(IF(OR(R60=\"\",'Lives scenario - input'!$F45=\"\"),\"\",R60/'Lives scenario - input'!$F45),\"\")","v":6.3993958319693531},{"$f":"IFERROR(IF(OR(S60=\"\",'Lives scenario - input'!$F45=\"\"),\"\",S60/'Lives scenario - input'!$F45),\"\")","v":8.2607319797893037},{"$f":"IFERROR(IF(OR(T60=\"\",'Lives scenario - input'!$F45=\"\"),\"\",T60/'Lives scenario - input'!$F45),\"\")","v":10.555649727750644},{"$f":"IFERROR(IF(OR(U60=\"\",'Lives scenario - input'!$F45=\"\"),\"\",U60/'Lives scenario - input'!$F45),\"\")","v":13.356785108017952},{"$f":"IFERROR(IF(OR(V60=\"\",'Lives scenario - input'!$F45=\"\"),\"\",V60/'Lives scenario - input'!$F45),\"\")","v":16.740298766413488},{"$f":"IFERROR(IF(OR(W60=\"\",'Lives scenario - input'!$F45=\"\"),\"\",W60/'Lives scenario - input'!$F45),\"\")","v":20.782081479731819}]
[{"$f":"IFERROR('Lives scenario - input'!A46,\"\")","v":5},{"$f":"IFERROR('Lives scenario - input'!B46,\"\")","v":"TRANSFORMERS"},{"$f":"IFERROR('Lives scenario - input'!C46,\"\")","v":"pole mounted ; < = 22 kv ; < = 60 kva ; multiple phase"},{"$f":"IFERROR(repcalc('Lives scenario - input'!$CX46:$GJ46,'Lives scenario - input'!$I46,'Lives scenario - input'!$G46,'Lives scenario - input'!$H46,20,TRUE,TRUE),\"\")","v":518.37830053602772},499.22122831097579,490.79684416692982,490.35888828250683,495.95515246580203,506.26264044211388,520.43856499837557,537.98781256344705,558.64631018167449,582.27956639495198,608.79609992432461,638.07612800084826,669.91644195343156,703.99262816751502,739.83958104382589,776.85059170485908,814.294269493451,851.34732466115088,887.14001295616094,920.81002031247135,{"$f":"IFERROR(IF(OR(D61=\"\",'Lives scenario - input'!$F46=\"\"),\"\",D61/'Lives scenario - input'!$F46),\"\")","v":54.311164950275192},{"$f":"IFERROR(IF(OR(E61=\"\",'Lives scenario - input'!$F46=\"\"),\"\",E61/'Lives scenario - input'!$F46),\"\")","v":52.304053717989305},{"$f":"IFERROR(IF(OR(F61=\"\",'Lives scenario - input'!$F46=\"\"),\"\",F61/'Lives scenario - input'!$F46),\"\")","v":51.421420096214149},{"$f":"IFERROR(IF(OR(G61=\"\",'Lives scenario - input'!$F46=\"\"),\"\",G61/'Lives scenario - input'!$F46),\"\")","v":51.375534891807938},{"$f":"IFERROR(IF(OR(H61=\"\",'Lives scenario - input'!$F46=\"\"),\"\",H61/'Lives scenario - input'!$F46),\"\")","v":51.961862727772477},{"$f":"IFERROR(IF(OR(I61=\"\",'Lives scenario - input'!$F46=\"\"),\"\",I61/'Lives scenario - input'!$F46),\"\")","v":53.041791573415857},{"$f":"IFERROR(IF(OR(J61=\"\",'Lives scenario - input'!$F46=\"\"),\"\",J61/'Lives scenario - input'!$F46),\"\")","v":54.527021522473639},{"$f":"IFERROR(IF(OR(K61=\"\",'Lives scenario - input'!$F46=\"\"),\"\",K61/'Lives scenario - input'!$F46),\"\")","v":56.365678885781946},{"$f":"IFERROR(IF(OR(L61=\"\",'Lives scenario - input'!$F46=\"\"),\"\",L61/'Lives scenario - input'!$F46),\"\")","v":58.530096398259282},{"$f":"IFERROR(IF(OR(M61=\"\",'Lives scenario - input'!$F46=\"\"),\"\",M61/'Lives scenario - input'!$F46),\"\")","v":61.00618321590612},{"$f":"IFERROR(IF(OR(N61=\"\",'Lives scenario - input'!$F46=\"\"),\"\",N61/'Lives scenario - input'!$F46),\"\")","v":63.78435472681636},{"$f":"IFERROR(IF(OR(O61=\"\",'Lives scenario - input'!$F46=\"\"),\"\",O61/'Lives scenario - input'!$F46),\"\")","v":66.852061135376275},{"$f":"IFERROR(IF(OR(P61=\"\",'Lives scenario - input'!$F46=\"\"),\"\",P61/'Lives scenario - input'!$F46),\"\")","v":70.188012006311908},{"$f":"IFERROR(IF(OR(Q61=\"\",'Lives scenario - input'!$F46=\"\"),\"\",Q61/'Lives scenario - input'!$F46),\"\")","v":73.758218105671489},{"$f":"IFERROR(IF(OR(R61=\"\",'Lives scenario - input'!$F46=\"\"),\"\",R61/'Lives scenario - input'!$F46),\"\")","v":77.513949718312077},{"$f":"IFERROR(IF(OR(S61=\"\",'Lives scenario - input'!$F46=\"\"),\"\",S61/'Lives scenario - input'!$F46),\"\")","v":81.391641170499057},{"$f":"IFERROR(IF(OR(T61=\"\",'Lives scenario - input'!$F46=\"\"),\"\",T61/'Lives scenario - input'!$F46),\"\")","v":85.314663717195785},{"$f":"IFERROR(IF(OR(U61=\"\",'Lives scenario - input'!$F46=\"\"),\"\",U61/'Lives scenario - input'!$F46),\"\")","v":89.196760226721139},{"$f":"IFERROR(IF(OR(V61=\"\",'Lives scenario - input'!$F46=\"\"),\"\",V61/'Lives scenario - input'!$F46),\"\")","v":92.94680646900008},{"$f":"IFERROR(IF(OR(W61=\"\",'Lives scenario - input'!$F46=\"\"),\"\",W61/'Lives scenario - input'!$F46),\"\")","v":96.474456684131837}]
[{"$f":"IFERROR('Lives scenario - input'!A47,\"\")","v":5},{"$f":"IFERROR('Lives scenario - input'!B47,\"\")","v":"TRANSFORMERS"},{"$f":"IFERROR('Lives scenario - input'!C47,\"\")","v":"pole mounted ; < = 22 kv ; < = 60 kva ; single phase"},{"$f":"IFERROR(repcalc('Lives scenario - input'!$CX47:$GJ47,'Lives scenario - input'!$I47,'Lives scenario - input'!$G47,'Lives scenario - input'!$H47,20,TRUE,TRUE),\"\")","v":116.7865580691239},132.55846453007342,151.0489333321234,172.45999665277901,196.94928413879239,224.6067494380803,255.43054143760327,289.30505642329643,325.98440519125273,365.08427377024668,406.08444795156134,448.34318125780936,491.12324865887445,533.62812583053278,575.04546637357555,614.59410369643331,651.57032107258453,685.38918285747934,715.61728842136347,741.99430289884083,{"$f":"IFERROR(IF(OR(D62=\"\",'Lives scenario - input'!$F47=\"\"),\"\",D62/'Lives scenario - input'!$F47),\"\")","v":16.945751000423019},{"$f":"IFERROR(IF(OR(E62=\"\",'Lives scenario - input'!$F47=\"\"),\"\",E62/'Lives scenario - input'!$F47),\"\")","v":19.234257521276415},{"$f":"IFERROR(IF(OR(F62=\"\",'Lives scenario - input'!$F47=\"\"),\"\",F62/'Lives scenario - input'!$F47),\"\")","v":21.917227936546052},{"$f":"IFERROR(IF(OR(G62=\"\",'Lives scenario - input'!$F47=\"\"),\"\",G62/'Lives scenario - input'!$F47),\"\")","v":25.023977152250911},{"$f":"IFERROR(IF(OR(H62=\"\",'Lives scenario - input'!$F47=\"\"),\"\",H62/'Lives scenario - input'!$F47),\"\")","v":28.577377259052014},{"$f":"IFERROR(IF(OR(I62=\"\",'Lives scenario - input'!$F47=\"\"),\"\",I62/'Lives scenario - input'!$F47),\"\")","v":32.590480547764159},{"$f":"IFERROR(IF(OR(J62=\"\",'Lives scenario - input'!$F47=\"\"),\"\",J62/'Lives scenario - input'!$F47),\"\")","v":37.063018421545735},{"$f":"IFERROR(IF(OR(K62=\"\",'Lives scenario - input'!$F47=\"\"),\"\",K62/'Lives scenario - input'!$F47),\"\")","v":41.978216760278315},{"$f":"IFERROR(IF(OR(L62=\"\",'Lives scenario - input'!$F47=\"\"),\"\",L62/'Lives scenario - input'!$F47),\"\")","v":47.30039699536642},{"$f":"IFERROR(IF(OR(M62=\"\",'Lives scenario - input'!$F47=\"\"),\"\",M62/'Lives scenario - input'!$F47),\"\")","v":52.973795099082501},{"$f":"IFERROR(IF(OR(N62=\"\",'Lives scenario - input'!$F47=\"\"),\"\",N62/'Lives scenario - input'!$F47),\"\")","v":58.922927894307989},{"$f":"IFERROR(IF(OR(O62=\"\",'Lives scenario - input'!$F47=\"\"),\"\",O62/'Lives scenario - input'!$F47),\"\")","v":65.054677849445056},{"$f":"IFERROR(IF(OR(P62=\"\",'Lives scenario - input'!$F47=\"\"),\"\",P62/'Lives scenario - input'!$F47),\"\")","v":71.262073477379246},{"$f":"IFERROR(IF(OR(Q62=\"\",'Lives scenario - input'!$F47=\"\"),\"\",Q62/'Lives scenario - input'!$F47),\"\")","v":77.429538952542643},{"$f":"IFERROR(IF(OR(R62=\"\",'Lives scenario - input'!$F47=\"\"),\"\",R62/'Lives scenario - input'!$F47),\"\")","v":83.439202663384407},{"$f":"IFERROR(IF(OR(S62=\"\",'Lives scenario - input'!$F47=\"\"),\"\",S62/'Lives scenario - input'!$F47),\"\")","v":89.177717194162128},{"$f":"IFERROR(IF(OR(T62=\"\",'Lives scenario - input'!$F47=\"\"),\"\",T62/'Lives scenario - input'!$F47),\"\")","v":94.542973118760116},{"$f":"IFERROR(IF(OR(U62=\"\",'Lives scenario - input'!$F47=\"\"),\"\",U62/'Lives scenario - input'!$F47),\"\")","v":99.450096167847235},{"$f":"IFERROR(IF(OR(V62=\"\",'Lives scenario - input'!$F47=\"\"),\"\",V62/'Lives scenario - input'!$F47),\"\")","v":103.83619983053843},{"$f":"IFERROR(IF(OR(W62=\"\",'Lives scenario - input'!$F47=\"\"),\"\",W62/'Lives scenario - input'!$F47),\"\")","v":107.66350947010608}]
[{"$f":"IFERROR('Lives scenario - input'!A48,\"\")","v":5},{"$f":"IFERROR('Lives scenario - input'!B48,\"\")","v":"TRANSFORMERS"},{"$f":"IFERROR('Lives scenario - input'!C48,\"\")","v":"pole mounted ; < = 22 kv ; > 60 kva and < = 600 kva ; multiple phase"},{"$f":"IFERROR(repcalc('Lives scenario - input'!$CX48:$GJ48,'Lives scenario - input'!$I48,'Lives scenario - input'!$G48,'Lives scenario - input'!$H48,20,TRUE,TRUE),\"\")","v":886.44920598042586},902.75648134482537,944.31659399589648,1006.664684800772,1086.9509004251954,1183.4017235690583,1294.9067431518381,1420.7048591728126,1560.1537709676866,1712.5740021865106,1877.1631198581674,2052.9771799338018,2238.9751685505098,2434.1190211083976,2637.5176139170808,2848.5989279196988,3067.2912825902326,3294.192792378406,3530.7083260072682,3779.1351962134527,{"$f":"IFERROR(IF(OR(D63=\"\",'Lives scenario - input'!$F48=\"\"),\"\",D63/'Lives scenario - input'!$F48),\"\")","v":47.221087915697787},{"$f":"IFERROR(IF(OR(E63=\"\",'Lives scenario - input'!$F48=\"\"),\"\",E63/'Lives scenario - input'!$F48),\"\")","v":48.08977534691514},{"$f":"IFERROR(IF(OR(F63=\"\",'Lives scenario - input'!$F48=\"\"),\"\",F63/'Lives scenario - input'!$F48),\"\")","v":50.303679674475525},{"$f":"IFERROR(IF(OR(G63=\"\",'Lives scenario - input'!$F48=\"\"),\"\",G63/'Lives scenario - input'!$F48),\"\")","v":53.624958161060292},{"$f":"IFERROR(IF(OR(H63=\"\",'Lives scenario - input'!$F48=\"\"),\"\",H63/'Lives scenario - input'!$F48),\"\")","v":57.901799316585318},{"$f":"IFERROR(IF(OR(I63=\"\",'Lives scenario - input'!$F48=\"\"),\"\",I63/'Lives scenario - input'!$F48),\"\")","v":63.039727997090374},{"$f":"IFERROR(IF(OR(J63=\"\",'Lives scenario - input'!$F48=\"\"),\"\",J63/'Lives scenario - input'!$F48),\"\")","v":68.979592681087084},{"$f":"IFERROR(IF(OR(K63=\"\",'Lives scenario - input'!$F48=\"\"),\"\",K63/'Lives scenario - input'!$F48),\"\")","v":75.680849624157489},{"$f":"IFERROR(IF(OR(L63=\"\",'Lives scenario - input'!$F48=\"\"),\"\",L63/'Lives scenario - input'!$F48),\"\")","v":83.109283514321689},{"$f":"IFERROR(IF(OR(M63=\"\",'Lives scenario - input'!$F48=\"\"),\"\",M63/'Lives scenario - input'!$F48),\"\")","v":91.228698693395131},{"$f":"IFERROR(IF(OR(N63=\"\",'Lives scenario - input'!$F48=\"\"),\"\",N63/'Lives scenario - input'!$F48),\"\")","v":99.996349612484622},{"$f":"IFERROR(IF(OR(O63=\"\",'Lives scenario - input'!$F48=\"\"),\"\",O63/'Lives scenario - input'!$F48),\"\")","v":109.36195243736958},{"$f":"IFERROR(IF(OR(P63=\"\",'Lives scenario - input'!$F48=\"\"),\"\",P63/'Lives scenario - input'!$F48),\"\")","v":119.27005243154619},{"$f":"IFERROR(IF(OR(Q63=\"\",'Lives scenario - input'!$F48=\"\"),\"\",Q63/'Lives scenario - input'!$F48),\"\")","v":129.66535196554733},{"$f":"IFERROR(IF(OR(R63=\"\",'Lives scenario - input'!$F48=\"\"),\"\",R63/'Lives scenario - input'!$F48),\"\")","v":140.50038094199624},{"$f":"IFERROR(IF(OR(S63=\"\",'Lives scenario - input'!$F48=\"\"),\"\",S63/'Lives scenario - input'!$F48),\"\")","v":151.74466794528195},{"$f":"IFERROR(IF(OR(T63=\"\",'Lives scenario - input'!$F48=\"\"),\"\",T63/'Lives scenario - input'!$F48),\"\")","v":163.39439455873921},{"$f":"IFERROR(IF(OR(U63=\"\",'Lives scenario - input'!$F48=\"\"),\"\",U63/'Lives scenario - input'!$F48),\"\")","v":175.48142229775272},{"$f":"IFERROR(IF(OR(V63=\"\",'Lives scenario - input'!$F48=\"\"),\"\",V63/'Lives scenario - input'!$F48),\"\")","v":188.08058842207015},{"$f":"IFERROR(IF(OR(W63=\"\",'Lives scenario - input'!$F48=\"\"),\"\",W63/'Lives scenario - input'!$F48),\"\")","v":201.31427062234155}]
[{"$f":"IFERROR('Lives scenario - input'!A49,\"\")","v":5},{"$f":"IFERROR('Lives scenario - input'!B49,\"\")","v":"TRANSFORMERS"},{"$f":"IFERROR('Lives scenario - input'!C49,\"\")","v":"pole mounted ; < = 22 kv ; > 60 kva and < = 600 kva ; single phase"},{"$f":"IFERROR(repcalc('Lives scenario - input'!$CX49:$GJ49,'Lives scenario - input'!$I49,'Lives scenario - input'!$G49,'Lives scenario - input'!$H49,20,TRUE,TRUE),\"\")","v":5.4843119784500096E-4},9.0091418859446486E-4,1.4549609258228296E-3,2.310075245422366E-3,3.6058543736914115E-3,5.5334758161345527E-3,8.3482673220991715E-3,1.2382381802910663E-2,1.8056059405487643E-2,2.5885389765910021E-2,3.6483981335358733E-2,5.0555628940535419E-2,6.8875096755538837E-2,9.2254655336484623E-2,0.12149515253106268,0.15732221511023164,0.20031062054432774,0.25080276049662698,0.30883010813609341,0.3740492421509492,{"$f":"IFERROR(IF(OR(D64=\"\",'Lives scenario - input'!$F49=\"\"),\"\",D64/'Lives scenario - input'!$F49),\"\")","v":2.9214891992042791E-5},{"$f":"IFERROR(IF(OR(E64=\"\",'Lives scenario - input'!$F49=\"\"),\"\",E64/'Lives scenario - input'!$F49),\"\")","v":4.7991636539474947E-5},{"$f":"IFERROR(IF(OR(F64=\"\",'Lives scenario - input'!$F49=\"\"),\"\",F64/'Lives scenario - input'!$F49),\"\")","v":7.750566792622519E-5},{"$f":"IFERROR(IF(OR(G64=\"\",'Lives scenario - input'!$F49=\"\"),\"\",G64/'Lives scenario - input'!$F49),\"\")","v":1.230575486108286E-4},{"$f":"IFERROR(IF(OR(H64=\"\",'Lives scenario - input'!$F49=\"\"),\"\",H64/'Lives scenario - input'!$F49),\"\")","v":1.9208361318679481E-4},{"$f":"IFERROR(IF(OR(I64=\"\",'Lives scenario - input'!$F49=\"\"),\"\",I64/'Lives scenario - input'!$F49),\"\")","v":2.9476787415481882E-4},{"$f":"IFERROR(IF(OR(J64=\"\",'Lives scenario - input'!$F49=\"\"),\"\",J64/'Lives scenario - input'!$F49),\"\")","v":4.4471162306991422E-4},{"$f":"IFERROR(IF(OR(K64=\"\",'Lives scenario - input'!$F49=\"\"),\"\",K64/'Lives scenario - input'!$F49),\"\")","v":6.5960862255416372E-4},{"$f":"IFERROR(IF(OR(L64=\"\",'Lives scenario - input'!$F49=\"\"),\"\",L64/'Lives scenario - input'!$F49),\"\")","v":9.6184503617956999E-4},{"$f":"IFERROR(IF(OR(M64=\"\",'Lives scenario - input'!$F49=\"\"),\"\",M64/'Lives scenario - input'!$F49),\"\")","v":1.3789129231789642E-3},{"$f":"IFERROR(IF(OR(N64=\"\",'Lives scenario - input'!$F49=\"\"),\"\",N64/'Lives scenario - input'!$F49),\"\")","v":1.9434991633234021E-3},{"$f":"IFERROR(IF(OR(O64=\"\",'Lives scenario - input'!$F49=\"\"),\"\",O64/'Lives scenario - input'!$F49),\"\")","v":2.6930948583726673E-3},{"$f":"IFERROR(IF(OR(P64=\"\",'Lives scenario - input'!$F49=\"\"),\"\",P64/'Lives scenario - input'!$F49),\"\")","v":3.6689716423157445E-3},{"$f":"IFERROR(IF(OR(Q64=\"\",'Lives scenario - input'!$F49=\"\"),\"\",Q64/'Lives scenario - input'!$F49),\"\")","v":4.9143991115185599E-3},{"$f":"IFERROR(IF(OR(R64=\"\",'Lives scenario - input'!$F49=\"\"),\"\",R64/'Lives scenario - input'!$F49),\"\")","v":6.4720383754589403E-3},{"$f":"IFERROR(IF(OR(S64=\"\",'Lives scenario - input'!$F49=\"\"),\"\",S64/'Lives scenario - input'!$F49),\"\")","v":8.3805435220578317E-3},{"$f":"IFERROR(IF(OR(T64=\"\",'Lives scenario - input'!$F49=\"\"),\"\",T64/'Lives scenario - input'!$F49),\"\")","v":1.0670532907421371E-2},{"$f":"IFERROR(IF(OR(U64=\"\",'Lives scenario - input'!$F49=\"\"),\"\",U64/'Lives scenario - input'!$F49),\"\")","v":1.3360245711780166E-2},{"$f":"IFERROR(IF(OR(V64=\"\",'Lives scenario - input'!$F49=\"\"),\"\",V64/'Lives scenario - input'!$F49),\"\")","v":1.6451358508668957E-2},{"$f":"IFERROR(IF(OR(W64=\"\",'Lives scenario - input'!$F49=\"\"),\"\",W64/'Lives scenario - input'!$F49),\"\")","v":1.9925577268552631E-2}]
[{"$f":"IFERROR('Lives scenario - input'!A50,\"\")","v":5},{"$f":"IFERROR('Lives scenario - input'!B50,\"\")","v":"TRANSFORMERS"},{"$f":"IFERROR('Lives scenario - input'!C50,\"\")","v":"pole mounted ; < = 22 kv ; > 600 kva ; multiple phase"},{"$f":"IFERROR(repcalc('Lives scenario - input'!$CX50:$GJ50,'Lives scenario - input'!$I50,'Lives scenario - input'!$G50,'Lives scenario - input'!$H50,20,TRUE,TRUE),\"\")","v":7.0258227145924751E-2},0.10350233246602285,0.15000792566672244,0.21403784196109504,0.30089976147025382,0.41714996950392408,0.5708537671378574,0.77192679389292407,1.0325841625433467,1.3679223649462313,1.7966506549808299,2.341973125859703,3.0326003033902698,3.9038415245393878,4.9986995789543878,6.3688604475675907,8.0754463610085452,10.189381297616633,12.791204132961598,15.970154367744286,{"$f":"IFERROR(IF(OR(D65=\"\",'Lives scenario - input'!$F50=\"\"),\"\",D65/'Lives scenario - input'!$F50),\"\")","v":3.7426509025854284E-3},{"$f":"IFERROR(IF(OR(E65=\"\",'Lives scenario - input'!$F50=\"\"),\"\",E65/'Lives scenario - input'!$F50),\"\")","v":5.5135620945728154E-3},{"$f":"IFERROR(IF(OR(F65=\"\",'Lives scenario - input'!$F50=\"\"),\"\",F65/'Lives scenario - input'!$F50),\"\")","v":7.9909118290937622E-3},{"$f":"IFERROR(IF(OR(G65=\"\",'Lives scenario - input'!$F50=\"\"),\"\",G65/'Lives scenario - input'!$F50),\"\")","v":1.1401781043226832E-2},{"$f":"IFERROR(IF(OR(H65=\"\",'Lives scenario - input'!$F50=\"\"),\"\",H65/'Lives scenario - input'!$F50),\"\")","v":1.6028909490064004E-2},{"$f":"IFERROR(IF(OR(I65=\"\",'Lives scenario - input'!$F50=\"\"),\"\",I65/'Lives scenario - input'!$F50),\"\")","v":2.2221550034769184E-2},{"$f":"IFERROR(IF(OR(J65=\"\",'Lives scenario - input'!$F50=\"\"),\"\",J65/'Lives scenario - input'!$F50),\"\")","v":3.0409340708032934E-2},{"$f":"IFERROR(IF(OR(K65=\"\",'Lives scenario - input'!$F50=\"\"),\"\",K65/'Lives scenario - input'!$F50),\"\")","v":4.1120486941589506E-2},{"$f":"IFERROR(IF(OR(L65=\"\",'Lives scenario - input'!$F50=\"\"),\"\",L65/'Lives scenario - input'!$F50),\"\")","v":5.5005686948399427E-2},{"$f":"IFERROR(IF(OR(M65=\"\",'Lives scenario - input'!$F50=\"\"),\"\",M65/'Lives scenario - input'!$F50),\"\")","v":7.2869129805957056E-2},{"$f":"IFERROR(IF(OR(N65=\"\",'Lives scenario - input'!$F50=\"\"),\"\",N65/'Lives scenario - input'!$F50),\"\")","v":9.5707456174899175E-2},{"$f":"IFERROR(IF(OR(O65=\"\",'Lives scenario - input'!$F50=\"\"),\"\",O65/'Lives scenario - input'!$F50),\"\")","v":0.12475674649638593},{"$f":"IFERROR(IF(OR(P65=\"\",'Lives scenario - input'!$F50=\"\"),\"\",P65/'Lives scenario - input'!$F50),\"\")","v":0.16154640849520466},{"$f":"IFERROR(IF(OR(Q65=\"\",'Lives scenario - input'!$F50=\"\"),\"\",Q65/'Lives scenario - input'!$F50),\"\")","v":0.20795736811038068},{"$f":"IFERROR(IF(OR(R65=\"\",'Lives scenario - input'!$F50=\"\"),\"\",R65/'Lives scenario - input'!$F50),\"\")","v":0.26628038097332207},{"$f":"IFERROR(IF(OR(S65=\"\",'Lives scenario - input'!$F50=\"\"),\"\",S65/'Lives scenario - input'!$F50),\"\")","v":0.33926875571485415},{"$f":"IFERROR(IF(OR(T65=\"\",'Lives scenario - input'!$F50=\"\"),\"\",T65/'Lives scenario - input'!$F50),\"\")","v":0.43017846933477499},{"$f":"IFERROR(IF(OR(U65=\"\",'Lives scenario - input'!$F50=\"\"),\"\",U65/'Lives scenario - input'!$F50),\"\")","v":0.54278763725571699},{"$f":"IFERROR(IF(OR(V65=\"\",'Lives scenario - input'!$F50=\"\"),\"\",V65/'Lives scenario - input'!$F50),\"\")","v":0.68138655981102436},{"$f":"IFERROR(IF(OR(W65=\"\",'Lives scenario - input'!$F50=\"\"),\"\",W65/'Lives scenario - input'!$F50),\"\")","v":0.85072901903323517}]
[{"$f":"IFERROR('Lives scenario - input'!A51,\"\")","v":6},{"$f":"IFERROR('Lives scenario - input'!B51,\"\")","v":"UNDERGROUND CABLES"},{"$f":"IFERROR('Lives scenario - input'!C51,\"\")","v":"˂ = 1 kv"},{"$f":"IFERROR(repcalc('Lives scenario - input'!$CX51:$GJ51,'Lives scenario - input'!$I51,'Lives scenario - input'!$G51,'Lives scenario - input'!$H51,20,TRUE,TRUE),\"\")","v":846.41397757164532},1087.0039776603073,1379.1663472582429,1729.6631534959627,2145.4257282975605,2633.5781089336815,3201.5365011765493,3857.1919658397078,4609.1687192360114,5467.1312582710761,6442.0918889145887,7546.6491780541319,8795.0712988750274,10203.130606224979,11787.601269326058,13565.353572536002,15552.017802308701,17760.245981695807,20197.666404317308,22864.696075918455,{"$f":"IFERROR(IF(OR(D66=\"\",'Lives scenario - input'!$F51=\"\"),\"\",D66/'Lives scenario - input'!$F51),\"\")","v":4.2915682252177403},{"$f":"IFERROR(IF(OR(E66=\"\",'Lives scenario - input'!$F51=\"\"),\"\",E66/'Lives scenario - input'!$F51),\"\")","v":5.5114304050081699},{"$f":"IFERROR(IF(OR(F66=\"\",'Lives scenario - input'!$F51=\"\"),\"\",F66/'Lives scenario - input'!$F51),\"\")","v":6.992779691757975},{"$f":"IFERROR(IF(OR(G66=\"\",'Lives scenario - input'!$F51=\"\"),\"\",G66/'Lives scenario - input'!$F51),\"\")","v":8.7699017579667338},{"$f":"IFERROR(IF(OR(H66=\"\",'Lives scenario - input'!$F51=\"\"),\"\",H66/'Lives scenario - input'!$F51),\"\")","v":10.87794049850398},{"$f":"IFERROR(IF(OR(I66=\"\",'Lives scenario - input'!$F51=\"\"),\"\",I66/'Lives scenario - input'!$F51),\"\")","v":13.353016881118473},{"$f":"IFERROR(IF(OR(J66=\"\",'Lives scenario - input'!$F51=\"\"),\"\",J66/'Lives scenario - input'!$F51),\"\")","v":16.232733253936676},{"$f":"IFERROR(IF(OR(K66=\"\",'Lives scenario - input'!$F51=\"\"),\"\",K66/'Lives scenario - input'!$F51),\"\")","v":19.55709962003985},{"$f":"IFERROR(IF(OR(L66=\"\",'Lives scenario - input'!$F51=\"\"),\"\",L66/'Lives scenario - input'!$F51),\"\")","v":23.369843296883026},{"$f":"IFERROR(IF(OR(M66=\"\",'Lives scenario - input'!$F51=\"\"),\"\",M66/'Lives scenario - input'!$F51),\"\")","v":27.719966130999801},{"$f":"IFERROR(IF(OR(N66=\"\",'Lives scenario - input'!$F51=\"\"),\"\",N66/'Lives scenario - input'!$F51),\"\")","v":32.663303757951716},{"$f":"IFERROR(IF(OR(O66=\"\",'Lives scenario - input'!$F51=\"\"),\"\",O66/'Lives scenario - input'!$F51),\"\")","v":38.263734623476573},{"$f":"IFERROR(IF(OR(P66=\"\",'Lives scenario - input'!$F51=\"\"),\"\",P66/'Lives scenario - input'!$F51),\"\")","v":44.593602569118332},{"$f":"IFERROR(IF(OR(Q66=\"\",'Lives scenario - input'!$F51=\"\"),\"\",Q66/'Lives scenario - input'!$F51),\"\")","v":51.73287808059068},{"$f":"IFERROR(IF(OR(R66=\"\",'Lives scenario - input'!$F51=\"\"),\"\",R66/'Lives scenario - input'!$F51),\"\")","v":59.766611137626228},{"$f":"IFERROR(IF(OR(S66=\"\",'Lives scenario - input'!$F51=\"\"),\"\",S66/'Lives scenario - input'!$F51),\"\")","v":68.780339052011541},{"$f":"IFERROR(IF(OR(T66=\"\",'Lives scenario - input'!$F51=\"\"),\"\",T66/'Lives scenario - input'!$F51),\"\")","v":78.85331198084944},{"$f":"IFERROR(IF(OR(U66=\"\",'Lives scenario - input'!$F51=\"\"),\"\",U66/'Lives scenario - input'!$F51),\"\")","v":90.049679408378083},{"$f":"IFERROR(IF(OR(V66=\"\",'Lives scenario - input'!$F51=\"\"),\"\",V66/'Lives scenario - input'!$F51),\"\")","v":102.40811903059452},{"$f":"IFERROR(IF(OR(W66=\"\",'Lives scenario - input'!$F51=\"\"),\"\",W66/'Lives scenario - input'!$F51),\"\")","v":115.93074518947969}]
[{"$f":"IFERROR('Lives scenario - input'!A52,\"\")","v":6},{"$f":"IFERROR('Lives scenario - input'!B52,\"\")","v":"UNDERGROUND CABLES"},{"$f":"IFERROR('Lives scenario - input'!C52,\"\")","v":"> 1 kv & < = 11 kv"},{"$f":"IFERROR(repcalc('Lives scenario - input'!$CX52:$GJ52,'Lives scenario - input'!$I52,'Lives scenario - input'!$G52,'Lives scenario - input'!$H52,20,TRUE,TRUE),\"\")","v":166.77235379097831},222.61589239358645,295.92167465650328,391.34096691171777,514.4061659272711,671.57866603686568,870.2635521578153,1118.7821612971843,1426.2946429360516,1802.6665952111534,2258.2766013746136,2803.7648776023643,3449.7270114916846,4206.3605951599639,5083.0760883098246,6088.0861664794447,7227.9898870102734,8507.3691430802719,9928.4151357007977,11490.602186594617,{"$f":"IFERROR(IF(OR(D67=\"\",'Lives scenario - input'!$F52=\"\"),\"\",D67/'Lives scenario - input'!$F52),\"\")","v":0.35558588323936025},{"$f":"IFERROR(IF(OR(E67=\"\",'Lives scenario - input'!$F52=\"\"),\"\",E67/'Lives scenario - input'!$F52),\"\")","v":0.4746534237869226},{"$f":"IFERROR(IF(OR(F67=\"\",'Lives scenario - input'!$F52=\"\"),\"\",F67/'Lives scenario - input'!$F52),\"\")","v":0.63095331846360014},{"$f":"IFERROR(IF(OR(G67=\"\",'Lives scenario - input'!$F52=\"\"),\"\",G67/'Lives scenario - input'!$F52),\"\")","v":0.83440282639085794},{"$f":"IFERROR(IF(OR(H67=\"\",'Lives scenario - input'!$F52=\"\"),\"\",H67/'Lives scenario - input'!$F52),\"\")","v":1.096797920621041},{"$f":"IFERROR(IF(OR(I67=\"\",'Lives scenario - input'!$F52=\"\"),\"\",I67/'Lives scenario - input'!$F52),\"\")","v":1.4319153486718283},{"$f":"IFERROR(IF(OR(J67=\"\",'Lives scenario - input'!$F52=\"\"),\"\",J67/'Lives scenario - input'!$F52),\"\")","v":1.8555439604390831},{"$f":"IFERROR(IF(OR(K67=\"\",'Lives scenario - input'!$F52=\"\"),\"\",K67/'Lives scenario - input'!$F52),\"\")","v":2.3854262048487094},{"$f":"IFERROR(IF(OR(L67=\"\",'Lives scenario - input'!$F52=\"\"),\"\",L67/'Lives scenario - input'!$F52),\"\")","v":3.0410930159541807},{"$f":"IFERROR(IF(OR(M67=\"\",'Lives scenario - input'!$F52=\"\"),\"\",M67/'Lives scenario - input'!$F52),\"\")","v":3.8435794595046597},{"$f":"IFERROR(IF(OR(N67=\"\",'Lives scenario - input'!$F52=\"\"),\"\",N67/'Lives scenario - input'!$F52),\"\")","v":4.8150143692581988},{"$f":"IFERROR(IF(OR(O67=\"\",'Lives scenario - input'!$F52=\"\"),\"\",O67/'Lives scenario - input'!$F52),\"\")","v":5.9780844230769974},{"$f":"IFERROR(IF(OR(P67=\"\",'Lives scenario - input'!$F52=\"\"),\"\",P67/'Lives scenario - input'!$F52),\"\")","v":7.3553811434081187},{"$f":"IFERROR(IF(OR(Q67=\"\",'Lives scenario - input'!$F52=\"\"),\"\",Q67/'Lives scenario - input'!$F52),\"\")","v":8.9686474613642417},{"$f":"IFERROR(IF(OR(R67=\"\",'Lives scenario - input'!$F52=\"\"),\"\",R67/'Lives scenario - input'!$F52),\"\")","v":10.837948013253369},{"$f":"IFERROR(IF(OR(S67=\"\",'Lives scenario - input'!$F52=\"\"),\"\",S67/'Lives scenario - input'!$F52),\"\")","v":12.980793564011165},{"$f":"IFERROR(IF(OR(T67=\"\",'Lives scenario - input'!$F52=\"\"),\"\",T67/'Lives scenario - input'!$F52),\"\")","v":15.41125438116079},{"$f":"IFERROR(IF(OR(U67=\"\",'Lives scenario - input'!$F52=\"\"),\"\",U67/'Lives scenario - input'!$F52),\"\")","v":18.139099808934418},{"$f":"IFERROR(IF(OR(V67=\"\",'Lives scenario - input'!$F52=\"\"),\"\",V67/'Lives scenario - input'!$F52),\"\")","v":21.169001845593552},{"$f":"IFERROR(IF(OR(W67=\"\",'Lives scenario - input'!$F52=\"\"),\"\",W67/'Lives scenario - input'!$F52),\"\")","v":24.499839659236141}]
[{"$f":"IFERROR('Lives scenario - input'!A53,\"\")","v":6},{"$f":"IFERROR('Lives scenario - input'!B53,\"\")","v":"UNDERGROUND CABLES"},{"$f":"IFERROR('Lives scenario - input'!C53,\"\")","v":"> 22 kv & < = 33 kv"},{"$f":"IFERROR(repcalc('Lives scenario - input'!$CX53:$GJ53,'Lives scenario - input'!$I53,'Lives scenario - input'!$G53,'Lives scenario - input'!$H53,20,TRUE,TRUE),\"\")","v":6947.4993925865456},7559.0961348096343,8193.4828132420462,8838.8558930042,9479.7564577462217,10097.634002073126,10671.794726669097,11180.673077882222,11603.322817279422,11920.992117257445,12118.630968025112,12186.181394741599,12119.521867258209,11920.974361523469,11599.330923910362,11169.409743263706,10651.201419965935,10068.707534199153,9448.6003992091373,8818.8418905309172,{"$f":"IFERROR(IF(OR(D68=\"\",'Lives scenario - input'!$F53=\"\"),\"\",D68/'Lives scenario - input'!$F53),\"\")","v":7.3469928981926254},{"$f":"IFERROR(IF(OR(E68=\"\",'Lives scenario - input'!$F53=\"\"),\"\",E68/'Lives scenario - input'!$F53),\"\")","v":7.9937575350439127},{"$f":"IFERROR(IF(OR(F68=\"\",'Lives scenario - input'!$F53=\"\"),\"\",F68/'Lives scenario - input'!$F53),\"\")","v":8.6646225697532877},{"$f":"IFERROR(IF(OR(G68=\"\",'Lives scenario - input'!$F53=\"\"),\"\",G68/'Lives scenario - input'!$F53),\"\")","v":9.3471057433044518},{"$f":"IFERROR(IF(OR(H68=\"\",'Lives scenario - input'!$F53=\"\"),\"\",H68/'Lives scenario - input'!$F53),\"\")","v":10.024859224309685},{"$f":"IFERROR(IF(OR(I68=\"\",'Lives scenario - input'!$F53=\"\"),\"\",I68/'Lives scenario - input'!$F53),\"\")","v":10.678265820496863},{"$f":"IFERROR(IF(OR(J68=\"\",'Lives scenario - input'!$F53=\"\"),\"\",J68/'Lives scenario - input'!$F53),\"\")","v":11.285441802480973},{"$f":"IFERROR(IF(OR(K68=\"\",'Lives scenario - input'!$F53=\"\"),\"\",K68/'Lives scenario - input'!$F53),\"\")","v":11.823581559124388},{"$f":"IFERROR(IF(OR(L68=\"\",'Lives scenario - input'!$F53=\"\"),\"\",L68/'Lives scenario - input'!$F53),\"\")","v":12.270534406229011},{"$f":"IFERROR(IF(OR(M68=\"\",'Lives scenario - input'!$F53=\"\"),\"\",M68/'Lives scenario - input'!$F53),\"\")","v":12.606470252931322},{"$f":"IFERROR(IF(OR(N68=\"\",'Lives scenario - input'!$F53=\"\"),\"\",N68/'Lives scenario - input'!$F53),\"\")","v":12.815473687252805},{"$f":"IFERROR(IF(OR(O68=\"\",'Lives scenario - input'!$F53=\"\"),\"\",O68/'Lives scenario - input'!$F53),\"\")","v":12.886908383006141},{"$f":"IFERROR(IF(OR(P68=\"\",'Lives scenario - input'!$F53=\"\"),\"\",P68/'Lives scenario - input'!$F53),\"\")","v":12.816415814767856},{"$f":"IFERROR(IF(OR(Q68=\"\",'Lives scenario - input'!$F53=\"\"),\"\",Q68/'Lives scenario - input'!$F53),\"\")","v":12.606451476211232},{"$f":"IFERROR(IF(OR(R68=\"\",'Lives scenario - input'!$F53=\"\"),\"\",R68/'Lives scenario - input'!$F53),\"\")","v":12.266312971929336},{"$f":"IFERROR(IF(OR(S68=\"\",'Lives scenario - input'!$F53=\"\"),\"\",S68/'Lives scenario - input'!$F53),\"\")","v":11.81167056283981},{"$f":"IFERROR(IF(OR(T68=\"\",'Lives scenario - input'!$F53=\"\"),\"\",T68/'Lives scenario - input'!$F53),\"\")","v":11.263664344211616},{"$f":"IFERROR(IF(OR(U68=\"\",'Lives scenario - input'!$F53=\"\"),\"\",U68/'Lives scenario - input'!$F53),\"\")","v":10.647676029547526},{"$f":"IFERROR(IF(OR(V68=\"\",'Lives scenario - input'!$F53=\"\"),\"\",V68/'Lives scenario - input'!$F53),\"\")","v":9.9919116372898298},{"$f":"IFERROR(IF(OR(W68=\"\",'Lives scenario - input'!$F53=\"\"),\"\",W68/'Lives scenario - input'!$F53),\"\")","v":9.3259409002830154}]
[{"$f":"IFERROR('Lives scenario - input'!A54,\"\")","v":6},{"$f":"IFERROR('Lives scenario - input'!B54,\"\")","v":"UNDERGROUND CABLES"},{"$f":"IFERROR('Lives scenario - input'!C54,\"\")","v":"> 66 kv & < = 132 kv"},{"$f":"IFERROR(repcalc('Lives scenario - input'!$CX54:$GJ54,'Lives scenario - input'!$I54,'Lives scenario - input'!$G54,'Lives scenario - input'!$H54,20,TRUE,TRUE),\"\")","v":3.4205166271989358E-3},6.6872759437567788E-3,1.2858794642090615E-2,2.4319364417598046E-2,4.5239026112839101E-2,8.2773665455735043E-2,0.14896995529065629,0.26372012460700772,0.45923759684929644,0.78667207989050947,1.3256409333910872,2.1976015841138641,3.5840934459644957,5.7508888097122259,9.0789485979163231,14.102710203904637,21.555571612485821,32.42142621107093,47.989730940239284,69.909901552648861,{"$f":"IFERROR(IF(OR(D69=\"\",'Lives scenario - input'!$F54=\"\"),\"\",D69/'Lives scenario - input'!$F54),\"\")","v":3.6172023843566416E-6},{"$f":"IFERROR(IF(OR(E69=\"\",'Lives scenario - input'!$F54=\"\"),\"\",E69/'Lives scenario - input'!$F54),\"\")","v":7.0718061407046616E-6},{"$f":"IFERROR(IF(OR(F69=\"\",'Lives scenario - input'!$F54=\"\"),\"\",F69/'Lives scenario - input'!$F54),\"\")","v":1.3598198081969859E-5},{"$f":"IFERROR(IF(OR(G69=\"\",'Lives scenario - input'!$F54=\"\"),\"\",G69/'Lives scenario - input'!$F54),\"\")","v":2.5717770893986519E-5},{"$f":"IFERROR(IF(OR(H69=\"\",'Lives scenario - input'!$F54=\"\"),\"\",H69/'Lives scenario - input'!$F54),\"\")","v":4.7840350144807763E-5},{"$f":"IFERROR(IF(OR(I69=\"\",'Lives scenario - input'!$F54=\"\"),\"\",I69/'Lives scenario - input'!$F54),\"\")","v":8.7533297650890294E-5},{"$f":"IFERROR(IF(OR(J69=\"\",'Lives scenario - input'!$F54=\"\"),\"\",J69/'Lives scenario - input'!$F54),\"\")","v":1.5753599125642394E-4},{"$f":"IFERROR(IF(OR(K69=\"\",'Lives scenario - input'!$F54=\"\"),\"\",K69/'Lives scenario - input'!$F54),\"\")","v":2.7888449830821969E-4},{"$f":"IFERROR(IF(OR(L69=\"\",'Lives scenario - input'!$F54=\"\"),\"\",L69/'Lives scenario - input'!$F54),\"\")","v":4.856445710862721E-4},{"$f":"IFERROR(IF(OR(M69=\"\",'Lives scenario - input'!$F54=\"\"),\"\",M69/'Lives scenario - input'!$F54),\"\")","v":8.3190711615308672E-4},{"$f":"IFERROR(IF(OR(N69=\"\",'Lives scenario - input'!$F54=\"\"),\"\",N69/'Lives scenario - input'!$F54),\"\")","v":1.4018676321973403E-3},{"$f":"IFERROR(IF(OR(O69=\"\",'Lives scenario - input'!$F54=\"\"),\"\",O69/'Lives scenario - input'!$F54),\"\")","v":2.3239675628860148E-3},{"$f":"IFERROR(IF(OR(P69=\"\",'Lives scenario - input'!$F54=\"\"),\"\",P69/'Lives scenario - input'!$F54),\"\")","v":3.7901851595781712E-3},{"$f":"IFERROR(IF(OR(Q69=\"\",'Lives scenario - input'!$F54=\"\"),\"\",Q69/'Lives scenario - input'!$F54),\"\")","v":6.0815750899289953E-3},{"$f":"IFERROR(IF(OR(R69=\"\",'Lives scenario - input'!$F54=\"\"),\"\",R69/'Lives scenario - input'!$F54),\"\")","v":9.6010042034870447E-3},{"$f":"IFERROR(IF(OR(S69=\"\",'Lives scenario - input'!$F54=\"\"),\"\",S69/'Lives scenario - input'!$F54),\"\")","v":1.4913640989147495E-2},{"$f":"IFERROR(IF(OR(T69=\"\",'Lives scenario - input'!$F54=\"\"),\"\",T69/'Lives scenario - input'!$F54),\"\")","v":2.2795055113269385E-2},{"$f":"IFERROR(IF(OR(U69=\"\",'Lives scenario - input'!$F54=\"\"),\"\",U69/'Lives scenario - input'!$F54),\"\")","v":3.428571557360479E-2},{"$f":"IFERROR(IF(OR(V69=\"\",'Lives scenario - input'!$F54=\"\"),\"\",V69/'Lives scenario - input'!$F54),\"\")","v":5.0749225365941016E-2},{"$f":"IFERROR(IF(OR(W69=\"\",'Lives scenario - input'!$F54=\"\"),\"\",W69/'Lives scenario - input'!$F54),\"\")","v":7.3929844566626698E-2}]
[{"$f":"IFERROR('Lives scenario - input'!A55,\"\")","v":""},{"$f":"IFERROR('Lives scenario - input'!B55,\"\")","v":""},{"$f":"IFERROR('Lives scenario - input'!C55,\"\")","v":""},{"$f":"IFERROR(repcalc('Lives scenario - input'!$CX55:$GJ55,'Lives scenario - input'!$I55,'Lives scenario - input'!$G55,'Lives scenario - input'!$H55,20,TRUE,TRUE),\"\")","v":""},"","","","","","","","","","","","","","","","","","","",{"$f":"IFERROR(IF(OR(D70=\"\",'Lives scenario - input'!$F55=\"\"),\"\",D70/'Lives scenario - input'!$F55),\"\")","v":""},{"$f":"IFERROR(IF(OR(E70=\"\",'Lives scenario - input'!$F55=\"\"),\"\",E70/'Lives scenario - input'!$F55),\"\")","v":""},{"$f":"IFERROR(IF(OR(F70=\"\",'Lives scenario - input'!$F55=\"\"),\"\",F70/'Lives scenario - input'!$F55),\"\")","v":""},{"$f":"IFERROR(IF(OR(G70=\"\",'Lives scenario - input'!$F55=\"\"),\"\",G70/'Lives scenario - input'!$F55),\"\")","v":""},{"$f":"IFERROR(IF(OR(H70=\"\",'Lives scenario - input'!$F55=\"\"),\"\",H70/'Lives scenario - input'!$F55),\"\")","v":""},{"$f":"IFERROR(IF(OR(I70=\"\",'Lives scenario - input'!$F55=\"\"),\"\",I70/'Lives scenario - input'!$F55),\"\")","v":""},{"$f":"IFERROR(IF(OR(J70=\"\",'Lives scenario - input'!$F55=\"\"),\"\",J70/'Lives scenario - input'!$F55),\"\")","v":""},{"$f":"IFERROR(IF(OR(K70=\"\",'Lives scenario - input'!$F55=\"\"),\"\",K70/'Lives scenario - input'!$F55),\"\")","v":""},{"$f":"IFERROR(IF(OR(L70=\"\",'Lives scenario - input'!$F55=\"\"),\"\",L70/'Lives scenario - input'!$F55),\"\")","v":""},{"$f":"IFERROR(IF(OR(M70=\"\",'Lives scenario - input'!$F55=\"\"),\"\",M70/'Lives scenario - input'!$F55),\"\")","v":""},{"$f":"IFERROR(IF(OR(N70=\"\",'Lives scenario - input'!$F55=\"\"),\"\",N70/'Lives scenario - input'!$F55),\"\")","v":""},{"$f":"IFERROR(IF(OR(O70=\"\",'Lives scenario - input'!$F55=\"\"),\"\",O70/'Lives scenario - input'!$F55),\"\")","v":""},{"$f":"IFERROR(IF(OR(P70=\"\",'Lives scenario - input'!$F55=\"\"),\"\",P70/'Lives scenario - input'!$F55),\"\")","v":""},{"$f":"IFERROR(IF(OR(Q70=\"\",'Lives scenario - input'!$F55=\"\"),\"\",Q70/'Lives scenario - input'!$F55),\"\")","v":""},{"$f":"IFERROR(IF(OR(R70=\"\",'Lives scenario - input'!$F55=\"\"),\"\",R70/'Lives scenario - input'!$F55),\"\")","v":""},{"$f":"IFERROR(IF(OR(S70=\"\",'Lives scenario - input'!$F55=\"\"),\"\",S70/'Lives scenario - input'!$F55),\"\")","v":""},{"$f":"IFERROR(IF(OR(T70=\"\",'Lives scenario - input'!$F55=\"\"),\"\",T70/'Lives scenario - input'!$F55),\"\")","v":""},{"$f":"IFERROR(IF(OR(U70=\"\",'Lives scenario - input'!$F55=\"\"),\"\",U70/'Lives scenario - input'!$F55),\"\")","v":""},{"$f":"IFERROR(IF(OR(V70=\"\",'Lives scenario - input'!$F55=\"\"),\"\",V70/'Lives scenario - input'!$F55),\"\")","v":""},{"$f":"IFERROR(IF(OR(W70=\"\",'Lives scenario - input'!$F55=\"\"),\"\",W70/'Lives scenario - input'!$F55),\"\")","v":""}]
[{"$f":"IFERROR('Lives scenario - input'!A56,\"\")","v":""},{"$f":"IFERROR('Lives scenario - input'!B56,\"\")","v":""},{"$f":"IFERROR('Lives scenario - input'!C56,\"\")","v":""},{"$f":"IFERROR(repcalc('Lives scenario - input'!$CX56:$GJ56,'Lives scenario - input'!$I56,'Lives scenario - input'!$G56,'Lives scenario - input'!$H56,20,TRUE,TRUE),\"\")","v":""},"","","","","","","","","","","","","","","","","","","",{"$f":"IFERROR(IF(OR(D71=\"\",'Lives scenario - input'!$F56=\"\"),\"\",D71/'Lives scenario - input'!$F56),\"\")","v":""},{"$f":"IFERROR(IF(OR(E71=\"\",'Lives scenario - input'!$F56=\"\"),\"\",E71/'Lives scenario - input'!$F56),\"\")","v":""},{"$f":"IFERROR(IF(OR(F71=\"\",'Lives scenario - input'!$F56=\"\"),\"\",F71/'Lives scenario - input'!$F56),\"\")","v":""},{"$f":"IFERROR(IF(OR(G71=\"\",'Lives scenario - input'!$F56=\"\"),\"\",G71/'Lives scenario - input'!$F56),\"\")","v":""},{"$f":"IFERROR(IF(OR(H71=\"\",'Lives scenario - input'!$F56=\"\"),\"\",H71/'Lives scenario - input'!$F56),\"\")","v":""},{"$f":"IFERROR(IF(OR(I71=\"\",'Lives scenario - input'!$F56=\"\"),\"\",I71/'Lives scenario - input'!$F56),\"\")","v":""},{"$f":"IFERROR(IF(OR(J71=\"\",'Lives scenario - input'!$F56=\"\"),\"\",J71/'Lives scenario - input'!$F56),\"\")","v":""},{"$f":"IFERROR(IF(OR(K71=\"\",'Lives scenario - input'!$F56=\"\"),\"\",K71/'Lives scenario - input'!$F56),\"\")","v":""},{"$f":"IFERROR(IF(OR(L71=\"\",'Lives scenario - input'!$F56=\"\"),\"\",L71/'Lives scenario - input'!$F56),\"\")","v":""},{"$f":"IFERROR(IF(OR(M71=\"\",'Lives scenario - input'!$F56=\"\"),\"\",M71/'Lives scenario - input'!$F56),\"\")","v":""},{"$f":"IFERROR(IF(OR(N71=\"\",'Lives scenario - input'!$F56=\"\"),\"\",N71/'Lives scenario - input'!$F56),\"\")","v":""},{"$f":"IFERROR(IF(OR(O71=\"\",'Lives scenario - input'!$F56=\"\"),\"\",O71/'Lives scenario - input'!$F56),\"\")","v":""},{"$f":"IFERROR(IF(OR(P71=\"\",'Lives scenario - input'!$F56=\"\"),\"\",P71/'Lives scenario - input'!$F56),\"\")","v":""},{"$f":"IFERROR(IF(OR(Q71=\"\",'Lives scenario - input'!$F56=\"\"),\"\",Q71/'Lives scenario - input'!$F56),\"\")","v":""},{"$f":"IFERROR(IF(OR(R71=\"\",'Lives scenario - input'!$F56=\"\"),\"\",R71/'Lives scenario - input'!$F56),\"\")","v":""},{"$f":"IFERROR(IF(OR(S71=\"\",'Lives scenario - input'!$F56=\"\"),\"\",S71/'Lives scenario - input'!$F56),\"\")","v":""},{"$f":"IFERROR(IF(OR(T71=\"\",'Lives scenario - input'!$F56=\"\"),\"\",T71/'Lives scenario - input'!$F56),\"\")","v":""},{"$f":"IFERROR(IF(OR(U71=\"\",'Lives scenario - input'!$F56=\"\"),\"\",U71/'Lives scenario - input'!$F56),\"\")","v":""},{"$f":"IFERROR(IF(OR(V71=\"\",'Lives scenario - input'!$F56=\"\"),\"\",V71/'Lives scenario - input'!$F56),\"\")","v":""},{"$f":"IFERROR(IF(OR(W71=\"\",'Lives scenario - input'!$F56=\"\"),\"\",W71/'Lives scenario - input'!$F56),\"\")","v":""}]
[{"$f":"IFERROR('Lives scenario - input'!A57,\"\")","v":""},{"$f":"IFERROR('Lives scenario - input'!B57,\"\")","v":""},{"$f":"IFERROR('Lives scenario - input'!C57,\"\")","v":""},{"$f":"IFERROR(repcalc('Lives scenario - input'!$CX57:$GJ57,'Lives scenario - input'!$I57,'Lives scenario - input'!$G57,'Lives scenario - input'!$H57,20,TRUE,TRUE),\"\")","v":""},"","","","","","","","","","","","","","","","","","","",{"$f":"IFERROR(IF(OR(D72=\"\",'Lives scenario - input'!$F57=\"\"),\"\",D72/'Lives scenario - input'!$F57),\"\")","v":""},{"$f":"IFERROR(IF(OR(E72=\"\",'Lives scenario - input'!$F57=\"\"),\"\",E72/'Lives scenario - input'!$F57),\"\")","v":""},{"$f":"IFERROR(IF(OR(F72=\"\",'Lives scenario - input'!$F57=\"\"),\"\",F72/'Lives scenario - input'!$F57),\"\")","v":""},{"$f":"IFERROR(IF(OR(G72=\"\",'Lives scenario - input'!$F57=\"\"),\"\",G72/'Lives scenario - input'!$F57),\"\")","v":""},{"$f":"IFERROR(IF(OR(H72=\"\",'Lives scenario - input'!$F57=\"\"),\"\",H72/'Lives scenario - input'!$F57),\"\")","v":""},{"$f":"IFERROR(IF(OR(I72=\"\",'Lives scenario - input'!$F57=\"\"),\"\",I72/'Lives scenario - input'!$F57),\"\")","v":""},{"$f":"IFERROR(IF(OR(J72=\"\",'Lives scenario - input'!$F57=\"\"),\"\",J72/'Lives scenario - input'!$F57),\"\")","v":""},{"$f":"IFERROR(IF(OR(K72=\"\",'Lives scenario - input'!$F57=\"\"),\"\",K72/'Lives scenario - input'!$F57),\"\")","v":""},{"$f":"IFERROR(IF(OR(L72=\"\",'Lives scenario - input'!$F57=\"\"),\"\",L72/'Lives scenario - input'!$F57),\"\")","v":""},{"$f":"IFERROR(IF(OR(M72=\"\",'Lives scenario - input'!$F57=\"\"),\"\",M72/'Lives scenario - input'!$F57),\"\")","v":""},{"$f":"IFERROR(IF(OR(N72=\"\",'Lives scenario - input'!$F57=\"\"),\"\",N72/'Lives scenario - input'!$F57),\"\")","v":""},{"$f":"IFERROR(IF(OR(O72=\"\",'Lives scenario - input'!$F57=\"\"),\"\",O72/'Lives scenario - input'!$F57),\"\")","v":""},{"$f":"IFERROR(IF(OR(P72=\"\",'Lives scenario - input'!$F57=\"\"),\"\",P72/'Lives scenario - input'!$F57),\"\")","v":""},{"$f":"IFERROR(IF(OR(Q72=\"\",'Lives scenario - input'!$F57=\"\"),\"\",Q72/'Lives scenario - input'!$F57),\"\")","v":""},{"$f":"IFERROR(IF(OR(R72=\"\",'Lives scenario - input'!$F57=\"\"),\"\",R72/'Lives scenario - input'!$F57),\"\")","v":""},{"$f":"IFERROR(IF(OR(S72=\"\",'Lives scenario - input'!$F57=\"\"),\"\",S72/'Lives scenario - input'!$F57),\"\")","v":""},{"$f":"IFERROR(IF(OR(T72=\"\",'Lives scenario - input'!$F57=\"\"),\"\",T72/'Lives scenario - input'!$F57),\"\")","v":""},{"$f":"IFERROR(IF(OR(U72=\"\",'Lives scenario - input'!$F57=\"\"),\"\",U72/'Lives scenario - input'!$F57),\"\")","v":""},{"$f":"IFERROR(IF(OR(V72=\"\",'Lives scenario - input'!$F57=\"\"),\"\",V72/'Lives scenario - input'!$F57),\"\")","v":""},{"$f":"IFERROR(IF(OR(W72=\"\",'Lives scenario - input'!$F57=\"\"),\"\",W72/'Lives scenario - input'!$F57),\"\")","v":""}]
[{"$f":"IFERROR('Lives scenario - input'!A58,\"\")","v":""},{"$f":"IFERROR('Lives scenario - input'!B58,\"\")","v":""},{"$f":"IFERROR('Lives scenario - input'!C58,\"\")","v":""},{"$f":"IFERROR(repcalc('Lives scenario - input'!$CX58:$GJ58,'Lives scenario - input'!$I58,'Lives scenario - input'!$G58,'Lives scenario - input'!$H58,20,TRUE,TRUE),\"\")","v":""},"","","","","","","","","","","","","","","","","","","",{"$f":"IFERROR(IF(OR(D73=\"\",'Lives scenario - input'!$F58=\"\"),\"\",D73/'Lives scenario - input'!$F58),\"\")","v":""},{"$f":"IFERROR(IF(OR(E73=\"\",'Lives scenario - input'!$F58=\"\"),\"\",E73/'Lives scenario - input'!$F58),\"\")","v":""},{"$f":"IFERROR(IF(OR(F73=\"\",'Lives scenario - input'!$F58=\"\"),\"\",F73/'Lives scenario - input'!$F58),\"\")","v":""},{"$f":"IFERROR(IF(OR(G73=\"\",'Lives scenario - input'!$F58=\"\"),\"\",G73/'Lives scenario - input'!$F58),\"\")","v":""},{"$f":"IFERROR(IF(OR(H73=\"\",'Lives scenario - input'!$F58=\"\"),\"\",H73/'Lives scenario - input'!$F58),\"\")","v":""},{"$f":"IFERROR(IF(OR(I73=\"\",'Lives scenario - input'!$F58=\"\"),\"\",I73/'Lives scenario - input'!$F58),\"\")","v":""},{"$f":"IFERROR(IF(OR(J73=\"\",'Lives scenario - input'!$F58=\"\"),\"\",J73/'Lives scenario - input'!$F58),\"\")","v":""},{"$f":"IFERROR(IF(OR(K73=\"\",'Lives scenario - input'!$F58=\"\"),\"\",K73/'Lives scenario - input'!$F58),\"\")","v":""},{"$f":"IFERROR(IF(OR(L73=\"\",'Lives scenario - input'!$F58=\"\"),\"\",L73/'Lives scenario - input'!$F58),\"\")","v":""},{"$f":"IFERROR(IF(OR(M73=\"\",'Lives scenario - input'!$F58=\"\"),\"\",M73/'Lives scenario - input'!$F58),\"\")","v":""},{"$f":"IFERROR(IF(OR(N73=\"\",'Lives scenario - input'!$F58=\"\"),\"\",N73/'Lives scenario - input'!$F58),\"\")","v":""},{"$f":"IFERROR(IF(OR(O73=\"\",'Lives scenario - input'!$F58=\"\"),\"\",O73/'Lives scenario - input'!$F58),\"\")","v":""},{"$f":"IFERROR(IF(OR(P73=\"\",'Lives scenario - input'!$F58=\"\"),\"\",P73/'Lives scenario - input'!$F58),\"\")","v":""},{"$f":"IFERROR(IF(OR(Q73=\"\",'Lives scenario - input'!$F58=\"\"),\"\",Q73/'Lives scenario - input'!$F58),\"\")","v":""},{"$f":"IFERROR(IF(OR(R73=\"\",'Lives scenario - input'!$F58=\"\"),\"\",R73/'Lives scenario - input'!$F58),\"\")","v":""},{"$f":"IFERROR(IF(OR(S73=\"\",'Lives scenario - input'!$F58=\"\"),\"\",S73/'Lives scenario - input'!$F58),\"\")","v":""},{"$f":"IFERROR(IF(OR(T73=\"\",'Lives scenario - input'!$F58=\"\"),\"\",T73/'Lives scenario - input'!$F58),\"\")","v":""},{"$f":"IFERROR(IF(OR(U73=\"\",'Lives scenario - input'!$F58=\"\"),\"\",U73/'Lives scenario - input'!$F58),\"\")","v":""},{"$f":"IFERROR(IF(OR(V73=\"\",'Lives scenario - input'!$F58=\"\"),\"\",V73/'Lives scenario - input'!$F58),\"\")","v":""},{"$f":"IFERROR(IF(OR(W73=\"\",'Lives scenario - input'!$F58=\"\"),\"\",W73/'Lives scenario - input'!$F58),\"\")","v":""}]
[{"$f":"IFERROR('Lives scenario - input'!A59,\"\")","v":""},{"$f":"IFERROR('Lives scenario - input'!B59,\"\")","v":""},{"$f":"IFERROR('Lives scenario - input'!C59,\"\")","v":""},{"$f":"IFERROR(repcalc('Lives scenario - input'!$CX59:$GJ59,'Lives scenario - input'!$I59,'Lives scenario - input'!$G59,'Lives scenario - input'!$H59,20,TRUE,TRUE),\"\")","v":""},"","","","","","","","","","","","","","","","","","","",{"$f":"IFERROR(IF(OR(D74=\"\",'Lives scenario - input'!$F59=\"\"),\"\",D74/'Lives scenario - input'!$F59),\"\")","v":""},{"$f":"IFERROR(IF(OR(E74=\"\",'Lives scenario - input'!$F59=\"\"),\"\",E74/'Lives scenario - input'!$F59),\"\")","v":""},{"$f":"IFERROR(IF(OR(F74=\"\",'Lives scenario - input'!$F59=\"\"),\"\",F74/'Lives scenario - input'!$F59),\"\")","v":""},{"$f":"IFERROR(IF(OR(G74=\"\",'Lives scenario - input'!$F59=\"\"),\"\",G74/'Lives scenario - input'!$F59),\"\")","v":""},{"$f":"IFERROR(IF(OR(H74=\"\",'Lives scenario - input'!$F59=\"\"),\"\",H74/'Lives scenario - input'!$F59),\"\")","v":""},{"$f":"IFERROR(IF(OR(I74=\"\",'Lives scenario - input'!$F59=\"\"),\"\",I74/'Lives scenario - input'!$F59),\"\")","v":""},{"$f":"IFERROR(IF(OR(J74=\"\",'Lives scenario - input'!$F59=\"\"),\"\",J74/'Lives scenario - input'!$F59),\"\")","v":""},{"$f":"IFERROR(IF(OR(K74=\"\",'Lives scenario - input'!$F59=\"\"),\"\",K74/'Lives scenario - input'!$F59),\"\")","v":""},{"$f":"IFERROR(IF(OR(L74=\"\",'Lives scenario - input'!$F59=\"\"),\"\",L74/'Lives scenario - input'!$F59),\"\")","v":""},{"$f":"IFERROR(IF(OR(M74=\"\",'Lives scenario - input'!$F59=\"\"),\"\",M74/'Lives scenario - input'!$F59),\"\")","v":""},{"$f":"IFERROR(IF(OR(N74=\"\",'Lives scenario - input'!$F59=\"\"),\"\",N74/'Lives scenario - input'!$F59),\"\")","v":""},{"$f":"IFERROR(IF(OR(O74=\"\",'Lives scenario - input'!$F59=\"\"),\"\",O74/'Lives scenario - input'!$F59),\"\")","v":""},{"$f":"IFERROR(IF(OR(P74=\"\",'Lives scenario - input'!$F59=\"\"),\"\",P74/'Lives scenario - input'!$F59),\"\")","v":""},{"$f":"IFERROR(IF(OR(Q74=\"\",'Lives scenario - input'!$F59=\"\"),\"\",Q74/'Lives scenario - input'!$F59),\"\")","v":""},{"$f":"IFERROR(IF(OR(R74=\"\",'Lives scenario - input'!$F59=\"\"),\"\",R74/'Lives scenario - input'!$F59),\"\")","v":""},{"$f":"IFERROR(IF(OR(S74=\"\",'Lives scenario - input'!$F59=\"\"),\"\",S74/'Lives scenario - input'!$F59),\"\")","v":""},{"$f":"IFERROR(IF(OR(T74=\"\",'Lives scenario - input'!$F59=\"\"),\"\",T74/'Lives scenario - input'!$F59),\"\")","v":""},{"$f":"IFERROR(IF(OR(U74=\"\",'Lives scenario - input'!$F59=\"\"),\"\",U74/'Lives scenario - input'!$F59),\"\")","v":""},{"$f":"IFERROR(IF(OR(V74=\"\",'Lives scenario - input'!$F59=\"\"),\"\",V74/'Lives scenario - input'!$F59),\"\")","v":""},{"$f":"IFERROR(IF(OR(W74=\"\",'Lives scenario - input'!$F59=\"\"),\"\",W74/'Lives scenario - input'!$F59),\"\")","v":""}]
[{"$f":"IFERROR('Lives scenario - input'!A60,\"\")","v":""},{"$f":"IFERROR('Lives scenario - input'!B60,\"\")","v":""},{"$f":"IFERROR('Lives scenario - input'!C60,\"\")","v":""},{"$f":"IFERROR(repcalc('Lives scenario - input'!$CX60:$GJ60,'Lives scenario - input'!$I60,'Lives scenario - input'!$G60,'Lives scenario - input'!$H60,20,TRUE,TRUE),\"\")","v":""},"","","","","","","","","","","","","","","","","","","",{"$f":"IFERROR(IF(OR(D75=\"\",'Lives scenario - input'!$F60=\"\"),\"\",D75/'Lives scenario - input'!$F60),\"\")","v":""},{"$f":"IFERROR(IF(OR(E75=\"\",'Lives scenario - input'!$F60=\"\"),\"\",E75/'Lives scenario - input'!$F60),\"\")","v":""},{"$f":"IFERROR(IF(OR(F75=\"\",'Lives scenario - input'!$F60=\"\"),\"\",F75/'Lives scenario - input'!$F60),\"\")","v":""},{"$f":"IFERROR(IF(OR(G75=\"\",'Lives scenario - input'!$F60=\"\"),\"\",G75/'Lives scenario - input'!$F60),\"\")","v":""},{"$f":"IFERROR(IF(OR(H75=\"\",'Lives scenario - input'!$F60=\"\"),\"\",H75/'Lives scenario - input'!$F60),\"\")","v":""},{"$f":"IFERROR(IF(OR(I75=\"\",'Lives scenario - input'!$F60=\"\"),\"\",I75/'Lives scenario - input'!$F60),\"\")","v":""},{"$f":"IFERROR(IF(OR(J75=\"\",'Lives scenario - input'!$F60=\"\"),\"\",J75/'Lives scenario - input'!$F60),\"\")","v":""},{"$f":"IFERROR(IF(OR(K75=\"\",'Lives scenario - input'!$F60=\"\"),\"\",K75/'Lives scenario - input'!$F60),\"\")","v":""},{"$f":"IFERROR(IF(OR(L75=\"\",'Lives scenario - input'!$F60=\"\"),\"\",L75/'Lives scenario - input'!$F60),\"\")","v":""},{"$f":"IFERROR(IF(OR(M75=\"\",'Lives scenario - input'!$F60=\"\"),\"\",M75/'Lives scenario - input'!$F60),\"\")","v":""},{"$f":"IFERROR(IF(OR(N75=\"\",'Lives scenario - input'!$F60=\"\"),\"\",N75/'Lives scenario - input'!$F60),\"\")","v":""},{"$f":"IFERROR(IF(OR(O75=\"\",'Lives scenario - input'!$F60=\"\"),\"\",O75/'Lives scenario - input'!$F60),\"\")","v":""},{"$f":"IFERROR(IF(OR(P75=\"\",'Lives scenario - input'!$F60=\"\"),\"\",P75/'Lives scenario - input'!$F60),\"\")","v":""},{"$f":"IFERROR(IF(OR(Q75=\"\",'Lives scenario - input'!$F60=\"\"),\"\",Q75/'Lives scenario - input'!$F60),\"\")","v":""},{"$f":"IFERROR(IF(OR(R75=\"\",'Lives scenario - input'!$F60=\"\"),\"\",R75/'Lives scenario - input'!$F60),\"\")","v":""},{"$f":"IFERROR(IF(OR(S75=\"\",'Lives scenario - input'!$F60=\"\"),\"\",S75/'Lives scenario - input'!$F60),\"\")","v":""},{"$f":"IFERROR(IF(OR(T75=\"\",'Lives scenario - input'!$F60=\"\"),\"\",T75/'Lives scenario - input'!$F60),\"\")","v":""},{"$f":"IFERROR(IF(OR(U75=\"\",'Lives scenario - input'!$F60=\"\"),\"\",U75/'Lives scenario - input'!$F60),\"\")","v":""},{"$f":"IFERROR(IF(OR(V75=\"\",'Lives scenario - input'!$F60=\"\"),\"\",V75/'Lives scenario - input'!$F60),\"\")","v":""},{"$f":"IFERROR(IF(OR(W75=\"\",'Lives scenario - input'!$F60=\"\"),\"\",W75/'Lives scenario - input'!$F60),\"\")","v":""}]
[{"$f":"IFERROR('Lives scenario - input'!A61,\"\")","v":""},{"$f":"IFERROR('Lives scenario - input'!B61,\"\")","v":""},{"$f":"IFERROR('Lives scenario - input'!C61,\"\")","v":""},{"$f":"IFERROR(repcalc('Lives scenario - input'!$CX61:$GJ61,'Lives scenario - input'!$I61,'Lives scenario - input'!$G61,'Lives scenario - input'!$H61,20,TRUE,TRUE),\"\")","v":""},"","","","","","","","","","","","","","","","","","","",{"$f":"IFERROR(IF(OR(D76=\"\",'Lives scenario - input'!$F61=\"\"),\"\",D76/'Lives scenario - input'!$F61),\"\")","v":""},{"$f":"IFERROR(IF(OR(E76=\"\",'Lives scenario - input'!$F61=\"\"),\"\",E76/'Lives scenario - input'!$F61),\"\")","v":""},{"$f":"IFERROR(IF(OR(F76=\"\",'Lives scenario - input'!$F61=\"\"),\"\",F76/'Lives scenario - input'!$F61),\"\")","v":""},{"$f":"IFERROR(IF(OR(G76=\"\",'Lives scenario - input'!$F61=\"\"),\"\",G76/'Lives scenario - input'!$F61),\"\")","v":""},{"$f":"IFERROR(IF(OR(H76=\"\",'Lives scenario - input'!$F61=\"\"),\"\",H76/'Lives scenario - input'!$F61),\"\")","v":""},{"$f":"IFERROR(IF(OR(I76=\"\",'Lives scenario - input'!$F61=\"\"),\"\",I76/'Lives scenario - input'!$F61),\"\")","v":""},{"$f":"IFERROR(IF(OR(J76=\"\",'Lives scenario - input'!$F61=\"\"),\"\",J76/'Lives scenario - input'!$F61),\"\")","v":""},{"$f":"IFERROR(IF(OR(K76=\"\",'Lives scenario - input'!$F61=\"\"),\"\",K76/'Lives scenario - input'!$F61),\"\")","v":""},{"$f":"IFERROR(IF(OR(L76=\"\",'Lives scenario - input'!$F61=\"\"),\"\",L76/'Lives scenario - input'!$F61),\"\")","v":""},{"$f":"IFERROR(IF(OR(M76=\"\",'Lives scenario - input'!$F61=\"\"),\"\",M76/'Lives scenario - input'!$F61),\"\")","v":""},{"$f":"IFERROR(IF(OR(N76=\"\",'Lives scenario - input'!$F61=\"\"),\"\",N76/'Lives scenario - input'!$F61),\"\")","v":""},{"$f":"IFERROR(IF(OR(O76=\"\",'Lives scenario - input'!$F61=\"\"),\"\",O76/'Lives scenario - input'!$F61),\"\")","v":""},{"$f":"IFERROR(IF(OR(P76=\"\",'Lives scenario - input'!$F61=\"\"),\"\",P76/'Lives scenario - input'!$F61),\"\")","v":""},{"$f":"IFERROR(IF(OR(Q76=\"\",'Lives scenario - input'!$F61=\"\"),\"\",Q76/'Lives scenario - input'!$F61),\"\")","v":""},{"$f":"IFERROR(IF(OR(R76=\"\",'Lives scenario - input'!$F61=\"\"),\"\",R76/'Lives scenario - input'!$F61),\"\")","v":""},{"$f":"IFERROR(IF(OR(S76=\"\",'Lives scenario - input'!$F61=\"\"),\"\",S76/'Lives scenario - input'!$F61),\"\")","v":""},{"$f":"IFERROR(IF(OR(T76=\"\",'Lives scenario - input'!$F61=\"\"),\"\",T76/'Lives scenario - input'!$F61),\"\")","v":""},{"$f":"IFERROR(IF(OR(U76=\"\",'Lives scenario - input'!$F61=\"\"),\"\",U76/'Lives scenario - input'!$F61),\"\")","v":""},{"$f":"IFERROR(IF(OR(V76=\"\",'Lives scenario - input'!$F61=\"\"),\"\",V76/'Lives scenario - input'!$F61),\"\")","v":""},{"$f":"IFERROR(IF(OR(W76=\"\",'Lives scenario - input'!$F61=\"\"),\"\",W76/'Lives scenario - input'!$F61),\"\")","v":""}]
[{"$f":"IFERROR('Lives scenario - input'!A62,\"\")","v":""},{"$f":"IFERROR('Lives scenario - input'!B62,\"\")","v":""},{"$f":"IFERROR('Lives scenario - input'!C62,\"\")","v":""},{"$f":"IFERROR(repcalc('Lives scenario - input'!$CX62:$GJ62,'Lives scenario - input'!$I62,'Lives scenario - input'!$G62,'Lives scenario - input'!$H62,20,TRUE,TRUE),\"\")","v":""},"","","","","","","","","","","","","","","","","","","",{"$f":"IFERROR(IF(OR(D77=\"\",'Lives scenario - input'!$F62=\"\"),\"\",D77/'Lives scenario - input'!$F62),\"\")","v":""},{"$f":"IFERROR(IF(OR(E77=\"\",'Lives scenario - input'!$F62=\"\"),\"\",E77/'Lives scenario - input'!$F62),\"\")","v":""},{"$f":"IFERROR(IF(OR(F77=\"\",'Lives scenario - input'!$F62=\"\"),\"\",F77/'Lives scenario - input'!$F62),\"\")","v":""},{"$f":"IFERROR(IF(OR(G77=\"\",'Lives scenario - input'!$F62=\"\"),\"\",G77/'Lives scenario - input'!$F62),\"\")","v":""},{"$f":"IFERROR(IF(OR(H77=\"\",'Lives scenario - input'!$F62=\"\"),\"\",H77/'Lives scenario - input'!$F62),\"\")","v":""},{"$f":"IFERROR(IF(OR(I77=\"\",'Lives scenario - input'!$F62=\"\"),\"\",I77/'Lives scenario - input'!$F62),\"\")","v":""},{"$f":"IFERROR(IF(OR(J77=\"\",'Lives scenario - input'!$F62=\"\"),\"\",J77/'Lives scenario - input'!$F62),\"\")","v":""},{"$f":"IFERROR(IF(OR(K77=\"\",'Lives scenario - input'!$F62=\"\"),\"\",K77/'Lives scenario - input'!$F62),\"\")","v":""},{"$f":"IFERROR(IF(OR(L77=\"\",'Lives scenario - input'!$F62=\"\"),\"\",L77/'Lives scenario - input'!$F62),\"\")","v":""},{"$f":"IFERROR(IF(OR(M77=\"\",'Lives scenario - input'!$F62=\"\"),\"\",M77/'Lives scenario - input'!$F62),\"\")","v":""},{"$f":"IFERROR(IF(OR(N77=\"\",'Lives scenario - input'!$F62=\"\"),\"\",N77/'Lives scenario - input'!$F62),\"\")","v":""},{"$f":"IFERROR(IF(OR(O77=\"\",'Lives scenario - input'!$F62=\"\"),\"\",O77/'Lives scenario - input'!$F62),\"\")","v":""},{"$f":"IFERROR(IF(OR(P77=\"\",'Lives scenario - input'!$F62=\"\"),\"\",P77/'Lives scenario - input'!$F62),\"\")","v":""},{"$f":"IFERROR(IF(OR(Q77=\"\",'Lives scenario - input'!$F62=\"\"),\"\",Q77/'Lives scenario - input'!$F62),\"\")","v":""},{"$f":"IFERROR(IF(OR(R77=\"\",'Lives scenario - input'!$F62=\"\"),\"\",R77/'Lives scenario - input'!$F62),\"\")","v":""},{"$f":"IFERROR(IF(OR(S77=\"\",'Lives scenario - input'!$F62=\"\"),\"\",S77/'Lives scenario - input'!$F62),\"\")","v":""},{"$f":"IFERROR(IF(OR(T77=\"\",'Lives scenario - input'!$F62=\"\"),\"\",T77/'Lives scenario - input'!$F62),\"\")","v":""},{"$f":"IFERROR(IF(OR(U77=\"\",'Lives scenario - input'!$F62=\"\"),\"\",U77/'Lives scenario - input'!$F62),\"\")","v":""},{"$f":"IFERROR(IF(OR(V77=\"\",'Lives scenario - input'!$F62=\"\"),\"\",V77/'Lives scenario - input'!$F62),\"\")","v":""},{"$f":"IFERROR(IF(OR(W77=\"\",'Lives scenario - input'!$F62=\"\"),\"\",W77/'Lives scenario - input'!$F62),\"\")","v":""}]
[{"$f":"IFERROR('Lives scenario - input'!A63,\"\")","v":""},{"$f":"IFERROR('Lives scenario - input'!B63,\"\")","v":""},{"$f":"IFERROR('Lives scenario - input'!C63,\"\")","v":""},{"$f":"IFERROR(repcalc('Lives scenario - input'!$CX63:$GJ63,'Lives scenario - input'!$I63,'Lives scenario - input'!$G63,'Lives scenario - input'!$H63,20,TRUE,TRUE),\"\")","v":""},"","","","","","","","","","","","","","","","","","","",{"$f":"IFERROR(IF(OR(D78=\"\",'Lives scenario - input'!$F63=\"\"),\"\",D78/'Lives scenario - input'!$F63),\"\")","v":""},{"$f":"IFERROR(IF(OR(E78=\"\",'Lives scenario - input'!$F63=\"\"),\"\",E78/'Lives scenario - input'!$F63),\"\")","v":""},{"$f":"IFERROR(IF(OR(F78=\"\",'Lives scenario - input'!$F63=\"\"),\"\",F78/'Lives scenario - input'!$F63),\"\")","v":""},{"$f":"IFERROR(IF(OR(G78=\"\",'Lives scenario - input'!$F63=\"\"),\"\",G78/'Lives scenario - input'!$F63),\"\")","v":""},{"$f":"IFERROR(IF(OR(H78=\"\",'Lives scenario - input'!$F63=\"\"),\"\",H78/'Lives scenario - input'!$F63),\"\")","v":""},{"$f":"IFERROR(IF(OR(I78=\"\",'Lives scenario - input'!$F63=\"\"),\"\",I78/'Lives scenario - input'!$F63),\"\")","v":""},{"$f":"IFERROR(IF(OR(J78=\"\",'Lives scenario - input'!$F63=\"\"),\"\",J78/'Lives scenario - input'!$F63),\"\")","v":""},{"$f":"IFERROR(IF(OR(K78=\"\",'Lives scenario - input'!$F63=\"\"),\"\",K78/'Lives scenario - input'!$F63),\"\")","v":""},{"$f":"IFERROR(IF(OR(L78=\"\",'Lives scenario - input'!$F63=\"\"),\"\",L78/'Lives scenario - input'!$F63),\"\")","v":""},{"$f":"IFERROR(IF(OR(M78=\"\",'Lives scenario - input'!$F63=\"\"),\"\",M78/'Lives scenario - input'!$F63),\"\")","v":""},{"$f":"IFERROR(IF(OR(N78=\"\",'Lives scenario - input'!$F63=\"\"),\"\",N78/'Lives scenario - input'!$F63),\"\")","v":""},{"$f":"IFERROR(IF(OR(O78=\"\",'Lives scenario - input'!$F63=\"\"),\"\",O78/'Lives scenario - input'!$F63),\"\")","v":""},{"$f":"IFERROR(IF(OR(P78=\"\",'Lives scenario - input'!$F63=\"\"),\"\",P78/'Lives scenario - input'!$F63),\"\")","v":""},{"$f":"IFERROR(IF(OR(Q78=\"\",'Lives scenario - input'!$F63=\"\"),\"\",Q78/'Lives scenario - input'!$F63),\"\")","v":""},{"$f":"IFERROR(IF(OR(R78=\"\",'Lives scenario - input'!$F63=\"\"),\"\",R78/'Lives scenario - input'!$F63),\"\")","v":""},{"$f":"IFERROR(IF(OR(S78=\"\",'Lives scenario - input'!$F63=\"\"),\"\",S78/'Lives scenario - input'!$F63),\"\")","v":""},{"$f":"IFERROR(IF(OR(T78=\"\",'Lives scenario - input'!$F63=\"\"),\"\",T78/'Lives scenario - input'!$F63),\"\")","v":""},{"$f":"IFERROR(IF(OR(U78=\"\",'Lives scenario - input'!$F63=\"\"),\"\",U78/'Lives scenario - input'!$F63),\"\")","v":""},{"$f":"IFERROR(IF(OR(V78=\"\",'Lives scenario - input'!$F63=\"\"),\"\",V78/'Lives scenario - input'!$F63),\"\")","v":""},{"$f":"IFERROR(IF(OR(W78=\"\",'Lives scenario - input'!$F63=\"\"),\"\",W78/'Lives scenario - input'!$F63),\"\")","v":""}]
[{"$f":"IFERROR('Lives scenario - input'!A64,\"\")","v":""},{"$f":"IFERROR('Lives scenario - input'!B64,\"\")","v":""},{"$f":"IFERROR('Lives scenario - input'!C64,\"\")","v":""},{"$f":"IFERROR(repcalc('Lives scenario - input'!$CX64:$GJ64,'Lives scenario - input'!$I64,'Lives scenario - input'!$G64,'Lives scenario - input'!$H64,20,TRUE,TRUE),\"\")","v":""},"","","","","","","","","","","","","","","","","","","",{"$f":"IFERROR(IF(OR(D79=\"\",'Lives scenario - input'!$F64=\"\"),\"\",D79/'Lives scenario - input'!$F64),\"\")","v":""},{"$f":"IFERROR(IF(OR(E79=\"\",'Lives scenario - input'!$F64=\"\"),\"\",E79/'Lives scenario - input'!$F64),\"\")","v":""},{"$f":"IFERROR(IF(OR(F79=\"\",'Lives scenario - input'!$F64=\"\"),\"\",F79/'Lives scenario - input'!$F64),\"\")","v":""},{"$f":"IFERROR(IF(OR(G79=\"\",'Lives scenario - input'!$F64=\"\"),\"\",G79/'Lives scenario - input'!$F64),\"\")","v":""},{"$f":"IFERROR(IF(OR(H79=\"\",'Lives scenario - input'!$F64=\"\"),\"\",H79/'Lives scenario - input'!$F64),\"\")","v":""},{"$f":"IFERROR(IF(OR(I79=\"\",'Lives scenario - input'!$F64=\"\"),\"\",I79/'Lives scenario - input'!$F64),\"\")","v":""},{"$f":"IFERROR(IF(OR(J79=\"\",'Lives scenario - input'!$F64=\"\"),\"\",J79/'Lives scenario - input'!$F64),\"\")","v":""},{"$f":"IFERROR(IF(OR(K79=\"\",'Lives scenario - input'!$F64=\"\"),\"\",K79/'Lives scenario - input'!$F64),\"\")","v":""},{"$f":"IFERROR(IF(OR(L79=\"\",'Lives scenario - input'!$F64=\"\"),\"\",L79/'Lives scenario - input'!$F64),\"\")","v":""},{"$f":"IFERROR(IF(OR(M79=\"\",'Lives scenario - input'!$F64=\"\"),\"\",M79/'Lives scenario - input'!$F64),\"\")","v":""},{"$f":"IFERROR(IF(OR(N79=\"\",'Lives scenario - input'!$F64=\"\"),\"\",N79/'Lives scenario - input'!$F64),\"\")","v":""},{"$f":"IFERROR(IF(OR(O79=\"\",'Lives scenario - input'!$F64=\"\"),\"\",O79/'Lives scenario - input'!$F64),\"\")","v":""},{"$f":"IFERROR(IF(OR(P79=\"\",'Lives scenario - input'!$F64=\"\"),\"\",P79/'Lives scenario - input'!$F64),\"\")","v":""},{"$f":"IFERROR(IF(OR(Q79=\"\",'Lives scenario - input'!$F64=\"\"),\"\",Q79/'Lives scenario - input'!$F64),\"\")","v":""},{"$f":"IFERROR(IF(OR(R79=\"\",'Lives scenario - input'!$F64=\"\"),\"\",R79/'Lives scenario - input'!$F64),\"\")","v":""},{"$f":"IFERROR(IF(OR(S79=\"\",'Lives scenario - input'!$F64=\"\"),\"\",S79/'Lives scenario - input'!$F64),\"\")","v":""},{"$f":"IFERROR(IF(OR(T79=\"\",'Lives scenario - input'!$F64=\"\"),\"\",T79/'Lives scenario - input'!$F64),\"\")","v":""},{"$f":"IFERROR(IF(OR(U79=\"\",'Lives scenario - input'!$F64=\"\"),\"\",U79/'Lives scenario - input'!$F64),\"\")","v":""},{"$f":"IFERROR(IF(OR(V79=\"\",'Lives scenario - input'!$F64=\"\"),\"\",V79/'Lives scenario - input'!$F64),\"\")","v":""},{"$f":"IFERROR(IF(OR(W79=\"\",'Lives scenario - input'!$F64=\"\"),\"\",W79/'Lives scenario - input'!$F64),\"\")","v":""}]
[{"$f":"IFERROR('Lives scenario - input'!A65,\"\")","v":""},{"$f":"IFERROR('Lives scenario - input'!B65,\"\")","v":""},{"$f":"IFERROR('Lives scenario - input'!C65,\"\")","v":""},{"$f":"IFERROR(repcalc('Lives scenario - input'!$CX65:$GJ65,'Lives scenario - input'!$I65,'Lives scenario - input'!$G65,'Lives scenario - input'!$H65,20,TRUE,TRUE),\"\")","v":""},"","","","","","","","","","","","","","","","","","","",{"$f":"IFERROR(IF(OR(D80=\"\",'Lives scenario - input'!$F65=\"\"),\"\",D80/'Lives scenario - input'!$F65),\"\")","v":""},{"$f":"IFERROR(IF(OR(E80=\"\",'Lives scenario - input'!$F65=\"\"),\"\",E80/'Lives scenario - input'!$F65),\"\")","v":""},{"$f":"IFERROR(IF(OR(F80=\"\",'Lives scenario - input'!$F65=\"\"),\"\",F80/'Lives scenario - input'!$F65),\"\")","v":""},{"$f":"IFERROR(IF(OR(G80=\"\",'Lives scenario - input'!$F65=\"\"),\"\",G80/'Lives scenario - input'!$F65),\"\")","v":""},{"$f":"IFERROR(IF(OR(H80=\"\",'Lives scenario - input'!$F65=\"\"),\"\",H80/'Lives scenario - input'!$F65),\"\")","v":""},{"$f":"IFERROR(IF(OR(I80=\"\",'Lives scenario - input'!$F65=\"\"),\"\",I80/'Lives scenario - input'!$F65),\"\")","v":""},{"$f":"IFERROR(IF(OR(J80=\"\",'Lives scenario - input'!$F65=\"\"),\"\",J80/'Lives scenario - input'!$F65),\"\")","v":""},{"$f":"IFERROR(IF(OR(K80=\"\",'Lives scenario - input'!$F65=\"\"),\"\",K80/'Lives scenario - input'!$F65),\"\")","v":""},{"$f":"IFERROR(IF(OR(L80=\"\",'Lives scenario - input'!$F65=\"\"),\"\",L80/'Lives scenario - input'!$F65),\"\")","v":""},{"$f":"IFERROR(IF(OR(M80=\"\",'Lives scenario - input'!$F65=\"\"),\"\",M80/'Lives scenario - input'!$F65),\"\")","v":""},{"$f":"IFERROR(IF(OR(N80=\"\",'Lives scenario - input'!$F65=\"\"),\"\",N80/'Lives scenario - input'!$F65),\"\")","v":""},{"$f":"IFERROR(IF(OR(O80=\"\",'Lives scenario - input'!$F65=\"\"),\"\",O80/'Lives scenario - input'!$F65),\"\")","v":""},{"$f":"IFERROR(IF(OR(P80=\"\",'Lives scenario - input'!$F65=\"\"),\"\",P80/'Lives scenario - input'!$F65),\"\")","v":""},{"$f":"IFERROR(IF(OR(Q80=\"\",'Lives scenario - input'!$F65=\"\"),\"\",Q80/'Lives scenario - input'!$F65),\"\")","v":""},{"$f":"IFERROR(IF(OR(R80=\"\",'Lives scenario - input'!$F65=\"\"),\"\",R80/'Lives scenario - input'!$F65),\"\")","v":""},{"$f":"IFERROR(IF(OR(S80=\"\",'Lives scenario - input'!$F65=\"\"),\"\",S80/'Lives scenario - input'!$F65),\"\")","v":""},{"$f":"IFERROR(IF(OR(T80=\"\",'Lives scenario - input'!$F65=\"\"),\"\",T80/'Lives scenario - input'!$F65),\"\")","v":""},{"$f":"IFERROR(IF(OR(U80=\"\",'Lives scenario - input'!$F65=\"\"),\"\",U80/'Lives scenario - input'!$F65),\"\")","v":""},{"$f":"IFERROR(IF(OR(V80=\"\",'Lives scenario - input'!$F65=\"\"),\"\",V80/'Lives scenario - input'!$F65),\"\")","v":""},{"$f":"IFERROR(IF(OR(W80=\"\",'Lives scenario - input'!$F65=\"\"),\"\",W80/'Lives scenario - input'!$F65),\"\")","v":""}]
[{"$f":"IFERROR('Lives scenario - input'!A66,\"\")","v":""},{"$f":"IFERROR('Lives scenario - input'!B66,\"\")","v":""},{"$f":"IFERROR('Lives scenario - input'!C66,\"\")","v":""},{"$f":"IFERROR(repcalc('Lives scenario - input'!$CX66:$GJ66,'Lives scenario - input'!$I66,'Lives scenario - input'!$G66,'Lives scenario - input'!$H66,20,TRUE,TRUE),\"\")","v":""},"","","","","","","","","","","","","","","","","","","",{"$f":"IFERROR(IF(OR(D81=\"\",'Lives scenario - input'!$F66=\"\"),\"\",D81/'Lives scenario - input'!$F66),\"\")","v":""},{"$f":"IFERROR(IF(OR(E81=\"\",'Lives scenario - input'!$F66=\"\"),\"\",E81/'Lives scenario - input'!$F66),\"\")","v":""},{"$f":"IFERROR(IF(OR(F81=\"\",'Lives scenario - input'!$F66=\"\"),\"\",F81/'Lives scenario - input'!$F66),\"\")","v":""},{"$f":"IFERROR(IF(OR(G81=\"\",'Lives scenario - input'!$F66=\"\"),\"\",G81/'Lives scenario - input'!$F66),\"\")","v":""},{"$f":"IFERROR(IF(OR(H81=\"\",'Lives scenario - input'!$F66=\"\"),\"\",H81/'Lives scenario - input'!$F66),\"\")","v":""},{"$f":"IFERROR(IF(OR(I81=\"\",'Lives scenario - input'!$F66=\"\"),\"\",I81/'Lives scenario - input'!$F66),\"\")","v":""},{"$f":"IFERROR(IF(OR(J81=\"\",'Lives scenario - input'!$F66=\"\"),\"\",J81/'Lives scenario - input'!$F66),\"\")","v":""},{"$f":"IFERROR(IF(OR(K81=\"\",'Lives scenario - input'!$F66=\"\"),\"\",K81/'Lives scenario - input'!$F66),\"\")","v":""},{"$f":"IFERROR(IF(OR(L81=\"\",'Lives scenario - input'!$F66=\"\"),\"\",L81/'Lives scenario - input'!$F66),\"\")","v":""},{"$f":"IFERROR(IF(OR(M81=\"\",'Lives scenario - input'!$F66=\"\"),\"\",M81/'Lives scenario - input'!$F66),\"\")","v":""},{"$f":"IFERROR(IF(OR(N81=\"\",'Lives scenario - input'!$F66=\"\"),\"\",N81/'Lives scenario - input'!$F66),\"\")","v":""},{"$f":"IFERROR(IF(OR(O81=\"\",'Lives scenario - input'!$F66=\"\"),\"\",O81/'Lives scenario - input'!$F66),\"\")","v":""},{"$f":"IFERROR(IF(OR(P81=\"\",'Lives scenario - input'!$F66=\"\"),\"\",P81/'Lives scenario - input'!$F66),\"\")","v":""},{"$f":"IFERROR(IF(OR(Q81=\"\",'Lives scenario - input'!$F66=\"\"),\"\",Q81/'Lives scenario - input'!$F66),\"\")","v":""},{"$f":"IFERROR(IF(OR(R81=\"\",'Lives scenario - input'!$F66=\"\"),\"\",R81/'Lives scenario - input'!$F66),\"\")","v":""},{"$f":"IFERROR(IF(OR(S81=\"\",'Lives scenario - input'!$F66=\"\"),\"\",S81/'Lives scenario - input'!$F66),\"\")","v":""},{"$f":"IFERROR(IF(OR(T81=\"\",'Lives scenario - input'!$F66=\"\"),\"\",T81/'Lives scenario - input'!$F66),\"\")","v":""},{"$f":"IFERROR(IF(OR(U81=\"\",'Lives scenario - input'!$F66=\"\"),\"\",U81/'Lives scenario - input'!$F66),\"\")","v":""},{"$f":"IFERROR(IF(OR(V81=\"\",'Lives scenario - input'!$F66=\"\"),\"\",V81/'Lives scenario - input'!$F66),\"\")","v":""},{"$f":"IFERROR(IF(OR(W81=\"\",'Lives scenario - input'!$F66=\"\"),\"\",W81/'Lives scenario - input'!$F66),\"\")","v":""}]
[{"$f":"IFERROR('Lives scenario - input'!A67,\"\")","v":""},{"$f":"IFERROR('Lives scenario - input'!B67,\"\")","v":""},{"$f":"IFERROR('Lives scenario - input'!C67,\"\")","v":""},{"$f":"IFERROR(repcalc('Lives scenario - input'!$CX67:$GJ67,'Lives scenario - input'!$I67,'Lives scenario - input'!$G67,'Lives scenario - input'!$H67,20,TRUE,TRUE),\"\")","v":""},"","","","","","","","","","","","","","","","","","","",{"$f":"IFERROR(IF(OR(D82=\"\",'Lives scenario - input'!$F67=\"\"),\"\",D82/'Lives scenario - input'!$F67),\"\")","v":""},{"$f":"IFERROR(IF(OR(E82=\"\",'Lives scenario - input'!$F67=\"\"),\"\",E82/'Lives scenario - input'!$F67),\"\")","v":""},{"$f":"IFERROR(IF(OR(F82=\"\",'Lives scenario - input'!$F67=\"\"),\"\",F82/'Lives scenario - input'!$F67),\"\")","v":""},{"$f":"IFERROR(IF(OR(G82=\"\",'Lives scenario - input'!$F67=\"\"),\"\",G82/'Lives scenario - input'!$F67),\"\")","v":""},{"$f":"IFERROR(IF(OR(H82=\"\",'Lives scenario - input'!$F67=\"\"),\"\",H82/'Lives scenario - input'!$F67),\"\")","v":""},{"$f":"IFERROR(IF(OR(I82=\"\",'Lives scenario - input'!$F67=\"\"),\"\",I82/'Lives scenario - input'!$F67),\"\")","v":""},{"$f":"IFERROR(IF(OR(J82=\"\",'Lives scenario - input'!$F67=\"\"),\"\",J82/'Lives scenario - input'!$F67),\"\")","v":""},{"$f":"IFERROR(IF(OR(K82=\"\",'Lives scenario - input'!$F67=\"\"),\"\",K82/'Lives scenario - input'!$F67),\"\")","v":""},{"$f":"IFERROR(IF(OR(L82=\"\",'Lives scenario - input'!$F67=\"\"),\"\",L82/'Lives scenario - input'!$F67),\"\")","v":""},{"$f":"IFERROR(IF(OR(M82=\"\",'Lives scenario - input'!$F67=\"\"),\"\",M82/'Lives scenario - input'!$F67),\"\")","v":""},{"$f":"IFERROR(IF(OR(N82=\"\",'Lives scenario - input'!$F67=\"\"),\"\",N82/'Lives scenario - input'!$F67),\"\")","v":""},{"$f":"IFERROR(IF(OR(O82=\"\",'Lives scenario - input'!$F67=\"\"),\"\",O82/'Lives scenario - input'!$F67),\"\")","v":""},{"$f":"IFERROR(IF(OR(P82=\"\",'Lives scenario - input'!$F67=\"\"),\"\",P82/'Lives scenario - input'!$F67),\"\")","v":""},{"$f":"IFERROR(IF(OR(Q82=\"\",'Lives scenario - input'!$F67=\"\"),\"\",Q82/'Lives scenario - input'!$F67),\"\")","v":""},{"$f":"IFERROR(IF(OR(R82=\"\",'Lives scenario - input'!$F67=\"\"),\"\",R82/'Lives scenario - input'!$F67),\"\")","v":""},{"$f":"IFERROR(IF(OR(S82=\"\",'Lives scenario - input'!$F67=\"\"),\"\",S82/'Lives scenario - input'!$F67),\"\")","v":""},{"$f":"IFERROR(IF(OR(T82=\"\",'Lives scenario - input'!$F67=\"\"),\"\",T82/'Lives scenario - input'!$F67),\"\")","v":""},{"$f":"IFERROR(IF(OR(U82=\"\",'Lives scenario - input'!$F67=\"\"),\"\",U82/'Lives scenario - input'!$F67),\"\")","v":""},{"$f":"IFERROR(IF(OR(V82=\"\",'Lives scenario - input'!$F67=\"\"),\"\",V82/'Lives scenario - input'!$F67),\"\")","v":""},{"$f":"IFERROR(IF(OR(W82=\"\",'Lives scenario - input'!$F67=\"\"),\"\",W82/'Lives scenario - input'!$F67),\"\")","v":""}]
[{"$f":"IFERROR('Lives scenario - input'!A68,\"\")","v":""},{"$f":"IFERROR('Lives scenario - input'!B68,\"\")","v":""},{"$f":"IFERROR('Lives scenario - input'!C68,\"\")","v":""},{"$f":"IFERROR(repcalc('Lives scenario - input'!$CX68:$GJ68,'Lives scenario - input'!$I68,'Lives scenario - input'!$G68,'Lives scenario - input'!$H68,20,TRUE,TRUE),\"\")","v":""},"","","","","","","","","","","","","","","","","","","",{"$f":"IFERROR(IF(OR(D83=\"\",'Lives scenario - input'!$F68=\"\"),\"\",D83/'Lives scenario - input'!$F68),\"\")","v":""},{"$f":"IFERROR(IF(OR(E83=\"\",'Lives scenario - input'!$F68=\"\"),\"\",E83/'Lives scenario - input'!$F68),\"\")","v":""},{"$f":"IFERROR(IF(OR(F83=\"\",'Lives scenario - input'!$F68=\"\"),\"\",F83/'Lives scenario - input'!$F68),\"\")","v":""},{"$f":"IFERROR(IF(OR(G83=\"\",'Lives scenario - input'!$F68=\"\"),\"\",G83/'Lives scenario - input'!$F68),\"\")","v":""},{"$f":"IFERROR(IF(OR(H83=\"\",'Lives scenario - input'!$F68=\"\"),\"\",H83/'Lives scenario - input'!$F68),\"\")","v":""},{"$f":"IFERROR(IF(OR(I83=\"\",'Lives scenario - input'!$F68=\"\"),\"\",I83/'Lives scenario - input'!$F68),\"\")","v":""},{"$f":"IFERROR(IF(OR(J83=\"\",'Lives scenario - input'!$F68=\"\"),\"\",J83/'Lives scenario - input'!$F68),\"\")","v":""},{"$f":"IFERROR(IF(OR(K83=\"\",'Lives scenario - input'!$F68=\"\"),\"\",K83/'Lives scenario - input'!$F68),\"\")","v":""},{"$f":"IFERROR(IF(OR(L83=\"\",'Lives scenario - input'!$F68=\"\"),\"\",L83/'Lives scenario - input'!$F68),\"\")","v":""},{"$f":"IFERROR(IF(OR(M83=\"\",'Lives scenario - input'!$F68=\"\"),\"\",M83/'Lives scenario - input'!$F68),\"\")","v":""},{"$f":"IFERROR(IF(OR(N83=\"\",'Lives scenario - input'!$F68=\"\"),\"\",N83/'Lives scenario - input'!$F68),\"\")","v":""},{"$f":"IFERROR(IF(OR(O83=\"\",'Lives scenario - input'!$F68=\"\"),\"\",O83/'Lives scenario - input'!$F68),\"\")","v":""},{"$f":"IFERROR(IF(OR(P83=\"\",'Lives scenario - input'!$F68=\"\"),\"\",P83/'Lives scenario - input'!$F68),\"\")","v":""},{"$f":"IFERROR(IF(OR(Q83=\"\",'Lives scenario - input'!$F68=\"\"),\"\",Q83/'Lives scenario - input'!$F68),\"\")","v":""},{"$f":"IFERROR(IF(OR(R83=\"\",'Lives scenario - input'!$F68=\"\"),\"\",R83/'Lives scenario - input'!$F68),\"\")","v":""},{"$f":"IFERROR(IF(OR(S83=\"\",'Lives scenario - input'!$F68=\"\"),\"\",S83/'Lives scenario - input'!$F68),\"\")","v":""},{"$f":"IFERROR(IF(OR(T83=\"\",'Lives scenario - input'!$F68=\"\"),\"\",T83/'Lives scenario - input'!$F68),\"\")","v":""},{"$f":"IFERROR(IF(OR(U83=\"\",'Lives scenario - input'!$F68=\"\"),\"\",U83/'Lives scenario - input'!$F68),\"\")","v":""},{"$f":"IFERROR(IF(OR(V83=\"\",'Lives scenario - input'!$F68=\"\"),\"\",V83/'Lives scenario - input'!$F68),\"\")","v":""},{"$f":"IFERROR(IF(OR(W83=\"\",'Lives scenario - input'!$F68=\"\"),\"\",W83/'Lives scenario - input'!$F68),\"\")","v":""}]
[{"$f":"IFERROR('Lives scenario - input'!A69,\"\")","v":""},{"$f":"IFERROR('Lives scenario - input'!B69,\"\")","v":""},{"$f":"IFERROR('Lives scenario - input'!C69,\"\")","v":""},{"$f":"IFERROR(repcalc('Lives scenario - input'!$CX69:$GJ69,'Lives scenario - input'!$I69,'Lives scenario - input'!$G69,'Lives scenario - input'!$H69,20,TRUE,TRUE),\"\")","v":""},"","","","","","","","","","","","","","","","","","","",{"$f":"IFERROR(IF(OR(D84=\"\",'Lives scenario - input'!$F69=\"\"),\"\",D84/'Lives scenario - input'!$F69),\"\")","v":""},{"$f":"IFERROR(IF(OR(E84=\"\",'Lives scenario - input'!$F69=\"\"),\"\",E84/'Lives scenario - input'!$F69),\"\")","v":""},{"$f":"IFERROR(IF(OR(F84=\"\",'Lives scenario - input'!$F69=\"\"),\"\",F84/'Lives scenario - input'!$F69),\"\")","v":""},{"$f":"IFERROR(IF(OR(G84=\"\",'Lives scenario - input'!$F69=\"\"),\"\",G84/'Lives scenario - input'!$F69),\"\")","v":""},{"$f":"IFERROR(IF(OR(H84=\"\",'Lives scenario - input'!$F69=\"\"),\"\",H84/'Lives scenario - input'!$F69),\"\")","v":""},{"$f":"IFERROR(IF(OR(I84=\"\",'Lives scenario - input'!$F69=\"\"),\"\",I84/'Lives scenario - input'!$F69),\"\")","v":""},{"$f":"IFERROR(IF(OR(J84=\"\",'Lives scenario - input'!$F69=\"\"),\"\",J84/'Lives scenario - input'!$F69),\"\")","v":""},{"$f":"IFERROR(IF(OR(K84=\"\",'Lives scenario - input'!$F69=\"\"),\"\",K84/'Lives scenario - input'!$F69),\"\")","v":""},{"$f":"IFERROR(IF(OR(L84=\"\",'Lives scenario - input'!$F69=\"\"),\"\",L84/'Lives scenario - input'!$F69),\"\")","v":""},{"$f":"IFERROR(IF(OR(M84=\"\",'Lives scenario - input'!$F69=\"\"),\"\",M84/'Lives scenario - input'!$F69),\"\")","v":""},{"$f":"IFERROR(IF(OR(N84=\"\",'Lives scenario - input'!$F69=\"\"),\"\",N84/'Lives scenario - input'!$F69),\"\")","v":""},{"$f":"IFERROR(IF(OR(O84=\"\",'Lives scenario - input'!$F69=\"\"),\"\",O84/'Lives scenario - input'!$F69),\"\")","v":""},{"$f":"IFERROR(IF(OR(P84=\"\",'Lives scenario - input'!$F69=\"\"),\"\",P84/'Lives scenario - input'!$F69),\"\")","v":""},{"$f":"IFERROR(IF(OR(Q84=\"\",'Lives scenario - input'!$F69=\"\"),\"\",Q84/'Lives scenario - input'!$F69),\"\")","v":""},{"$f":"IFERROR(IF(OR(R84=\"\",'Lives scenario - input'!$F69=\"\"),\"\",R84/'Lives scenario - input'!$F69),\"\")","v":""},{"$f":"IFERROR(IF(OR(S84=\"\",'Lives scenario - input'!$F69=\"\"),\"\",S84/'Lives scenario - input'!$F69),\"\")","v":""},{"$f":"IFERROR(IF(OR(T84=\"\",'Lives scenario - input'!$F69=\"\"),\"\",T84/'Lives scenario - input'!$F69),\"\")","v":""},{"$f":"IFERROR(IF(OR(U84=\"\",'Lives scenario - input'!$F69=\"\"),\"\",U84/'Lives scenario - input'!$F69),\"\")","v":""},{"$f":"IFERROR(IF(OR(V84=\"\",'Lives scenario - input'!$F69=\"\"),\"\",V84/'Lives scenario - input'!$F69),\"\")","v":""},{"$f":"IFERROR(IF(OR(W84=\"\",'Lives scenario - input'!$F69=\"\"),\"\",W84/'Lives scenario - input'!$F69),\"\")","v":""}]
[{"$f":"IFERROR('Lives scenario - input'!A70,\"\")","v":""},{"$f":"IFERROR('Lives scenario - input'!B70,\"\")","v":""},{"$f":"IFERROR('Lives scenario - input'!C70,\"\")","v":""},{"$f":"IFERROR(repcalc('Lives scenario - input'!$CX70:$GJ70,'Lives scenario - input'!$I70,'Lives scenario - input'!$G70,'Lives scenario - input'!$H70,20,TRUE,TRUE),\"\")","v":""},"","","","","","","","","","","","","","","","","","","",{"$f":"IFERROR(IF(OR(D85=\"\",'Lives scenario - input'!$F70=\"\"),\"\",D85/'Lives scenario - input'!$F70),\"\")","v":""},{"$f":"IFERROR(IF(OR(E85=\"\",'Lives scenario - input'!$F70=\"\"),\"\",E85/'Lives scenario - input'!$F70),\"\")","v":""},{"$f":"IFERROR(IF(OR(F85=\"\",'Lives scenario - input'!$F70=\"\"),\"\",F85/'Lives scenario - input'!$F70),\"\")","v":""},{"$f":"IFERROR(IF(OR(G85=\"\",'Lives scenario - input'!$F70=\"\"),\"\",G85/'Lives scenario - input'!$F70),\"\")","v":""},{"$f":"IFERROR(IF(OR(H85=\"\",'Lives scenario - input'!$F70=\"\"),\"\",H85/'Lives scenario - input'!$F70),\"\")","v":""},{"$f":"IFERROR(IF(OR(I85=\"\",'Lives scenario - input'!$F70=\"\"),\"\",I85/'Lives scenario - input'!$F70),\"\")","v":""},{"$f":"IFERROR(IF(OR(J85=\"\",'Lives scenario - input'!$F70=\"\"),\"\",J85/'Lives scenario - input'!$F70),\"\")","v":""},{"$f":"IFERROR(IF(OR(K85=\"\",'Lives scenario - input'!$F70=\"\"),\"\",K85/'Lives scenario - input'!$F70),\"\")","v":""},{"$f":"IFERROR(IF(OR(L85=\"\",'Lives scenario - input'!$F70=\"\"),\"\",L85/'Lives scenario - input'!$F70),\"\")","v":""},{"$f":"IFERROR(IF(OR(M85=\"\",'Lives scenario - input'!$F70=\"\"),\"\",M85/'Lives scenario - input'!$F70),\"\")","v":""},{"$f":"IFERROR(IF(OR(N85=\"\",'Lives scenario - input'!$F70=\"\"),\"\",N85/'Lives scenario - input'!$F70),\"\")","v":""},{"$f":"IFERROR(IF(OR(O85=\"\",'Lives scenario - input'!$F70=\"\"),\"\",O85/'Lives scenario - input'!$F70),\"\")","v":""},{"$f":"IFERROR(IF(OR(P85=\"\",'Lives scenario - input'!$F70=\"\"),\"\",P85/'Lives scenario - input'!$F70),\"\")","v":""},{"$f":"IFERROR(IF(OR(Q85=\"\",'Lives scenario - input'!$F70=\"\"),\"\",Q85/'Lives scenario - input'!$F70),\"\")","v":""},{"$f":"IFERROR(IF(OR(R85=\"\",'Lives scenario - input'!$F70=\"\"),\"\",R85/'Lives scenario - input'!$F70),\"\")","v":""},{"$f":"IFERROR(IF(OR(S85=\"\",'Lives scenario - input'!$F70=\"\"),\"\",S85/'Lives scenario - input'!$F70),\"\")","v":""},{"$f":"IFERROR(IF(OR(T85=\"\",'Lives scenario - input'!$F70=\"\"),\"\",T85/'Lives scenario - input'!$F70),\"\")","v":""},{"$f":"IFERROR(IF(OR(U85=\"\",'Lives scenario - input'!$F70=\"\"),\"\",U85/'Lives scenario - input'!$F70),\"\")","v":""},{"$f":"IFERROR(IF(OR(V85=\"\",'Lives scenario - input'!$F70=\"\"),\"\",V85/'Lives scenario - input'!$F70),\"\")","v":""},{"$f":"IFERROR(IF(OR(W85=\"\",'Lives scenario - input'!$F70=\"\"),\"\",W85/'Lives scenario - input'!$F70),\"\")","v":""}]
[{"$f":"IFERROR('Lives scenario - input'!A71,\"\")","v":""},{"$f":"IFERROR('Lives scenario - input'!B71,\"\")","v":""},{"$f":"IFERROR('Lives scenario - input'!C71,\"\")","v":""},{"$f":"IFERROR(repcalc('Lives scenario - input'!$CX71:$GJ71,'Lives scenario - input'!$I71,'Lives scenario - input'!$G71,'Lives scenario - input'!$H71,20,TRUE,TRUE),\"\")","v":""},"","","","","","","","","","","","","","","","","","","",{"$f":"IFERROR(IF(OR(D86=\"\",'Lives scenario - input'!$F71=\"\"),\"\",D86/'Lives scenario - input'!$F71),\"\")","v":""},{"$f":"IFERROR(IF(OR(E86=\"\",'Lives scenario - input'!$F71=\"\"),\"\",E86/'Lives scenario - input'!$F71),\"\")","v":""},{"$f":"IFERROR(IF(OR(F86=\"\",'Lives scenario - input'!$F71=\"\"),\"\",F86/'Lives scenario - input'!$F71),\"\")","v":""},{"$f":"IFERROR(IF(OR(G86=\"\",'Lives scenario - input'!$F71=\"\"),\"\",G86/'Lives scenario - input'!$F71),\"\")","v":""},{"$f":"IFERROR(IF(OR(H86=\"\",'Lives scenario - input'!$F71=\"\"),\"\",H86/'Lives scenario - input'!$F71),\"\")","v":""},{"$f":"IFERROR(IF(OR(I86=\"\",'Lives scenario - input'!$F71=\"\"),\"\",I86/'Lives scenario - input'!$F71),\"\")","v":""},{"$f":"IFERROR(IF(OR(J86=\"\",'Lives scenario - input'!$F71=\"\"),\"\",J86/'Lives scenario - input'!$F71),\"\")","v":""},{"$f":"IFERROR(IF(OR(K86=\"\",'Lives scenario - input'!$F71=\"\"),\"\",K86/'Lives scenario - input'!$F71),\"\")","v":""},{"$f":"IFERROR(IF(OR(L86=\"\",'Lives scenario - input'!$F71=\"\"),\"\",L86/'Lives scenario - input'!$F71),\"\")","v":""},{"$f":"IFERROR(IF(OR(M86=\"\",'Lives scenario - input'!$F71=\"\"),\"\",M86/'Lives scenario - input'!$F71),\"\")","v":""},{"$f":"IFERROR(IF(OR(N86=\"\",'Lives scenario - input'!$F71=\"\"),\"\",N86/'Lives scenario - input'!$F71),\"\")","v":""},{"$f":"IFERROR(IF(OR(O86=\"\",'Lives scenario - input'!$F71=\"\"),\"\",O86/'Lives scenario - input'!$F71),\"\")","v":""},{"$f":"IFERROR(IF(OR(P86=\"\",'Lives scenario - input'!$F71=\"\"),\"\",P86/'Lives scenario - input'!$F71),\"\")","v":""},{"$f":"IFERROR(IF(OR(Q86=\"\",'Lives scenario - input'!$F71=\"\"),\"\",Q86/'Lives scenario - input'!$F71),\"\")","v":""},{"$f":"IFERROR(IF(OR(R86=\"\",'Lives scenario - input'!$F71=\"\"),\"\",R86/'Lives scenario - input'!$F71),\"\")","v":""},{"$f":"IFERROR(IF(OR(S86=\"\",'Lives scenario - input'!$F71=\"\"),\"\",S86/'Lives scenario - input'!$F71),\"\")","v":""},{"$f":"IFERROR(IF(OR(T86=\"\",'Lives scenario - input'!$F71=\"\"),\"\",T86/'Lives scenario - input'!$F71),\"\")","v":""},{"$f":"IFERROR(IF(OR(U86=\"\",'Lives scenario - input'!$F71=\"\"),\"\",U86/'Lives scenario - input'!$F71),\"\")","v":""},{"$f":"IFERROR(IF(OR(V86=\"\",'Lives scenario - input'!$F71=\"\"),\"\",V86/'Lives scenario - input'!$F71),\"\")","v":""},{"$f":"IFERROR(IF(OR(W86=\"\",'Lives scenario - input'!$F71=\"\"),\"\",W86/'Lives scenario - input'!$F71),\"\")","v":""}]
[{"$f":"IFERROR('Lives scenario - input'!A72,\"\")","v":""},{"$f":"IFERROR('Lives scenario - input'!B72,\"\")","v":""},{"$f":"IFERROR('Lives scenario - input'!C72,\"\")","v":""},{"$f":"IFERROR(repcalc('Lives scenario - input'!$CX72:$GJ72,'Lives scenario - input'!$I72,'Lives scenario - input'!$G72,'Lives scenario - input'!$H72,20,TRUE,TRUE),\"\")","v":""},"","","","","","","","","","","","","","","","","","","",{"$f":"IFERROR(IF(OR(D87=\"\",'Lives scenario - input'!$F72=\"\"),\"\",D87/'Lives scenario - input'!$F72),\"\")","v":""},{"$f":"IFERROR(IF(OR(E87=\"\",'Lives scenario - input'!$F72=\"\"),\"\",E87/'Lives scenario - input'!$F72),\"\")","v":""},{"$f":"IFERROR(IF(OR(F87=\"\",'Lives scenario - input'!$F72=\"\"),\"\",F87/'Lives scenario - input'!$F72),\"\")","v":""},{"$f":"IFERROR(IF(OR(G87=\"\",'Lives scenario - input'!$F72=\"\"),\"\",G87/'Lives scenario - input'!$F72),\"\")","v":""},{"$f":"IFERROR(IF(OR(H87=\"\",'Lives scenario - input'!$F72=\"\"),\"\",H87/'Lives scenario - input'!$F72),\"\")","v":""},{"$f":"IFERROR(IF(OR(I87=\"\",'Lives scenario - input'!$F72=\"\"),\"\",I87/'Lives scenario - input'!$F72),\"\")","v":""},{"$f":"IFERROR(IF(OR(J87=\"\",'Lives scenario - input'!$F72=\"\"),\"\",J87/'Lives scenario - input'!$F72),\"\")","v":""},{"$f":"IFERROR(IF(OR(K87=\"\",'Lives scenario - input'!$F72=\"\"),\"\",K87/'Lives scenario - input'!$F72),\"\")","v":""},{"$f":"IFERROR(IF(OR(L87=\"\",'Lives scenario - input'!$F72=\"\"),\"\",L87/'Lives scenario - input'!$F72),\"\")","v":""},{"$f":"IFERROR(IF(OR(M87=\"\",'Lives scenario - input'!$F72=\"\"),\"\",M87/'Lives scenario - input'!$F72),\"\")","v":""},{"$f":"IFERROR(IF(OR(N87=\"\",'Lives scenario - input'!$F72=\"\"),\"\",N87/'Lives scenario - input'!$F72),\"\")","v":""},{"$f":"IFERROR(IF(OR(O87=\"\",'Lives scenario - input'!$F72=\"\"),\"\",O87/'Lives scenario - input'!$F72),\"\")","v":""},{"$f":"IFERROR(IF(OR(P87=\"\",'Lives scenario - input'!$F72=\"\"),\"\",P87/'Lives scenario - input'!$F72),\"\")","v":""},{"$f":"IFERROR(IF(OR(Q87=\"\",'Lives scenario - input'!$F72=\"\"),\"\",Q87/'Lives scenario - input'!$F72),\"\")","v":""},{"$f":"IFERROR(IF(OR(R87=\"\",'Lives scenario - input'!$F72=\"\"),\"\",R87/'Lives scenario - input'!$F72),\"\")","v":""},{"$f":"IFERROR(IF(OR(S87=\"\",'Lives scenario - input'!$F72=\"\"),\"\",S87/'Lives scenario - input'!$F72),\"\")","v":""},{"$f":"IFERROR(IF(OR(T87=\"\",'Lives scenario - input'!$F72=\"\"),\"\",T87/'Lives scenario - input'!$F72),\"\")","v":""},{"$f":"IFERROR(IF(OR(U87=\"\",'Lives scenario - input'!$F72=\"\"),\"\",U87/'Lives scenario - input'!$F72),\"\")","v":""},{"$f":"IFERROR(IF(OR(V87=\"\",'Lives scenario - input'!$F72=\"\"),\"\",V87/'Lives scenario - input'!$F72),\"\")","v":""},{"$f":"IFERROR(IF(OR(W87=\"\",'Lives scenario - input'!$F72=\"\"),\"\",W87/'Lives scenario - input'!$F72),\"\")","v":""}]
[{"$f":"IFERROR('Lives scenario - input'!A73,\"\")","v":""},{"$f":"IFERROR('Lives scenario - input'!B73,\"\")","v":""},{"$f":"IFERROR('Lives scenario - input'!C73,\"\")","v":""},{"$f":"IFERROR(repcalc('Lives scenario - input'!$CX73:$GJ73,'Lives scenario - input'!$I73,'Lives scenario - input'!$G73,'Lives scenario - input'!$H73,20,TRUE,TRUE),\"\")","v":""},"","","","","","","","","","","","","","","","","","","",{"$f":"IFERROR(IF(OR(D88=\"\",'Lives scenario - input'!$F73=\"\"),\"\",D88/'Lives scenario - input'!$F73),\"\")","v":""},{"$f":"IFERROR(IF(OR(E88=\"\",'Lives scenario - input'!$F73=\"\"),\"\",E88/'Lives scenario - input'!$F73),\"\")","v":""},{"$f":"IFERROR(IF(OR(F88=\"\",'Lives scenario - input'!$F73=\"\"),\"\",F88/'Lives scenario - input'!$F73),\"\")","v":""},{"$f":"IFERROR(IF(OR(G88=\"\",'Lives scenario - input'!$F73=\"\"),\"\",G88/'Lives scenario - input'!$F73),\"\")","v":""},{"$f":"IFERROR(IF(OR(H88=\"\",'Lives scenario - input'!$F73=\"\"),\"\",H88/'Lives scenario - input'!$F73),\"\")","v":""},{"$f":"IFERROR(IF(OR(I88=\"\",'Lives scenario - input'!$F73=\"\"),\"\",I88/'Lives scenario - input'!$F73),\"\")","v":""},{"$f":"IFERROR(IF(OR(J88=\"\",'Lives scenario - input'!$F73=\"\"),\"\",J88/'Lives scenario - input'!$F73),\"\")","v":""},{"$f":"IFERROR(IF(OR(K88=\"\",'Lives scenario - input'!$F73=\"\"),\"\",K88/'Lives scenario - input'!$F73),\"\")","v":""},{"$f":"IFERROR(IF(OR(L88=\"\",'Lives scenario - input'!$F73=\"\"),\"\",L88/'Lives scenario - input'!$F73),\"\")","v":""},{"$f":"IFERROR(IF(OR(M88=\"\",'Lives scenario - input'!$F73=\"\"),\"\",M88/'Lives scenario - input'!$F73),\"\")","v":""},{"$f":"IFERROR(IF(OR(N88=\"\",'Lives scenario - input'!$F73=\"\"),\"\",N88/'Lives scenario - input'!$F73),\"\")","v":""},{"$f":"IFERROR(IF(OR(O88=\"\",'Lives scenario - input'!$F73=\"\"),\"\",O88/'Lives scenario - input'!$F73),\"\")","v":""},{"$f":"IFERROR(IF(OR(P88=\"\",'Lives scenario - input'!$F73=\"\"),\"\",P88/'Lives scenario - input'!$F73),\"\")","v":""},{"$f":"IFERROR(IF(OR(Q88=\"\",'Lives scenario - input'!$F73=\"\"),\"\",Q88/'Lives scenario - input'!$F73),\"\")","v":""},{"$f":"IFERROR(IF(OR(R88=\"\",'Lives scenario - input'!$F73=\"\"),\"\",R88/'Lives scenario - input'!$F73),\"\")","v":""},{"$f":"IFERROR(IF(OR(S88=\"\",'Lives scenario - input'!$F73=\"\"),\"\",S88/'Lives scenario - input'!$F73),\"\")","v":""},{"$f":"IFERROR(IF(OR(T88=\"\",'Lives scenario - input'!$F73=\"\"),\"\",T88/'Lives scenario - input'!$F73),\"\")","v":""},{"$f":"IFERROR(IF(OR(U88=\"\",'Lives scenario - input'!$F73=\"\"),\"\",U88/'Lives scenario - input'!$F73),\"\")","v":""},{"$f":"IFERROR(IF(OR(V88=\"\",'Lives scenario - input'!$F73=\"\"),\"\",V88/'Lives scenario - input'!$F73),\"\")","v":""},{"$f":"IFERROR(IF(OR(W88=\"\",'Lives scenario - input'!$F73=\"\"),\"\",W88/'Lives scenario - input'!$F73),\"\")","v":""}]
[{"$f":"IFERROR('Lives scenario - input'!A74,\"\")","v":""},{"$f":"IFERROR('Lives scenario - input'!B74,\"\")","v":""},{"$f":"IFERROR('Lives scenario - input'!C74,\"\")","v":""},{"$f":"IFERROR(repcalc('Lives scenario - input'!$CX74:$GJ74,'Lives scenario - input'!$I74,'Lives scenario - input'!$G74,'Lives scenario - input'!$H74,20,TRUE,TRUE),\"\")","v":""},"","","","","","","","","","","","","","","","","","","",{"$f":"IFERROR(IF(OR(D89=\"\",'Lives scenario - input'!$F74=\"\"),\"\",D89/'Lives scenario - input'!$F74),\"\")","v":""},{"$f":"IFERROR(IF(OR(E89=\"\",'Lives scenario - input'!$F74=\"\"),\"\",E89/'Lives scenario - input'!$F74),\"\")","v":""},{"$f":"IFERROR(IF(OR(F89=\"\",'Lives scenario - input'!$F74=\"\"),\"\",F89/'Lives scenario - input'!$F74),\"\")","v":""},{"$f":"IFERROR(IF(OR(G89=\"\",'Lives scenario - input'!$F74=\"\"),\"\",G89/'Lives scenario - input'!$F74),\"\")","v":""},{"$f":"IFERROR(IF(OR(H89=\"\",'Lives scenario - input'!$F74=\"\"),\"\",H89/'Lives scenario - input'!$F74),\"\")","v":""},{"$f":"IFERROR(IF(OR(I89=\"\",'Lives scenario - input'!$F74=\"\"),\"\",I89/'Lives scenario - input'!$F74),\"\")","v":""},{"$f":"IFERROR(IF(OR(J89=\"\",'Lives scenario - input'!$F74=\"\"),\"\",J89/'Lives scenario - input'!$F74),\"\")","v":""},{"$f":"IFERROR(IF(OR(K89=\"\",'Lives scenario - input'!$F74=\"\"),\"\",K89/'Lives scenario - input'!$F74),\"\")","v":""},{"$f":"IFERROR(IF(OR(L89=\"\",'Lives scenario - input'!$F74=\"\"),\"\",L89/'Lives scenario - input'!$F74),\"\")","v":""},{"$f":"IFERROR(IF(OR(M89=\"\",'Lives scenario - input'!$F74=\"\"),\"\",M89/'Lives scenario - input'!$F74),\"\")","v":""},{"$f":"IFERROR(IF(OR(N89=\"\",'Lives scenario - input'!$F74=\"\"),\"\",N89/'Lives scenario - input'!$F74),\"\")","v":""},{"$f":"IFERROR(IF(OR(O89=\"\",'Lives scenario - input'!$F74=\"\"),\"\",O89/'Lives scenario - input'!$F74),\"\")","v":""},{"$f":"IFERROR(IF(OR(P89=\"\",'Lives scenario - input'!$F74=\"\"),\"\",P89/'Lives scenario - input'!$F74),\"\")","v":""},{"$f":"IFERROR(IF(OR(Q89=\"\",'Lives scenario - input'!$F74=\"\"),\"\",Q89/'Lives scenario - input'!$F74),\"\")","v":""},{"$f":"IFERROR(IF(OR(R89=\"\",'Lives scenario - input'!$F74=\"\"),\"\",R89/'Lives scenario - input'!$F74),\"\")","v":""},{"$f":"IFERROR(IF(OR(S89=\"\",'Lives scenario - input'!$F74=\"\"),\"\",S89/'Lives scenario - input'!$F74),\"\")","v":""},{"$f":"IFERROR(IF(OR(T89=\"\",'Lives scenario - input'!$F74=\"\"),\"\",T89/'Lives scenario - input'!$F74),\"\")","v":""},{"$f":"IFERROR(IF(OR(U89=\"\",'Lives scenario - input'!$F74=\"\"),\"\",U89/'Lives scenario - input'!$F74),\"\")","v":""},{"$f":"IFERROR(IF(OR(V89=\"\",'Lives scenario - input'!$F74=\"\"),\"\",V89/'Lives scenario - input'!$F74),\"\")","v":""},{"$f":"IFERROR(IF(OR(W89=\"\",'Lives scenario - input'!$F74=\"\"),\"\",W89/'Lives scenario - input'!$F74),\"\")","v":""}]
[{"$f":"IFERROR('Lives scenario - input'!A75,\"\")","v":""},{"$f":"IFERROR('Lives scenario - input'!B75,\"\")","v":""},{"$f":"IFERROR('Lives scenario - input'!C75,\"\")","v":""},{"$f":"IFERROR(repcalc('Lives scenario - input'!$CX75:$GJ75,'Lives scenario - input'!$I75,'Lives scenario - input'!$G75,'Lives scenario - input'!$H75,20,TRUE,TRUE),\"\")","v":""},"","","","","","","","","","","","","","","","","","","",{"$f":"IFERROR(IF(OR(D90=\"\",'Lives scenario - input'!$F75=\"\"),\"\",D90/'Lives scenario - input'!$F75),\"\")","v":""},{"$f":"IFERROR(IF(OR(E90=\"\",'Lives scenario - input'!$F75=\"\"),\"\",E90/'Lives scenario - input'!$F75),\"\")","v":""},{"$f":"IFERROR(IF(OR(F90=\"\",'Lives scenario - input'!$F75=\"\"),\"\",F90/'Lives scenario - input'!$F75),\"\")","v":""},{"$f":"IFERROR(IF(OR(G90=\"\",'Lives scenario - input'!$F75=\"\"),\"\",G90/'Lives scenario - input'!$F75),\"\")","v":""},{"$f":"IFERROR(IF(OR(H90=\"\",'Lives scenario - input'!$F75=\"\"),\"\",H90/'Lives scenario - input'!$F75),\"\")","v":""},{"$f":"IFERROR(IF(OR(I90=\"\",'Lives scenario - input'!$F75=\"\"),\"\",I90/'Lives scenario - input'!$F75),\"\")","v":""},{"$f":"IFERROR(IF(OR(J90=\"\",'Lives scenario - input'!$F75=\"\"),\"\",J90/'Lives scenario - input'!$F75),\"\")","v":""},{"$f":"IFERROR(IF(OR(K90=\"\",'Lives scenario - input'!$F75=\"\"),\"\",K90/'Lives scenario - input'!$F75),\"\")","v":""},{"$f":"IFERROR(IF(OR(L90=\"\",'Lives scenario - input'!$F75=\"\"),\"\",L90/'Lives scenario - input'!$F75),\"\")","v":""},{"$f":"IFERROR(IF(OR(M90=\"\",'Lives scenario - input'!$F75=\"\"),\"\",M90/'Lives scenario - input'!$F75),\"\")","v":""},{"$f":"IFERROR(IF(OR(N90=\"\",'Lives scenario - input'!$F75=\"\"),\"\",N90/'Lives scenario - input'!$F75),\"\")","v":""},{"$f":"IFERROR(IF(OR(O90=\"\",'Lives scenario - input'!$F75=\"\"),\"\",O90/'Lives scenario - input'!$F75),\"\")","v":""},{"$f":"IFERROR(IF(OR(P90=\"\",'Lives scenario - input'!$F75=\"\"),\"\",P90/'Lives scenario - input'!$F75),\"\")","v":""},{"$f":"IFERROR(IF(OR(Q90=\"\",'Lives scenario - input'!$F75=\"\"),\"\",Q90/'Lives scenario - input'!$F75),\"\")","v":""},{"$f":"IFERROR(IF(OR(R90=\"\",'Lives scenario - input'!$F75=\"\"),\"\",R90/'Lives scenario - input'!$F75),\"\")","v":""},{"$f":"IFERROR(IF(OR(S90=\"\",'Lives scenario - input'!$F75=\"\"),\"\",S90/'Lives scenario - input'!$F75),\"\")","v":""},{"$f":"IFERROR(IF(OR(T90=\"\",'Lives scenario - input'!$F75=\"\"),\"\",T90/'Lives scenario - input'!$F75),\"\")","v":""},{"$f":"IFERROR(IF(OR(U90=\"\",'Lives scenario - input'!$F75=\"\"),\"\",U90/'Lives scenario - input'!$F75),\"\")","v":""},{"$f":"IFERROR(IF(OR(V90=\"\",'Lives scenario - input'!$F75=\"\"),\"\",V90/'Lives scenario - input'!$F75),\"\")","v":""},{"$f":"IFERROR(IF(OR(W90=\"\",'Lives scenario - input'!$F75=\"\"),\"\",W90/'Lives scenario - input'!$F75),\"\")","v":""}]
[{"$f":"IFERROR('Lives scenario - input'!A76,\"\")","v":""},{"$f":"IFERROR('Lives scenario - input'!B76,\"\")","v":""},{"$f":"IFERROR('Lives scenario - input'!C76,\"\")","v":""},{"$f":"IFERROR(repcalc('Lives scenario - input'!$CX76:$GJ76,'Lives scenario - input'!$I76,'Lives scenario - input'!$G76,'Lives scenario - input'!$H76,20,TRUE,TRUE),\"\")","v":""},"","","","","","","","","","","","","","","","","","","",{"$f":"IFERROR(IF(OR(D91=\"\",'Lives scenario - input'!$F76=\"\"),\"\",D91/'Lives scenario - input'!$F76),\"\")","v":""},{"$f":"IFERROR(IF(OR(E91=\"\",'Lives scenario - input'!$F76=\"\"),\"\",E91/'Lives scenario - input'!$F76),\"\")","v":""},{"$f":"IFERROR(IF(OR(F91=\"\",'Lives scenario - input'!$F76=\"\"),\"\",F91/'Lives scenario - input'!$F76),\"\")","v":""},{"$f":"IFERROR(IF(OR(G91=\"\",'Lives scenario - input'!$F76=\"\"),\"\",G91/'Lives scenario - input'!$F76),\"\")","v":""},{"$f":"IFERROR(IF(OR(H91=\"\",'Lives scenario - input'!$F76=\"\"),\"\",H91/'Lives scenario - input'!$F76),\"\")","v":""},{"$f":"IFERROR(IF(OR(I91=\"\",'Lives scenario - input'!$F76=\"\"),\"\",I91/'Lives scenario - input'!$F76),\"\")","v":""},{"$f":"IFERROR(IF(OR(J91=\"\",'Lives scenario - input'!$F76=\"\"),\"\",J91/'Lives scenario - input'!$F76),\"\")","v":""},{"$f":"IFERROR(IF(OR(K91=\"\",'Lives scenario - input'!$F76=\"\"),\"\",K91/'Lives scenario - input'!$F76),\"\")","v":""},{"$f":"IFERROR(IF(OR(L91=\"\",'Lives scenario - input'!$F76=\"\"),\"\",L91/'Lives scenario - input'!$F76),\"\")","v":""},{"$f":"IFERROR(IF(OR(M91=\"\",'Lives scenario - input'!$F76=\"\"),\"\",M91/'Lives scenario - input'!$F76),\"\")","v":""},{"$f":"IFERROR(IF(OR(N91=\"\",'Lives scenario - input'!$F76=\"\"),\"\",N91/'Lives scenario - input'!$F76),\"\")","v":""},{"$f":"IFERROR(IF(OR(O91=\"\",'Lives scenario - input'!$F76=\"\"),\"\",O91/'Lives scenario - input'!$F76),\"\")","v":""},{"$f":"IFERROR(IF(OR(P91=\"\",'Lives scenario - input'!$F76=\"\"),\"\",P91/'Lives scenario - input'!$F76),\"\")","v":""},{"$f":"IFERROR(IF(OR(Q91=\"\",'Lives scenario - input'!$F76=\"\"),\"\",Q91/'Lives scenario - input'!$F76),\"\")","v":""},{"$f":"IFERROR(IF(OR(R91=\"\",'Lives scenario - input'!$F76=\"\"),\"\",R91/'Lives scenario - input'!$F76),\"\")","v":""},{"$f":"IFERROR(IF(OR(S91=\"\",'Lives scenario - input'!$F76=\"\"),\"\",S91/'Lives scenario - input'!$F76),\"\")","v":""},{"$f":"IFERROR(IF(OR(T91=\"\",'Lives scenario - input'!$F76=\"\"),\"\",T91/'Lives scenario - input'!$F76),\"\")","v":""},{"$f":"IFERROR(IF(OR(U91=\"\",'Lives scenario - input'!$F76=\"\"),\"\",U91/'Lives scenario - input'!$F76),\"\")","v":""},{"$f":"IFERROR(IF(OR(V91=\"\",'Lives scenario - input'!$F76=\"\"),\"\",V91/'Lives scenario - input'!$F76),\"\")","v":""},{"$f":"IFERROR(IF(OR(W91=\"\",'Lives scenario - input'!$F76=\"\"),\"\",W91/'Lives scenario - input'!$F76),\"\")","v":""}]
[{"$f":"IFERROR('Lives scenario - input'!A77,\"\")","v":""},{"$f":"IFERROR('Lives scenario - input'!B77,\"\")","v":""},{"$f":"IFERROR('Lives scenario - input'!C77,\"\")","v":""},{"$f":"IFERROR(repcalc('Lives scenario - input'!$CX77:$GJ77,'Lives scenario - input'!$I77,'Lives scenario - input'!$G77,'Lives scenario - input'!$H77,20,TRUE,TRUE),\"\")","v":""},"","","","","","","","","","","","","","","","","","","",{"$f":"IFERROR(IF(OR(D92=\"\",'Lives scenario - input'!$F77=\"\"),\"\",D92/'Lives scenario - input'!$F77),\"\")","v":""},{"$f":"IFERROR(IF(OR(E92=\"\",'Lives scenario - input'!$F77=\"\"),\"\",E92/'Lives scenario - input'!$F77),\"\")","v":""},{"$f":"IFERROR(IF(OR(F92=\"\",'Lives scenario - input'!$F77=\"\"),\"\",F92/'Lives scenario - input'!$F77),\"\")","v":""},{"$f":"IFERROR(IF(OR(G92=\"\",'Lives scenario - input'!$F77=\"\"),\"\",G92/'Lives scenario - input'!$F77),\"\")","v":""},{"$f":"IFERROR(IF(OR(H92=\"\",'Lives scenario - input'!$F77=\"\"),\"\",H92/'Lives scenario - input'!$F77),\"\")","v":""},{"$f":"IFERROR(IF(OR(I92=\"\",'Lives scenario - input'!$F77=\"\"),\"\",I92/'Lives scenario - input'!$F77),\"\")","v":""},{"$f":"IFERROR(IF(OR(J92=\"\",'Lives scenario - input'!$F77=\"\"),\"\",J92/'Lives scenario - input'!$F77),\"\")","v":""},{"$f":"IFERROR(IF(OR(K92=\"\",'Lives scenario - input'!$F77=\"\"),\"\",K92/'Lives scenario - input'!$F77),\"\")","v":""},{"$f":"IFERROR(IF(OR(L92=\"\",'Lives scenario - input'!$F77=\"\"),\"\",L92/'Lives scenario - input'!$F77),\"\")","v":""},{"$f":"IFERROR(IF(OR(M92=\"\",'Lives scenario - input'!$F77=\"\"),\"\",M92/'Lives scenario - input'!$F77),\"\")","v":""},{"$f":"IFERROR(IF(OR(N92=\"\",'Lives scenario - input'!$F77=\"\"),\"\",N92/'Lives scenario - input'!$F77),\"\")","v":""},{"$f":"IFERROR(IF(OR(O92=\"\",'Lives scenario - input'!$F77=\"\"),\"\",O92/'Lives scenario - input'!$F77),\"\")","v":""},{"$f":"IFERROR(IF(OR(P92=\"\",'Lives scenario - input'!$F77=\"\"),\"\",P92/'Lives scenario - input'!$F77),\"\")","v":""},{"$f":"IFERROR(IF(OR(Q92=\"\",'Lives scenario - input'!$F77=\"\"),\"\",Q92/'Lives scenario - input'!$F77),\"\")","v":""},{"$f":"IFERROR(IF(OR(R92=\"\",'Lives scenario - input'!$F77=\"\"),\"\",R92/'Lives scenario - input'!$F77),\"\")","v":""},{"$f":"IFERROR(IF(OR(S92=\"\",'Lives scenario - input'!$F77=\"\"),\"\",S92/'Lives scenario - input'!$F77),\"\")","v":""},{"$f":"IFERROR(IF(OR(T92=\"\",'Lives scenario - input'!$F77=\"\"),\"\",T92/'Lives scenario - input'!$F77),\"\")","v":""},{"$f":"IFERROR(IF(OR(U92=\"\",'Lives scenario - input'!$F77=\"\"),\"\",U92/'Lives scenario - input'!$F77),\"\")","v":""},{"$f":"IFERROR(IF(OR(V92=\"\",'Lives scenario - input'!$F77=\"\"),\"\",V92/'Lives scenario - input'!$F77),\"\")","v":""},{"$f":"IFERROR(IF(OR(W92=\"\",'Lives scenario - input'!$F77=\"\"),\"\",W92/'Lives scenario - input'!$F77),\"\")","v":""}]
[{"$f":"IFERROR('Lives scenario - input'!A78,\"\")","v":""},{"$f":"IFERROR('Lives scenario - input'!B78,\"\")","v":""},{"$f":"IFERROR('Lives scenario - input'!C78,\"\")","v":""},{"$f":"IFERROR(repcalc('Lives scenario - input'!$CX78:$GJ78,'Lives scenario - input'!$I78,'Lives scenario - input'!$G78,'Lives scenario - input'!$H78,20,TRUE,TRUE),\"\")","v":""},"","","","","","","","","","","","","","","","","","","",{"$f":"IFERROR(IF(OR(D93=\"\",'Lives scenario - input'!$F78=\"\"),\"\",D93/'Lives scenario - input'!$F78),\"\")","v":""},{"$f":"IFERROR(IF(OR(E93=\"\",'Lives scenario - input'!$F78=\"\"),\"\",E93/'Lives scenario - input'!$F78),\"\")","v":""},{"$f":"IFERROR(IF(OR(F93=\"\",'Lives scenario - input'!$F78=\"\"),\"\",F93/'Lives scenario - input'!$F78),\"\")","v":""},{"$f":"IFERROR(IF(OR(G93=\"\",'Lives scenario - input'!$F78=\"\"),\"\",G93/'Lives scenario - input'!$F78),\"\")","v":""},{"$f":"IFERROR(IF(OR(H93=\"\",'Lives scenario - input'!$F78=\"\"),\"\",H93/'Lives scenario - input'!$F78),\"\")","v":""},{"$f":"IFERROR(IF(OR(I93=\"\",'Lives scenario - input'!$F78=\"\"),\"\",I93/'Lives scenario - input'!$F78),\"\")","v":""},{"$f":"IFERROR(IF(OR(J93=\"\",'Lives scenario - input'!$F78=\"\"),\"\",J93/'Lives scenario - input'!$F78),\"\")","v":""},{"$f":"IFERROR(IF(OR(K93=\"\",'Lives scenario - input'!$F78=\"\"),\"\",K93/'Lives scenario - input'!$F78),\"\")","v":""},{"$f":"IFERROR(IF(OR(L93=\"\",'Lives scenario - input'!$F78=\"\"),\"\",L93/'Lives scenario - input'!$F78),\"\")","v":""},{"$f":"IFERROR(IF(OR(M93=\"\",'Lives scenario - input'!$F78=\"\"),\"\",M93/'Lives scenario - input'!$F78),\"\")","v":""},{"$f":"IFERROR(IF(OR(N93=\"\",'Lives scenario - input'!$F78=\"\"),\"\",N93/'Lives scenario - input'!$F78),\"\")","v":""},{"$f":"IFERROR(IF(OR(O93=\"\",'Lives scenario - input'!$F78=\"\"),\"\",O93/'Lives scenario - input'!$F78),\"\")","v":""},{"$f":"IFERROR(IF(OR(P93=\"\",'Lives scenario - input'!$F78=\"\"),\"\",P93/'Lives scenario - input'!$F78),\"\")","v":""},{"$f":"IFERROR(IF(OR(Q93=\"\",'Lives scenario - input'!$F78=\"\"),\"\",Q93/'Lives scenario - input'!$F78),\"\")","v":""},{"$f":"IFERROR(IF(OR(R93=\"\",'Lives scenario - input'!$F78=\"\"),\"\",R93/'Lives scenario - input'!$F78),\"\")","v":""},{"$f":"IFERROR(IF(OR(S93=\"\",'Lives scenario - input'!$F78=\"\"),\"\",S93/'Lives scenario - input'!$F78),\"\")","v":""},{"$f":"IFERROR(IF(OR(T93=\"\",'Lives scenario - input'!$F78=\"\"),\"\",T93/'Lives scenario - input'!$F78),\"\")","v":""},{"$f":"IFERROR(IF(OR(U93=\"\",'Lives scenario - input'!$F78=\"\"),\"\",U93/'Lives scenario - input'!$F78),\"\")","v":""},{"$f":"IFERROR(IF(OR(V93=\"\",'Lives scenario - input'!$F78=\"\"),\"\",V93/'Lives scenario - input'!$F78),\"\")","v":""},{"$f":"IFERROR(IF(OR(W93=\"\",'Lives scenario - input'!$F78=\"\"),\"\",W93/'Lives scenario - input'!$F78),\"\")","v":""}]
[{"$f":"IFERROR('Lives scenario - input'!A79,\"\")","v":""},{"$f":"IFERROR('Lives scenario - input'!B79,\"\")","v":""},{"$f":"IFERROR('Lives scenario - input'!C79,\"\")","v":""},{"$f":"IFERROR(repcalc('Lives scenario - input'!$CX79:$GJ79,'Lives scenario - input'!$I79,'Lives scenario - input'!$G79,'Lives scenario - input'!$H79,20,TRUE,TRUE),\"\")","v":""},"","","","","","","","","","","","","","","","","","","",{"$f":"IFERROR(IF(OR(D94=\"\",'Lives scenario - input'!$F79=\"\"),\"\",D94/'Lives scenario - input'!$F79),\"\")","v":""},{"$f":"IFERROR(IF(OR(E94=\"\",'Lives scenario - input'!$F79=\"\"),\"\",E94/'Lives scenario - input'!$F79),\"\")","v":""},{"$f":"IFERROR(IF(OR(F94=\"\",'Lives scenario - input'!$F79=\"\"),\"\",F94/'Lives scenario - input'!$F79),\"\")","v":""},{"$f":"IFERROR(IF(OR(G94=\"\",'Lives scenario - input'!$F79=\"\"),\"\",G94/'Lives scenario - input'!$F79),\"\")","v":""},{"$f":"IFERROR(IF(OR(H94=\"\",'Lives scenario - input'!$F79=\"\"),\"\",H94/'Lives scenario - input'!$F79),\"\")","v":""},{"$f":"IFERROR(IF(OR(I94=\"\",'Lives scenario - input'!$F79=\"\"),\"\",I94/'Lives scenario - input'!$F79),\"\")","v":""},{"$f":"IFERROR(IF(OR(J94=\"\",'Lives scenario - input'!$F79=\"\"),\"\",J94/'Lives scenario - input'!$F79),\"\")","v":""},{"$f":"IFERROR(IF(OR(K94=\"\",'Lives scenario - input'!$F79=\"\"),\"\",K94/'Lives scenario - input'!$F79),\"\")","v":""},{"$f":"IFERROR(IF(OR(L94=\"\",'Lives scenario - input'!$F79=\"\"),\"\",L94/'Lives scenario - input'!$F79),\"\")","v":""},{"$f":"IFERROR(IF(OR(M94=\"\",'Lives scenario - input'!$F79=\"\"),\"\",M94/'Lives scenario - input'!$F79),\"\")","v":""},{"$f":"IFERROR(IF(OR(N94=\"\",'Lives scenario - input'!$F79=\"\"),\"\",N94/'Lives scenario - input'!$F79),\"\")","v":""},{"$f":"IFERROR(IF(OR(O94=\"\",'Lives scenario - input'!$F79=\"\"),\"\",O94/'Lives scenario - input'!$F79),\"\")","v":""},{"$f":"IFERROR(IF(OR(P94=\"\",'Lives scenario - input'!$F79=\"\"),\"\",P94/'Lives scenario - input'!$F79),\"\")","v":""},{"$f":"IFERROR(IF(OR(Q94=\"\",'Lives scenario - input'!$F79=\"\"),\"\",Q94/'Lives scenario - input'!$F79),\"\")","v":""},{"$f":"IFERROR(IF(OR(R94=\"\",'Lives scenario - input'!$F79=\"\"),\"\",R94/'Lives scenario - input'!$F79),\"\")","v":""},{"$f":"IFERROR(IF(OR(S94=\"\",'Lives scenario - input'!$F79=\"\"),\"\",S94/'Lives scenario - input'!$F79),\"\")","v":""},{"$f":"IFERROR(IF(OR(T94=\"\",'Lives scenario - input'!$F79=\"\"),\"\",T94/'Lives scenario - input'!$F79),\"\")","v":""},{"$f":"IFERROR(IF(OR(U94=\"\",'Lives scenario - input'!$F79=\"\"),\"\",U94/'Lives scenario - input'!$F79),\"\")","v":""},{"$f":"IFERROR(IF(OR(V94=\"\",'Lives scenario - input'!$F79=\"\"),\"\",V94/'Lives scenario - input'!$F79),\"\")","v":""},{"$f":"IFERROR(IF(OR(W94=\"\",'Lives scenario - input'!$F79=\"\"),\"\",W94/'Lives scenario - input'!$F79),\"\")","v":""}]
[{"$f":"IFERROR('Lives scenario - input'!A80,\"\")","v":""},{"$f":"IFERROR('Lives scenario - input'!B80,\"\")","v":""},{"$f":"IFERROR('Lives scenario - input'!C80,\"\")","v":""},{"$f":"IFERROR(repcalc('Lives scenario - input'!$CX80:$GJ80,'Lives scenario - input'!$I80,'Lives scenario - input'!$G80,'Lives scenario - input'!$H80,20,TRUE,TRUE),\"\")","v":""},"","","","","","","","","","","","","","","","","","","",{"$f":"IFERROR(IF(OR(D95=\"\",'Lives scenario - input'!$F80=\"\"),\"\",D95/'Lives scenario - input'!$F80),\"\")","v":""},{"$f":"IFERROR(IF(OR(E95=\"\",'Lives scenario - input'!$F80=\"\"),\"\",E95/'Lives scenario - input'!$F80),\"\")","v":""},{"$f":"IFERROR(IF(OR(F95=\"\",'Lives scenario - input'!$F80=\"\"),\"\",F95/'Lives scenario - input'!$F80),\"\")","v":""},{"$f":"IFERROR(IF(OR(G95=\"\",'Lives scenario - input'!$F80=\"\"),\"\",G95/'Lives scenario - input'!$F80),\"\")","v":""},{"$f":"IFERROR(IF(OR(H95=\"\",'Lives scenario - input'!$F80=\"\"),\"\",H95/'Lives scenario - input'!$F80),\"\")","v":""},{"$f":"IFERROR(IF(OR(I95=\"\",'Lives scenario - input'!$F80=\"\"),\"\",I95/'Lives scenario - input'!$F80),\"\")","v":""},{"$f":"IFERROR(IF(OR(J95=\"\",'Lives scenario - input'!$F80=\"\"),\"\",J95/'Lives scenario - input'!$F80),\"\")","v":""},{"$f":"IFERROR(IF(OR(K95=\"\",'Lives scenario - input'!$F80=\"\"),\"\",K95/'Lives scenario - input'!$F80),\"\")","v":""},{"$f":"IFERROR(IF(OR(L95=\"\",'Lives scenario - input'!$F80=\"\"),\"\",L95/'Lives scenario - input'!$F80),\"\")","v":""},{"$f":"IFERROR(IF(OR(M95=\"\",'Lives scenario - input'!$F80=\"\"),\"\",M95/'Lives scenario - input'!$F80),\"\")","v":""},{"$f":"IFERROR(IF(OR(N95=\"\",'Lives scenario - input'!$F80=\"\"),\"\",N95/'Lives scenario - input'!$F80),\"\")","v":""},{"$f":"IFERROR(IF(OR(O95=\"\",'Lives scenario - input'!$F80=\"\"),\"\",O95/'Lives scenario - input'!$F80),\"\")","v":""},{"$f":"IFERROR(IF(OR(P95=\"\",'Lives scenario - input'!$F80=\"\"),\"\",P95/'Lives scenario - input'!$F80),\"\")","v":""},{"$f":"IFERROR(IF(OR(Q95=\"\",'Lives scenario - input'!$F80=\"\"),\"\",Q95/'Lives scenario - input'!$F80),\"\")","v":""},{"$f":"IFERROR(IF(OR(R95=\"\",'Lives scenario - input'!$F80=\"\"),\"\",R95/'Lives scenario - input'!$F80),\"\")","v":""},{"$f":"IFERROR(IF(OR(S95=\"\",'Lives scenario - input'!$F80=\"\"),\"\",S95/'Lives scenario - input'!$F80),\"\")","v":""},{"$f":"IFERROR(IF(OR(T95=\"\",'Lives scenario - input'!$F80=\"\"),\"\",T95/'Lives scenario - input'!$F80),\"\")","v":""},{"$f":"IFERROR(IF(OR(U95=\"\",'Lives scenario - input'!$F80=\"\"),\"\",U95/'Lives scenario - input'!$F80),\"\")","v":""},{"$f":"IFERROR(IF(OR(V95=\"\",'Lives scenario - input'!$F80=\"\"),\"\",V95/'Lives scenario - input'!$F80),\"\")","v":""},{"$f":"IFERROR(IF(OR(W95=\"\",'Lives scenario - input'!$F80=\"\"),\"\",W95/'Lives scenario - input'!$F80),\"\")","v":""}]
[{"$f":"IFERROR('Lives scenario - input'!A81,\"\")","v":""},{"$f":"IFERROR('Lives scenario - input'!B81,\"\")","v":""},{"$f":"IFERROR('Lives scenario - input'!C81,\"\")","v":""},{"$f":"IFERROR(repcalc('Lives scenario - input'!$CX81:$GJ81,'Lives scenario - input'!$I81,'Lives scenario - input'!$G81,'Lives scenario - input'!$H81,20,TRUE,TRUE),\"\")","v":""},"","","","","","","","","","","","","","","","","","","",{"$f":"IFERROR(IF(OR(D96=\"\",'Lives scenario - input'!$F81=\"\"),\"\",D96/'Lives scenario - input'!$F81),\"\")","v":""},{"$f":"IFERROR(IF(OR(E96=\"\",'Lives scenario - input'!$F81=\"\"),\"\",E96/'Lives scenario - input'!$F81),\"\")","v":""},{"$f":"IFERROR(IF(OR(F96=\"\",'Lives scenario - input'!$F81=\"\"),\"\",F96/'Lives scenario - input'!$F81),\"\")","v":""},{"$f":"IFERROR(IF(OR(G96=\"\",'Lives scenario - input'!$F81=\"\"),\"\",G96/'Lives scenario - input'!$F81),\"\")","v":""},{"$f":"IFERROR(IF(OR(H96=\"\",'Lives scenario - input'!$F81=\"\"),\"\",H96/'Lives scenario - input'!$F81),\"\")","v":""},{"$f":"IFERROR(IF(OR(I96=\"\",'Lives scenario - input'!$F81=\"\"),\"\",I96/'Lives scenario - input'!$F81),\"\")","v":""},{"$f":"IFERROR(IF(OR(J96=\"\",'Lives scenario - input'!$F81=\"\"),\"\",J96/'Lives scenario - input'!$F81),\"\")","v":""},{"$f":"IFERROR(IF(OR(K96=\"\",'Lives scenario - input'!$F81=\"\"),\"\",K96/'Lives scenario - input'!$F81),\"\")","v":""},{"$f":"IFERROR(IF(OR(L96=\"\",'Lives scenario - input'!$F81=\"\"),\"\",L96/'Lives scenario - input'!$F81),\"\")","v":""},{"$f":"IFERROR(IF(OR(M96=\"\",'Lives scenario - input'!$F81=\"\"),\"\",M96/'Lives scenario - input'!$F81),\"\")","v":""},{"$f":"IFERROR(IF(OR(N96=\"\",'Lives scenario - input'!$F81=\"\"),\"\",N96/'Lives scenario - input'!$F81),\"\")","v":""},{"$f":"IFERROR(IF(OR(O96=\"\",'Lives scenario - input'!$F81=\"\"),\"\",O96/'Lives scenario - input'!$F81),\"\")","v":""},{"$f":"IFERROR(IF(OR(P96=\"\",'Lives scenario - input'!$F81=\"\"),\"\",P96/'Lives scenario - input'!$F81),\"\")","v":""},{"$f":"IFERROR(IF(OR(Q96=\"\",'Lives scenario - input'!$F81=\"\"),\"\",Q96/'Lives scenario - input'!$F81),\"\")","v":""},{"$f":"IFERROR(IF(OR(R96=\"\",'Lives scenario - input'!$F81=\"\"),\"\",R96/'Lives scenario - input'!$F81),\"\")","v":""},{"$f":"IFERROR(IF(OR(S96=\"\",'Lives scenario - input'!$F81=\"\"),\"\",S96/'Lives scenario - input'!$F81),\"\")","v":""},{"$f":"IFERROR(IF(OR(T96=\"\",'Lives scenario - input'!$F81=\"\"),\"\",T96/'Lives scenario - input'!$F81),\"\")","v":""},{"$f":"IFERROR(IF(OR(U96=\"\",'Lives scenario - input'!$F81=\"\"),\"\",U96/'Lives scenario - input'!$F81),\"\")","v":""},{"$f":"IFERROR(IF(OR(V96=\"\",'Lives scenario - input'!$F81=\"\"),\"\",V96/'Lives scenario - input'!$F81),\"\")","v":""},{"$f":"IFERROR(IF(OR(W96=\"\",'Lives scenario - input'!$F81=\"\"),\"\",W96/'Lives scenario - input'!$F81),\"\")","v":""}]
[{"$f":"IFERROR('Lives scenario - input'!A82,\"\")","v":""},{"$f":"IFERROR('Lives scenario - input'!B82,\"\")","v":""},{"$f":"IFERROR('Lives scenario - input'!C82,\"\")","v":""},{"$f":"IFERROR(repcalc('Lives scenario - input'!$CX82:$GJ82,'Lives scenario - input'!$I82,'Lives scenario - input'!$G82,'Lives scenario - input'!$H82,20,TRUE,TRUE),\"\")","v":""},"","","","","","","","","","","","","","","","","","","",{"$f":"IFERROR(IF(OR(D97=\"\",'Lives scenario - input'!$F82=\"\"),\"\",D97/'Lives scenario - input'!$F82),\"\")","v":""},{"$f":"IFERROR(IF(OR(E97=\"\",'Lives scenario - input'!$F82=\"\"),\"\",E97/'Lives scenario - input'!$F82),\"\")","v":""},{"$f":"IFERROR(IF(OR(F97=\"\",'Lives scenario - input'!$F82=\"\"),\"\",F97/'Lives scenario - input'!$F82),\"\")","v":""},{"$f":"IFERROR(IF(OR(G97=\"\",'Lives scenario - input'!$F82=\"\"),\"\",G97/'Lives scenario - input'!$F82),\"\")","v":""},{"$f":"IFERROR(IF(OR(H97=\"\",'Lives scenario - input'!$F82=\"\"),\"\",H97/'Lives scenario - input'!$F82),\"\")","v":""},{"$f":"IFERROR(IF(OR(I97=\"\",'Lives scenario - input'!$F82=\"\"),\"\",I97/'Lives scenario - input'!$F82),\"\")","v":""},{"$f":"IFERROR(IF(OR(J97=\"\",'Lives scenario - input'!$F82=\"\"),\"\",J97/'Lives scenario - input'!$F82),\"\")","v":""},{"$f":"IFERROR(IF(OR(K97=\"\",'Lives scenario - input'!$F82=\"\"),\"\",K97/'Lives scenario - input'!$F82),\"\")","v":""},{"$f":"IFERROR(IF(OR(L97=\"\",'Lives scenario - input'!$F82=\"\"),\"\",L97/'Lives scenario - input'!$F82),\"\")","v":""},{"$f":"IFERROR(IF(OR(M97=\"\",'Lives scenario - input'!$F82=\"\"),\"\",M97/'Lives scenario - input'!$F82),\"\")","v":""},{"$f":"IFERROR(IF(OR(N97=\"\",'Lives scenario - input'!$F82=\"\"),\"\",N97/'Lives scenario - input'!$F82),\"\")","v":""},{"$f":"IFERROR(IF(OR(O97=\"\",'Lives scenario - input'!$F82=\"\"),\"\",O97/'Lives scenario - input'!$F82),\"\")","v":""},{"$f":"IFERROR(IF(OR(P97=\"\",'Lives scenario - input'!$F82=\"\"),\"\",P97/'Lives scenario - input'!$F82),\"\")","v":""},{"$f":"IFERROR(IF(OR(Q97=\"\",'Lives scenario - input'!$F82=\"\"),\"\",Q97/'Lives scenario - input'!$F82),\"\")","v":""},{"$f":"IFERROR(IF(OR(R97=\"\",'Lives scenario - input'!$F82=\"\"),\"\",R97/'Lives scenario - input'!$F82),\"\")","v":""},{"$f":"IFERROR(IF(OR(S97=\"\",'Lives scenario - input'!$F82=\"\"),\"\",S97/'Lives scenario - input'!$F82),\"\")","v":""},{"$f":"IFERROR(IF(OR(T97=\"\",'Lives scenario - input'!$F82=\"\"),\"\",T97/'Lives scenario - input'!$F82),\"\")","v":""},{"$f":"IFERROR(IF(OR(U97=\"\",'Lives scenario - input'!$F82=\"\"),\"\",U97/'Lives scenario - input'!$F82),\"\")","v":""},{"$f":"IFERROR(IF(OR(V97=\"\",'Lives scenario - input'!$F82=\"\"),\"\",V97/'Lives scenario - input'!$F82),\"\")","v":""},{"$f":"IFERROR(IF(OR(W97=\"\",'Lives scenario - input'!$F82=\"\"),\"\",W97/'Lives scenario - input'!$F82),\"\")","v":""}]
[{"$f":"IFERROR('Lives scenario - input'!A83,\"\")","v":""},{"$f":"IFERROR('Lives scenario - input'!B83,\"\")","v":""},{"$f":"IFERROR('Lives scenario - input'!C83,\"\")","v":""},{"$f":"IFERROR(repcalc('Lives scenario - input'!$CX83:$GJ83,'Lives scenario - input'!$I83,'Lives scenario - input'!$G83,'Lives scenario - input'!$H83,20,TRUE,TRUE),\"\")","v":""},"","","","","","","","","","","","","","","","","","","",{"$f":"IFERROR(IF(OR(D98=\"\",'Lives scenario - input'!$F83=\"\"),\"\",D98/'Lives scenario - input'!$F83),\"\")","v":""},{"$f":"IFERROR(IF(OR(E98=\"\",'Lives scenario - input'!$F83=\"\"),\"\",E98/'Lives scenario - input'!$F83),\"\")","v":""},{"$f":"IFERROR(IF(OR(F98=\"\",'Lives scenario - input'!$F83=\"\"),\"\",F98/'Lives scenario - input'!$F83),\"\")","v":""},{"$f":"IFERROR(IF(OR(G98=\"\",'Lives scenario - input'!$F83=\"\"),\"\",G98/'Lives scenario - input'!$F83),\"\")","v":""},{"$f":"IFERROR(IF(OR(H98=\"\",'Lives scenario - input'!$F83=\"\"),\"\",H98/'Lives scenario - input'!$F83),\"\")","v":""},{"$f":"IFERROR(IF(OR(I98=\"\",'Lives scenario - input'!$F83=\"\"),\"\",I98/'Lives scenario - input'!$F83),\"\")","v":""},{"$f":"IFERROR(IF(OR(J98=\"\",'Lives scenario - input'!$F83=\"\"),\"\",J98/'Lives scenario - input'!$F83),\"\")","v":""},{"$f":"IFERROR(IF(OR(K98=\"\",'Lives scenario - input'!$F83=\"\"),\"\",K98/'Lives scenario - input'!$F83),\"\")","v":""},{"$f":"IFERROR(IF(OR(L98=\"\",'Lives scenario - input'!$F83=\"\"),\"\",L98/'Lives scenario - input'!$F83),\"\")","v":""},{"$f":"IFERROR(IF(OR(M98=\"\",'Lives scenario - input'!$F83=\"\"),\"\",M98/'Lives scenario - input'!$F83),\"\")","v":""},{"$f":"IFERROR(IF(OR(N98=\"\",'Lives scenario - input'!$F83=\"\"),\"\",N98/'Lives scenario - input'!$F83),\"\")","v":""},{"$f":"IFERROR(IF(OR(O98=\"\",'Lives scenario - input'!$F83=\"\"),\"\",O98/'Lives scenario - input'!$F83),\"\")","v":""},{"$f":"IFERROR(IF(OR(P98=\"\",'Lives scenario - input'!$F83=\"\"),\"\",P98/'Lives scenario - input'!$F83),\"\")","v":""},{"$f":"IFERROR(IF(OR(Q98=\"\",'Lives scenario - input'!$F83=\"\"),\"\",Q98/'Lives scenario - input'!$F83),\"\")","v":""},{"$f":"IFERROR(IF(OR(R98=\"\",'Lives scenario - input'!$F83=\"\"),\"\",R98/'Lives scenario - input'!$F83),\"\")","v":""},{"$f":"IFERROR(IF(OR(S98=\"\",'Lives scenario - input'!$F83=\"\"),\"\",S98/'Lives scenario - input'!$F83),\"\")","v":""},{"$f":"IFERROR(IF(OR(T98=\"\",'Lives scenario - input'!$F83=\"\"),\"\",T98/'Lives scenario - input'!$F83),\"\")","v":""},{"$f":"IFERROR(IF(OR(U98=\"\",'Lives scenario - input'!$F83=\"\"),\"\",U98/'Lives scenario - input'!$F83),\"\")","v":""},{"$f":"IFERROR(IF(OR(V98=\"\",'Lives scenario - input'!$F83=\"\"),\"\",V98/'Lives scenario - input'!$F83),\"\")","v":""},{"$f":"IFERROR(IF(OR(W98=\"\",'Lives scenario - input'!$F83=\"\"),\"\",W98/'Lives scenario - input'!$F83),\"\")","v":""}]
[{"$f":"IFERROR('Lives scenario - input'!A84,\"\")","v":""},{"$f":"IFERROR('Lives scenario - input'!B84,\"\")","v":""},{"$f":"IFERROR('Lives scenario - input'!C84,\"\")","v":""},{"$f":"IFERROR(repcalc('Lives scenario - input'!$CX84:$GJ84,'Lives scenario - input'!$I84,'Lives scenario - input'!$G84,'Lives scenario - input'!$H84,20,TRUE,TRUE),\"\")","v":""},"","","","","","","","","","","","","","","","","","","",{"$f":"IFERROR(IF(OR(D99=\"\",'Lives scenario - input'!$F84=\"\"),\"\",D99/'Lives scenario - input'!$F84),\"\")","v":""},{"$f":"IFERROR(IF(OR(E99=\"\",'Lives scenario - input'!$F84=\"\"),\"\",E99/'Lives scenario - input'!$F84),\"\")","v":""},{"$f":"IFERROR(IF(OR(F99=\"\",'Lives scenario - input'!$F84=\"\"),\"\",F99/'Lives scenario - input'!$F84),\"\")","v":""},{"$f":"IFERROR(IF(OR(G99=\"\",'Lives scenario - input'!$F84=\"\"),\"\",G99/'Lives scenario - input'!$F84),\"\")","v":""},{"$f":"IFERROR(IF(OR(H99=\"\",'Lives scenario - input'!$F84=\"\"),\"\",H99/'Lives scenario - input'!$F84),\"\")","v":""},{"$f":"IFERROR(IF(OR(I99=\"\",'Lives scenario - input'!$F84=\"\"),\"\",I99/'Lives scenario - input'!$F84),\"\")","v":""},{"$f":"IFERROR(IF(OR(J99=\"\",'Lives scenario - input'!$F84=\"\"),\"\",J99/'Lives scenario - input'!$F84),\"\")","v":""},{"$f":"IFERROR(IF(OR(K99=\"\",'Lives scenario - input'!$F84=\"\"),\"\",K99/'Lives scenario - input'!$F84),\"\")","v":""},{"$f":"IFERROR(IF(OR(L99=\"\",'Lives scenario - input'!$F84=\"\"),\"\",L99/'Lives scenario - input'!$F84),\"\")","v":""},{"$f":"IFERROR(IF(OR(M99=\"\",'Lives scenario - input'!$F84=\"\"),\"\",M99/'Lives scenario - input'!$F84),\"\")","v":""},{"$f":"IFERROR(IF(OR(N99=\"\",'Lives scenario - input'!$F84=\"\"),\"\",N99/'Lives scenario - input'!$F84),\"\")","v":""},{"$f":"IFERROR(IF(OR(O99=\"\",'Lives scenario - input'!$F84=\"\"),\"\",O99/'Lives scenario - input'!$F84),\"\")","v":""},{"$f":"IFERROR(IF(OR(P99=\"\",'Lives scenario - input'!$F84=\"\"),\"\",P99/'Lives scenario - input'!$F84),\"\")","v":""},{"$f":"IFERROR(IF(OR(Q99=\"\",'Lives scenario - input'!$F84=\"\"),\"\",Q99/'Lives scenario - input'!$F84),\"\")","v":""},{"$f":"IFERROR(IF(OR(R99=\"\",'Lives scenario - input'!$F84=\"\"),\"\",R99/'Lives scenario - input'!$F84),\"\")","v":""},{"$f":"IFERROR(IF(OR(S99=\"\",'Lives scenario - input'!$F84=\"\"),\"\",S99/'Lives scenario - input'!$F84),\"\")","v":""},{"$f":"IFERROR(IF(OR(T99=\"\",'Lives scenario - input'!$F84=\"\"),\"\",T99/'Lives scenario - input'!$F84),\"\")","v":""},{"$f":"IFERROR(IF(OR(U99=\"\",'Lives scenario - input'!$F84=\"\"),\"\",U99/'Lives scenario - input'!$F84),\"\")","v":""},{"$f":"IFERROR(IF(OR(V99=\"\",'Lives scenario - input'!$F84=\"\"),\"\",V99/'Lives scenario - input'!$F84),\"\")","v":""},{"$f":"IFERROR(IF(OR(W99=\"\",'Lives scenario - input'!$F84=\"\"),\"\",W99/'Lives scenario - input'!$F84),\"\")","v":""}]
[{"$f":"IFERROR('Lives scenario - input'!A85,\"\")","v":""},{"$f":"IFERROR('Lives scenario - input'!B85,\"\")","v":""},{"$f":"IFERROR('Lives scenario - input'!C85,\"\")","v":""},{"$f":"IFERROR(repcalc('Lives scenario - input'!$CX85:$GJ85,'Lives scenario - input'!$I85,'Lives scenario - input'!$G85,'Lives scenario - input'!$H85,20,TRUE,TRUE),\"\")","v":""},"","","","","","","","","","","","","","","","","","","",{"$f":"IFERROR(IF(OR(D100=\"\",'Lives scenario - input'!$F85=\"\"),\"\",D100/'Lives scenario - input'!$F85),\"\")","v":""},{"$f":"IFERROR(IF(OR(E100=\"\",'Lives scenario - input'!$F85=\"\"),\"\",E100/'Lives scenario - input'!$F85),\"\")","v":""},{"$f":"IFERROR(IF(OR(F100=\"\",'Lives scenario - input'!$F85=\"\"),\"\",F100/'Lives scenario - input'!$F85),\"\")","v":""},{"$f":"IFERROR(IF(OR(G100=\"\",'Lives scenario - input'!$F85=\"\"),\"\",G100/'Lives scenario - input'!$F85),\"\")","v":""},{"$f":"IFERROR(IF(OR(H100=\"\",'Lives scenario - input'!$F85=\"\"),\"\",H100/'Lives scenario - input'!$F85),\"\")","v":""},{"$f":"IFERROR(IF(OR(I100=\"\",'Lives scenario - input'!$F85=\"\"),\"\",I100/'Lives scenario - input'!$F85),\"\")","v":""},{"$f":"IFERROR(IF(OR(J100=\"\",'Lives scenario - input'!$F85=\"\"),\"\",J100/'Lives scenario - input'!$F85),\"\")","v":""},{"$f":"IFERROR(IF(OR(K100=\"\",'Lives scenario - input'!$F85=\"\"),\"\",K100/'Lives scenario - input'!$F85),\"\")","v":""},{"$f":"IFERROR(IF(OR(L100=\"\",'Lives scenario - input'!$F85=\"\"),\"\",L100/'Lives scenario - input'!$F85),\"\")","v":""},{"$f":"IFERROR(IF(OR(M100=\"\",'Lives scenario - input'!$F85=\"\"),\"\",M100/'Lives scenario - input'!$F85),\"\")","v":""},{"$f":"IFERROR(IF(OR(N100=\"\",'Lives scenario - input'!$F85=\"\"),\"\",N100/'Lives scenario - input'!$F85),\"\")","v":""},{"$f":"IFERROR(IF(OR(O100=\"\",'Lives scenario - input'!$F85=\"\"),\"\",O100/'Lives scenario - input'!$F85),\"\")","v":""},{"$f":"IFERROR(IF(OR(P100=\"\",'Lives scenario - input'!$F85=\"\"),\"\",P100/'Lives scenario - input'!$F85),\"\")","v":""},{"$f":"IFERROR(IF(OR(Q100=\"\",'Lives scenario - input'!$F85=\"\"),\"\",Q100/'Lives scenario - input'!$F85),\"\")","v":""},{"$f":"IFERROR(IF(OR(R100=\"\",'Lives scenario - input'!$F85=\"\"),\"\",R100/'Lives scenario - input'!$F85),\"\")","v":""},{"$f":"IFERROR(IF(OR(S100=\"\",'Lives scenario - input'!$F85=\"\"),\"\",S100/'Lives scenario - input'!$F85),\"\")","v":""},{"$f":"IFERROR(IF(OR(T100=\"\",'Lives scenario - input'!$F85=\"\"),\"\",T100/'Lives scenario - input'!$F85),\"\")","v":""},{"$f":"IFERROR(IF(OR(U100=\"\",'Lives scenario - input'!$F85=\"\"),\"\",U100/'Lives scenario - input'!$F85),\"\")","v":""},{"$f":"IFERROR(IF(OR(V100=\"\",'Lives scenario - input'!$F85=\"\"),\"\",V100/'Lives scenario - input'!$F85),\"\")","v":""},{"$f":"IFERROR(IF(OR(W100=\"\",'Lives scenario - input'!$F85=\"\"),\"\",W100/'Lives scenario - input'!$F85),\"\")","v":""}]
[{"$f":"IFERROR('Lives scenario - input'!A86,\"\")","v":""},{"$f":"IFERROR('Lives scenario - input'!B86,\"\")","v":""},{"$f":"IFERROR('Lives scenario - input'!C86,\"\")","v":""},{"$f":"IFERROR(repcalc('Lives scenario - input'!$CX86:$GJ86,'Lives scenario - input'!$I86,'Lives scenario - input'!$G86,'Lives scenario - input'!$H86,20,TRUE,TRUE),\"\")","v":""},"","","","","","","","","","","","","","","","","","","",{"$f":"IFERROR(IF(OR(D101=\"\",'Lives scenario - input'!$F86=\"\"),\"\",D101/'Lives scenario - input'!$F86),\"\")","v":""},{"$f":"IFERROR(IF(OR(E101=\"\",'Lives scenario - input'!$F86=\"\"),\"\",E101/'Lives scenario - input'!$F86),\"\")","v":""},{"$f":"IFERROR(IF(OR(F101=\"\",'Lives scenario - input'!$F86=\"\"),\"\",F101/'Lives scenario - input'!$F86),\"\")","v":""},{"$f":"IFERROR(IF(OR(G101=\"\",'Lives scenario - input'!$F86=\"\"),\"\",G101/'Lives scenario - input'!$F86),\"\")","v":""},{"$f":"IFERROR(IF(OR(H101=\"\",'Lives scenario - input'!$F86=\"\"),\"\",H101/'Lives scenario - input'!$F86),\"\")","v":""},{"$f":"IFERROR(IF(OR(I101=\"\",'Lives scenario - input'!$F86=\"\"),\"\",I101/'Lives scenario - input'!$F86),\"\")","v":""},{"$f":"IFERROR(IF(OR(J101=\"\",'Lives scenario - input'!$F86=\"\"),\"\",J101/'Lives scenario - input'!$F86),\"\")","v":""},{"$f":"IFERROR(IF(OR(K101=\"\",'Lives scenario - input'!$F86=\"\"),\"\",K101/'Lives scenario - input'!$F86),\"\")","v":""},{"$f":"IFERROR(IF(OR(L101=\"\",'Lives scenario - input'!$F86=\"\"),\"\",L101/'Lives scenario - input'!$F86),\"\")","v":""},{"$f":"IFERROR(IF(OR(M101=\"\",'Lives scenario - input'!$F86=\"\"),\"\",M101/'Lives scenario - input'!$F86),\"\")","v":""},{"$f":"IFERROR(IF(OR(N101=\"\",'Lives scenario - input'!$F86=\"\"),\"\",N101/'Lives scenario - input'!$F86),\"\")","v":""},{"$f":"IFERROR(IF(OR(O101=\"\",'Lives scenario - input'!$F86=\"\"),\"\",O101/'Lives scenario - input'!$F86),\"\")","v":""},{"$f":"IFERROR(IF(OR(P101=\"\",'Lives scenario - input'!$F86=\"\"),\"\",P101/'Lives scenario - input'!$F86),\"\")","v":""},{"$f":"IFERROR(IF(OR(Q101=\"\",'Lives scenario - input'!$F86=\"\"),\"\",Q101/'Lives scenario - input'!$F86),\"\")","v":""},{"$f":"IFERROR(IF(OR(R101=\"\",'Lives scenario - input'!$F86=\"\"),\"\",R101/'Lives scenario - input'!$F86),\"\")","v":""},{"$f":"IFERROR(IF(OR(S101=\"\",'Lives scenario - input'!$F86=\"\"),\"\",S101/'Lives scenario - input'!$F86),\"\")","v":""},{"$f":"IFERROR(IF(OR(T101=\"\",'Lives scenario - input'!$F86=\"\"),\"\",T101/'Lives scenario - input'!$F86),\"\")","v":""},{"$f":"IFERROR(IF(OR(U101=\"\",'Lives scenario - input'!$F86=\"\"),\"\",U101/'Lives scenario - input'!$F86),\"\")","v":""},{"$f":"IFERROR(IF(OR(V101=\"\",'Lives scenario - input'!$F86=\"\"),\"\",V101/'Lives scenario - input'!$F86),\"\")","v":""},{"$f":"IFERROR(IF(OR(W101=\"\",'Lives scenario - input'!$F86=\"\"),\"\",W101/'Lives scenario - input'!$F86),\"\")","v":""}]
[{"$f":"IFERROR('Lives scenario - input'!A87,\"\")","v":""},{"$f":"IFERROR('Lives scenario - input'!B87,\"\")","v":""},{"$f":"IFERROR('Lives scenario - input'!C87,\"\")","v":""},{"$f":"IFERROR(repcalc('Lives scenario - input'!$CX87:$GJ87,'Lives scenario - input'!$I87,'Lives scenario - input'!$G87,'Lives scenario - input'!$H87,20,TRUE,TRUE),\"\")","v":""},"","","","","","","","","","","","","","","","","","","",{"$f":"IFERROR(IF(OR(D102=\"\",'Lives scenario - input'!$F87=\"\"),\"\",D102/'Lives scenario - input'!$F87),\"\")","v":""},{"$f":"IFERROR(IF(OR(E102=\"\",'Lives scenario - input'!$F87=\"\"),\"\",E102/'Lives scenario - input'!$F87),\"\")","v":""},{"$f":"IFERROR(IF(OR(F102=\"\",'Lives scenario - input'!$F87=\"\"),\"\",F102/'Lives scenario - input'!$F87),\"\")","v":""},{"$f":"IFERROR(IF(OR(G102=\"\",'Lives scenario - input'!$F87=\"\"),\"\",G102/'Lives scenario - input'!$F87),\"\")","v":""},{"$f":"IFERROR(IF(OR(H102=\"\",'Lives scenario - input'!$F87=\"\"),\"\",H102/'Lives scenario - input'!$F87),\"\")","v":""},{"$f":"IFERROR(IF(OR(I102=\"\",'Lives scenario - input'!$F87=\"\"),\"\",I102/'Lives scenario - input'!$F87),\"\")","v":""},{"$f":"IFERROR(IF(OR(J102=\"\",'Lives scenario - input'!$F87=\"\"),\"\",J102/'Lives scenario - input'!$F87),\"\")","v":""},{"$f":"IFERROR(IF(OR(K102=\"\",'Lives scenario - input'!$F87=\"\"),\"\",K102/'Lives scenario - input'!$F87),\"\")","v":""},{"$f":"IFERROR(IF(OR(L102=\"\",'Lives scenario - input'!$F87=\"\"),\"\",L102/'Lives scenario - input'!$F87),\"\")","v":""},{"$f":"IFERROR(IF(OR(M102=\"\",'Lives scenario - input'!$F87=\"\"),\"\",M102/'Lives scenario - input'!$F87),\"\")","v":""},{"$f":"IFERROR(IF(OR(N102=\"\",'Lives scenario - input'!$F87=\"\"),\"\",N102/'Lives scenario - input'!$F87),\"\")","v":""},{"$f":"IFERROR(IF(OR(O102=\"\",'Lives scenario - input'!$F87=\"\"),\"\",O102/'Lives scenario - input'!$F87),\"\")","v":""},{"$f":"IFERROR(IF(OR(P102=\"\",'Lives scenario - input'!$F87=\"\"),\"\",P102/'Lives scenario - input'!$F87),\"\")","v":""},{"$f":"IFERROR(IF(OR(Q102=\"\",'Lives scenario - input'!$F87=\"\"),\"\",Q102/'Lives scenario - input'!$F87),\"\")","v":""},{"$f":"IFERROR(IF(OR(R102=\"\",'Lives scenario - input'!$F87=\"\"),\"\",R102/'Lives scenario - input'!$F87),\"\")","v":""},{"$f":"IFERROR(IF(OR(S102=\"\",'Lives scenario - input'!$F87=\"\"),\"\",S102/'Lives scenario - input'!$F87),\"\")","v":""},{"$f":"IFERROR(IF(OR(T102=\"\",'Lives scenario - input'!$F87=\"\"),\"\",T102/'Lives scenario - input'!$F87),\"\")","v":""},{"$f":"IFERROR(IF(OR(U102=\"\",'Lives scenario - input'!$F87=\"\"),\"\",U102/'Lives scenario - input'!$F87),\"\")","v":""},{"$f":"IFERROR(IF(OR(V102=\"\",'Lives scenario - input'!$F87=\"\"),\"\",V102/'Lives scenario - input'!$F87),\"\")","v":""},{"$f":"IFERROR(IF(OR(W102=\"\",'Lives scenario - input'!$F87=\"\"),\"\",W102/'Lives scenario - input'!$F87),\"\")","v":""}]
[{"$f":"IFERROR('Lives scenario - input'!A88,\"\")","v":""},{"$f":"IFERROR('Lives scenario - input'!B88,\"\")","v":""},{"$f":"IFERROR('Lives scenario - input'!C88,\"\")","v":""},{"$f":"IFERROR(repcalc('Lives scenario - input'!$CX88:$GJ88,'Lives scenario - input'!$I88,'Lives scenario - input'!$G88,'Lives scenario - input'!$H88,20,TRUE,TRUE),\"\")","v":""},"","","","","","","","","","","","","","","","","","","",{"$f":"IFERROR(IF(OR(D103=\"\",'Lives scenario - input'!$F88=\"\"),\"\",D103/'Lives scenario - input'!$F88),\"\")","v":""},{"$f":"IFERROR(IF(OR(E103=\"\",'Lives scenario - input'!$F88=\"\"),\"\",E103/'Lives scenario - input'!$F88),\"\")","v":""},{"$f":"IFERROR(IF(OR(F103=\"\",'Lives scenario - input'!$F88=\"\"),\"\",F103/'Lives scenario - input'!$F88),\"\")","v":""},{"$f":"IFERROR(IF(OR(G103=\"\",'Lives scenario - input'!$F88=\"\"),\"\",G103/'Lives scenario - input'!$F88),\"\")","v":""},{"$f":"IFERROR(IF(OR(H103=\"\",'Lives scenario - input'!$F88=\"\"),\"\",H103/'Lives scenario - input'!$F88),\"\")","v":""},{"$f":"IFERROR(IF(OR(I103=\"\",'Lives scenario - input'!$F88=\"\"),\"\",I103/'Lives scenario - input'!$F88),\"\")","v":""},{"$f":"IFERROR(IF(OR(J103=\"\",'Lives scenario - input'!$F88=\"\"),\"\",J103/'Lives scenario - input'!$F88),\"\")","v":""},{"$f":"IFERROR(IF(OR(K103=\"\",'Lives scenario - input'!$F88=\"\"),\"\",K103/'Lives scenario - input'!$F88),\"\")","v":""},{"$f":"IFERROR(IF(OR(L103=\"\",'Lives scenario - input'!$F88=\"\"),\"\",L103/'Lives scenario - input'!$F88),\"\")","v":""},{"$f":"IFERROR(IF(OR(M103=\"\",'Lives scenario - input'!$F88=\"\"),\"\",M103/'Lives scenario - input'!$F88),\"\")","v":""},{"$f":"IFERROR(IF(OR(N103=\"\",'Lives scenario - input'!$F88=\"\"),\"\",N103/'Lives scenario - input'!$F88),\"\")","v":""},{"$f":"IFERROR(IF(OR(O103=\"\",'Lives scenario - input'!$F88=\"\"),\"\",O103/'Lives scenario - input'!$F88),\"\")","v":""},{"$f":"IFERROR(IF(OR(P103=\"\",'Lives scenario - input'!$F88=\"\"),\"\",P103/'Lives scenario - input'!$F88),\"\")","v":""},{"$f":"IFERROR(IF(OR(Q103=\"\",'Lives scenario - input'!$F88=\"\"),\"\",Q103/'Lives scenario - input'!$F88),\"\")","v":""},{"$f":"IFERROR(IF(OR(R103=\"\",'Lives scenario - input'!$F88=\"\"),\"\",R103/'Lives scenario - input'!$F88),\"\")","v":""},{"$f":"IFERROR(IF(OR(S103=\"\",'Lives scenario - input'!$F88=\"\"),\"\",S103/'Lives scenario - input'!$F88),\"\")","v":""},{"$f":"IFERROR(IF(OR(T103=\"\",'Lives scenario - input'!$F88=\"\"),\"\",T103/'Lives scenario - input'!$F88),\"\")","v":""},{"$f":"IFERROR(IF(OR(U103=\"\",'Lives scenario - input'!$F88=\"\"),\"\",U103/'Lives scenario - input'!$F88),\"\")","v":""},{"$f":"IFERROR(IF(OR(V103=\"\",'Lives scenario - input'!$F88=\"\"),\"\",V103/'Lives scenario - input'!$F88),\"\")","v":""},{"$f":"IFERROR(IF(OR(W103=\"\",'Lives scenario - input'!$F88=\"\"),\"\",W103/'Lives scenario - input'!$F88),\"\")","v":""}]
[{"$f":"IFERROR('Lives scenario - input'!A89,\"\")","v":""},{"$f":"IFERROR('Lives scenario - input'!B89,\"\")","v":""},{"$f":"IFERROR('Lives scenario - input'!C89,\"\")","v":""},{"$f":"IFERROR(repcalc('Lives scenario - input'!$CX89:$GJ89,'Lives scenario - input'!$I89,'Lives scenario - input'!$G89,'Lives scenario - input'!$H89,20,TRUE,TRUE),\"\")","v":""},"","","","","","","","","","","","","","","","","","","",{"$f":"IFERROR(IF(OR(D104=\"\",'Lives scenario - input'!$F89=\"\"),\"\",D104/'Lives scenario - input'!$F89),\"\")","v":""},{"$f":"IFERROR(IF(OR(E104=\"\",'Lives scenario - input'!$F89=\"\"),\"\",E104/'Lives scenario - input'!$F89),\"\")","v":""},{"$f":"IFERROR(IF(OR(F104=\"\",'Lives scenario - input'!$F89=\"\"),\"\",F104/'Lives scenario - input'!$F89),\"\")","v":""},{"$f":"IFERROR(IF(OR(G104=\"\",'Lives scenario - input'!$F89=\"\"),\"\",G104/'Lives scenario - input'!$F89),\"\")","v":""},{"$f":"IFERROR(IF(OR(H104=\"\",'Lives scenario - input'!$F89=\"\"),\"\",H104/'Lives scenario - input'!$F89),\"\")","v":""},{"$f":"IFERROR(IF(OR(I104=\"\",'Lives scenario - input'!$F89=\"\"),\"\",I104/'Lives scenario - input'!$F89),\"\")","v":""},{"$f":"IFERROR(IF(OR(J104=\"\",'Lives scenario - input'!$F89=\"\"),\"\",J104/'Lives scenario - input'!$F89),\"\")","v":""},{"$f":"IFERROR(IF(OR(K104=\"\",'Lives scenario - input'!$F89=\"\"),\"\",K104/'Lives scenario - input'!$F89),\"\")","v":""},{"$f":"IFERROR(IF(OR(L104=\"\",'Lives scenario - input'!$F89=\"\"),\"\",L104/'Lives scenario - input'!$F89),\"\")","v":""},{"$f":"IFERROR(IF(OR(M104=\"\",'Lives scenario - input'!$F89=\"\"),\"\",M104/'Lives scenario - input'!$F89),\"\")","v":""},{"$f":"IFERROR(IF(OR(N104=\"\",'Lives scenario - input'!$F89=\"\"),\"\",N104/'Lives scenario - input'!$F89),\"\")","v":""},{"$f":"IFERROR(IF(OR(O104=\"\",'Lives scenario - input'!$F89=\"\"),\"\",O104/'Lives scenario - input'!$F89),\"\")","v":""},{"$f":"IFERROR(IF(OR(P104=\"\",'Lives scenario - input'!$F89=\"\"),\"\",P104/'Lives scenario - input'!$F89),\"\")","v":""},{"$f":"IFERROR(IF(OR(Q104=\"\",'Lives scenario - input'!$F89=\"\"),\"\",Q104/'Lives scenario - input'!$F89),\"\")","v":""},{"$f":"IFERROR(IF(OR(R104=\"\",'Lives scenario - input'!$F89=\"\"),\"\",R104/'Lives scenario - input'!$F89),\"\")","v":""},{"$f":"IFERROR(IF(OR(S104=\"\",'Lives scenario - input'!$F89=\"\"),\"\",S104/'Lives scenario - input'!$F89),\"\")","v":""},{"$f":"IFERROR(IF(OR(T104=\"\",'Lives scenario - input'!$F89=\"\"),\"\",T104/'Lives scenario - input'!$F89),\"\")","v":""},{"$f":"IFERROR(IF(OR(U104=\"\",'Lives scenario - input'!$F89=\"\"),\"\",U104/'Lives scenario - input'!$F89),\"\")","v":""},{"$f":"IFERROR(IF(OR(V104=\"\",'Lives scenario - input'!$F89=\"\"),\"\",V104/'Lives scenario - input'!$F89),\"\")","v":""},{"$f":"IFERROR(IF(OR(W104=\"\",'Lives scenario - input'!$F89=\"\"),\"\",W104/'Lives scenario - input'!$F89),\"\")","v":""}]
[{"$f":"IFERROR('Lives scenario - input'!A90,\"\")","v":""},{"$f":"IFERROR('Lives scenario - input'!B90,\"\")","v":""},{"$f":"IFERROR('Lives scenario - input'!C90,\"\")","v":""},{"$f":"IFERROR(repcalc('Lives scenario - input'!$CX90:$GJ90,'Lives scenario - input'!$I90,'Lives scenario - input'!$G90,'Lives scenario - input'!$H90,20,TRUE,TRUE),\"\")","v":""},"","","","","","","","","","","","","","","","","","","",{"$f":"IFERROR(IF(OR(D105=\"\",'Lives scenario - input'!$F90=\"\"),\"\",D105/'Lives scenario - input'!$F90),\"\")","v":""},{"$f":"IFERROR(IF(OR(E105=\"\",'Lives scenario - input'!$F90=\"\"),\"\",E105/'Lives scenario - input'!$F90),\"\")","v":""},{"$f":"IFERROR(IF(OR(F105=\"\",'Lives scenario - input'!$F90=\"\"),\"\",F105/'Lives scenario - input'!$F90),\"\")","v":""},{"$f":"IFERROR(IF(OR(G105=\"\",'Lives scenario - input'!$F90=\"\"),\"\",G105/'Lives scenario - input'!$F90),\"\")","v":""},{"$f":"IFERROR(IF(OR(H105=\"\",'Lives scenario - input'!$F90=\"\"),\"\",H105/'Lives scenario - input'!$F90),\"\")","v":""},{"$f":"IFERROR(IF(OR(I105=\"\",'Lives scenario - input'!$F90=\"\"),\"\",I105/'Lives scenario - input'!$F90),\"\")","v":""},{"$f":"IFERROR(IF(OR(J105=\"\",'Lives scenario - input'!$F90=\"\"),\"\",J105/'Lives scenario - input'!$F90),\"\")","v":""},{"$f":"IFERROR(IF(OR(K105=\"\",'Lives scenario - input'!$F90=\"\"),\"\",K105/'Lives scenario - input'!$F90),\"\")","v":""},{"$f":"IFERROR(IF(OR(L105=\"\",'Lives scenario - input'!$F90=\"\"),\"\",L105/'Lives scenario - input'!$F90),\"\")","v":""},{"$f":"IFERROR(IF(OR(M105=\"\",'Lives scenario - input'!$F90=\"\"),\"\",M105/'Lives scenario - input'!$F90),\"\")","v":""},{"$f":"IFERROR(IF(OR(N105=\"\",'Lives scenario - input'!$F90=\"\"),\"\",N105/'Lives scenario - input'!$F90),\"\")","v":""},{"$f":"IFERROR(IF(OR(O105=\"\",'Lives scenario - input'!$F90=\"\"),\"\",O105/'Lives scenario - input'!$F90),\"\")","v":""},{"$f":"IFERROR(IF(OR(P105=\"\",'Lives scenario - input'!$F90=\"\"),\"\",P105/'Lives scenario - input'!$F90),\"\")","v":""},{"$f":"IFERROR(IF(OR(Q105=\"\",'Lives scenario - input'!$F90=\"\"),\"\",Q105/'Lives scenario - input'!$F90),\"\")","v":""},{"$f":"IFERROR(IF(OR(R105=\"\",'Lives scenario - input'!$F90=\"\"),\"\",R105/'Lives scenario - input'!$F90),\"\")","v":""},{"$f":"IFERROR(IF(OR(S105=\"\",'Lives scenario - input'!$F90=\"\"),\"\",S105/'Lives scenario - input'!$F90),\"\")","v":""},{"$f":"IFERROR(IF(OR(T105=\"\",'Lives scenario - input'!$F90=\"\"),\"\",T105/'Lives scenario - input'!$F90),\"\")","v":""},{"$f":"IFERROR(IF(OR(U105=\"\",'Lives scenario - input'!$F90=\"\"),\"\",U105/'Lives scenario - input'!$F90),\"\")","v":""},{"$f":"IFERROR(IF(OR(V105=\"\",'Lives scenario - input'!$F90=\"\"),\"\",V105/'Lives scenario - input'!$F90),\"\")","v":""},{"$f":"IFERROR(IF(OR(W105=\"\",'Lives scenario - input'!$F90=\"\"),\"\",W105/'Lives scenario - input'!$F90),\"\")","v":""}]
[{"$f":"IFERROR('Lives scenario - input'!A91,\"\")","v":""},{"$f":"IFERROR('Lives scenario - input'!B91,\"\")","v":""},{"$f":"IFERROR('Lives scenario - input'!C91,\"\")","v":""},{"$f":"IFERROR(repcalc('Lives scenario - input'!$CX91:$GJ91,'Lives scenario - input'!$I91,'Lives scenario - input'!$G91,'Lives scenario - input'!$H91,20,TRUE,TRUE),\"\")","v":""},"","","","","","","","","","","","","","","","","","","",{"$f":"IFERROR(IF(OR(D106=\"\",'Lives scenario - input'!$F91=\"\"),\"\",D106/'Lives scenario - input'!$F91),\"\")","v":""},{"$f":"IFERROR(IF(OR(E106=\"\",'Lives scenario - input'!$F91=\"\"),\"\",E106/'Lives scenario - input'!$F91),\"\")","v":""},{"$f":"IFERROR(IF(OR(F106=\"\",'Lives scenario - input'!$F91=\"\"),\"\",F106/'Lives scenario - input'!$F91),\"\")","v":""},{"$f":"IFERROR(IF(OR(G106=\"\",'Lives scenario - input'!$F91=\"\"),\"\",G106/'Lives scenario - input'!$F91),\"\")","v":""},{"$f":"IFERROR(IF(OR(H106=\"\",'Lives scenario - input'!$F91=\"\"),\"\",H106/'Lives scenario - input'!$F91),\"\")","v":""},{"$f":"IFERROR(IF(OR(I106=\"\",'Lives scenario - input'!$F91=\"\"),\"\",I106/'Lives scenario - input'!$F91),\"\")","v":""},{"$f":"IFERROR(IF(OR(J106=\"\",'Lives scenario - input'!$F91=\"\"),\"\",J106/'Lives scenario - input'!$F91),\"\")","v":""},{"$f":"IFERROR(IF(OR(K106=\"\",'Lives scenario - input'!$F91=\"\"),\"\",K106/'Lives scenario - input'!$F91),\"\")","v":""},{"$f":"IFERROR(IF(OR(L106=\"\",'Lives scenario - input'!$F91=\"\"),\"\",L106/'Lives scenario - input'!$F91),\"\")","v":""},{"$f":"IFERROR(IF(OR(M106=\"\",'Lives scenario - input'!$F91=\"\"),\"\",M106/'Lives scenario - input'!$F91),\"\")","v":""},{"$f":"IFERROR(IF(OR(N106=\"\",'Lives scenario - input'!$F91=\"\"),\"\",N106/'Lives scenario - input'!$F91),\"\")","v":""},{"$f":"IFERROR(IF(OR(O106=\"\",'Lives scenario - input'!$F91=\"\"),\"\",O106/'Lives scenario - input'!$F91),\"\")","v":""},{"$f":"IFERROR(IF(OR(P106=\"\",'Lives scenario - input'!$F91=\"\"),\"\",P106/'Lives scenario - input'!$F91),\"\")","v":""},{"$f":"IFERROR(IF(OR(Q106=\"\",'Lives scenario - input'!$F91=\"\"),\"\",Q106/'Lives scenario - input'!$F91),\"\")","v":""},{"$f":"IFERROR(IF(OR(R106=\"\",'Lives scenario - input'!$F91=\"\"),\"\",R106/'Lives scenario - input'!$F91),\"\")","v":""},{"$f":"IFERROR(IF(OR(S106=\"\",'Lives scenario - input'!$F91=\"\"),\"\",S106/'Lives scenario - input'!$F91),\"\")","v":""},{"$f":"IFERROR(IF(OR(T106=\"\",'Lives scenario - input'!$F91=\"\"),\"\",T106/'Lives scenario - input'!$F91),\"\")","v":""},{"$f":"IFERROR(IF(OR(U106=\"\",'Lives scenario - input'!$F91=\"\"),\"\",U106/'Lives scenario - input'!$F91),\"\")","v":""},{"$f":"IFERROR(IF(OR(V106=\"\",'Lives scenario - input'!$F91=\"\"),\"\",V106/'Lives scenario - input'!$F91),\"\")","v":""},{"$f":"IFERROR(IF(OR(W106=\"\",'Lives scenario - input'!$F91=\"\"),\"\",W106/'Lives scenario - input'!$F91),\"\")","v":""}]
[{"$f":"IFERROR('Lives scenario - input'!A92,\"\")","v":""},{"$f":"IFERROR('Lives scenario - input'!B92,\"\")","v":""},{"$f":"IFERROR('Lives scenario - input'!C92,\"\")","v":""},{"$f":"IFERROR(repcalc('Lives scenario - input'!$CX92:$GJ92,'Lives scenario - input'!$I92,'Lives scenario - input'!$G92,'Lives scenario - input'!$H92,20,TRUE,TRUE),\"\")","v":""},"","","","","","","","","","","","","","","","","","","",{"$f":"IFERROR(IF(OR(D107=\"\",'Lives scenario - input'!$F92=\"\"),\"\",D107/'Lives scenario - input'!$F92),\"\")","v":""},{"$f":"IFERROR(IF(OR(E107=\"\",'Lives scenario - input'!$F92=\"\"),\"\",E107/'Lives scenario - input'!$F92),\"\")","v":""},{"$f":"IFERROR(IF(OR(F107=\"\",'Lives scenario - input'!$F92=\"\"),\"\",F107/'Lives scenario - input'!$F92),\"\")","v":""},{"$f":"IFERROR(IF(OR(G107=\"\",'Lives scenario - input'!$F92=\"\"),\"\",G107/'Lives scenario - input'!$F92),\"\")","v":""},{"$f":"IFERROR(IF(OR(H107=\"\",'Lives scenario - input'!$F92=\"\"),\"\",H107/'Lives scenario - input'!$F92),\"\")","v":""},{"$f":"IFERROR(IF(OR(I107=\"\",'Lives scenario - input'!$F92=\"\"),\"\",I107/'Lives scenario - input'!$F92),\"\")","v":""},{"$f":"IFERROR(IF(OR(J107=\"\",'Lives scenario - input'!$F92=\"\"),\"\",J107/'Lives scenario - input'!$F92),\"\")","v":""},{"$f":"IFERROR(IF(OR(K107=\"\",'Lives scenario - input'!$F92=\"\"),\"\",K107/'Lives scenario - input'!$F92),\"\")","v":""},{"$f":"IFERROR(IF(OR(L107=\"\",'Lives scenario - input'!$F92=\"\"),\"\",L107/'Lives scenario - input'!$F92),\"\")","v":""},{"$f":"IFERROR(IF(OR(M107=\"\",'Lives scenario - input'!$F92=\"\"),\"\",M107/'Lives scenario - input'!$F92),\"\")","v":""},{"$f":"IFERROR(IF(OR(N107=\"\",'Lives scenario - input'!$F92=\"\"),\"\",N107/'Lives scenario - input'!$F92),\"\")","v":""},{"$f":"IFERROR(IF(OR(O107=\"\",'Lives scenario - input'!$F92=\"\"),\"\",O107/'Lives scenario - input'!$F92),\"\")","v":""},{"$f":"IFERROR(IF(OR(P107=\"\",'Lives scenario - input'!$F92=\"\"),\"\",P107/'Lives scenario - input'!$F92),\"\")","v":""},{"$f":"IFERROR(IF(OR(Q107=\"\",'Lives scenario - input'!$F92=\"\"),\"\",Q107/'Lives scenario - input'!$F92),\"\")","v":""},{"$f":"IFERROR(IF(OR(R107=\"\",'Lives scenario - input'!$F92=\"\"),\"\",R107/'Lives scenario - input'!$F92),\"\")","v":""},{"$f":"IFERROR(IF(OR(S107=\"\",'Lives scenario - input'!$F92=\"\"),\"\",S107/'Lives scenario - input'!$F92),\"\")","v":""},{"$f":"IFERROR(IF(OR(T107=\"\",'Lives scenario - input'!$F92=\"\"),\"\",T107/'Lives scenario - input'!$F92),\"\")","v":""},{"$f":"IFERROR(IF(OR(U107=\"\",'Lives scenario - input'!$F92=\"\"),\"\",U107/'Lives scenario - input'!$F92),\"\")","v":""},{"$f":"IFERROR(IF(OR(V107=\"\",'Lives scenario - input'!$F92=\"\"),\"\",V107/'Lives scenario - input'!$F92),\"\")","v":""},{"$f":"IFERROR(IF(OR(W107=\"\",'Lives scenario - input'!$F92=\"\"),\"\",W107/'Lives scenario - input'!$F92),\"\")","v":""}]
[{"$f":"IFERROR('Lives scenario - input'!A93,\"\")","v":""},{"$f":"IFERROR('Lives scenario - input'!B93,\"\")","v":""},{"$f":"IFERROR('Lives scenario - input'!C93,\"\")","v":""},{"$f":"IFERROR(repcalc('Lives scenario - input'!$CX93:$GJ93,'Lives scenario - input'!$I93,'Lives scenario - input'!$G93,'Lives scenario - input'!$H93,20,TRUE,TRUE),\"\")","v":""},"","","","","","","","","","","","","","","","","","","",{"$f":"IFERROR(IF(OR(D108=\"\",'Lives scenario - input'!$F93=\"\"),\"\",D108/'Lives scenario - input'!$F93),\"\")","v":""},{"$f":"IFERROR(IF(OR(E108=\"\",'Lives scenario - input'!$F93=\"\"),\"\",E108/'Lives scenario - input'!$F93),\"\")","v":""},{"$f":"IFERROR(IF(OR(F108=\"\",'Lives scenario - input'!$F93=\"\"),\"\",F108/'Lives scenario - input'!$F93),\"\")","v":""},{"$f":"IFERROR(IF(OR(G108=\"\",'Lives scenario - input'!$F93=\"\"),\"\",G108/'Lives scenario - input'!$F93),\"\")","v":""},{"$f":"IFERROR(IF(OR(H108=\"\",'Lives scenario - input'!$F93=\"\"),\"\",H108/'Lives scenario - input'!$F93),\"\")","v":""},{"$f":"IFERROR(IF(OR(I108=\"\",'Lives scenario - input'!$F93=\"\"),\"\",I108/'Lives scenario - input'!$F93),\"\")","v":""},{"$f":"IFERROR(IF(OR(J108=\"\",'Lives scenario - input'!$F93=\"\"),\"\",J108/'Lives scenario - input'!$F93),\"\")","v":""},{"$f":"IFERROR(IF(OR(K108=\"\",'Lives scenario - input'!$F93=\"\"),\"\",K108/'Lives scenario - input'!$F93),\"\")","v":""},{"$f":"IFERROR(IF(OR(L108=\"\",'Lives scenario - input'!$F93=\"\"),\"\",L108/'Lives scenario - input'!$F93),\"\")","v":""},{"$f":"IFERROR(IF(OR(M108=\"\",'Lives scenario - input'!$F93=\"\"),\"\",M108/'Lives scenario - input'!$F93),\"\")","v":""},{"$f":"IFERROR(IF(OR(N108=\"\",'Lives scenario - input'!$F93=\"\"),\"\",N108/'Lives scenario - input'!$F93),\"\")","v":""},{"$f":"IFERROR(IF(OR(O108=\"\",'Lives scenario - input'!$F93=\"\"),\"\",O108/'Lives scenario - input'!$F93),\"\")","v":""},{"$f":"IFERROR(IF(OR(P108=\"\",'Lives scenario - input'!$F93=\"\"),\"\",P108/'Lives scenario - input'!$F93),\"\")","v":""},{"$f":"IFERROR(IF(OR(Q108=\"\",'Lives scenario - input'!$F93=\"\"),\"\",Q108/'Lives scenario - input'!$F93),\"\")","v":""},{"$f":"IFERROR(IF(OR(R108=\"\",'Lives scenario - input'!$F93=\"\"),\"\",R108/'Lives scenario - input'!$F93),\"\")","v":""},{"$f":"IFERROR(IF(OR(S108=\"\",'Lives scenario - input'!$F93=\"\"),\"\",S108/'Lives scenario - input'!$F93),\"\")","v":""},{"$f":"IFERROR(IF(OR(T108=\"\",'Lives scenario - input'!$F93=\"\"),\"\",T108/'Lives scenario - input'!$F93),\"\")","v":""},{"$f":"IFERROR(IF(OR(U108=\"\",'Lives scenario - input'!$F93=\"\"),\"\",U108/'Lives scenario - input'!$F93),\"\")","v":""},{"$f":"IFERROR(IF(OR(V108=\"\",'Lives scenario - input'!$F93=\"\"),\"\",V108/'Lives scenario - input'!$F93),\"\")","v":""},{"$f":"IFERROR(IF(OR(W108=\"\",'Lives scenario - input'!$F93=\"\"),\"\",W108/'Lives scenario - input'!$F93),\"\")","v":""}]
[{"$f":"IFERROR('Lives scenario - input'!A94,\"\")","v":""},{"$f":"IFERROR('Lives scenario - input'!B94,\"\")","v":""},{"$f":"IFERROR('Lives scenario - input'!C94,\"\")","v":""},{"$f":"IFERROR(repcalc('Lives scenario - input'!$CX94:$GJ94,'Lives scenario - input'!$I94,'Lives scenario - input'!$G94,'Lives scenario - input'!$H94,20,TRUE,TRUE),\"\")","v":""},"","","","","","","","","","","","","","","","","","","",{"$f":"IFERROR(IF(OR(D109=\"\",'Lives scenario - input'!$F94=\"\"),\"\",D109/'Lives scenario - input'!$F94),\"\")","v":""},{"$f":"IFERROR(IF(OR(E109=\"\",'Lives scenario - input'!$F94=\"\"),\"\",E109/'Lives scenario - input'!$F94),\"\")","v":""},{"$f":"IFERROR(IF(OR(F109=\"\",'Lives scenario - input'!$F94=\"\"),\"\",F109/'Lives scenario - input'!$F94),\"\")","v":""},{"$f":"IFERROR(IF(OR(G109=\"\",'Lives scenario - input'!$F94=\"\"),\"\",G109/'Lives scenario - input'!$F94),\"\")","v":""},{"$f":"IFERROR(IF(OR(H109=\"\",'Lives scenario - input'!$F94=\"\"),\"\",H109/'Lives scenario - input'!$F94),\"\")","v":""},{"$f":"IFERROR(IF(OR(I109=\"\",'Lives scenario - input'!$F94=\"\"),\"\",I109/'Lives scenario - input'!$F94),\"\")","v":""},{"$f":"IFERROR(IF(OR(J109=\"\",'Lives scenario - input'!$F94=\"\"),\"\",J109/'Lives scenario - input'!$F94),\"\")","v":""},{"$f":"IFERROR(IF(OR(K109=\"\",'Lives scenario - input'!$F94=\"\"),\"\",K109/'Lives scenario - input'!$F94),\"\")","v":""},{"$f":"IFERROR(IF(OR(L109=\"\",'Lives scenario - input'!$F94=\"\"),\"\",L109/'Lives scenario - input'!$F94),\"\")","v":""},{"$f":"IFERROR(IF(OR(M109=\"\",'Lives scenario - input'!$F94=\"\"),\"\",M109/'Lives scenario - input'!$F94),\"\")","v":""},{"$f":"IFERROR(IF(OR(N109=\"\",'Lives scenario - input'!$F94=\"\"),\"\",N109/'Lives scenario - input'!$F94),\"\")","v":""},{"$f":"IFERROR(IF(OR(O109=\"\",'Lives scenario - input'!$F94=\"\"),\"\",O109/'Lives scenario - input'!$F94),\"\")","v":""},{"$f":"IFERROR(IF(OR(P109=\"\",'Lives scenario - input'!$F94=\"\"),\"\",P109/'Lives scenario - input'!$F94),\"\")","v":""},{"$f":"IFERROR(IF(OR(Q109=\"\",'Lives scenario - input'!$F94=\"\"),\"\",Q109/'Lives scenario - input'!$F94),\"\")","v":""},{"$f":"IFERROR(IF(OR(R109=\"\",'Lives scenario - input'!$F94=\"\"),\"\",R109/'Lives scenario - input'!$F94),\"\")","v":""},{"$f":"IFERROR(IF(OR(S109=\"\",'Lives scenario - input'!$F94=\"\"),\"\",S109/'Lives scenario - input'!$F94),\"\")","v":""},{"$f":"IFERROR(IF(OR(T109=\"\",'Lives scenario - input'!$F94=\"\"),\"\",T109/'Lives scenario - input'!$F94),\"\")","v":""},{"$f":"IFERROR(IF(OR(U109=\"\",'Lives scenario - input'!$F94=\"\"),\"\",U109/'Lives scenario - input'!$F94),\"\")","v":""},{"$f":"IFERROR(IF(OR(V109=\"\",'Lives scenario - input'!$F94=\"\"),\"\",V109/'Lives scenario - input'!$F94),\"\")","v":""},{"$f":"IFERROR(IF(OR(W109=\"\",'Lives scenario - input'!$F94=\"\"),\"\",W109/'Lives scenario - input'!$F94),\"\")","v":""}]
[{"$f":"IFERROR('Lives scenario - input'!A95,\"\")","v":""},{"$f":"IFERROR('Lives scenario - input'!B95,\"\")","v":""},{"$f":"IFERROR('Lives scenario - input'!C95,\"\")","v":""},{"$f":"IFERROR(repcalc('Lives scenario - input'!$CX95:$GJ95,'Lives scenario - input'!$I95,'Lives scenario - input'!$G95,'Lives scenario - input'!$H95,20,TRUE,TRUE),\"\")","v":""},"","","","","","","","","","","","","","","","","","","",{"$f":"IFERROR(IF(OR(D110=\"\",'Lives scenario - input'!$F95=\"\"),\"\",D110/'Lives scenario - input'!$F95),\"\")","v":""},{"$f":"IFERROR(IF(OR(E110=\"\",'Lives scenario - input'!$F95=\"\"),\"\",E110/'Lives scenario - input'!$F95),\"\")","v":""},{"$f":"IFERROR(IF(OR(F110=\"\",'Lives scenario - input'!$F95=\"\"),\"\",F110/'Lives scenario - input'!$F95),\"\")","v":""},{"$f":"IFERROR(IF(OR(G110=\"\",'Lives scenario - input'!$F95=\"\"),\"\",G110/'Lives scenario - input'!$F95),\"\")","v":""},{"$f":"IFERROR(IF(OR(H110=\"\",'Lives scenario - input'!$F95=\"\"),\"\",H110/'Lives scenario - input'!$F95),\"\")","v":""},{"$f":"IFERROR(IF(OR(I110=\"\",'Lives scenario - input'!$F95=\"\"),\"\",I110/'Lives scenario - input'!$F95),\"\")","v":""},{"$f":"IFERROR(IF(OR(J110=\"\",'Lives scenario - input'!$F95=\"\"),\"\",J110/'Lives scenario - input'!$F95),\"\")","v":""},{"$f":"IFERROR(IF(OR(K110=\"\",'Lives scenario - input'!$F95=\"\"),\"\",K110/'Lives scenario - input'!$F95),\"\")","v":""},{"$f":"IFERROR(IF(OR(L110=\"\",'Lives scenario - input'!$F95=\"\"),\"\",L110/'Lives scenario - input'!$F95),\"\")","v":""},{"$f":"IFERROR(IF(OR(M110=\"\",'Lives scenario - input'!$F95=\"\"),\"\",M110/'Lives scenario - input'!$F95),\"\")","v":""},{"$f":"IFERROR(IF(OR(N110=\"\",'Lives scenario - input'!$F95=\"\"),\"\",N110/'Lives scenario - input'!$F95),\"\")","v":""},{"$f":"IFERROR(IF(OR(O110=\"\",'Lives scenario - input'!$F95=\"\"),\"\",O110/'Lives scenario - input'!$F95),\"\")","v":""},{"$f":"IFERROR(IF(OR(P110=\"\",'Lives scenario - input'!$F95=\"\"),\"\",P110/'Lives scenario - input'!$F95),\"\")","v":""},{"$f":"IFERROR(IF(OR(Q110=\"\",'Lives scenario - input'!$F95=\"\"),\"\",Q110/'Lives scenario - input'!$F95),\"\")","v":""},{"$f":"IFERROR(IF(OR(R110=\"\",'Lives scenario - input'!$F95=\"\"),\"\",R110/'Lives scenario - input'!$F95),\"\")","v":""},{"$f":"IFERROR(IF(OR(S110=\"\",'Lives scenario - input'!$F95=\"\"),\"\",S110/'Lives scenario - input'!$F95),\"\")","v":""},{"$f":"IFERROR(IF(OR(T110=\"\",'Lives scenario - input'!$F95=\"\"),\"\",T110/'Lives scenario - input'!$F95),\"\")","v":""},{"$f":"IFERROR(IF(OR(U110=\"\",'Lives scenario - input'!$F95=\"\"),\"\",U110/'Lives scenario - input'!$F95),\"\")","v":""},{"$f":"IFERROR(IF(OR(V110=\"\",'Lives scenario - input'!$F95=\"\"),\"\",V110/'Lives scenario - input'!$F95),\"\")","v":""},{"$f":"IFERROR(IF(OR(W110=\"\",'Lives scenario - input'!$F95=\"\"),\"\",W110/'Lives scenario - input'!$F95),\"\")","v":""}]
[{"$f":"IFERROR('Lives scenario - input'!A96,\"\")","v":""},{"$f":"IFERROR('Lives scenario - input'!B96,\"\")","v":""},{"$f":"IFERROR('Lives scenario - input'!C96,\"\")","v":""},{"$f":"IFERROR(repcalc('Lives scenario - input'!$CX96:$GJ96,'Lives scenario - input'!$I96,'Lives scenario - input'!$G96,'Lives scenario - input'!$H96,20,TRUE,TRUE),\"\")","v":""},"","","","","","","","","","","","","","","","","","","",{"$f":"IFERROR(IF(OR(D111=\"\",'Lives scenario - input'!$F96=\"\"),\"\",D111/'Lives scenario - input'!$F96),\"\")","v":""},{"$f":"IFERROR(IF(OR(E111=\"\",'Lives scenario - input'!$F96=\"\"),\"\",E111/'Lives scenario - input'!$F96),\"\")","v":""},{"$f":"IFERROR(IF(OR(F111=\"\",'Lives scenario - input'!$F96=\"\"),\"\",F111/'Lives scenario - input'!$F96),\"\")","v":""},{"$f":"IFERROR(IF(OR(G111=\"\",'Lives scenario - input'!$F96=\"\"),\"\",G111/'Lives scenario - input'!$F96),\"\")","v":""},{"$f":"IFERROR(IF(OR(H111=\"\",'Lives scenario - input'!$F96=\"\"),\"\",H111/'Lives scenario - input'!$F96),\"\")","v":""},{"$f":"IFERROR(IF(OR(I111=\"\",'Lives scenario - input'!$F96=\"\"),\"\",I111/'Lives scenario - input'!$F96),\"\")","v":""},{"$f":"IFERROR(IF(OR(J111=\"\",'Lives scenario - input'!$F96=\"\"),\"\",J111/'Lives scenario - input'!$F96),\"\")","v":""},{"$f":"IFERROR(IF(OR(K111=\"\",'Lives scenario - input'!$F96=\"\"),\"\",K111/'Lives scenario - input'!$F96),\"\")","v":""},{"$f":"IFERROR(IF(OR(L111=\"\",'Lives scenario - input'!$F96=\"\"),\"\",L111/'Lives scenario - input'!$F96),\"\")","v":""},{"$f":"IFERROR(IF(OR(M111=\"\",'Lives scenario - input'!$F96=\"\"),\"\",M111/'Lives scenario - input'!$F96),\"\")","v":""},{"$f":"IFERROR(IF(OR(N111=\"\",'Lives scenario - input'!$F96=\"\"),\"\",N111/'Lives scenario - input'!$F96),\"\")","v":""},{"$f":"IFERROR(IF(OR(O111=\"\",'Lives scenario - input'!$F96=\"\"),\"\",O111/'Lives scenario - input'!$F96),\"\")","v":""},{"$f":"IFERROR(IF(OR(P111=\"\",'Lives scenario - input'!$F96=\"\"),\"\",P111/'Lives scenario - input'!$F96),\"\")","v":""},{"$f":"IFERROR(IF(OR(Q111=\"\",'Lives scenario - input'!$F96=\"\"),\"\",Q111/'Lives scenario - input'!$F96),\"\")","v":""},{"$f":"IFERROR(IF(OR(R111=\"\",'Lives scenario - input'!$F96=\"\"),\"\",R111/'Lives scenario - input'!$F96),\"\")","v":""},{"$f":"IFERROR(IF(OR(S111=\"\",'Lives scenario - input'!$F96=\"\"),\"\",S111/'Lives scenario - input'!$F96),\"\")","v":""},{"$f":"IFERROR(IF(OR(T111=\"\",'Lives scenario - input'!$F96=\"\"),\"\",T111/'Lives scenario - input'!$F96),\"\")","v":""},{"$f":"IFERROR(IF(OR(U111=\"\",'Lives scenario - input'!$F96=\"\"),\"\",U111/'Lives scenario - input'!$F96),\"\")","v":""},{"$f":"IFERROR(IF(OR(V111=\"\",'Lives scenario - input'!$F96=\"\"),\"\",V111/'Lives scenario - input'!$F96),\"\")","v":""},{"$f":"IFERROR(IF(OR(W111=\"\",'Lives scenario - input'!$F96=\"\"),\"\",W111/'Lives scenario - input'!$F96),\"\")","v":""}]
[{"$f":"IFERROR('Lives scenario - input'!A97,\"\")","v":""},{"$f":"IFERROR('Lives scenario - input'!B97,\"\")","v":""},{"$f":"IFERROR('Lives scenario - input'!C97,\"\")","v":""},{"$f":"IFERROR(repcalc('Lives scenario - input'!$CX97:$GJ97,'Lives scenario - input'!$I97,'Lives scenario - input'!$G97,'Lives scenario - input'!$H97,20,TRUE,TRUE),\"\")","v":""},"","","","","","","","","","","","","","","","","","","",{"$f":"IFERROR(IF(OR(D112=\"\",'Lives scenario - input'!$F97=\"\"),\"\",D112/'Lives scenario - input'!$F97),\"\")","v":""},{"$f":"IFERROR(IF(OR(E112=\"\",'Lives scenario - input'!$F97=\"\"),\"\",E112/'Lives scenario - input'!$F97),\"\")","v":""},{"$f":"IFERROR(IF(OR(F112=\"\",'Lives scenario - input'!$F97=\"\"),\"\",F112/'Lives scenario - input'!$F97),\"\")","v":""},{"$f":"IFERROR(IF(OR(G112=\"\",'Lives scenario - input'!$F97=\"\"),\"\",G112/'Lives scenario - input'!$F97),\"\")","v":""},{"$f":"IFERROR(IF(OR(H112=\"\",'Lives scenario - input'!$F97=\"\"),\"\",H112/'Lives scenario - input'!$F97),\"\")","v":""},{"$f":"IFERROR(IF(OR(I112=\"\",'Lives scenario - input'!$F97=\"\"),\"\",I112/'Lives scenario - input'!$F97),\"\")","v":""},{"$f":"IFERROR(IF(OR(J112=\"\",'Lives scenario - input'!$F97=\"\"),\"\",J112/'Lives scenario - input'!$F97),\"\")","v":""},{"$f":"IFERROR(IF(OR(K112=\"\",'Lives scenario - input'!$F97=\"\"),\"\",K112/'Lives scenario - input'!$F97),\"\")","v":""},{"$f":"IFERROR(IF(OR(L112=\"\",'Lives scenario - input'!$F97=\"\"),\"\",L112/'Lives scenario - input'!$F97),\"\")","v":""},{"$f":"IFERROR(IF(OR(M112=\"\",'Lives scenario - input'!$F97=\"\"),\"\",M112/'Lives scenario - input'!$F97),\"\")","v":""},{"$f":"IFERROR(IF(OR(N112=\"\",'Lives scenario - input'!$F97=\"\"),\"\",N112/'Lives scenario - input'!$F97),\"\")","v":""},{"$f":"IFERROR(IF(OR(O112=\"\",'Lives scenario - input'!$F97=\"\"),\"\",O112/'Lives scenario - input'!$F97),\"\")","v":""},{"$f":"IFERROR(IF(OR(P112=\"\",'Lives scenario - input'!$F97=\"\"),\"\",P112/'Lives scenario - input'!$F97),\"\")","v":""},{"$f":"IFERROR(IF(OR(Q112=\"\",'Lives scenario - input'!$F97=\"\"),\"\",Q112/'Lives scenario - input'!$F97),\"\")","v":""},{"$f":"IFERROR(IF(OR(R112=\"\",'Lives scenario - input'!$F97=\"\"),\"\",R112/'Lives scenario - input'!$F97),\"\")","v":""},{"$f":"IFERROR(IF(OR(S112=\"\",'Lives scenario - input'!$F97=\"\"),\"\",S112/'Lives scenario - input'!$F97),\"\")","v":""},{"$f":"IFERROR(IF(OR(T112=\"\",'Lives scenario - input'!$F97=\"\"),\"\",T112/'Lives scenario - input'!$F97),\"\")","v":""},{"$f":"IFERROR(IF(OR(U112=\"\",'Lives scenario - input'!$F97=\"\"),\"\",U112/'Lives scenario - input'!$F97),\"\")","v":""},{"$f":"IFERROR(IF(OR(V112=\"\",'Lives scenario - input'!$F97=\"\"),\"\",V112/'Lives scenario - input'!$F97),\"\")","v":""},{"$f":"IFERROR(IF(OR(W112=\"\",'Lives scenario - input'!$F97=\"\"),\"\",W112/'Lives scenario - input'!$F97),\"\")","v":""}]
[{"$f":"IFERROR('Lives scenario - input'!A98,\"\")","v":""},{"$f":"IFERROR('Lives scenario - input'!B98,\"\")","v":""},{"$f":"IFERROR('Lives scenario - input'!C98,\"\")","v":""},{"$f":"IFERROR(repcalc('Lives scenario - input'!$CX98:$GJ98,'Lives scenario - input'!$I98,'Lives scenario - input'!$G98,'Lives scenario - input'!$H98,20,TRUE,TRUE),\"\")","v":""},"","","","","","","","","","","","","","","","","","","",{"$f":"IFERROR(IF(OR(D113=\"\",'Lives scenario - input'!$F98=\"\"),\"\",D113/'Lives scenario - input'!$F98),\"\")","v":""},{"$f":"IFERROR(IF(OR(E113=\"\",'Lives scenario - input'!$F98=\"\"),\"\",E113/'Lives scenario - input'!$F98),\"\")","v":""},{"$f":"IFERROR(IF(OR(F113=\"\",'Lives scenario - input'!$F98=\"\"),\"\",F113/'Lives scenario - input'!$F98),\"\")","v":""},{"$f":"IFERROR(IF(OR(G113=\"\",'Lives scenario - input'!$F98=\"\"),\"\",G113/'Lives scenario - input'!$F98),\"\")","v":""},{"$f":"IFERROR(IF(OR(H113=\"\",'Lives scenario - input'!$F98=\"\"),\"\",H113/'Lives scenario - input'!$F98),\"\")","v":""},{"$f":"IFERROR(IF(OR(I113=\"\",'Lives scenario - input'!$F98=\"\"),\"\",I113/'Lives scenario - input'!$F98),\"\")","v":""},{"$f":"IFERROR(IF(OR(J113=\"\",'Lives scenario - input'!$F98=\"\"),\"\",J113/'Lives scenario - input'!$F98),\"\")","v":""},{"$f":"IFERROR(IF(OR(K113=\"\",'Lives scenario - input'!$F98=\"\"),\"\",K113/'Lives scenario - input'!$F98),\"\")","v":""},{"$f":"IFERROR(IF(OR(L113=\"\",'Lives scenario - input'!$F98=\"\"),\"\",L113/'Lives scenario - input'!$F98),\"\")","v":""},{"$f":"IFERROR(IF(OR(M113=\"\",'Lives scenario - input'!$F98=\"\"),\"\",M113/'Lives scenario - input'!$F98),\"\")","v":""},{"$f":"IFERROR(IF(OR(N113=\"\",'Lives scenario - input'!$F98=\"\"),\"\",N113/'Lives scenario - input'!$F98),\"\")","v":""},{"$f":"IFERROR(IF(OR(O113=\"\",'Lives scenario - input'!$F98=\"\"),\"\",O113/'Lives scenario - input'!$F98),\"\")","v":""},{"$f":"IFERROR(IF(OR(P113=\"\",'Lives scenario - input'!$F98=\"\"),\"\",P113/'Lives scenario - input'!$F98),\"\")","v":""},{"$f":"IFERROR(IF(OR(Q113=\"\",'Lives scenario - input'!$F98=\"\"),\"\",Q113/'Lives scenario - input'!$F98),\"\")","v":""},{"$f":"IFERROR(IF(OR(R113=\"\",'Lives scenario - input'!$F98=\"\"),\"\",R113/'Lives scenario - input'!$F98),\"\")","v":""},{"$f":"IFERROR(IF(OR(S113=\"\",'Lives scenario - input'!$F98=\"\"),\"\",S113/'Lives scenario - input'!$F98),\"\")","v":""},{"$f":"IFERROR(IF(OR(T113=\"\",'Lives scenario - input'!$F98=\"\"),\"\",T113/'Lives scenario - input'!$F98),\"\")","v":""},{"$f":"IFERROR(IF(OR(U113=\"\",'Lives scenario - input'!$F98=\"\"),\"\",U113/'Lives scenario - input'!$F98),\"\")","v":""},{"$f":"IFERROR(IF(OR(V113=\"\",'Lives scenario - input'!$F98=\"\"),\"\",V113/'Lives scenario - input'!$F98),\"\")","v":""},{"$f":"IFERROR(IF(OR(W113=\"\",'Lives scenario - input'!$F98=\"\"),\"\",W113/'Lives scenario - input'!$F98),\"\")","v":""}]
[{"$f":"IFERROR('Lives scenario - input'!A99,\"\")","v":""},{"$f":"IFERROR('Lives scenario - input'!B99,\"\")","v":""},{"$f":"IFERROR('Lives scenario - input'!C99,\"\")","v":""},{"$f":"IFERROR(repcalc('Lives scenario - input'!$CX99:$GJ99,'Lives scenario - input'!$I99,'Lives scenario - input'!$G99,'Lives scenario - input'!$H99,20,TRUE,TRUE),\"\")","v":""},"","","","","","","","","","","","","","","","","","","",{"$f":"IFERROR(IF(OR(D114=\"\",'Lives scenario - input'!$F99=\"\"),\"\",D114/'Lives scenario - input'!$F99),\"\")","v":""},{"$f":"IFERROR(IF(OR(E114=\"\",'Lives scenario - input'!$F99=\"\"),\"\",E114/'Lives scenario - input'!$F99),\"\")","v":""},{"$f":"IFERROR(IF(OR(F114=\"\",'Lives scenario - input'!$F99=\"\"),\"\",F114/'Lives scenario - input'!$F99),\"\")","v":""},{"$f":"IFERROR(IF(OR(G114=\"\",'Lives scenario - input'!$F99=\"\"),\"\",G114/'Lives scenario - input'!$F99),\"\")","v":""},{"$f":"IFERROR(IF(OR(H114=\"\",'Lives scenario - input'!$F99=\"\"),\"\",H114/'Lives scenario - input'!$F99),\"\")","v":""},{"$f":"IFERROR(IF(OR(I114=\"\",'Lives scenario - input'!$F99=\"\"),\"\",I114/'Lives scenario - input'!$F99),\"\")","v":""},{"$f":"IFERROR(IF(OR(J114=\"\",'Lives scenario - input'!$F99=\"\"),\"\",J114/'Lives scenario - input'!$F99),\"\")","v":""},{"$f":"IFERROR(IF(OR(K114=\"\",'Lives scenario - input'!$F99=\"\"),\"\",K114/'Lives scenario - input'!$F99),\"\")","v":""},{"$f":"IFERROR(IF(OR(L114=\"\",'Lives scenario - input'!$F99=\"\"),\"\",L114/'Lives scenario - input'!$F99),\"\")","v":""},{"$f":"IFERROR(IF(OR(M114=\"\",'Lives scenario - input'!$F99=\"\"),\"\",M114/'Lives scenario - input'!$F99),\"\")","v":""},{"$f":"IFERROR(IF(OR(N114=\"\",'Lives scenario - input'!$F99=\"\"),\"\",N114/'Lives scenario - input'!$F99),\"\")","v":""},{"$f":"IFERROR(IF(OR(O114=\"\",'Lives scenario - input'!$F99=\"\"),\"\",O114/'Lives scenario - input'!$F99),\"\")","v":""},{"$f":"IFERROR(IF(OR(P114=\"\",'Lives scenario - input'!$F99=\"\"),\"\",P114/'Lives scenario - input'!$F99),\"\")","v":""},{"$f":"IFERROR(IF(OR(Q114=\"\",'Lives scenario - input'!$F99=\"\"),\"\",Q114/'Lives scenario - input'!$F99),\"\")","v":""},{"$f":"IFERROR(IF(OR(R114=\"\",'Lives scenario - input'!$F99=\"\"),\"\",R114/'Lives scenario - input'!$F99),\"\")","v":""},{"$f":"IFERROR(IF(OR(S114=\"\",'Lives scenario - input'!$F99=\"\"),\"\",S114/'Lives scenario - input'!$F99),\"\")","v":""},{"$f":"IFERROR(IF(OR(T114=\"\",'Lives scenario - input'!$F99=\"\"),\"\",T114/'Lives scenario - input'!$F99),\"\")","v":""},{"$f":"IFERROR(IF(OR(U114=\"\",'Lives scenario - input'!$F99=\"\"),\"\",U114/'Lives scenario - input'!$F99),\"\")","v":""},{"$f":"IFERROR(IF(OR(V114=\"\",'Lives scenario - input'!$F99=\"\"),\"\",V114/'Lives scenario - input'!$F99),\"\")","v":""},{"$f":"IFERROR(IF(OR(W114=\"\",'Lives scenario - input'!$F99=\"\"),\"\",W114/'Lives scenario - input'!$F99),\"\")","v":""}]
[{"$f":"IFERROR('Lives scenario - input'!A100,\"\")","v":""},{"$f":"IFERROR('Lives scenario - input'!B100,\"\")","v":""},{"$f":"IFERROR('Lives scenario - input'!C100,\"\")","v":""},{"$f":"IFERROR(repcalc('Lives scenario - input'!$CX100:$GJ100,'Lives scenario - input'!$I100,'Lives scenario - input'!$G100,'Lives scenario - input'!$H100,20,TRUE,TRUE),\"\")","v":""},"","","","","","","","","","","","","","","","","","","",{"$f":"IFERROR(IF(OR(D115=\"\",'Lives scenario - input'!$F100=\"\"),\"\",D115/'Lives scenario - input'!$F100),\"\")","v":""},{"$f":"IFERROR(IF(OR(E115=\"\",'Lives scenario - input'!$F100=\"\"),\"\",E115/'Lives scenario - input'!$F100),\"\")","v":""},{"$f":"IFERROR(IF(OR(F115=\"\",'Lives scenario - input'!$F100=\"\"),\"\",F115/'Lives scenario - input'!$F100),\"\")","v":""},{"$f":"IFERROR(IF(OR(G115=\"\",'Lives scenario - input'!$F100=\"\"),\"\",G115/'Lives scenario - input'!$F100),\"\")","v":""},{"$f":"IFERROR(IF(OR(H115=\"\",'Lives scenario - input'!$F100=\"\"),\"\",H115/'Lives scenario - input'!$F100),\"\")","v":""},{"$f":"IFERROR(IF(OR(I115=\"\",'Lives scenario - input'!$F100=\"\"),\"\",I115/'Lives scenario - input'!$F100),\"\")","v":""},{"$f":"IFERROR(IF(OR(J115=\"\",'Lives scenario - input'!$F100=\"\"),\"\",J115/'Lives scenario - input'!$F100),\"\")","v":""},{"$f":"IFERROR(IF(OR(K115=\"\",'Lives scenario - input'!$F100=\"\"),\"\",K115/'Lives scenario - input'!$F100),\"\")","v":""},{"$f":"IFERROR(IF(OR(L115=\"\",'Lives scenario - input'!$F100=\"\"),\"\",L115/'Lives scenario - input'!$F100),\"\")","v":""},{"$f":"IFERROR(IF(OR(M115=\"\",'Lives scenario - input'!$F100=\"\"),\"\",M115/'Lives scenario - input'!$F100),\"\")","v":""},{"$f":"IFERROR(IF(OR(N115=\"\",'Lives scenario - input'!$F100=\"\"),\"\",N115/'Lives scenario - input'!$F100),\"\")","v":""},{"$f":"IFERROR(IF(OR(O115=\"\",'Lives scenario - input'!$F100=\"\"),\"\",O115/'Lives scenario - input'!$F100),\"\")","v":""},{"$f":"IFERROR(IF(OR(P115=\"\",'Lives scenario - input'!$F100=\"\"),\"\",P115/'Lives scenario - input'!$F100),\"\")","v":""},{"$f":"IFERROR(IF(OR(Q115=\"\",'Lives scenario - input'!$F100=\"\"),\"\",Q115/'Lives scenario - input'!$F100),\"\")","v":""},{"$f":"IFERROR(IF(OR(R115=\"\",'Lives scenario - input'!$F100=\"\"),\"\",R115/'Lives scenario - input'!$F100),\"\")","v":""},{"$f":"IFERROR(IF(OR(S115=\"\",'Lives scenario - input'!$F100=\"\"),\"\",S115/'Lives scenario - input'!$F100),\"\")","v":""},{"$f":"IFERROR(IF(OR(T115=\"\",'Lives scenario - input'!$F100=\"\"),\"\",T115/'Lives scenario - input'!$F100),\"\")","v":""},{"$f":"IFERROR(IF(OR(U115=\"\",'Lives scenario - input'!$F100=\"\"),\"\",U115/'Lives scenario - input'!$F100),\"\")","v":""},{"$f":"IFERROR(IF(OR(V115=\"\",'Lives scenario - input'!$F100=\"\"),\"\",V115/'Lives scenario - input'!$F100),\"\")","v":""},{"$f":"IFERROR(IF(OR(W115=\"\",'Lives scenario - input'!$F100=\"\"),\"\",W115/'Lives scenario - input'!$F100),\"\")","v":""}]
[{"$f":"IFERROR('Lives scenario - input'!A101,\"\")","v":""},{"$f":"IFERROR('Lives scenario - input'!B101,\"\")","v":""},{"$f":"IFERROR('Lives scenario - input'!C101,\"\")","v":""},{"$f":"IFERROR(repcalc('Lives scenario - input'!$CX101:$GJ101,'Lives scenario - input'!$I101,'Lives scenario - input'!$G101,'Lives scenario - input'!$H101,20,TRUE,TRUE),\"\")","v":""},"","","","","","","","","","","","","","","","","","","",{"$f":"IFERROR(IF(OR(D116=\"\",'Lives scenario - input'!$F101=\"\"),\"\",D116/'Lives scenario - input'!$F101),\"\")","v":""},{"$f":"IFERROR(IF(OR(E116=\"\",'Lives scenario - input'!$F101=\"\"),\"\",E116/'Lives scenario - input'!$F101),\"\")","v":""},{"$f":"IFERROR(IF(OR(F116=\"\",'Lives scenario - input'!$F101=\"\"),\"\",F116/'Lives scenario - input'!$F101),\"\")","v":""},{"$f":"IFERROR(IF(OR(G116=\"\",'Lives scenario - input'!$F101=\"\"),\"\",G116/'Lives scenario - input'!$F101),\"\")","v":""},{"$f":"IFERROR(IF(OR(H116=\"\",'Lives scenario - input'!$F101=\"\"),\"\",H116/'Lives scenario - input'!$F101),\"\")","v":""},{"$f":"IFERROR(IF(OR(I116=\"\",'Lives scenario - input'!$F101=\"\"),\"\",I116/'Lives scenario - input'!$F101),\"\")","v":""},{"$f":"IFERROR(IF(OR(J116=\"\",'Lives scenario - input'!$F101=\"\"),\"\",J116/'Lives scenario - input'!$F101),\"\")","v":""},{"$f":"IFERROR(IF(OR(K116=\"\",'Lives scenario - input'!$F101=\"\"),\"\",K116/'Lives scenario - input'!$F101),\"\")","v":""},{"$f":"IFERROR(IF(OR(L116=\"\",'Lives scenario - input'!$F101=\"\"),\"\",L116/'Lives scenario - input'!$F101),\"\")","v":""},{"$f":"IFERROR(IF(OR(M116=\"\",'Lives scenario - input'!$F101=\"\"),\"\",M116/'Lives scenario - input'!$F101),\"\")","v":""},{"$f":"IFERROR(IF(OR(N116=\"\",'Lives scenario - input'!$F101=\"\"),\"\",N116/'Lives scenario - input'!$F101),\"\")","v":""},{"$f":"IFERROR(IF(OR(O116=\"\",'Lives scenario - input'!$F101=\"\"),\"\",O116/'Lives scenario - input'!$F101),\"\")","v":""},{"$f":"IFERROR(IF(OR(P116=\"\",'Lives scenario - input'!$F101=\"\"),\"\",P116/'Lives scenario - input'!$F101),\"\")","v":""},{"$f":"IFERROR(IF(OR(Q116=\"\",'Lives scenario - input'!$F101=\"\"),\"\",Q116/'Lives scenario - input'!$F101),\"\")","v":""},{"$f":"IFERROR(IF(OR(R116=\"\",'Lives scenario - input'!$F101=\"\"),\"\",R116/'Lives scenario - input'!$F101),\"\")","v":""},{"$f":"IFERROR(IF(OR(S116=\"\",'Lives scenario - input'!$F101=\"\"),\"\",S116/'Lives scenario - input'!$F101),\"\")","v":""},{"$f":"IFERROR(IF(OR(T116=\"\",'Lives scenario - input'!$F101=\"\"),\"\",T116/'Lives scenario - input'!$F101),\"\")","v":""},{"$f":"IFERROR(IF(OR(U116=\"\",'Lives scenario - input'!$F101=\"\"),\"\",U116/'Lives scenario - input'!$F101),\"\")","v":""},{"$f":"IFERROR(IF(OR(V116=\"\",'Lives scenario - input'!$F101=\"\"),\"\",V116/'Lives scenario - input'!$F101),\"\")","v":""},{"$f":"IFERROR(IF(OR(W116=\"\",'Lives scenario - input'!$F101=\"\"),\"\",W116/'Lives scenario - input'!$F101),\"\")","v":""}]
[{"$f":"IFERROR('Lives scenario - input'!A102,\"\")","v":""},{"$f":"IFERROR('Lives scenario - input'!B102,\"\")","v":""},{"$f":"IFERROR('Lives scenario - input'!C102,\"\")","v":""},{"$f":"IFERROR(repcalc('Lives scenario - input'!$CX102:$GJ102,'Lives scenario - input'!$I102,'Lives scenario - input'!$G102,'Lives scenario - input'!$H102,20,TRUE,TRUE),\"\")","v":""},"","","","","","","","","","","","","","","","","","","",{"$f":"IFERROR(IF(OR(D117=\"\",'Lives scenario - input'!$F102=\"\"),\"\",D117/'Lives scenario - input'!$F102),\"\")","v":""},{"$f":"IFERROR(IF(OR(E117=\"\",'Lives scenario - input'!$F102=\"\"),\"\",E117/'Lives scenario - input'!$F102),\"\")","v":""},{"$f":"IFERROR(IF(OR(F117=\"\",'Lives scenario - input'!$F102=\"\"),\"\",F117/'Lives scenario - input'!$F102),\"\")","v":""},{"$f":"IFERROR(IF(OR(G117=\"\",'Lives scenario - input'!$F102=\"\"),\"\",G117/'Lives scenario - input'!$F102),\"\")","v":""},{"$f":"IFERROR(IF(OR(H117=\"\",'Lives scenario - input'!$F102=\"\"),\"\",H117/'Lives scenario - input'!$F102),\"\")","v":""},{"$f":"IFERROR(IF(OR(I117=\"\",'Lives scenario - input'!$F102=\"\"),\"\",I117/'Lives scenario - input'!$F102),\"\")","v":""},{"$f":"IFERROR(IF(OR(J117=\"\",'Lives scenario - input'!$F102=\"\"),\"\",J117/'Lives scenario - input'!$F102),\"\")","v":""},{"$f":"IFERROR(IF(OR(K117=\"\",'Lives scenario - input'!$F102=\"\"),\"\",K117/'Lives scenario - input'!$F102),\"\")","v":""},{"$f":"IFERROR(IF(OR(L117=\"\",'Lives scenario - input'!$F102=\"\"),\"\",L117/'Lives scenario - input'!$F102),\"\")","v":""},{"$f":"IFERROR(IF(OR(M117=\"\",'Lives scenario - input'!$F102=\"\"),\"\",M117/'Lives scenario - input'!$F102),\"\")","v":""},{"$f":"IFERROR(IF(OR(N117=\"\",'Lives scenario - input'!$F102=\"\"),\"\",N117/'Lives scenario - input'!$F102),\"\")","v":""},{"$f":"IFERROR(IF(OR(O117=\"\",'Lives scenario - input'!$F102=\"\"),\"\",O117/'Lives scenario - input'!$F102),\"\")","v":""},{"$f":"IFERROR(IF(OR(P117=\"\",'Lives scenario - input'!$F102=\"\"),\"\",P117/'Lives scenario - input'!$F102),\"\")","v":""},{"$f":"IFERROR(IF(OR(Q117=\"\",'Lives scenario - input'!$F102=\"\"),\"\",Q117/'Lives scenario - input'!$F102),\"\")","v":""},{"$f":"IFERROR(IF(OR(R117=\"\",'Lives scenario - input'!$F102=\"\"),\"\",R117/'Lives scenario - input'!$F102),\"\")","v":""},{"$f":"IFERROR(IF(OR(S117=\"\",'Lives scenario - input'!$F102=\"\"),\"\",S117/'Lives scenario - input'!$F102),\"\")","v":""},{"$f":"IFERROR(IF(OR(T117=\"\",'Lives scenario - input'!$F102=\"\"),\"\",T117/'Lives scenario - input'!$F102),\"\")","v":""},{"$f":"IFERROR(IF(OR(U117=\"\",'Lives scenario - input'!$F102=\"\"),\"\",U117/'Lives scenario - input'!$F102),\"\")","v":""},{"$f":"IFERROR(IF(OR(V117=\"\",'Lives scenario - input'!$F102=\"\"),\"\",V117/'Lives scenario - input'!$F102),\"\")","v":""},{"$f":"IFERROR(IF(OR(W117=\"\",'Lives scenario - input'!$F102=\"\"),\"\",W117/'Lives scenario - input'!$F102),\"\")","v":""}]
[{"$f":"IFERROR('Lives scenario - input'!A103,\"\")","v":""},{"$f":"IFERROR('Lives scenario - input'!B103,\"\")","v":""},{"$f":"IFERROR('Lives scenario - input'!C103,\"\")","v":""},{"$f":"IFERROR(repcalc('Lives scenario - input'!$CX103:$GJ103,'Lives scenario - input'!$I103,'Lives scenario - input'!$G103,'Lives scenario - input'!$H103,20,TRUE,TRUE),\"\")","v":""},"","","","","","","","","","","","","","","","","","","",{"$f":"IFERROR(IF(OR(D118=\"\",'Lives scenario - input'!$F103=\"\"),\"\",D118/'Lives scenario - input'!$F103),\"\")","v":""},{"$f":"IFERROR(IF(OR(E118=\"\",'Lives scenario - input'!$F103=\"\"),\"\",E118/'Lives scenario - input'!$F103),\"\")","v":""},{"$f":"IFERROR(IF(OR(F118=\"\",'Lives scenario - input'!$F103=\"\"),\"\",F118/'Lives scenario - input'!$F103),\"\")","v":""},{"$f":"IFERROR(IF(OR(G118=\"\",'Lives scenario - input'!$F103=\"\"),\"\",G118/'Lives scenario - input'!$F103),\"\")","v":""},{"$f":"IFERROR(IF(OR(H118=\"\",'Lives scenario - input'!$F103=\"\"),\"\",H118/'Lives scenario - input'!$F103),\"\")","v":""},{"$f":"IFERROR(IF(OR(I118=\"\",'Lives scenario - input'!$F103=\"\"),\"\",I118/'Lives scenario - input'!$F103),\"\")","v":""},{"$f":"IFERROR(IF(OR(J118=\"\",'Lives scenario - input'!$F103=\"\"),\"\",J118/'Lives scenario - input'!$F103),\"\")","v":""},{"$f":"IFERROR(IF(OR(K118=\"\",'Lives scenario - input'!$F103=\"\"),\"\",K118/'Lives scenario - input'!$F103),\"\")","v":""},{"$f":"IFERROR(IF(OR(L118=\"\",'Lives scenario - input'!$F103=\"\"),\"\",L118/'Lives scenario - input'!$F103),\"\")","v":""},{"$f":"IFERROR(IF(OR(M118=\"\",'Lives scenario - input'!$F103=\"\"),\"\",M118/'Lives scenario - input'!$F103),\"\")","v":""},{"$f":"IFERROR(IF(OR(N118=\"\",'Lives scenario - input'!$F103=\"\"),\"\",N118/'Lives scenario - input'!$F103),\"\")","v":""},{"$f":"IFERROR(IF(OR(O118=\"\",'Lives scenario - input'!$F103=\"\"),\"\",O118/'Lives scenario - input'!$F103),\"\")","v":""},{"$f":"IFERROR(IF(OR(P118=\"\",'Lives scenario - input'!$F103=\"\"),\"\",P118/'Lives scenario - input'!$F103),\"\")","v":""},{"$f":"IFERROR(IF(OR(Q118=\"\",'Lives scenario - input'!$F103=\"\"),\"\",Q118/'Lives scenario - input'!$F103),\"\")","v":""},{"$f":"IFERROR(IF(OR(R118=\"\",'Lives scenario - input'!$F103=\"\"),\"\",R118/'Lives scenario - input'!$F103),\"\")","v":""},{"$f":"IFERROR(IF(OR(S118=\"\",'Lives scenario - input'!$F103=\"\"),\"\",S118/'Lives scenario - input'!$F103),\"\")","v":""},{"$f":"IFERROR(IF(OR(T118=\"\",'Lives scenario - input'!$F103=\"\"),\"\",T118/'Lives scenario - input'!$F103),\"\")","v":""},{"$f":"IFERROR(IF(OR(U118=\"\",'Lives scenario - input'!$F103=\"\"),\"\",U118/'Lives scenario - input'!$F103),\"\")","v":""},{"$f":"IFERROR(IF(OR(V118=\"\",'Lives scenario - input'!$F103=\"\"),\"\",V118/'Lives scenario - input'!$F103),\"\")","v":""},{"$f":"IFERROR(IF(OR(W118=\"\",'Lives scenario - input'!$F103=\"\"),\"\",W118/'Lives scenario - input'!$F103),\"\")","v":""}]
[{"$f":"IFERROR('Lives scenario - input'!A104,\"\")","v":""},{"$f":"IFERROR('Lives scenario - input'!B104,\"\")","v":""},{"$f":"IFERROR('Lives scenario - input'!C104,\"\")","v":""},{"$f":"IFERROR(repcalc('Lives scenario - input'!$CX104:$GJ104,'Lives scenario - input'!$I104,'Lives scenario - input'!$G104,'Lives scenario - input'!$H104,20,TRUE,TRUE),\"\")","v":""},"","","","","","","","","","","","","","","","","","","",{"$f":"IFERROR(IF(OR(D119=\"\",'Lives scenario - input'!$F104=\"\"),\"\",D119/'Lives scenario - input'!$F104),\"\")","v":""},{"$f":"IFERROR(IF(OR(E119=\"\",'Lives scenario - input'!$F104=\"\"),\"\",E119/'Lives scenario - input'!$F104),\"\")","v":""},{"$f":"IFERROR(IF(OR(F119=\"\",'Lives scenario - input'!$F104=\"\"),\"\",F119/'Lives scenario - input'!$F104),\"\")","v":""},{"$f":"IFERROR(IF(OR(G119=\"\",'Lives scenario - input'!$F104=\"\"),\"\",G119/'Lives scenario - input'!$F104),\"\")","v":""},{"$f":"IFERROR(IF(OR(H119=\"\",'Lives scenario - input'!$F104=\"\"),\"\",H119/'Lives scenario - input'!$F104),\"\")","v":""},{"$f":"IFERROR(IF(OR(I119=\"\",'Lives scenario - input'!$F104=\"\"),\"\",I119/'Lives scenario - input'!$F104),\"\")","v":""},{"$f":"IFERROR(IF(OR(J119=\"\",'Lives scenario - input'!$F104=\"\"),\"\",J119/'Lives scenario - input'!$F104),\"\")","v":""},{"$f":"IFERROR(IF(OR(K119=\"\",'Lives scenario - input'!$F104=\"\"),\"\",K119/'Lives scenario - input'!$F104),\"\")","v":""},{"$f":"IFERROR(IF(OR(L119=\"\",'Lives scenario - input'!$F104=\"\"),\"\",L119/'Lives scenario - input'!$F104),\"\")","v":""},{"$f":"IFERROR(IF(OR(M119=\"\",'Lives scenario - input'!$F104=\"\"),\"\",M119/'Lives scenario - input'!$F104),\"\")","v":""},{"$f":"IFERROR(IF(OR(N119=\"\",'Lives scenario - input'!$F104=\"\"),\"\",N119/'Lives scenario - input'!$F104),\"\")","v":""},{"$f":"IFERROR(IF(OR(O119=\"\",'Lives scenario - input'!$F104=\"\"),\"\",O119/'Lives scenario - input'!$F104),\"\")","v":""},{"$f":"IFERROR(IF(OR(P119=\"\",'Lives scenario - input'!$F104=\"\"),\"\",P119/'Lives scenario - input'!$F104),\"\")","v":""},{"$f":"IFERROR(IF(OR(Q119=\"\",'Lives scenario - input'!$F104=\"\"),\"\",Q119/'Lives scenario - input'!$F104),\"\")","v":""},{"$f":"IFERROR(IF(OR(R119=\"\",'Lives scenario - input'!$F104=\"\"),\"\",R119/'Lives scenario - input'!$F104),\"\")","v":""},{"$f":"IFERROR(IF(OR(S119=\"\",'Lives scenario - input'!$F104=\"\"),\"\",S119/'Lives scenario - input'!$F104),\"\")","v":""},{"$f":"IFERROR(IF(OR(T119=\"\",'Lives scenario - input'!$F104=\"\"),\"\",T119/'Lives scenario - input'!$F104),\"\")","v":""},{"$f":"IFERROR(IF(OR(U119=\"\",'Lives scenario - input'!$F104=\"\"),\"\",U119/'Lives scenario - input'!$F104),\"\")","v":""},{"$f":"IFERROR(IF(OR(V119=\"\",'Lives scenario - input'!$F104=\"\"),\"\",V119/'Lives scenario - input'!$F104),\"\")","v":""},{"$f":"IFERROR(IF(OR(W119=\"\",'Lives scenario - input'!$F104=\"\"),\"\",W119/'Lives scenario - input'!$F104),\"\")","v":""}]
[{"$f":"IFERROR('Lives scenario - input'!A105,\"\")","v":""},{"$f":"IFERROR('Lives scenario - input'!B105,\"\")","v":""},{"$f":"IFERROR('Lives scenario - input'!C105,\"\")","v":""},{"$f":"IFERROR(repcalc('Lives scenario - input'!$CX105:$GJ105,'Lives scenario - input'!$I105,'Lives scenario - input'!$G105,'Lives scenario - input'!$H105,20,TRUE,TRUE),\"\")","v":""},"","","","","","","","","","","","","","","","","","","",{"$f":"IFERROR(IF(OR(D120=\"\",'Lives scenario - input'!$F105=\"\"),\"\",D120/'Lives scenario - input'!$F105),\"\")","v":""},{"$f":"IFERROR(IF(OR(E120=\"\",'Lives scenario - input'!$F105=\"\"),\"\",E120/'Lives scenario - input'!$F105),\"\")","v":""},{"$f":"IFERROR(IF(OR(F120=\"\",'Lives scenario - input'!$F105=\"\"),\"\",F120/'Lives scenario - input'!$F105),\"\")","v":""},{"$f":"IFERROR(IF(OR(G120=\"\",'Lives scenario - input'!$F105=\"\"),\"\",G120/'Lives scenario - input'!$F105),\"\")","v":""},{"$f":"IFERROR(IF(OR(H120=\"\",'Lives scenario - input'!$F105=\"\"),\"\",H120/'Lives scenario - input'!$F105),\"\")","v":""},{"$f":"IFERROR(IF(OR(I120=\"\",'Lives scenario - input'!$F105=\"\"),\"\",I120/'Lives scenario - input'!$F105),\"\")","v":""},{"$f":"IFERROR(IF(OR(J120=\"\",'Lives scenario - input'!$F105=\"\"),\"\",J120/'Lives scenario - input'!$F105),\"\")","v":""},{"$f":"IFERROR(IF(OR(K120=\"\",'Lives scenario - input'!$F105=\"\"),\"\",K120/'Lives scenario - input'!$F105),\"\")","v":""},{"$f":"IFERROR(IF(OR(L120=\"\",'Lives scenario - input'!$F105=\"\"),\"\",L120/'Lives scenario - input'!$F105),\"\")","v":""},{"$f":"IFERROR(IF(OR(M120=\"\",'Lives scenario - input'!$F105=\"\"),\"\",M120/'Lives scenario - input'!$F105),\"\")","v":""},{"$f":"IFERROR(IF(OR(N120=\"\",'Lives scenario - input'!$F105=\"\"),\"\",N120/'Lives scenario - input'!$F105),\"\")","v":""},{"$f":"IFERROR(IF(OR(O120=\"\",'Lives scenario - input'!$F105=\"\"),\"\",O120/'Lives scenario - input'!$F105),\"\")","v":""},{"$f":"IFERROR(IF(OR(P120=\"\",'Lives scenario - input'!$F105=\"\"),\"\",P120/'Lives scenario - input'!$F105),\"\")","v":""},{"$f":"IFERROR(IF(OR(Q120=\"\",'Lives scenario - input'!$F105=\"\"),\"\",Q120/'Lives scenario - input'!$F105),\"\")","v":""},{"$f":"IFERROR(IF(OR(R120=\"\",'Lives scenario - input'!$F105=\"\"),\"\",R120/'Lives scenario - input'!$F105),\"\")","v":""},{"$f":"IFERROR(IF(OR(S120=\"\",'Lives scenario - input'!$F105=\"\"),\"\",S120/'Lives scenario - input'!$F105),\"\")","v":""},{"$f":"IFERROR(IF(OR(T120=\"\",'Lives scenario - input'!$F105=\"\"),\"\",T120/'Lives scenario - input'!$F105),\"\")","v":""},{"$f":"IFERROR(IF(OR(U120=\"\",'Lives scenario - input'!$F105=\"\"),\"\",U120/'Lives scenario - input'!$F105),\"\")","v":""},{"$f":"IFERROR(IF(OR(V120=\"\",'Lives scenario - input'!$F105=\"\"),\"\",V120/'Lives scenario - input'!$F105),\"\")","v":""},{"$f":"IFERROR(IF(OR(W120=\"\",'Lives scenario - input'!$F105=\"\"),\"\",W120/'Lives scenario - input'!$F105),\"\")","v":""}]
[{"$f":"IFERROR('Lives scenario - input'!A106,\"\")","v":""},{"$f":"IFERROR('Lives scenario - input'!B106,\"\")","v":""},{"$f":"IFERROR('Lives scenario - input'!C106,\"\")","v":""},{"$f":"IFERROR(repcalc('Lives scenario - input'!$CX106:$GJ106,'Lives scenario - input'!$I106,'Lives scenario - input'!$G106,'Lives scenario - input'!$H106,20,TRUE,TRUE),\"\")","v":""},"","","","","","","","","","","","","","","","","","","",{"$f":"IFERROR(IF(OR(D121=\"\",'Lives scenario - input'!$F106=\"\"),\"\",D121/'Lives scenario - input'!$F106),\"\")","v":""},{"$f":"IFERROR(IF(OR(E121=\"\",'Lives scenario - input'!$F106=\"\"),\"\",E121/'Lives scenario - input'!$F106),\"\")","v":""},{"$f":"IFERROR(IF(OR(F121=\"\",'Lives scenario - input'!$F106=\"\"),\"\",F121/'Lives scenario - input'!$F106),\"\")","v":""},{"$f":"IFERROR(IF(OR(G121=\"\",'Lives scenario - input'!$F106=\"\"),\"\",G121/'Lives scenario - input'!$F106),\"\")","v":""},{"$f":"IFERROR(IF(OR(H121=\"\",'Lives scenario - input'!$F106=\"\"),\"\",H121/'Lives scenario - input'!$F106),\"\")","v":""},{"$f":"IFERROR(IF(OR(I121=\"\",'Lives scenario - input'!$F106=\"\"),\"\",I121/'Lives scenario - input'!$F106),\"\")","v":""},{"$f":"IFERROR(IF(OR(J121=\"\",'Lives scenario - input'!$F106=\"\"),\"\",J121/'Lives scenario - input'!$F106),\"\")","v":""},{"$f":"IFERROR(IF(OR(K121=\"\",'Lives scenario - input'!$F106=\"\"),\"\",K121/'Lives scenario - input'!$F106),\"\")","v":""},{"$f":"IFERROR(IF(OR(L121=\"\",'Lives scenario - input'!$F106=\"\"),\"\",L121/'Lives scenario - input'!$F106),\"\")","v":""},{"$f":"IFERROR(IF(OR(M121=\"\",'Lives scenario - input'!$F106=\"\"),\"\",M121/'Lives scenario - input'!$F106),\"\")","v":""},{"$f":"IFERROR(IF(OR(N121=\"\",'Lives scenario - input'!$F106=\"\"),\"\",N121/'Lives scenario - input'!$F106),\"\")","v":""},{"$f":"IFERROR(IF(OR(O121=\"\",'Lives scenario - input'!$F106=\"\"),\"\",O121/'Lives scenario - input'!$F106),\"\")","v":""},{"$f":"IFERROR(IF(OR(P121=\"\",'Lives scenario - input'!$F106=\"\"),\"\",P121/'Lives scenario - input'!$F106),\"\")","v":""},{"$f":"IFERROR(IF(OR(Q121=\"\",'Lives scenario - input'!$F106=\"\"),\"\",Q121/'Lives scenario - input'!$F106),\"\")","v":""},{"$f":"IFERROR(IF(OR(R121=\"\",'Lives scenario - input'!$F106=\"\"),\"\",R121/'Lives scenario - input'!$F106),\"\")","v":""},{"$f":"IFERROR(IF(OR(S121=\"\",'Lives scenario - input'!$F106=\"\"),\"\",S121/'Lives scenario - input'!$F106),\"\")","v":""},{"$f":"IFERROR(IF(OR(T121=\"\",'Lives scenario - input'!$F106=\"\"),\"\",T121/'Lives scenario - input'!$F106),\"\")","v":""},{"$f":"IFERROR(IF(OR(U121=\"\",'Lives scenario - input'!$F106=\"\"),\"\",U121/'Lives scenario - input'!$F106),\"\")","v":""},{"$f":"IFERROR(IF(OR(V121=\"\",'Lives scenario - input'!$F106=\"\"),\"\",V121/'Lives scenario - input'!$F106),\"\")","v":""},{"$f":"IFERROR(IF(OR(W121=\"\",'Lives scenario - input'!$F106=\"\"),\"\",W121/'Lives scenario - input'!$F106),\"\")","v":""}]
[{"$f":"IFERROR('Lives scenario - input'!A107,\"\")","v":""},{"$f":"IFERROR('Lives scenario - input'!B107,\"\")","v":""},{"$f":"IFERROR('Lives scenario - input'!C107,\"\")","v":""},{"$f":"IFERROR(repcalc('Lives scenario - input'!$CX107:$GJ107,'Lives scenario - input'!$I107,'Lives scenario - input'!$G107,'Lives scenario - input'!$H107,20,TRUE,TRUE),\"\")","v":""},"","","","","","","","","","","","","","","","","","","",{"$f":"IFERROR(IF(OR(D122=\"\",'Lives scenario - input'!$F107=\"\"),\"\",D122/'Lives scenario - input'!$F107),\"\")","v":""},{"$f":"IFERROR(IF(OR(E122=\"\",'Lives scenario - input'!$F107=\"\"),\"\",E122/'Lives scenario - input'!$F107),\"\")","v":""},{"$f":"IFERROR(IF(OR(F122=\"\",'Lives scenario - input'!$F107=\"\"),\"\",F122/'Lives scenario - input'!$F107),\"\")","v":""},{"$f":"IFERROR(IF(OR(G122=\"\",'Lives scenario - input'!$F107=\"\"),\"\",G122/'Lives scenario - input'!$F107),\"\")","v":""},{"$f":"IFERROR(IF(OR(H122=\"\",'Lives scenario - input'!$F107=\"\"),\"\",H122/'Lives scenario - input'!$F107),\"\")","v":""},{"$f":"IFERROR(IF(OR(I122=\"\",'Lives scenario - input'!$F107=\"\"),\"\",I122/'Lives scenario - input'!$F107),\"\")","v":""},{"$f":"IFERROR(IF(OR(J122=\"\",'Lives scenario - input'!$F107=\"\"),\"\",J122/'Lives scenario - input'!$F107),\"\")","v":""},{"$f":"IFERROR(IF(OR(K122=\"\",'Lives scenario - input'!$F107=\"\"),\"\",K122/'Lives scenario - input'!$F107),\"\")","v":""},{"$f":"IFERROR(IF(OR(L122=\"\",'Lives scenario - input'!$F107=\"\"),\"\",L122/'Lives scenario - input'!$F107),\"\")","v":""},{"$f":"IFERROR(IF(OR(M122=\"\",'Lives scenario - input'!$F107=\"\"),\"\",M122/'Lives scenario - input'!$F107),\"\")","v":""},{"$f":"IFERROR(IF(OR(N122=\"\",'Lives scenario - input'!$F107=\"\"),\"\",N122/'Lives scenario - input'!$F107),\"\")","v":""},{"$f":"IFERROR(IF(OR(O122=\"\",'Lives scenario - input'!$F107=\"\"),\"\",O122/'Lives scenario - input'!$F107),\"\")","v":""},{"$f":"IFERROR(IF(OR(P122=\"\",'Lives scenario - input'!$F107=\"\"),\"\",P122/'Lives scenario - input'!$F107),\"\")","v":""},{"$f":"IFERROR(IF(OR(Q122=\"\",'Lives scenario - input'!$F107=\"\"),\"\",Q122/'Lives scenario - input'!$F107),\"\")","v":""},{"$f":"IFERROR(IF(OR(R122=\"\",'Lives scenario - input'!$F107=\"\"),\"\",R122/'Lives scenario - input'!$F107),\"\")","v":""},{"$f":"IFERROR(IF(OR(S122=\"\",'Lives scenario - input'!$F107=\"\"),\"\",S122/'Lives scenario - input'!$F107),\"\")","v":""},{"$f":"IFERROR(IF(OR(T122=\"\",'Lives scenario - input'!$F107=\"\"),\"\",T122/'Lives scenario - input'!$F107),\"\")","v":""},{"$f":"IFERROR(IF(OR(U122=\"\",'Lives scenario - input'!$F107=\"\"),\"\",U122/'Lives scenario - input'!$F107),\"\")","v":""},{"$f":"IFERROR(IF(OR(V122=\"\",'Lives scenario - input'!$F107=\"\"),\"\",V122/'Lives scenario - input'!$F107),\"\")","v":""},{"$f":"IFERROR(IF(OR(W122=\"\",'Lives scenario - input'!$F107=\"\"),\"\",W122/'Lives scenario - input'!$F107),\"\")","v":""}]
[{"$f":"IFERROR('Lives scenario - input'!A108,\"\")","v":""},{"$f":"IFERROR('Lives scenario - input'!B108,\"\")","v":""},{"$f":"IFERROR('Lives scenario - input'!C108,\"\")","v":""},{"$f":"IFERROR(repcalc('Lives scenario - input'!$CX108:$GJ108,'Lives scenario - input'!$I108,'Lives scenario - input'!$G108,'Lives scenario - input'!$H108,20,TRUE,TRUE),\"\")","v":""},"","","","","","","","","","","","","","","","","","","",{"$f":"IFERROR(IF(OR(D123=\"\",'Lives scenario - input'!$F108=\"\"),\"\",D123/'Lives scenario - input'!$F108),\"\")","v":""},{"$f":"IFERROR(IF(OR(E123=\"\",'Lives scenario - input'!$F108=\"\"),\"\",E123/'Lives scenario - input'!$F108),\"\")","v":""},{"$f":"IFERROR(IF(OR(F123=\"\",'Lives scenario - input'!$F108=\"\"),\"\",F123/'Lives scenario - input'!$F108),\"\")","v":""},{"$f":"IFERROR(IF(OR(G123=\"\",'Lives scenario - input'!$F108=\"\"),\"\",G123/'Lives scenario - input'!$F108),\"\")","v":""},{"$f":"IFERROR(IF(OR(H123=\"\",'Lives scenario - input'!$F108=\"\"),\"\",H123/'Lives scenario - input'!$F108),\"\")","v":""},{"$f":"IFERROR(IF(OR(I123=\"\",'Lives scenario - input'!$F108=\"\"),\"\",I123/'Lives scenario - input'!$F108),\"\")","v":""},{"$f":"IFERROR(IF(OR(J123=\"\",'Lives scenario - input'!$F108=\"\"),\"\",J123/'Lives scenario - input'!$F108),\"\")","v":""},{"$f":"IFERROR(IF(OR(K123=\"\",'Lives scenario - input'!$F108=\"\"),\"\",K123/'Lives scenario - input'!$F108),\"\")","v":""},{"$f":"IFERROR(IF(OR(L123=\"\",'Lives scenario - input'!$F108=\"\"),\"\",L123/'Lives scenario - input'!$F108),\"\")","v":""},{"$f":"IFERROR(IF(OR(M123=\"\",'Lives scenario - input'!$F108=\"\"),\"\",M123/'Lives scenario - input'!$F108),\"\")","v":""},{"$f":"IFERROR(IF(OR(N123=\"\",'Lives scenario - input'!$F108=\"\"),\"\",N123/'Lives scenario - input'!$F108),\"\")","v":""},{"$f":"IFERROR(IF(OR(O123=\"\",'Lives scenario - input'!$F108=\"\"),\"\",O123/'Lives scenario - input'!$F108),\"\")","v":""},{"$f":"IFERROR(IF(OR(P123=\"\",'Lives scenario - input'!$F108=\"\"),\"\",P123/'Lives scenario - input'!$F108),\"\")","v":""},{"$f":"IFERROR(IF(OR(Q123=\"\",'Lives scenario - input'!$F108=\"\"),\"\",Q123/'Lives scenario - input'!$F108),\"\")","v":""},{"$f":"IFERROR(IF(OR(R123=\"\",'Lives scenario - input'!$F108=\"\"),\"\",R123/'Lives scenario - input'!$F108),\"\")","v":""},{"$f":"IFERROR(IF(OR(S123=\"\",'Lives scenario - input'!$F108=\"\"),\"\",S123/'Lives scenario - input'!$F108),\"\")","v":""},{"$f":"IFERROR(IF(OR(T123=\"\",'Lives scenario - input'!$F108=\"\"),\"\",T123/'Lives scenario - input'!$F108),\"\")","v":""},{"$f":"IFERROR(IF(OR(U123=\"\",'Lives scenario - input'!$F108=\"\"),\"\",U123/'Lives scenario - input'!$F108),\"\")","v":""},{"$f":"IFERROR(IF(OR(V123=\"\",'Lives scenario - input'!$F108=\"\"),\"\",V123/'Lives scenario - input'!$F108),\"\")","v":""},{"$f":"IFERROR(IF(OR(W123=\"\",'Lives scenario - input'!$F108=\"\"),\"\",W123/'Lives scenario - input'!$F108),\"\")","v":""}]
[{"$f":"IFERROR('Lives scenario - input'!A109,\"\")","v":""},{"$f":"IFERROR('Lives scenario - input'!B109,\"\")","v":""},{"$f":"IFERROR('Lives scenario - input'!C109,\"\")","v":""},{"$f":"IFERROR(repcalc('Lives scenario - input'!$CX109:$GJ109,'Lives scenario - input'!$I109,'Lives scenario - input'!$G109,'Lives scenario - input'!$H109,20,TRUE,TRUE),\"\")","v":""},"","","","","","","","","","","","","","","","","","","",{"$f":"IFERROR(IF(OR(D124=\"\",'Lives scenario - input'!$F109=\"\"),\"\",D124/'Lives scenario - input'!$F109),\"\")","v":""},{"$f":"IFERROR(IF(OR(E124=\"\",'Lives scenario - input'!$F109=\"\"),\"\",E124/'Lives scenario - input'!$F109),\"\")","v":""},{"$f":"IFERROR(IF(OR(F124=\"\",'Lives scenario - input'!$F109=\"\"),\"\",F124/'Lives scenario - input'!$F109),\"\")","v":""},{"$f":"IFERROR(IF(OR(G124=\"\",'Lives scenario - input'!$F109=\"\"),\"\",G124/'Lives scenario - input'!$F109),\"\")","v":""},{"$f":"IFERROR(IF(OR(H124=\"\",'Lives scenario - input'!$F109=\"\"),\"\",H124/'Lives scenario - input'!$F109),\"\")","v":""},{"$f":"IFERROR(IF(OR(I124=\"\",'Lives scenario - input'!$F109=\"\"),\"\",I124/'Lives scenario - input'!$F109),\"\")","v":""},{"$f":"IFERROR(IF(OR(J124=\"\",'Lives scenario - input'!$F109=\"\"),\"\",J124/'Lives scenario - input'!$F109),\"\")","v":""},{"$f":"IFERROR(IF(OR(K124=\"\",'Lives scenario - input'!$F109=\"\"),\"\",K124/'Lives scenario - input'!$F109),\"\")","v":""},{"$f":"IFERROR(IF(OR(L124=\"\",'Lives scenario - input'!$F109=\"\"),\"\",L124/'Lives scenario - input'!$F109),\"\")","v":""},{"$f":"IFERROR(IF(OR(M124=\"\",'Lives scenario - input'!$F109=\"\"),\"\",M124/'Lives scenario - input'!$F109),\"\")","v":""},{"$f":"IFERROR(IF(OR(N124=\"\",'Lives scenario - input'!$F109=\"\"),\"\",N124/'Lives scenario - input'!$F109),\"\")","v":""},{"$f":"IFERROR(IF(OR(O124=\"\",'Lives scenario - input'!$F109=\"\"),\"\",O124/'Lives scenario - input'!$F109),\"\")","v":""},{"$f":"IFERROR(IF(OR(P124=\"\",'Lives scenario - input'!$F109=\"\"),\"\",P124/'Lives scenario - input'!$F109),\"\")","v":""},{"$f":"IFERROR(IF(OR(Q124=\"\",'Lives scenario - input'!$F109=\"\"),\"\",Q124/'Lives scenario - input'!$F109),\"\")","v":""},{"$f":"IFERROR(IF(OR(R124=\"\",'Lives scenario - input'!$F109=\"\"),\"\",R124/'Lives scenario - input'!$F109),\"\")","v":""},{"$f":"IFERROR(IF(OR(S124=\"\",'Lives scenario - input'!$F109=\"\"),\"\",S124/'Lives scenario - input'!$F109),\"\")","v":""},{"$f":"IFERROR(IF(OR(T124=\"\",'Lives scenario - input'!$F109=\"\"),\"\",T124/'Lives scenario - input'!$F109),\"\")","v":""},{"$f":"IFERROR(IF(OR(U124=\"\",'Lives scenario - input'!$F109=\"\"),\"\",U124/'Lives scenario - input'!$F109),\"\")","v":""},{"$f":"IFERROR(IF(OR(V124=\"\",'Lives scenario - input'!$F109=\"\"),\"\",V124/'Lives scenario - input'!$F109),\"\")","v":""},{"$f":"IFERROR(IF(OR(W124=\"\",'Lives scenario - input'!$F109=\"\"),\"\",W124/'Lives scenario - input'!$F109),\"\")","v":""}]
[{"$f":"IFERROR('Lives scenario - input'!A110,\"\")","v":""},{"$f":"IFERROR('Lives scenario - input'!B110,\"\")","v":""},{"$f":"IFERROR('Lives scenario - input'!C110,\"\")","v":""},{"$f":"IFERROR(repcalc('Lives scenario - input'!$CX110:$GJ110,'Lives scenario - input'!$I110,'Lives scenario - input'!$G110,'Lives scenario - input'!$H110,20,TRUE,TRUE),\"\")","v":""},"","","","","","","","","","","","","","","","","","","",{"$f":"IFERROR(IF(OR(D125=\"\",'Lives scenario - input'!$F110=\"\"),\"\",D125/'Lives scenario - input'!$F110),\"\")","v":""},{"$f":"IFERROR(IF(OR(E125=\"\",'Lives scenario - input'!$F110=\"\"),\"\",E125/'Lives scenario - input'!$F110),\"\")","v":""},{"$f":"IFERROR(IF(OR(F125=\"\",'Lives scenario - input'!$F110=\"\"),\"\",F125/'Lives scenario - input'!$F110),\"\")","v":""},{"$f":"IFERROR(IF(OR(G125=\"\",'Lives scenario - input'!$F110=\"\"),\"\",G125/'Lives scenario - input'!$F110),\"\")","v":""},{"$f":"IFERROR(IF(OR(H125=\"\",'Lives scenario - input'!$F110=\"\"),\"\",H125/'Lives scenario - input'!$F110),\"\")","v":""},{"$f":"IFERROR(IF(OR(I125=\"\",'Lives scenario - input'!$F110=\"\"),\"\",I125/'Lives scenario - input'!$F110),\"\")","v":""},{"$f":"IFERROR(IF(OR(J125=\"\",'Lives scenario - input'!$F110=\"\"),\"\",J125/'Lives scenario - input'!$F110),\"\")","v":""},{"$f":"IFERROR(IF(OR(K125=\"\",'Lives scenario - input'!$F110=\"\"),\"\",K125/'Lives scenario - input'!$F110),\"\")","v":""},{"$f":"IFERROR(IF(OR(L125=\"\",'Lives scenario - input'!$F110=\"\"),\"\",L125/'Lives scenario - input'!$F110),\"\")","v":""},{"$f":"IFERROR(IF(OR(M125=\"\",'Lives scenario - input'!$F110=\"\"),\"\",M125/'Lives scenario - input'!$F110),\"\")","v":""},{"$f":"IFERROR(IF(OR(N125=\"\",'Lives scenario - input'!$F110=\"\"),\"\",N125/'Lives scenario - input'!$F110),\"\")","v":""},{"$f":"IFERROR(IF(OR(O125=\"\",'Lives scenario - input'!$F110=\"\"),\"\",O125/'Lives scenario - input'!$F110),\"\")","v":""},{"$f":"IFERROR(IF(OR(P125=\"\",'Lives scenario - input'!$F110=\"\"),\"\",P125/'Lives scenario - input'!$F110),\"\")","v":""},{"$f":"IFERROR(IF(OR(Q125=\"\",'Lives scenario - input'!$F110=\"\"),\"\",Q125/'Lives scenario - input'!$F110),\"\")","v":""},{"$f":"IFERROR(IF(OR(R125=\"\",'Lives scenario - input'!$F110=\"\"),\"\",R125/'Lives scenario - input'!$F110),\"\")","v":""},{"$f":"IFERROR(IF(OR(S125=\"\",'Lives scenario - input'!$F110=\"\"),\"\",S125/'Lives scenario - input'!$F110),\"\")","v":""},{"$f":"IFERROR(IF(OR(T125=\"\",'Lives scenario - input'!$F110=\"\"),\"\",T125/'Lives scenario - input'!$F110),\"\")","v":""},{"$f":"IFERROR(IF(OR(U125=\"\",'Lives scenario - input'!$F110=\"\"),\"\",U125/'Lives scenario - input'!$F110),\"\")","v":""},{"$f":"IFERROR(IF(OR(V125=\"\",'Lives scenario - input'!$F110=\"\"),\"\",V125/'Lives scenario - input'!$F110),\"\")","v":""},{"$f":"IFERROR(IF(OR(W125=\"\",'Lives scenario - input'!$F110=\"\"),\"\",W125/'Lives scenario - input'!$F110),\"\")","v":""}]
[{"$f":"IFERROR('Lives scenario - input'!A111,\"\")","v":""},{"$f":"IFERROR('Lives scenario - input'!B111,\"\")","v":""},{"$f":"IFERROR('Lives scenario - input'!C111,\"\")","v":""},{"$f":"IFERROR(repcalc('Lives scenario - input'!$CX111:$GJ111,'Lives scenario - input'!$I111,'Lives scenario - input'!$G111,'Lives scenario - input'!$H111,20,TRUE,TRUE),\"\")","v":""},"","","","","","","","","","","","","","","","","","","",{"$f":"IFERROR(IF(OR(D126=\"\",'Lives scenario - input'!$F111=\"\"),\"\",D126/'Lives scenario - input'!$F111),\"\")","v":""},{"$f":"IFERROR(IF(OR(E126=\"\",'Lives scenario - input'!$F111=\"\"),\"\",E126/'Lives scenario - input'!$F111),\"\")","v":""},{"$f":"IFERROR(IF(OR(F126=\"\",'Lives scenario - input'!$F111=\"\"),\"\",F126/'Lives scenario - input'!$F111),\"\")","v":""},{"$f":"IFERROR(IF(OR(G126=\"\",'Lives scenario - input'!$F111=\"\"),\"\",G126/'Lives scenario - input'!$F111),\"\")","v":""},{"$f":"IFERROR(IF(OR(H126=\"\",'Lives scenario - input'!$F111=\"\"),\"\",H126/'Lives scenario - input'!$F111),\"\")","v":""},{"$f":"IFERROR(IF(OR(I126=\"\",'Lives scenario - input'!$F111=\"\"),\"\",I126/'Lives scenario - input'!$F111),\"\")","v":""},{"$f":"IFERROR(IF(OR(J126=\"\",'Lives scenario - input'!$F111=\"\"),\"\",J126/'Lives scenario - input'!$F111),\"\")","v":""},{"$f":"IFERROR(IF(OR(K126=\"\",'Lives scenario - input'!$F111=\"\"),\"\",K126/'Lives scenario - input'!$F111),\"\")","v":""},{"$f":"IFERROR(IF(OR(L126=\"\",'Lives scenario - input'!$F111=\"\"),\"\",L126/'Lives scenario - input'!$F111),\"\")","v":""},{"$f":"IFERROR(IF(OR(M126=\"\",'Lives scenario - input'!$F111=\"\"),\"\",M126/'Lives scenario - input'!$F111),\"\")","v":""},{"$f":"IFERROR(IF(OR(N126=\"\",'Lives scenario - input'!$F111=\"\"),\"\",N126/'Lives scenario - input'!$F111),\"\")","v":""},{"$f":"IFERROR(IF(OR(O126=\"\",'Lives scenario - input'!$F111=\"\"),\"\",O126/'Lives scenario - input'!$F111),\"\")","v":""},{"$f":"IFERROR(IF(OR(P126=\"\",'Lives scenario - input'!$F111=\"\"),\"\",P126/'Lives scenario - input'!$F111),\"\")","v":""},{"$f":"IFERROR(IF(OR(Q126=\"\",'Lives scenario - input'!$F111=\"\"),\"\",Q126/'Lives scenario - input'!$F111),\"\")","v":""},{"$f":"IFERROR(IF(OR(R126=\"\",'Lives scenario - input'!$F111=\"\"),\"\",R126/'Lives scenario - input'!$F111),\"\")","v":""},{"$f":"IFERROR(IF(OR(S126=\"\",'Lives scenario - input'!$F111=\"\"),\"\",S126/'Lives scenario - input'!$F111),\"\")","v":""},{"$f":"IFERROR(IF(OR(T126=\"\",'Lives scenario - input'!$F111=\"\"),\"\",T126/'Lives scenario - input'!$F111),\"\")","v":""},{"$f":"IFERROR(IF(OR(U126=\"\",'Lives scenario - input'!$F111=\"\"),\"\",U126/'Lives scenario - input'!$F111),\"\")","v":""},{"$f":"IFERROR(IF(OR(V126=\"\",'Lives scenario - input'!$F111=\"\"),\"\",V126/'Lives scenario - input'!$F111),\"\")","v":""},{"$f":"IFERROR(IF(OR(W126=\"\",'Lives scenario - input'!$F111=\"\"),\"\",W126/'Lives scenario - input'!$F111),\"\")","v":""}]
[{"$f":"IFERROR('Lives scenario - input'!A112,\"\")","v":""},{"$f":"IFERROR('Lives scenario - input'!B112,\"\")","v":""},{"$f":"IFERROR('Lives scenario - input'!C112,\"\")","v":""},{"$f":"IFERROR(repcalc('Lives scenario - input'!$CX112:$GJ112,'Lives scenario - input'!$I112,'Lives scenario - input'!$G112,'Lives scenario - input'!$H112,20,TRUE,TRUE),\"\")","v":""},"","","","","","","","","","","","","","","","","","","",{"$f":"IFERROR(IF(OR(D127=\"\",'Lives scenario - input'!$F112=\"\"),\"\",D127/'Lives scenario - input'!$F112),\"\")","v":""},{"$f":"IFERROR(IF(OR(E127=\"\",'Lives scenario - input'!$F112=\"\"),\"\",E127/'Lives scenario - input'!$F112),\"\")","v":""},{"$f":"IFERROR(IF(OR(F127=\"\",'Lives scenario - input'!$F112=\"\"),\"\",F127/'Lives scenario - input'!$F112),\"\")","v":""},{"$f":"IFERROR(IF(OR(G127=\"\",'Lives scenario - input'!$F112=\"\"),\"\",G127/'Lives scenario - input'!$F112),\"\")","v":""},{"$f":"IFERROR(IF(OR(H127=\"\",'Lives scenario - input'!$F112=\"\"),\"\",H127/'Lives scenario - input'!$F112),\"\")","v":""},{"$f":"IFERROR(IF(OR(I127=\"\",'Lives scenario - input'!$F112=\"\"),\"\",I127/'Lives scenario - input'!$F112),\"\")","v":""},{"$f":"IFERROR(IF(OR(J127=\"\",'Lives scenario - input'!$F112=\"\"),\"\",J127/'Lives scenario - input'!$F112),\"\")","v":""},{"$f":"IFERROR(IF(OR(K127=\"\",'Lives scenario - input'!$F112=\"\"),\"\",K127/'Lives scenario - input'!$F112),\"\")","v":""},{"$f":"IFERROR(IF(OR(L127=\"\",'Lives scenario - input'!$F112=\"\"),\"\",L127/'Lives scenario - input'!$F112),\"\")","v":""},{"$f":"IFERROR(IF(OR(M127=\"\",'Lives scenario - input'!$F112=\"\"),\"\",M127/'Lives scenario - input'!$F112),\"\")","v":""},{"$f":"IFERROR(IF(OR(N127=\"\",'Lives scenario - input'!$F112=\"\"),\"\",N127/'Lives scenario - input'!$F112),\"\")","v":""},{"$f":"IFERROR(IF(OR(O127=\"\",'Lives scenario - input'!$F112=\"\"),\"\",O127/'Lives scenario - input'!$F112),\"\")","v":""},{"$f":"IFERROR(IF(OR(P127=\"\",'Lives scenario - input'!$F112=\"\"),\"\",P127/'Lives scenario - input'!$F112),\"\")","v":""},{"$f":"IFERROR(IF(OR(Q127=\"\",'Lives scenario - input'!$F112=\"\"),\"\",Q127/'Lives scenario - input'!$F112),\"\")","v":""},{"$f":"IFERROR(IF(OR(R127=\"\",'Lives scenario - input'!$F112=\"\"),\"\",R127/'Lives scenario - input'!$F112),\"\")","v":""},{"$f":"IFERROR(IF(OR(S127=\"\",'Lives scenario - input'!$F112=\"\"),\"\",S127/'Lives scenario - input'!$F112),\"\")","v":""},{"$f":"IFERROR(IF(OR(T127=\"\",'Lives scenario - input'!$F112=\"\"),\"\",T127/'Lives scenario - input'!$F112),\"\")","v":""},{"$f":"IFERROR(IF(OR(U127=\"\",'Lives scenario - input'!$F112=\"\"),\"\",U127/'Lives scenario - input'!$F112),\"\")","v":""},{"$f":"IFERROR(IF(OR(V127=\"\",'Lives scenario - input'!$F112=\"\"),\"\",V127/'Lives scenario - input'!$F112),\"\")","v":""},{"$f":"IFERROR(IF(OR(W127=\"\",'Lives scenario - input'!$F112=\"\"),\"\",W127/'Lives scenario - input'!$F112),\"\")","v":""}]
[{"$f":"IFERROR('Lives scenario - input'!A113,\"\")","v":""},{"$f":"IFERROR('Lives scenario - input'!B113,\"\")","v":""},{"$f":"IFERROR('Lives scenario - input'!C113,\"\")","v":""},{"$f":"IFERROR(repcalc('Lives scenario - input'!$CX113:$GJ113,'Lives scenario - input'!$I113,'Lives scenario - input'!$G113,'Lives scenario - input'!$H113,20,TRUE,TRUE),\"\")","v":""},"","","","","","","","","","","","","","","","","","","",{"$f":"IFERROR(IF(OR(D128=\"\",'Lives scenario - input'!$F113=\"\"),\"\",D128/'Lives scenario - input'!$F113),\"\")","v":""},{"$f":"IFERROR(IF(OR(E128=\"\",'Lives scenario - input'!$F113=\"\"),\"\",E128/'Lives scenario - input'!$F113),\"\")","v":""},{"$f":"IFERROR(IF(OR(F128=\"\",'Lives scenario - input'!$F113=\"\"),\"\",F128/'Lives scenario - input'!$F113),\"\")","v":""},{"$f":"IFERROR(IF(OR(G128=\"\",'Lives scenario - input'!$F113=\"\"),\"\",G128/'Lives scenario - input'!$F113),\"\")","v":""},{"$f":"IFERROR(IF(OR(H128=\"\",'Lives scenario - input'!$F113=\"\"),\"\",H128/'Lives scenario - input'!$F113),\"\")","v":""},{"$f":"IFERROR(IF(OR(I128=\"\",'Lives scenario - input'!$F113=\"\"),\"\",I128/'Lives scenario - input'!$F113),\"\")","v":""},{"$f":"IFERROR(IF(OR(J128=\"\",'Lives scenario - input'!$F113=\"\"),\"\",J128/'Lives scenario - input'!$F113),\"\")","v":""},{"$f":"IFERROR(IF(OR(K128=\"\",'Lives scenario - input'!$F113=\"\"),\"\",K128/'Lives scenario - input'!$F113),\"\")","v":""},{"$f":"IFERROR(IF(OR(L128=\"\",'Lives scenario - input'!$F113=\"\"),\"\",L128/'Lives scenario - input'!$F113),\"\")","v":""},{"$f":"IFERROR(IF(OR(M128=\"\",'Lives scenario - input'!$F113=\"\"),\"\",M128/'Lives scenario - input'!$F113),\"\")","v":""},{"$f":"IFERROR(IF(OR(N128=\"\",'Lives scenario - input'!$F113=\"\"),\"\",N128/'Lives scenario - input'!$F113),\"\")","v":""},{"$f":"IFERROR(IF(OR(O128=\"\",'Lives scenario - input'!$F113=\"\"),\"\",O128/'Lives scenario - input'!$F113),\"\")","v":""},{"$f":"IFERROR(IF(OR(P128=\"\",'Lives scenario - input'!$F113=\"\"),\"\",P128/'Lives scenario - input'!$F113),\"\")","v":""},{"$f":"IFERROR(IF(OR(Q128=\"\",'Lives scenario - input'!$F113=\"\"),\"\",Q128/'Lives scenario - input'!$F113),\"\")","v":""},{"$f":"IFERROR(IF(OR(R128=\"\",'Lives scenario - input'!$F113=\"\"),\"\",R128/'Lives scenario - input'!$F113),\"\")","v":""},{"$f":"IFERROR(IF(OR(S128=\"\",'Lives scenario - input'!$F113=\"\"),\"\",S128/'Lives scenario - input'!$F113),\"\")","v":""},{"$f":"IFERROR(IF(OR(T128=\"\",'Lives scenario - input'!$F113=\"\"),\"\",T128/'Lives scenario - input'!$F113),\"\")","v":""},{"$f":"IFERROR(IF(OR(U128=\"\",'Lives scenario - input'!$F113=\"\"),\"\",U128/'Lives scenario - input'!$F113),\"\")","v":""},{"$f":"IFERROR(IF(OR(V128=\"\",'Lives scenario - input'!$F113=\"\"),\"\",V128/'Lives scenario - input'!$F113),\"\")","v":""},{"$f":"IFERROR(IF(OR(W128=\"\",'Lives scenario - input'!$F113=\"\"),\"\",W128/'Lives scenario - input'!$F113),\"\")","v":""}]
[{"$f":"IFERROR('Lives scenario - input'!A114,\"\")","v":""},{"$f":"IFERROR('Lives scenario - input'!B114,\"\")","v":""},{"$f":"IFERROR('Lives scenario - input'!C114,\"\")","v":""},{"$f":"IFERROR(repcalc('Lives scenario - input'!$CX114:$GJ114,'Lives scenario - input'!$I114,'Lives scenario - input'!$G114,'Lives scenario - input'!$H114,20,TRUE,TRUE),\"\")","v":""},"","","","","","","","","","","","","","","","","","","",{"$f":"IFERROR(IF(OR(D129=\"\",'Lives scenario - input'!$F114=\"\"),\"\",D129/'Lives scenario - input'!$F114),\"\")","v":""},{"$f":"IFERROR(IF(OR(E129=\"\",'Lives scenario - input'!$F114=\"\"),\"\",E129/'Lives scenario - input'!$F114),\"\")","v":""},{"$f":"IFERROR(IF(OR(F129=\"\",'Lives scenario - input'!$F114=\"\"),\"\",F129/'Lives scenario - input'!$F114),\"\")","v":""},{"$f":"IFERROR(IF(OR(G129=\"\",'Lives scenario - input'!$F114=\"\"),\"\",G129/'Lives scenario - input'!$F114),\"\")","v":""},{"$f":"IFERROR(IF(OR(H129=\"\",'Lives scenario - input'!$F114=\"\"),\"\",H129/'Lives scenario - input'!$F114),\"\")","v":""},{"$f":"IFERROR(IF(OR(I129=\"\",'Lives scenario - input'!$F114=\"\"),\"\",I129/'Lives scenario - input'!$F114),\"\")","v":""},{"$f":"IFERROR(IF(OR(J129=\"\",'Lives scenario - input'!$F114=\"\"),\"\",J129/'Lives scenario - input'!$F114),\"\")","v":""},{"$f":"IFERROR(IF(OR(K129=\"\",'Lives scenario - input'!$F114=\"\"),\"\",K129/'Lives scenario - input'!$F114),\"\")","v":""},{"$f":"IFERROR(IF(OR(L129=\"\",'Lives scenario - input'!$F114=\"\"),\"\",L129/'Lives scenario - input'!$F114),\"\")","v":""},{"$f":"IFERROR(IF(OR(M129=\"\",'Lives scenario - input'!$F114=\"\"),\"\",M129/'Lives scenario - input'!$F114),\"\")","v":""},{"$f":"IFERROR(IF(OR(N129=\"\",'Lives scenario - input'!$F114=\"\"),\"\",N129/'Lives scenario - input'!$F114),\"\")","v":""},{"$f":"IFERROR(IF(OR(O129=\"\",'Lives scenario - input'!$F114=\"\"),\"\",O129/'Lives scenario - input'!$F114),\"\")","v":""},{"$f":"IFERROR(IF(OR(P129=\"\",'Lives scenario - input'!$F114=\"\"),\"\",P129/'Lives scenario - input'!$F114),\"\")","v":""},{"$f":"IFERROR(IF(OR(Q129=\"\",'Lives scenario - input'!$F114=\"\"),\"\",Q129/'Lives scenario - input'!$F114),\"\")","v":""},{"$f":"IFERROR(IF(OR(R129=\"\",'Lives scenario - input'!$F114=\"\"),\"\",R129/'Lives scenario - input'!$F114),\"\")","v":""},{"$f":"IFERROR(IF(OR(S129=\"\",'Lives scenario - input'!$F114=\"\"),\"\",S129/'Lives scenario - input'!$F114),\"\")","v":""},{"$f":"IFERROR(IF(OR(T129=\"\",'Lives scenario - input'!$F114=\"\"),\"\",T129/'Lives scenario - input'!$F114),\"\")","v":""},{"$f":"IFERROR(IF(OR(U129=\"\",'Lives scenario - input'!$F114=\"\"),\"\",U129/'Lives scenario - input'!$F114),\"\")","v":""},{"$f":"IFERROR(IF(OR(V129=\"\",'Lives scenario - input'!$F114=\"\"),\"\",V129/'Lives scenario - input'!$F114),\"\")","v":""},{"$f":"IFERROR(IF(OR(W129=\"\",'Lives scenario - input'!$F114=\"\"),\"\",W129/'Lives scenario - input'!$F114),\"\")","v":""}]
[{"$f":"IFERROR('Lives scenario - input'!A115,\"\")","v":""},{"$f":"IFERROR('Lives scenario - input'!B115,\"\")","v":""},{"$f":"IFERROR('Lives scenario - input'!C115,\"\")","v":""},{"$f":"IFERROR(repcalc('Lives scenario - input'!$CX115:$GJ115,'Lives scenario - input'!$I115,'Lives scenario - input'!$G115,'Lives scenario - input'!$H115,20,TRUE,TRUE),\"\")","v":""},"","","","","","","","","","","","","","","","","","","",{"$f":"IFERROR(IF(OR(D130=\"\",'Lives scenario - input'!$F115=\"\"),\"\",D130/'Lives scenario - input'!$F115),\"\")","v":""},{"$f":"IFERROR(IF(OR(E130=\"\",'Lives scenario - input'!$F115=\"\"),\"\",E130/'Lives scenario - input'!$F115),\"\")","v":""},{"$f":"IFERROR(IF(OR(F130=\"\",'Lives scenario - input'!$F115=\"\"),\"\",F130/'Lives scenario - input'!$F115),\"\")","v":""},{"$f":"IFERROR(IF(OR(G130=\"\",'Lives scenario - input'!$F115=\"\"),\"\",G130/'Lives scenario - input'!$F115),\"\")","v":""},{"$f":"IFERROR(IF(OR(H130=\"\",'Lives scenario - input'!$F115=\"\"),\"\",H130/'Lives scenario - input'!$F115),\"\")","v":""},{"$f":"IFERROR(IF(OR(I130=\"\",'Lives scenario - input'!$F115=\"\"),\"\",I130/'Lives scenario - input'!$F115),\"\")","v":""},{"$f":"IFERROR(IF(OR(J130=\"\",'Lives scenario - input'!$F115=\"\"),\"\",J130/'Lives scenario - input'!$F115),\"\")","v":""},{"$f":"IFERROR(IF(OR(K130=\"\",'Lives scenario - input'!$F115=\"\"),\"\",K130/'Lives scenario - input'!$F115),\"\")","v":""},{"$f":"IFERROR(IF(OR(L130=\"\",'Lives scenario - input'!$F115=\"\"),\"\",L130/'Lives scenario - input'!$F115),\"\")","v":""},{"$f":"IFERROR(IF(OR(M130=\"\",'Lives scenario - input'!$F115=\"\"),\"\",M130/'Lives scenario - input'!$F115),\"\")","v":""},{"$f":"IFERROR(IF(OR(N130=\"\",'Lives scenario - input'!$F115=\"\"),\"\",N130/'Lives scenario - input'!$F115),\"\")","v":""},{"$f":"IFERROR(IF(OR(O130=\"\",'Lives scenario - input'!$F115=\"\"),\"\",O130/'Lives scenario - input'!$F115),\"\")","v":""},{"$f":"IFERROR(IF(OR(P130=\"\",'Lives scenario - input'!$F115=\"\"),\"\",P130/'Lives scenario - input'!$F115),\"\")","v":""},{"$f":"IFERROR(IF(OR(Q130=\"\",'Lives scenario - input'!$F115=\"\"),\"\",Q130/'Lives scenario - input'!$F115),\"\")","v":""},{"$f":"IFERROR(IF(OR(R130=\"\",'Lives scenario - input'!$F115=\"\"),\"\",R130/'Lives scenario - input'!$F115),\"\")","v":""},{"$f":"IFERROR(IF(OR(S130=\"\",'Lives scenario - input'!$F115=\"\"),\"\",S130/'Lives scenario - input'!$F115),\"\")","v":""},{"$f":"IFERROR(IF(OR(T130=\"\",'Lives scenario - input'!$F115=\"\"),\"\",T130/'Lives scenario - input'!$F115),\"\")","v":""},{"$f":"IFERROR(IF(OR(U130=\"\",'Lives scenario - input'!$F115=\"\"),\"\",U130/'Lives scenario - input'!$F115),\"\")","v":""},{"$f":"IFERROR(IF(OR(V130=\"\",'Lives scenario - input'!$F115=\"\"),\"\",V130/'Lives scenario - input'!$F115),\"\")","v":""},{"$f":"IFERROR(IF(OR(W130=\"\",'Lives scenario - input'!$F115=\"\"),\"\",W130/'Lives scenario - input'!$F115),\"\")","v":""}]
[{"$f":"IFERROR('Lives scenario - input'!A116,\"\")","v":""},{"$f":"IFERROR('Lives scenario - input'!B116,\"\")","v":""},{"$f":"IFERROR('Lives scenario - input'!C116,\"\")","v":""},{"$f":"IFERROR(repcalc('Lives scenario - input'!$CX116:$GJ116,'Lives scenario - input'!$I116,'Lives scenario - input'!$G116,'Lives scenario - input'!$H116,20,TRUE,TRUE),\"\")","v":""},"","","","","","","","","","","","","","","","","","","",{"$f":"IFERROR(IF(OR(D131=\"\",'Lives scenario - input'!$F116=\"\"),\"\",D131/'Lives scenario - input'!$F116),\"\")","v":""},{"$f":"IFERROR(IF(OR(E131=\"\",'Lives scenario - input'!$F116=\"\"),\"\",E131/'Lives scenario - input'!$F116),\"\")","v":""},{"$f":"IFERROR(IF(OR(F131=\"\",'Lives scenario - input'!$F116=\"\"),\"\",F131/'Lives scenario - input'!$F116),\"\")","v":""},{"$f":"IFERROR(IF(OR(G131=\"\",'Lives scenario - input'!$F116=\"\"),\"\",G131/'Lives scenario - input'!$F116),\"\")","v":""},{"$f":"IFERROR(IF(OR(H131=\"\",'Lives scenario - input'!$F116=\"\"),\"\",H131/'Lives scenario - input'!$F116),\"\")","v":""},{"$f":"IFERROR(IF(OR(I131=\"\",'Lives scenario - input'!$F116=\"\"),\"\",I131/'Lives scenario - input'!$F116),\"\")","v":""},{"$f":"IFERROR(IF(OR(J131=\"\",'Lives scenario - input'!$F116=\"\"),\"\",J131/'Lives scenario - input'!$F116),\"\")","v":""},{"$f":"IFERROR(IF(OR(K131=\"\",'Lives scenario - input'!$F116=\"\"),\"\",K131/'Lives scenario - input'!$F116),\"\")","v":""},{"$f":"IFERROR(IF(OR(L131=\"\",'Lives scenario - input'!$F116=\"\"),\"\",L131/'Lives scenario - input'!$F116),\"\")","v":""},{"$f":"IFERROR(IF(OR(M131=\"\",'Lives scenario - input'!$F116=\"\"),\"\",M131/'Lives scenario - input'!$F116),\"\")","v":""},{"$f":"IFERROR(IF(OR(N131=\"\",'Lives scenario - input'!$F116=\"\"),\"\",N131/'Lives scenario - input'!$F116),\"\")","v":""},{"$f":"IFERROR(IF(OR(O131=\"\",'Lives scenario - input'!$F116=\"\"),\"\",O131/'Lives scenario - input'!$F116),\"\")","v":""},{"$f":"IFERROR(IF(OR(P131=\"\",'Lives scenario - input'!$F116=\"\"),\"\",P131/'Lives scenario - input'!$F116),\"\")","v":""},{"$f":"IFERROR(IF(OR(Q131=\"\",'Lives scenario - input'!$F116=\"\"),\"\",Q131/'Lives scenario - input'!$F116),\"\")","v":""},{"$f":"IFERROR(IF(OR(R131=\"\",'Lives scenario - input'!$F116=\"\"),\"\",R131/'Lives scenario - input'!$F116),\"\")","v":""},{"$f":"IFERROR(IF(OR(S131=\"\",'Lives scenario - input'!$F116=\"\"),\"\",S131/'Lives scenario - input'!$F116),\"\")","v":""},{"$f":"IFERROR(IF(OR(T131=\"\",'Lives scenario - input'!$F116=\"\"),\"\",T131/'Lives scenario - input'!$F116),\"\")","v":""},{"$f":"IFERROR(IF(OR(U131=\"\",'Lives scenario - input'!$F116=\"\"),\"\",U131/'Lives scenario - input'!$F116),\"\")","v":""},{"$f":"IFERROR(IF(OR(V131=\"\",'Lives scenario - input'!$F116=\"\"),\"\",V131/'Lives scenario - input'!$F116),\"\")","v":""},{"$f":"IFERROR(IF(OR(W131=\"\",'Lives scenario - input'!$F116=\"\"),\"\",W131/'Lives scenario - input'!$F116),\"\")","v":""}]
[{"$f":"IFERROR('Lives scenario - input'!A117,\"\")","v":""},{"$f":"IFERROR('Lives scenario - input'!B117,\"\")","v":""},{"$f":"IFERROR('Lives scenario - input'!C117,\"\")","v":""},{"$f":"IFERROR(repcalc('Lives scenario - input'!$CX117:$GJ117,'Lives scenario - input'!$I117,'Lives scenario - input'!$G117,'Lives scenario - input'!$H117,20,TRUE,TRUE),\"\")","v":""},"","","","","","","","","","","","","","","","","","","",{"$f":"IFERROR(IF(OR(D132=\"\",'Lives scenario - input'!$F117=\"\"),\"\",D132/'Lives scenario - input'!$F117),\"\")","v":""},{"$f":"IFERROR(IF(OR(E132=\"\",'Lives scenario - input'!$F117=\"\"),\"\",E132/'Lives scenario - input'!$F117),\"\")","v":""},{"$f":"IFERROR(IF(OR(F132=\"\",'Lives scenario - input'!$F117=\"\"),\"\",F132/'Lives scenario - input'!$F117),\"\")","v":""},{"$f":"IFERROR(IF(OR(G132=\"\",'Lives scenario - input'!$F117=\"\"),\"\",G132/'Lives scenario - input'!$F117),\"\")","v":""},{"$f":"IFERROR(IF(OR(H132=\"\",'Lives scenario - input'!$F117=\"\"),\"\",H132/'Lives scenario - input'!$F117),\"\")","v":""},{"$f":"IFERROR(IF(OR(I132=\"\",'Lives scenario - input'!$F117=\"\"),\"\",I132/'Lives scenario - input'!$F117),\"\")","v":""},{"$f":"IFERROR(IF(OR(J132=\"\",'Lives scenario - input'!$F117=\"\"),\"\",J132/'Lives scenario - input'!$F117),\"\")","v":""},{"$f":"IFERROR(IF(OR(K132=\"\",'Lives scenario - input'!$F117=\"\"),\"\",K132/'Lives scenario - input'!$F117),\"\")","v":""},{"$f":"IFERROR(IF(OR(L132=\"\",'Lives scenario - input'!$F117=\"\"),\"\",L132/'Lives scenario - input'!$F117),\"\")","v":""},{"$f":"IFERROR(IF(OR(M132=\"\",'Lives scenario - input'!$F117=\"\"),\"\",M132/'Lives scenario - input'!$F117),\"\")","v":""},{"$f":"IFERROR(IF(OR(N132=\"\",'Lives scenario - input'!$F117=\"\"),\"\",N132/'Lives scenario - input'!$F117),\"\")","v":""},{"$f":"IFERROR(IF(OR(O132=\"\",'Lives scenario - input'!$F117=\"\"),\"\",O132/'Lives scenario - input'!$F117),\"\")","v":""},{"$f":"IFERROR(IF(OR(P132=\"\",'Lives scenario - input'!$F117=\"\"),\"\",P132/'Lives scenario - input'!$F117),\"\")","v":""},{"$f":"IFERROR(IF(OR(Q132=\"\",'Lives scenario - input'!$F117=\"\"),\"\",Q132/'Lives scenario - input'!$F117),\"\")","v":""},{"$f":"IFERROR(IF(OR(R132=\"\",'Lives scenario - input'!$F117=\"\"),\"\",R132/'Lives scenario - input'!$F117),\"\")","v":""},{"$f":"IFERROR(IF(OR(S132=\"\",'Lives scenario - input'!$F117=\"\"),\"\",S132/'Lives scenario - input'!$F117),\"\")","v":""},{"$f":"IFERROR(IF(OR(T132=\"\",'Lives scenario - input'!$F117=\"\"),\"\",T132/'Lives scenario - input'!$F117),\"\")","v":""},{"$f":"IFERROR(IF(OR(U132=\"\",'Lives scenario - input'!$F117=\"\"),\"\",U132/'Lives scenario - input'!$F117),\"\")","v":""},{"$f":"IFERROR(IF(OR(V132=\"\",'Lives scenario - input'!$F117=\"\"),\"\",V132/'Lives scenario - input'!$F117),\"\")","v":""},{"$f":"IFERROR(IF(OR(W132=\"\",'Lives scenario - input'!$F117=\"\"),\"\",W132/'Lives scenario - input'!$F117),\"\")","v":""}]
[{"$f":"IFERROR('Lives scenario - input'!A118,\"\")","v":""},{"$f":"IFERROR('Lives scenario - input'!B118,\"\")","v":""},{"$f":"IFERROR('Lives scenario - input'!C118,\"\")","v":""},{"$f":"IFERROR(repcalc('Lives scenario - input'!$CX118:$GJ118,'Lives scenario - input'!$I118,'Lives scenario - input'!$G118,'Lives scenario - input'!$H118,20,TRUE,TRUE),\"\")","v":""},"","","","","","","","","","","","","","","","","","","",{"$f":"IFERROR(IF(OR(D133=\"\",'Lives scenario - input'!$F118=\"\"),\"\",D133/'Lives scenario - input'!$F118),\"\")","v":""},{"$f":"IFERROR(IF(OR(E133=\"\",'Lives scenario - input'!$F118=\"\"),\"\",E133/'Lives scenario - input'!$F118),\"\")","v":""},{"$f":"IFERROR(IF(OR(F133=\"\",'Lives scenario - input'!$F118=\"\"),\"\",F133/'Lives scenario - input'!$F118),\"\")","v":""},{"$f":"IFERROR(IF(OR(G133=\"\",'Lives scenario - input'!$F118=\"\"),\"\",G133/'Lives scenario - input'!$F118),\"\")","v":""},{"$f":"IFERROR(IF(OR(H133=\"\",'Lives scenario - input'!$F118=\"\"),\"\",H133/'Lives scenario - input'!$F118),\"\")","v":""},{"$f":"IFERROR(IF(OR(I133=\"\",'Lives scenario - input'!$F118=\"\"),\"\",I133/'Lives scenario - input'!$F118),\"\")","v":""},{"$f":"IFERROR(IF(OR(J133=\"\",'Lives scenario - input'!$F118=\"\"),\"\",J133/'Lives scenario - input'!$F118),\"\")","v":""},{"$f":"IFERROR(IF(OR(K133=\"\",'Lives scenario - input'!$F118=\"\"),\"\",K133/'Lives scenario - input'!$F118),\"\")","v":""},{"$f":"IFERROR(IF(OR(L133=\"\",'Lives scenario - input'!$F118=\"\"),\"\",L133/'Lives scenario - input'!$F118),\"\")","v":""},{"$f":"IFERROR(IF(OR(M133=\"\",'Lives scenario - input'!$F118=\"\"),\"\",M133/'Lives scenario - input'!$F118),\"\")","v":""},{"$f":"IFERROR(IF(OR(N133=\"\",'Lives scenario - input'!$F118=\"\"),\"\",N133/'Lives scenario - input'!$F118),\"\")","v":""},{"$f":"IFERROR(IF(OR(O133=\"\",'Lives scenario - input'!$F118=\"\"),\"\",O133/'Lives scenario - input'!$F118),\"\")","v":""},{"$f":"IFERROR(IF(OR(P133=\"\",'Lives scenario - input'!$F118=\"\"),\"\",P133/'Lives scenario - input'!$F118),\"\")","v":""},{"$f":"IFERROR(IF(OR(Q133=\"\",'Lives scenario - input'!$F118=\"\"),\"\",Q133/'Lives scenario - input'!$F118),\"\")","v":""},{"$f":"IFERROR(IF(OR(R133=\"\",'Lives scenario - input'!$F118=\"\"),\"\",R133/'Lives scenario - input'!$F118),\"\")","v":""},{"$f":"IFERROR(IF(OR(S133=\"\",'Lives scenario - input'!$F118=\"\"),\"\",S133/'Lives scenario - input'!$F118),\"\")","v":""},{"$f":"IFERROR(IF(OR(T133=\"\",'Lives scenario - input'!$F118=\"\"),\"\",T133/'Lives scenario - input'!$F118),\"\")","v":""},{"$f":"IFERROR(IF(OR(U133=\"\",'Lives scenario - input'!$F118=\"\"),\"\",U133/'Lives scenario - input'!$F118),\"\")","v":""},{"$f":"IFERROR(IF(OR(V133=\"\",'Lives scenario - input'!$F118=\"\"),\"\",V133/'Lives scenario - input'!$F118),\"\")","v":""},{"$f":"IFERROR(IF(OR(W133=\"\",'Lives scenario - input'!$F118=\"\"),\"\",W133/'Lives scenario - input'!$F118),\"\")","v":""}]
[{"$f":"IFERROR('Lives scenario - input'!A119,\"\")","v":""},{"$f":"IFERROR('Lives scenario - input'!B119,\"\")","v":""},{"$f":"IFERROR('Lives scenario - input'!C119,\"\")","v":""},{"$f":"IFERROR(repcalc('Lives scenario - input'!$CX119:$GJ119,'Lives scenario - input'!$I119,'Lives scenario - input'!$G119,'Lives scenario - input'!$H119,20,TRUE,TRUE),\"\")","v":""},"","","","","","","","","","","","","","","","","","","",{"$f":"IFERROR(IF(OR(D134=\"\",'Lives scenario - input'!$F119=\"\"),\"\",D134/'Lives scenario - input'!$F119),\"\")","v":""},{"$f":"IFERROR(IF(OR(E134=\"\",'Lives scenario - input'!$F119=\"\"),\"\",E134/'Lives scenario - input'!$F119),\"\")","v":""},{"$f":"IFERROR(IF(OR(F134=\"\",'Lives scenario - input'!$F119=\"\"),\"\",F134/'Lives scenario - input'!$F119),\"\")","v":""},{"$f":"IFERROR(IF(OR(G134=\"\",'Lives scenario - input'!$F119=\"\"),\"\",G134/'Lives scenario - input'!$F119),\"\")","v":""},{"$f":"IFERROR(IF(OR(H134=\"\",'Lives scenario - input'!$F119=\"\"),\"\",H134/'Lives scenario - input'!$F119),\"\")","v":""},{"$f":"IFERROR(IF(OR(I134=\"\",'Lives scenario - input'!$F119=\"\"),\"\",I134/'Lives scenario - input'!$F119),\"\")","v":""},{"$f":"IFERROR(IF(OR(J134=\"\",'Lives scenario - input'!$F119=\"\"),\"\",J134/'Lives scenario - input'!$F119),\"\")","v":""},{"$f":"IFERROR(IF(OR(K134=\"\",'Lives scenario - input'!$F119=\"\"),\"\",K134/'Lives scenario - input'!$F119),\"\")","v":""},{"$f":"IFERROR(IF(OR(L134=\"\",'Lives scenario - input'!$F119=\"\"),\"\",L134/'Lives scenario - input'!$F119),\"\")","v":""},{"$f":"IFERROR(IF(OR(M134=\"\",'Lives scenario - input'!$F119=\"\"),\"\",M134/'Lives scenario - input'!$F119),\"\")","v":""},{"$f":"IFERROR(IF(OR(N134=\"\",'Lives scenario - input'!$F119=\"\"),\"\",N134/'Lives scenario - input'!$F119),\"\")","v":""},{"$f":"IFERROR(IF(OR(O134=\"\",'Lives scenario - input'!$F119=\"\"),\"\",O134/'Lives scenario - input'!$F119),\"\")","v":""},{"$f":"IFERROR(IF(OR(P134=\"\",'Lives scenario - input'!$F119=\"\"),\"\",P134/'Lives scenario - input'!$F119),\"\")","v":""},{"$f":"IFERROR(IF(OR(Q134=\"\",'Lives scenario - input'!$F119=\"\"),\"\",Q134/'Lives scenario - input'!$F119),\"\")","v":""},{"$f":"IFERROR(IF(OR(R134=\"\",'Lives scenario - input'!$F119=\"\"),\"\",R134/'Lives scenario - input'!$F119),\"\")","v":""},{"$f":"IFERROR(IF(OR(S134=\"\",'Lives scenario - input'!$F119=\"\"),\"\",S134/'Lives scenario - input'!$F119),\"\")","v":""},{"$f":"IFERROR(IF(OR(T134=\"\",'Lives scenario - input'!$F119=\"\"),\"\",T134/'Lives scenario - input'!$F119),\"\")","v":""},{"$f":"IFERROR(IF(OR(U134=\"\",'Lives scenario - input'!$F119=\"\"),\"\",U134/'Lives scenario - input'!$F119),\"\")","v":""},{"$f":"IFERROR(IF(OR(V134=\"\",'Lives scenario - input'!$F119=\"\"),\"\",V134/'Lives scenario - input'!$F119),\"\")","v":""},{"$f":"IFERROR(IF(OR(W134=\"\",'Lives scenario - input'!$F119=\"\"),\"\",W134/'Lives scenario - input'!$F119),\"\")","v":""}]
[{"$f":"IFERROR('Lives scenario - input'!A120,\"\")","v":""},{"$f":"IFERROR('Lives scenario - input'!B120,\"\")","v":""},{"$f":"IFERROR('Lives scenario - input'!C120,\"\")","v":""},{"$f":"IFERROR(repcalc('Lives scenario - input'!$CX120:$GJ120,'Lives scenario - input'!$I120,'Lives scenario - input'!$G120,'Lives scenario - input'!$H120,20,TRUE,TRUE),\"\")","v":""},"","","","","","","","","","","","","","","","","","","",{"$f":"IFERROR(IF(OR(D135=\"\",'Lives scenario - input'!$F120=\"\"),\"\",D135/'Lives scenario - input'!$F120),\"\")","v":""},{"$f":"IFERROR(IF(OR(E135=\"\",'Lives scenario - input'!$F120=\"\"),\"\",E135/'Lives scenario - input'!$F120),\"\")","v":""},{"$f":"IFERROR(IF(OR(F135=\"\",'Lives scenario - input'!$F120=\"\"),\"\",F135/'Lives scenario - input'!$F120),\"\")","v":""},{"$f":"IFERROR(IF(OR(G135=\"\",'Lives scenario - input'!$F120=\"\"),\"\",G135/'Lives scenario - input'!$F120),\"\")","v":""},{"$f":"IFERROR(IF(OR(H135=\"\",'Lives scenario - input'!$F120=\"\"),\"\",H135/'Lives scenario - input'!$F120),\"\")","v":""},{"$f":"IFERROR(IF(OR(I135=\"\",'Lives scenario - input'!$F120=\"\"),\"\",I135/'Lives scenario - input'!$F120),\"\")","v":""},{"$f":"IFERROR(IF(OR(J135=\"\",'Lives scenario - input'!$F120=\"\"),\"\",J135/'Lives scenario - input'!$F120),\"\")","v":""},{"$f":"IFERROR(IF(OR(K135=\"\",'Lives scenario - input'!$F120=\"\"),\"\",K135/'Lives scenario - input'!$F120),\"\")","v":""},{"$f":"IFERROR(IF(OR(L135=\"\",'Lives scenario - input'!$F120=\"\"),\"\",L135/'Lives scenario - input'!$F120),\"\")","v":""},{"$f":"IFERROR(IF(OR(M135=\"\",'Lives scenario - input'!$F120=\"\"),\"\",M135/'Lives scenario - input'!$F120),\"\")","v":""},{"$f":"IFERROR(IF(OR(N135=\"\",'Lives scenario - input'!$F120=\"\"),\"\",N135/'Lives scenario - input'!$F120),\"\")","v":""},{"$f":"IFERROR(IF(OR(O135=\"\",'Lives scenario - input'!$F120=\"\"),\"\",O135/'Lives scenario - input'!$F120),\"\")","v":""},{"$f":"IFERROR(IF(OR(P135=\"\",'Lives scenario - input'!$F120=\"\"),\"\",P135/'Lives scenario - input'!$F120),\"\")","v":""},{"$f":"IFERROR(IF(OR(Q135=\"\",'Lives scenario - input'!$F120=\"\"),\"\",Q135/'Lives scenario - input'!$F120),\"\")","v":""},{"$f":"IFERROR(IF(OR(R135=\"\",'Lives scenario - input'!$F120=\"\"),\"\",R135/'Lives scenario - input'!$F120),\"\")","v":""},{"$f":"IFERROR(IF(OR(S135=\"\",'Lives scenario - input'!$F120=\"\"),\"\",S135/'Lives scenario - input'!$F120),\"\")","v":""},{"$f":"IFERROR(IF(OR(T135=\"\",'Lives scenario - input'!$F120=\"\"),\"\",T135/'Lives scenario - input'!$F120),\"\")","v":""},{"$f":"IFERROR(IF(OR(U135=\"\",'Lives scenario - input'!$F120=\"\"),\"\",U135/'Lives scenario - input'!$F120),\"\")","v":""},{"$f":"IFERROR(IF(OR(V135=\"\",'Lives scenario - input'!$F120=\"\"),\"\",V135/'Lives scenario - input'!$F120),\"\")","v":""},{"$f":"IFERROR(IF(OR(W135=\"\",'Lives scenario - input'!$F120=\"\"),\"\",W135/'Lives scenario - input'!$F120),\"\")","v":""}]
[{"$f":"IFERROR('Lives scenario - input'!A121,\"\")","v":""},{"$f":"IFERROR('Lives scenario - input'!B121,\"\")","v":""},{"$f":"IFERROR('Lives scenario - input'!C121,\"\")","v":""},{"$f":"IFERROR(repcalc('Lives scenario - input'!$CX121:$GJ121,'Lives scenario - input'!$I121,'Lives scenario - input'!$G121,'Lives scenario - input'!$H121,20,TRUE,TRUE),\"\")","v":""},"","","","","","","","","","","","","","","","","","","",{"$f":"IFERROR(IF(OR(D136=\"\",'Lives scenario - input'!$F121=\"\"),\"\",D136/'Lives scenario - input'!$F121),\"\")","v":""},{"$f":"IFERROR(IF(OR(E136=\"\",'Lives scenario - input'!$F121=\"\"),\"\",E136/'Lives scenario - input'!$F121),\"\")","v":""},{"$f":"IFERROR(IF(OR(F136=\"\",'Lives scenario - input'!$F121=\"\"),\"\",F136/'Lives scenario - input'!$F121),\"\")","v":""},{"$f":"IFERROR(IF(OR(G136=\"\",'Lives scenario - input'!$F121=\"\"),\"\",G136/'Lives scenario - input'!$F121),\"\")","v":""},{"$f":"IFERROR(IF(OR(H136=\"\",'Lives scenario - input'!$F121=\"\"),\"\",H136/'Lives scenario - input'!$F121),\"\")","v":""},{"$f":"IFERROR(IF(OR(I136=\"\",'Lives scenario - input'!$F121=\"\"),\"\",I136/'Lives scenario - input'!$F121),\"\")","v":""},{"$f":"IFERROR(IF(OR(J136=\"\",'Lives scenario - input'!$F121=\"\"),\"\",J136/'Lives scenario - input'!$F121),\"\")","v":""},{"$f":"IFERROR(IF(OR(K136=\"\",'Lives scenario - input'!$F121=\"\"),\"\",K136/'Lives scenario - input'!$F121),\"\")","v":""},{"$f":"IFERROR(IF(OR(L136=\"\",'Lives scenario - input'!$F121=\"\"),\"\",L136/'Lives scenario - input'!$F121),\"\")","v":""},{"$f":"IFERROR(IF(OR(M136=\"\",'Lives scenario - input'!$F121=\"\"),\"\",M136/'Lives scenario - input'!$F121),\"\")","v":""},{"$f":"IFERROR(IF(OR(N136=\"\",'Lives scenario - input'!$F121=\"\"),\"\",N136/'Lives scenario - input'!$F121),\"\")","v":""},{"$f":"IFERROR(IF(OR(O136=\"\",'Lives scenario - input'!$F121=\"\"),\"\",O136/'Lives scenario - input'!$F121),\"\")","v":""},{"$f":"IFERROR(IF(OR(P136=\"\",'Lives scenario - input'!$F121=\"\"),\"\",P136/'Lives scenario - input'!$F121),\"\")","v":""},{"$f":"IFERROR(IF(OR(Q136=\"\",'Lives scenario - input'!$F121=\"\"),\"\",Q136/'Lives scenario - input'!$F121),\"\")","v":""},{"$f":"IFERROR(IF(OR(R136=\"\",'Lives scenario - input'!$F121=\"\"),\"\",R136/'Lives scenario - input'!$F121),\"\")","v":""},{"$f":"IFERROR(IF(OR(S136=\"\",'Lives scenario - input'!$F121=\"\"),\"\",S136/'Lives scenario - input'!$F121),\"\")","v":""},{"$f":"IFERROR(IF(OR(T136=\"\",'Lives scenario - input'!$F121=\"\"),\"\",T136/'Lives scenario - input'!$F121),\"\")","v":""},{"$f":"IFERROR(IF(OR(U136=\"\",'Lives scenario - input'!$F121=\"\"),\"\",U136/'Lives scenario - input'!$F121),\"\")","v":""},{"$f":"IFERROR(IF(OR(V136=\"\",'Lives scenario - input'!$F121=\"\"),\"\",V136/'Lives scenario - input'!$F121),\"\")","v":""},{"$f":"IFERROR(IF(OR(W136=\"\",'Lives scenario - input'!$F121=\"\"),\"\",W136/'Lives scenario - input'!$F121),\"\")","v":""}]
[{"$f":"IFERROR('Lives scenario - input'!A122,\"\")","v":""},{"$f":"IFERROR('Lives scenario - input'!B122,\"\")","v":""},{"$f":"IFERROR('Lives scenario - input'!C122,\"\")","v":""},{"$f":"IFERROR(repcalc('Lives scenario - input'!$CX122:$GJ122,'Lives scenario - input'!$I122,'Lives scenario - input'!$G122,'Lives scenario - input'!$H122,20,TRUE,TRUE),\"\")","v":""},"","","","","","","","","","","","","","","","","","","",{"$f":"IFERROR(IF(OR(D137=\"\",'Lives scenario - input'!$F122=\"\"),\"\",D137/'Lives scenario - input'!$F122),\"\")","v":""},{"$f":"IFERROR(IF(OR(E137=\"\",'Lives scenario - input'!$F122=\"\"),\"\",E137/'Lives scenario - input'!$F122),\"\")","v":""},{"$f":"IFERROR(IF(OR(F137=\"\",'Lives scenario - input'!$F122=\"\"),\"\",F137/'Lives scenario - input'!$F122),\"\")","v":""},{"$f":"IFERROR(IF(OR(G137=\"\",'Lives scenario - input'!$F122=\"\"),\"\",G137/'Lives scenario - input'!$F122),\"\")","v":""},{"$f":"IFERROR(IF(OR(H137=\"\",'Lives scenario - input'!$F122=\"\"),\"\",H137/'Lives scenario - input'!$F122),\"\")","v":""},{"$f":"IFERROR(IF(OR(I137=\"\",'Lives scenario - input'!$F122=\"\"),\"\",I137/'Lives scenario - input'!$F122),\"\")","v":""},{"$f":"IFERROR(IF(OR(J137=\"\",'Lives scenario - input'!$F122=\"\"),\"\",J137/'Lives scenario - input'!$F122),\"\")","v":""},{"$f":"IFERROR(IF(OR(K137=\"\",'Lives scenario - input'!$F122=\"\"),\"\",K137/'Lives scenario - input'!$F122),\"\")","v":""},{"$f":"IFERROR(IF(OR(L137=\"\",'Lives scenario - input'!$F122=\"\"),\"\",L137/'Lives scenario - input'!$F122),\"\")","v":""},{"$f":"IFERROR(IF(OR(M137=\"\",'Lives scenario - input'!$F122=\"\"),\"\",M137/'Lives scenario - input'!$F122),\"\")","v":""},{"$f":"IFERROR(IF(OR(N137=\"\",'Lives scenario - input'!$F122=\"\"),\"\",N137/'Lives scenario - input'!$F122),\"\")","v":""},{"$f":"IFERROR(IF(OR(O137=\"\",'Lives scenario - input'!$F122=\"\"),\"\",O137/'Lives scenario - input'!$F122),\"\")","v":""},{"$f":"IFERROR(IF(OR(P137=\"\",'Lives scenario - input'!$F122=\"\"),\"\",P137/'Lives scenario - input'!$F122),\"\")","v":""},{"$f":"IFERROR(IF(OR(Q137=\"\",'Lives scenario - input'!$F122=\"\"),\"\",Q137/'Lives scenario - input'!$F122),\"\")","v":""},{"$f":"IFERROR(IF(OR(R137=\"\",'Lives scenario - input'!$F122=\"\"),\"\",R137/'Lives scenario - input'!$F122),\"\")","v":""},{"$f":"IFERROR(IF(OR(S137=\"\",'Lives scenario - input'!$F122=\"\"),\"\",S137/'Lives scenario - input'!$F122),\"\")","v":""},{"$f":"IFERROR(IF(OR(T137=\"\",'Lives scenario - input'!$F122=\"\"),\"\",T137/'Lives scenario - input'!$F122),\"\")","v":""},{"$f":"IFERROR(IF(OR(U137=\"\",'Lives scenario - input'!$F122=\"\"),\"\",U137/'Lives scenario - input'!$F122),\"\")","v":""},{"$f":"IFERROR(IF(OR(V137=\"\",'Lives scenario - input'!$F122=\"\"),\"\",V137/'Lives scenario - input'!$F122),\"\")","v":""},{"$f":"IFERROR(IF(OR(W137=\"\",'Lives scenario - input'!$F122=\"\"),\"\",W137/'Lives scenario - input'!$F122),\"\")","v":""}]
[{"$f":"IFERROR('Lives scenario - input'!A123,\"\")","v":""},{"$f":"IFERROR('Lives scenario - input'!B123,\"\")","v":""},{"$f":"IFERROR('Lives scenario - input'!C123,\"\")","v":""},{"$f":"IFERROR(repcalc('Lives scenario - input'!$CX123:$GJ123,'Lives scenario - input'!$I123,'Lives scenario - input'!$G123,'Lives scenario - input'!$H123,20,TRUE,TRUE),\"\")","v":""},"","","","","","","","","","","","","","","","","","","",{"$f":"IFERROR(IF(OR(D138=\"\",'Lives scenario - input'!$F123=\"\"),\"\",D138/'Lives scenario - input'!$F123),\"\")","v":""},{"$f":"IFERROR(IF(OR(E138=\"\",'Lives scenario - input'!$F123=\"\"),\"\",E138/'Lives scenario - input'!$F123),\"\")","v":""},{"$f":"IFERROR(IF(OR(F138=\"\",'Lives scenario - input'!$F123=\"\"),\"\",F138/'Lives scenario - input'!$F123),\"\")","v":""},{"$f":"IFERROR(IF(OR(G138=\"\",'Lives scenario - input'!$F123=\"\"),\"\",G138/'Lives scenario - input'!$F123),\"\")","v":""},{"$f":"IFERROR(IF(OR(H138=\"\",'Lives scenario - input'!$F123=\"\"),\"\",H138/'Lives scenario - input'!$F123),\"\")","v":""},{"$f":"IFERROR(IF(OR(I138=\"\",'Lives scenario - input'!$F123=\"\"),\"\",I138/'Lives scenario - input'!$F123),\"\")","v":""},{"$f":"IFERROR(IF(OR(J138=\"\",'Lives scenario - input'!$F123=\"\"),\"\",J138/'Lives scenario - input'!$F123),\"\")","v":""},{"$f":"IFERROR(IF(OR(K138=\"\",'Lives scenario - input'!$F123=\"\"),\"\",K138/'Lives scenario - input'!$F123),\"\")","v":""},{"$f":"IFERROR(IF(OR(L138=\"\",'Lives scenario - input'!$F123=\"\"),\"\",L138/'Lives scenario - input'!$F123),\"\")","v":""},{"$f":"IFERROR(IF(OR(M138=\"\",'Lives scenario - input'!$F123=\"\"),\"\",M138/'Lives scenario - input'!$F123),\"\")","v":""},{"$f":"IFERROR(IF(OR(N138=\"\",'Lives scenario - input'!$F123=\"\"),\"\",N138/'Lives scenario - input'!$F123),\"\")","v":""},{"$f":"IFERROR(IF(OR(O138=\"\",'Lives scenario - input'!$F123=\"\"),\"\",O138/'Lives scenario - input'!$F123),\"\")","v":""},{"$f":"IFERROR(IF(OR(P138=\"\",'Lives scenario - input'!$F123=\"\"),\"\",P138/'Lives scenario - input'!$F123),\"\")","v":""},{"$f":"IFERROR(IF(OR(Q138=\"\",'Lives scenario - input'!$F123=\"\"),\"\",Q138/'Lives scenario - input'!$F123),\"\")","v":""},{"$f":"IFERROR(IF(OR(R138=\"\",'Lives scenario - input'!$F123=\"\"),\"\",R138/'Lives scenario - input'!$F123),\"\")","v":""},{"$f":"IFERROR(IF(OR(S138=\"\",'Lives scenario - input'!$F123=\"\"),\"\",S138/'Lives scenario - input'!$F123),\"\")","v":""},{"$f":"IFERROR(IF(OR(T138=\"\",'Lives scenario - input'!$F123=\"\"),\"\",T138/'Lives scenario - input'!$F123),\"\")","v":""},{"$f":"IFERROR(IF(OR(U138=\"\",'Lives scenario - input'!$F123=\"\"),\"\",U138/'Lives scenario - input'!$F123),\"\")","v":""},{"$f":"IFERROR(IF(OR(V138=\"\",'Lives scenario - input'!$F123=\"\"),\"\",V138/'Lives scenario - input'!$F123),\"\")","v":""},{"$f":"IFERROR(IF(OR(W138=\"\",'Lives scenario - input'!$F123=\"\"),\"\",W138/'Lives scenario - input'!$F123),\"\")","v":""}]
[{"$f":"IFERROR('Lives scenario - input'!A124,\"\")","v":""},{"$f":"IFERROR('Lives scenario - input'!B124,\"\")","v":""},{"$f":"IFERROR('Lives scenario - input'!C124,\"\")","v":""},{"$f":"IFERROR(repcalc('Lives scenario - input'!$CX124:$GJ124,'Lives scenario - input'!$I124,'Lives scenario - input'!$G124,'Lives scenario - input'!$H124,20,TRUE,TRUE),\"\")","v":""},"","","","","","","","","","","","","","","","","","","",{"$f":"IFERROR(IF(OR(D139=\"\",'Lives scenario - input'!$F124=\"\"),\"\",D139/'Lives scenario - input'!$F124),\"\")","v":""},{"$f":"IFERROR(IF(OR(E139=\"\",'Lives scenario - input'!$F124=\"\"),\"\",E139/'Lives scenario - input'!$F124),\"\")","v":""},{"$f":"IFERROR(IF(OR(F139=\"\",'Lives scenario - input'!$F124=\"\"),\"\",F139/'Lives scenario - input'!$F124),\"\")","v":""},{"$f":"IFERROR(IF(OR(G139=\"\",'Lives scenario - input'!$F124=\"\"),\"\",G139/'Lives scenario - input'!$F124),\"\")","v":""},{"$f":"IFERROR(IF(OR(H139=\"\",'Lives scenario - input'!$F124=\"\"),\"\",H139/'Lives scenario - input'!$F124),\"\")","v":""},{"$f":"IFERROR(IF(OR(I139=\"\",'Lives scenario - input'!$F124=\"\"),\"\",I139/'Lives scenario - input'!$F124),\"\")","v":""},{"$f":"IFERROR(IF(OR(J139=\"\",'Lives scenario - input'!$F124=\"\"),\"\",J139/'Lives scenario - input'!$F124),\"\")","v":""},{"$f":"IFERROR(IF(OR(K139=\"\",'Lives scenario - input'!$F124=\"\"),\"\",K139/'Lives scenario - input'!$F124),\"\")","v":""},{"$f":"IFERROR(IF(OR(L139=\"\",'Lives scenario - input'!$F124=\"\"),\"\",L139/'Lives scenario - input'!$F124),\"\")","v":""},{"$f":"IFERROR(IF(OR(M139=\"\",'Lives scenario - input'!$F124=\"\"),\"\",M139/'Lives scenario - input'!$F124),\"\")","v":""},{"$f":"IFERROR(IF(OR(N139=\"\",'Lives scenario - input'!$F124=\"\"),\"\",N139/'Lives scenario - input'!$F124),\"\")","v":""},{"$f":"IFERROR(IF(OR(O139=\"\",'Lives scenario - input'!$F124=\"\"),\"\",O139/'Lives scenario - input'!$F124),\"\")","v":""},{"$f":"IFERROR(IF(OR(P139=\"\",'Lives scenario - input'!$F124=\"\"),\"\",P139/'Lives scenario - input'!$F124),\"\")","v":""},{"$f":"IFERROR(IF(OR(Q139=\"\",'Lives scenario - input'!$F124=\"\"),\"\",Q139/'Lives scenario - input'!$F124),\"\")","v":""},{"$f":"IFERROR(IF(OR(R139=\"\",'Lives scenario - input'!$F124=\"\"),\"\",R139/'Lives scenario - input'!$F124),\"\")","v":""},{"$f":"IFERROR(IF(OR(S139=\"\",'Lives scenario - input'!$F124=\"\"),\"\",S139/'Lives scenario - input'!$F124),\"\")","v":""},{"$f":"IFERROR(IF(OR(T139=\"\",'Lives scenario - input'!$F124=\"\"),\"\",T139/'Lives scenario - input'!$F124),\"\")","v":""},{"$f":"IFERROR(IF(OR(U139=\"\",'Lives scenario - input'!$F124=\"\"),\"\",U139/'Lives scenario - input'!$F124),\"\")","v":""},{"$f":"IFERROR(IF(OR(V139=\"\",'Lives scenario - input'!$F124=\"\"),\"\",V139/'Lives scenario - input'!$F124),\"\")","v":""},{"$f":"IFERROR(IF(OR(W139=\"\",'Lives scenario - input'!$F124=\"\"),\"\",W139/'Lives scenario - input'!$F124),\"\")","v":""}]
[{"$f":"IFERROR('Lives scenario - input'!A125,\"\")","v":""},{"$f":"IFERROR('Lives scenario - input'!B125,\"\")","v":""},{"$f":"IFERROR('Lives scenario - input'!C125,\"\")","v":""},{"$f":"IFERROR(repcalc('Lives scenario - input'!$CX125:$GJ125,'Lives scenario - input'!$I125,'Lives scenario - input'!$G125,'Lives scenario - input'!$H125,20,TRUE,TRUE),\"\")","v":""},"","","","","","","","","","","","","","","","","","","",{"$f":"IFERROR(IF(OR(D140=\"\",'Lives scenario - input'!$F125=\"\"),\"\",D140/'Lives scenario - input'!$F125),\"\")","v":""},{"$f":"IFERROR(IF(OR(E140=\"\",'Lives scenario - input'!$F125=\"\"),\"\",E140/'Lives scenario - input'!$F125),\"\")","v":""},{"$f":"IFERROR(IF(OR(F140=\"\",'Lives scenario - input'!$F125=\"\"),\"\",F140/'Lives scenario - input'!$F125),\"\")","v":""},{"$f":"IFERROR(IF(OR(G140=\"\",'Lives scenario - input'!$F125=\"\"),\"\",G140/'Lives scenario - input'!$F125),\"\")","v":""},{"$f":"IFERROR(IF(OR(H140=\"\",'Lives scenario - input'!$F125=\"\"),\"\",H140/'Lives scenario - input'!$F125),\"\")","v":""},{"$f":"IFERROR(IF(OR(I140=\"\",'Lives scenario - input'!$F125=\"\"),\"\",I140/'Lives scenario - input'!$F125),\"\")","v":""},{"$f":"IFERROR(IF(OR(J140=\"\",'Lives scenario - input'!$F125=\"\"),\"\",J140/'Lives scenario - input'!$F125),\"\")","v":""},{"$f":"IFERROR(IF(OR(K140=\"\",'Lives scenario - input'!$F125=\"\"),\"\",K140/'Lives scenario - input'!$F125),\"\")","v":""},{"$f":"IFERROR(IF(OR(L140=\"\",'Lives scenario - input'!$F125=\"\"),\"\",L140/'Lives scenario - input'!$F125),\"\")","v":""},{"$f":"IFERROR(IF(OR(M140=\"\",'Lives scenario - input'!$F125=\"\"),\"\",M140/'Lives scenario - input'!$F125),\"\")","v":""},{"$f":"IFERROR(IF(OR(N140=\"\",'Lives scenario - input'!$F125=\"\"),\"\",N140/'Lives scenario - input'!$F125),\"\")","v":""},{"$f":"IFERROR(IF(OR(O140=\"\",'Lives scenario - input'!$F125=\"\"),\"\",O140/'Lives scenario - input'!$F125),\"\")","v":""},{"$f":"IFERROR(IF(OR(P140=\"\",'Lives scenario - input'!$F125=\"\"),\"\",P140/'Lives scenario - input'!$F125),\"\")","v":""},{"$f":"IFERROR(IF(OR(Q140=\"\",'Lives scenario - input'!$F125=\"\"),\"\",Q140/'Lives scenario - input'!$F125),\"\")","v":""},{"$f":"IFERROR(IF(OR(R140=\"\",'Lives scenario - input'!$F125=\"\"),\"\",R140/'Lives scenario - input'!$F125),\"\")","v":""},{"$f":"IFERROR(IF(OR(S140=\"\",'Lives scenario - input'!$F125=\"\"),\"\",S140/'Lives scenario - input'!$F125),\"\")","v":""},{"$f":"IFERROR(IF(OR(T140=\"\",'Lives scenario - input'!$F125=\"\"),\"\",T140/'Lives scenario - input'!$F125),\"\")","v":""},{"$f":"IFERROR(IF(OR(U140=\"\",'Lives scenario - input'!$F125=\"\"),\"\",U140/'Lives scenario - input'!$F125),\"\")","v":""},{"$f":"IFERROR(IF(OR(V140=\"\",'Lives scenario - input'!$F125=\"\"),\"\",V140/'Lives scenario - input'!$F125),\"\")","v":""},{"$f":"IFERROR(IF(OR(W140=\"\",'Lives scenario - input'!$F125=\"\"),\"\",W140/'Lives scenario - input'!$F125),\"\")","v":""}]
[{"$f":"IFERROR('Lives scenario - input'!A126,\"\")","v":""},{"$f":"IFERROR('Lives scenario - input'!B126,\"\")","v":""},{"$f":"IFERROR('Lives scenario - input'!C126,\"\")","v":""},{"$f":"IFERROR(repcalc('Lives scenario - input'!$CX126:$GJ126,'Lives scenario - input'!$I126,'Lives scenario - input'!$G126,'Lives scenario - input'!$H126,20,TRUE,TRUE),\"\")","v":""},"","","","","","","","","","","","","","","","","","","",{"$f":"IFERROR(IF(OR(D141=\"\",'Lives scenario - input'!$F126=\"\"),\"\",D141/'Lives scenario - input'!$F126),\"\")","v":""},{"$f":"IFERROR(IF(OR(E141=\"\",'Lives scenario - input'!$F126=\"\"),\"\",E141/'Lives scenario - input'!$F126),\"\")","v":""},{"$f":"IFERROR(IF(OR(F141=\"\",'Lives scenario - input'!$F126=\"\"),\"\",F141/'Lives scenario - input'!$F126),\"\")","v":""},{"$f":"IFERROR(IF(OR(G141=\"\",'Lives scenario - input'!$F126=\"\"),\"\",G141/'Lives scenario - input'!$F126),\"\")","v":""},{"$f":"IFERROR(IF(OR(H141=\"\",'Lives scenario - input'!$F126=\"\"),\"\",H141/'Lives scenario - input'!$F126),\"\")","v":""},{"$f":"IFERROR(IF(OR(I141=\"\",'Lives scenario - input'!$F126=\"\"),\"\",I141/'Lives scenario - input'!$F126),\"\")","v":""},{"$f":"IFERROR(IF(OR(J141=\"\",'Lives scenario - input'!$F126=\"\"),\"\",J141/'Lives scenario - input'!$F126),\"\")","v":""},{"$f":"IFERROR(IF(OR(K141=\"\",'Lives scenario - input'!$F126=\"\"),\"\",K141/'Lives scenario - input'!$F126),\"\")","v":""},{"$f":"IFERROR(IF(OR(L141=\"\",'Lives scenario - input'!$F126=\"\"),\"\",L141/'Lives scenario - input'!$F126),\"\")","v":""},{"$f":"IFERROR(IF(OR(M141=\"\",'Lives scenario - input'!$F126=\"\"),\"\",M141/'Lives scenario - input'!$F126),\"\")","v":""},{"$f":"IFERROR(IF(OR(N141=\"\",'Lives scenario - input'!$F126=\"\"),\"\",N141/'Lives scenario - input'!$F126),\"\")","v":""},{"$f":"IFERROR(IF(OR(O141=\"\",'Lives scenario - input'!$F126=\"\"),\"\",O141/'Lives scenario - input'!$F126),\"\")","v":""},{"$f":"IFERROR(IF(OR(P141=\"\",'Lives scenario - input'!$F126=\"\"),\"\",P141/'Lives scenario - input'!$F126),\"\")","v":""},{"$f":"IFERROR(IF(OR(Q141=\"\",'Lives scenario - input'!$F126=\"\"),\"\",Q141/'Lives scenario - input'!$F126),\"\")","v":""},{"$f":"IFERROR(IF(OR(R141=\"\",'Lives scenario - input'!$F126=\"\"),\"\",R141/'Lives scenario - input'!$F126),\"\")","v":""},{"$f":"IFERROR(IF(OR(S141=\"\",'Lives scenario - input'!$F126=\"\"),\"\",S141/'Lives scenario - input'!$F126),\"\")","v":""},{"$f":"IFERROR(IF(OR(T141=\"\",'Lives scenario - input'!$F126=\"\"),\"\",T141/'Lives scenario - input'!$F126),\"\")","v":""},{"$f":"IFERROR(IF(OR(U141=\"\",'Lives scenario - input'!$F126=\"\"),\"\",U141/'Lives scenario - input'!$F126),\"\")","v":""},{"$f":"IFERROR(IF(OR(V141=\"\",'Lives scenario - input'!$F126=\"\"),\"\",V141/'Lives scenario - input'!$F126),\"\")","v":""},{"$f":"IFERROR(IF(OR(W141=\"\",'Lives scenario - input'!$F126=\"\"),\"\",W141/'Lives scenario - input'!$F126),\"\")","v":""}]
[{"$f":"IFERROR('Lives scenario - input'!A127,\"\")","v":""},{"$f":"IFERROR('Lives scenario - input'!B127,\"\")","v":""},{"$f":"IFERROR('Lives scenario - input'!C127,\"\")","v":""},{"$f":"IFERROR(repcalc('Lives scenario - input'!$CX127:$GJ127,'Lives scenario - input'!$I127,'Lives scenario - input'!$G127,'Lives scenario - input'!$H127,20,TRUE,TRUE),\"\")","v":""},"","","","","","","","","","","","","","","","","","","",{"$f":"IFERROR(IF(OR(D142=\"\",'Lives scenario - input'!$F127=\"\"),\"\",D142/'Lives scenario - input'!$F127),\"\")","v":""},{"$f":"IFERROR(IF(OR(E142=\"\",'Lives scenario - input'!$F127=\"\"),\"\",E142/'Lives scenario - input'!$F127),\"\")","v":""},{"$f":"IFERROR(IF(OR(F142=\"\",'Lives scenario - input'!$F127=\"\"),\"\",F142/'Lives scenario - input'!$F127),\"\")","v":""},{"$f":"IFERROR(IF(OR(G142=\"\",'Lives scenario - input'!$F127=\"\"),\"\",G142/'Lives scenario - input'!$F127),\"\")","v":""},{"$f":"IFERROR(IF(OR(H142=\"\",'Lives scenario - input'!$F127=\"\"),\"\",H142/'Lives scenario - input'!$F127),\"\")","v":""},{"$f":"IFERROR(IF(OR(I142=\"\",'Lives scenario - input'!$F127=\"\"),\"\",I142/'Lives scenario - input'!$F127),\"\")","v":""},{"$f":"IFERROR(IF(OR(J142=\"\",'Lives scenario - input'!$F127=\"\"),\"\",J142/'Lives scenario - input'!$F127),\"\")","v":""},{"$f":"IFERROR(IF(OR(K142=\"\",'Lives scenario - input'!$F127=\"\"),\"\",K142/'Lives scenario - input'!$F127),\"\")","v":""},{"$f":"IFERROR(IF(OR(L142=\"\",'Lives scenario - input'!$F127=\"\"),\"\",L142/'Lives scenario - input'!$F127),\"\")","v":""},{"$f":"IFERROR(IF(OR(M142=\"\",'Lives scenario - input'!$F127=\"\"),\"\",M142/'Lives scenario - input'!$F127),\"\")","v":""},{"$f":"IFERROR(IF(OR(N142=\"\",'Lives scenario - input'!$F127=\"\"),\"\",N142/'Lives scenario - input'!$F127),\"\")","v":""},{"$f":"IFERROR(IF(OR(O142=\"\",'Lives scenario - input'!$F127=\"\"),\"\",O142/'Lives scenario - input'!$F127),\"\")","v":""},{"$f":"IFERROR(IF(OR(P142=\"\",'Lives scenario - input'!$F127=\"\"),\"\",P142/'Lives scenario - input'!$F127),\"\")","v":""},{"$f":"IFERROR(IF(OR(Q142=\"\",'Lives scenario - input'!$F127=\"\"),\"\",Q142/'Lives scenario - input'!$F127),\"\")","v":""},{"$f":"IFERROR(IF(OR(R142=\"\",'Lives scenario - input'!$F127=\"\"),\"\",R142/'Lives scenario - input'!$F127),\"\")","v":""},{"$f":"IFERROR(IF(OR(S142=\"\",'Lives scenario - input'!$F127=\"\"),\"\",S142/'Lives scenario - input'!$F127),\"\")","v":""},{"$f":"IFERROR(IF(OR(T142=\"\",'Lives scenario - input'!$F127=\"\"),\"\",T142/'Lives scenario - input'!$F127),\"\")","v":""},{"$f":"IFERROR(IF(OR(U142=\"\",'Lives scenario - input'!$F127=\"\"),\"\",U142/'Lives scenario - input'!$F127),\"\")","v":""},{"$f":"IFERROR(IF(OR(V142=\"\",'Lives scenario - input'!$F127=\"\"),\"\",V142/'Lives scenario - input'!$F127),\"\")","v":""},{"$f":"IFERROR(IF(OR(W142=\"\",'Lives scenario - input'!$F127=\"\"),\"\",W142/'Lives scenario - input'!$F127),\"\")","v":""}]
[{"$f":"IFERROR('Lives scenario - input'!A128,\"\")","v":""},{"$f":"IFERROR('Lives scenario - input'!B128,\"\")","v":""},{"$f":"IFERROR('Lives scenario - input'!C128,\"\")","v":""},{"$f":"IFERROR(repcalc('Lives scenario - input'!$CX128:$GJ128,'Lives scenario - input'!$I128,'Lives scenario - input'!$G128,'Lives scenario - input'!$H128,20,TRUE,TRUE),\"\")","v":""},"","","","","","","","","","","","","","","","","","","",{"$f":"IFERROR(IF(OR(D143=\"\",'Lives scenario - input'!$F128=\"\"),\"\",D143/'Lives scenario - input'!$F128),\"\")","v":""},{"$f":"IFERROR(IF(OR(E143=\"\",'Lives scenario - input'!$F128=\"\"),\"\",E143/'Lives scenario - input'!$F128),\"\")","v":""},{"$f":"IFERROR(IF(OR(F143=\"\",'Lives scenario - input'!$F128=\"\"),\"\",F143/'Lives scenario - input'!$F128),\"\")","v":""},{"$f":"IFERROR(IF(OR(G143=\"\",'Lives scenario - input'!$F128=\"\"),\"\",G143/'Lives scenario - input'!$F128),\"\")","v":""},{"$f":"IFERROR(IF(OR(H143=\"\",'Lives scenario - input'!$F128=\"\"),\"\",H143/'Lives scenario - input'!$F128),\"\")","v":""},{"$f":"IFERROR(IF(OR(I143=\"\",'Lives scenario - input'!$F128=\"\"),\"\",I143/'Lives scenario - input'!$F128),\"\")","v":""},{"$f":"IFERROR(IF(OR(J143=\"\",'Lives scenario - input'!$F128=\"\"),\"\",J143/'Lives scenario - input'!$F128),\"\")","v":""},{"$f":"IFERROR(IF(OR(K143=\"\",'Lives scenario - input'!$F128=\"\"),\"\",K143/'Lives scenario - input'!$F128),\"\")","v":""},{"$f":"IFERROR(IF(OR(L143=\"\",'Lives scenario - input'!$F128=\"\"),\"\",L143/'Lives scenario - input'!$F128),\"\")","v":""},{"$f":"IFERROR(IF(OR(M143=\"\",'Lives scenario - input'!$F128=\"\"),\"\",M143/'Lives scenario - input'!$F128),\"\")","v":""},{"$f":"IFERROR(IF(OR(N143=\"\",'Lives scenario - input'!$F128=\"\"),\"\",N143/'Lives scenario - input'!$F128),\"\")","v":""},{"$f":"IFERROR(IF(OR(O143=\"\",'Lives scenario - input'!$F128=\"\"),\"\",O143/'Lives scenario - input'!$F128),\"\")","v":""},{"$f":"IFERROR(IF(OR(P143=\"\",'Lives scenario - input'!$F128=\"\"),\"\",P143/'Lives scenario - input'!$F128),\"\")","v":""},{"$f":"IFERROR(IF(OR(Q143=\"\",'Lives scenario - input'!$F128=\"\"),\"\",Q143/'Lives scenario - input'!$F128),\"\")","v":""},{"$f":"IFERROR(IF(OR(R143=\"\",'Lives scenario - input'!$F128=\"\"),\"\",R143/'Lives scenario - input'!$F128),\"\")","v":""},{"$f":"IFERROR(IF(OR(S143=\"\",'Lives scenario - input'!$F128=\"\"),\"\",S143/'Lives scenario - input'!$F128),\"\")","v":""},{"$f":"IFERROR(IF(OR(T143=\"\",'Lives scenario - input'!$F128=\"\"),\"\",T143/'Lives scenario - input'!$F128),\"\")","v":""},{"$f":"IFERROR(IF(OR(U143=\"\",'Lives scenario - input'!$F128=\"\"),\"\",U143/'Lives scenario - input'!$F128),\"\")","v":""},{"$f":"IFERROR(IF(OR(V143=\"\",'Lives scenario - input'!$F128=\"\"),\"\",V143/'Lives scenario - input'!$F128),\"\")","v":""},{"$f":"IFERROR(IF(OR(W143=\"\",'Lives scenario - input'!$F128=\"\"),\"\",W143/'Lives scenario - input'!$F128),\"\")","v":""}]
[{"$f":"IFERROR('Lives scenario - input'!A129,\"\")","v":""},{"$f":"IFERROR('Lives scenario - input'!B129,\"\")","v":""},{"$f":"IFERROR('Lives scenario - input'!C129,\"\")","v":""},{"$f":"IFERROR(repcalc('Lives scenario - input'!$CX129:$GJ129,'Lives scenario - input'!$I129,'Lives scenario - input'!$G129,'Lives scenario - input'!$H129,20,TRUE,TRUE),\"\")","v":""},"","","","","","","","","","","","","","","","","","","",{"$f":"IFERROR(IF(OR(D144=\"\",'Lives scenario - input'!$F129=\"\"),\"\",D144/'Lives scenario - input'!$F129),\"\")","v":""},{"$f":"IFERROR(IF(OR(E144=\"\",'Lives scenario - input'!$F129=\"\"),\"\",E144/'Lives scenario - input'!$F129),\"\")","v":""},{"$f":"IFERROR(IF(OR(F144=\"\",'Lives scenario - input'!$F129=\"\"),\"\",F144/'Lives scenario - input'!$F129),\"\")","v":""},{"$f":"IFERROR(IF(OR(G144=\"\",'Lives scenario - input'!$F129=\"\"),\"\",G144/'Lives scenario - input'!$F129),\"\")","v":""},{"$f":"IFERROR(IF(OR(H144=\"\",'Lives scenario - input'!$F129=\"\"),\"\",H144/'Lives scenario - input'!$F129),\"\")","v":""},{"$f":"IFERROR(IF(OR(I144=\"\",'Lives scenario - input'!$F129=\"\"),\"\",I144/'Lives scenario - input'!$F129),\"\")","v":""},{"$f":"IFERROR(IF(OR(J144=\"\",'Lives scenario - input'!$F129=\"\"),\"\",J144/'Lives scenario - input'!$F129),\"\")","v":""},{"$f":"IFERROR(IF(OR(K144=\"\",'Lives scenario - input'!$F129=\"\"),\"\",K144/'Lives scenario - input'!$F129),\"\")","v":""},{"$f":"IFERROR(IF(OR(L144=\"\",'Lives scenario - input'!$F129=\"\"),\"\",L144/'Lives scenario - input'!$F129),\"\")","v":""},{"$f":"IFERROR(IF(OR(M144=\"\",'Lives scenario - input'!$F129=\"\"),\"\",M144/'Lives scenario - input'!$F129),\"\")","v":""},{"$f":"IFERROR(IF(OR(N144=\"\",'Lives scenario - input'!$F129=\"\"),\"\",N144/'Lives scenario - input'!$F129),\"\")","v":""},{"$f":"IFERROR(IF(OR(O144=\"\",'Lives scenario - input'!$F129=\"\"),\"\",O144/'Lives scenario - input'!$F129),\"\")","v":""},{"$f":"IFERROR(IF(OR(P144=\"\",'Lives scenario - input'!$F129=\"\"),\"\",P144/'Lives scenario - input'!$F129),\"\")","v":""},{"$f":"IFERROR(IF(OR(Q144=\"\",'Lives scenario - input'!$F129=\"\"),\"\",Q144/'Lives scenario - input'!$F129),\"\")","v":""},{"$f":"IFERROR(IF(OR(R144=\"\",'Lives scenario - input'!$F129=\"\"),\"\",R144/'Lives scenario - input'!$F129),\"\")","v":""},{"$f":"IFERROR(IF(OR(S144=\"\",'Lives scenario - input'!$F129=\"\"),\"\",S144/'Lives scenario - input'!$F129),\"\")","v":""},{"$f":"IFERROR(IF(OR(T144=\"\",'Lives scenario - input'!$F129=\"\"),\"\",T144/'Lives scenario - input'!$F129),\"\")","v":""},{"$f":"IFERROR(IF(OR(U144=\"\",'Lives scenario - input'!$F129=\"\"),\"\",U144/'Lives scenario - input'!$F129),\"\")","v":""},{"$f":"IFERROR(IF(OR(V144=\"\",'Lives scenario - input'!$F129=\"\"),\"\",V144/'Lives scenario - input'!$F129),\"\")","v":""},{"$f":"IFERROR(IF(OR(W144=\"\",'Lives scenario - input'!$F129=\"\"),\"\",W144/'Lives scenario - input'!$F129),\"\")","v":""}]
[{"$f":"IFERROR('Lives scenario - input'!A130,\"\")","v":""},{"$f":"IFERROR('Lives scenario - input'!B130,\"\")","v":""},{"$f":"IFERROR('Lives scenario - input'!C130,\"\")","v":""},{"$f":"IFERROR(repcalc('Lives scenario - input'!$CX130:$GJ130,'Lives scenario - input'!$I130,'Lives scenario - input'!$G130,'Lives scenario - input'!$H130,20,TRUE,TRUE),\"\")","v":""},"","","","","","","","","","","","","","","","","","","",{"$f":"IFERROR(IF(OR(D145=\"\",'Lives scenario - input'!$F130=\"\"),\"\",D145/'Lives scenario - input'!$F130),\"\")","v":""},{"$f":"IFERROR(IF(OR(E145=\"\",'Lives scenario - input'!$F130=\"\"),\"\",E145/'Lives scenario - input'!$F130),\"\")","v":""},{"$f":"IFERROR(IF(OR(F145=\"\",'Lives scenario - input'!$F130=\"\"),\"\",F145/'Lives scenario - input'!$F130),\"\")","v":""},{"$f":"IFERROR(IF(OR(G145=\"\",'Lives scenario - input'!$F130=\"\"),\"\",G145/'Lives scenario - input'!$F130),\"\")","v":""},{"$f":"IFERROR(IF(OR(H145=\"\",'Lives scenario - input'!$F130=\"\"),\"\",H145/'Lives scenario - input'!$F130),\"\")","v":""},{"$f":"IFERROR(IF(OR(I145=\"\",'Lives scenario - input'!$F130=\"\"),\"\",I145/'Lives scenario - input'!$F130),\"\")","v":""},{"$f":"IFERROR(IF(OR(J145=\"\",'Lives scenario - input'!$F130=\"\"),\"\",J145/'Lives scenario - input'!$F130),\"\")","v":""},{"$f":"IFERROR(IF(OR(K145=\"\",'Lives scenario - input'!$F130=\"\"),\"\",K145/'Lives scenario - input'!$F130),\"\")","v":""},{"$f":"IFERROR(IF(OR(L145=\"\",'Lives scenario - input'!$F130=\"\"),\"\",L145/'Lives scenario - input'!$F130),\"\")","v":""},{"$f":"IFERROR(IF(OR(M145=\"\",'Lives scenario - input'!$F130=\"\"),\"\",M145/'Lives scenario - input'!$F130),\"\")","v":""},{"$f":"IFERROR(IF(OR(N145=\"\",'Lives scenario - input'!$F130=\"\"),\"\",N145/'Lives scenario - input'!$F130),\"\")","v":""},{"$f":"IFERROR(IF(OR(O145=\"\",'Lives scenario - input'!$F130=\"\"),\"\",O145/'Lives scenario - input'!$F130),\"\")","v":""},{"$f":"IFERROR(IF(OR(P145=\"\",'Lives scenario - input'!$F130=\"\"),\"\",P145/'Lives scenario - input'!$F130),\"\")","v":""},{"$f":"IFERROR(IF(OR(Q145=\"\",'Lives scenario - input'!$F130=\"\"),\"\",Q145/'Lives scenario - input'!$F130),\"\")","v":""},{"$f":"IFERROR(IF(OR(R145=\"\",'Lives scenario - input'!$F130=\"\"),\"\",R145/'Lives scenario - input'!$F130),\"\")","v":""},{"$f":"IFERROR(IF(OR(S145=\"\",'Lives scenario - input'!$F130=\"\"),\"\",S145/'Lives scenario - input'!$F130),\"\")","v":""},{"$f":"IFERROR(IF(OR(T145=\"\",'Lives scenario - input'!$F130=\"\"),\"\",T145/'Lives scenario - input'!$F130),\"\")","v":""},{"$f":"IFERROR(IF(OR(U145=\"\",'Lives scenario - input'!$F130=\"\"),\"\",U145/'Lives scenario - input'!$F130),\"\")","v":""},{"$f":"IFERROR(IF(OR(V145=\"\",'Lives scenario - input'!$F130=\"\"),\"\",V145/'Lives scenario - input'!$F130),\"\")","v":""},{"$f":"IFERROR(IF(OR(W145=\"\",'Lives scenario - input'!$F130=\"\"),\"\",W145/'Lives scenario - input'!$F130),\"\")","v":""}]
[{"$f":"IFERROR('Lives scenario - input'!A131,\"\")","v":""},{"$f":"IFERROR('Lives scenario - input'!B131,\"\")","v":""},{"$f":"IFERROR('Lives scenario - input'!C131,\"\")","v":""},{"$f":"IFERROR(repcalc('Lives scenario - input'!$CX131:$GJ131,'Lives scenario - input'!$I131,'Lives scenario - input'!$G131,'Lives scenario - input'!$H131,20,TRUE,TRUE),\"\")","v":""},"","","","","","","","","","","","","","","","","","","",{"$f":"IFERROR(IF(OR(D146=\"\",'Lives scenario - input'!$F131=\"\"),\"\",D146/'Lives scenario - input'!$F131),\"\")","v":""},{"$f":"IFERROR(IF(OR(E146=\"\",'Lives scenario - input'!$F131=\"\"),\"\",E146/'Lives scenario - input'!$F131),\"\")","v":""},{"$f":"IFERROR(IF(OR(F146=\"\",'Lives scenario - input'!$F131=\"\"),\"\",F146/'Lives scenario - input'!$F131),\"\")","v":""},{"$f":"IFERROR(IF(OR(G146=\"\",'Lives scenario - input'!$F131=\"\"),\"\",G146/'Lives scenario - input'!$F131),\"\")","v":""},{"$f":"IFERROR(IF(OR(H146=\"\",'Lives scenario - input'!$F131=\"\"),\"\",H146/'Lives scenario - input'!$F131),\"\")","v":""},{"$f":"IFERROR(IF(OR(I146=\"\",'Lives scenario - input'!$F131=\"\"),\"\",I146/'Lives scenario - input'!$F131),\"\")","v":""},{"$f":"IFERROR(IF(OR(J146=\"\",'Lives scenario - input'!$F131=\"\"),\"\",J146/'Lives scenario - input'!$F131),\"\")","v":""},{"$f":"IFERROR(IF(OR(K146=\"\",'Lives scenario - input'!$F131=\"\"),\"\",K146/'Lives scenario - input'!$F131),\"\")","v":""},{"$f":"IFERROR(IF(OR(L146=\"\",'Lives scenario - input'!$F131=\"\"),\"\",L146/'Lives scenario - input'!$F131),\"\")","v":""},{"$f":"IFERROR(IF(OR(M146=\"\",'Lives scenario - input'!$F131=\"\"),\"\",M146/'Lives scenario - input'!$F131),\"\")","v":""},{"$f":"IFERROR(IF(OR(N146=\"\",'Lives scenario - input'!$F131=\"\"),\"\",N146/'Lives scenario - input'!$F131),\"\")","v":""},{"$f":"IFERROR(IF(OR(O146=\"\",'Lives scenario - input'!$F131=\"\"),\"\",O146/'Lives scenario - input'!$F131),\"\")","v":""},{"$f":"IFERROR(IF(OR(P146=\"\",'Lives scenario - input'!$F131=\"\"),\"\",P146/'Lives scenario - input'!$F131),\"\")","v":""},{"$f":"IFERROR(IF(OR(Q146=\"\",'Lives scenario - input'!$F131=\"\"),\"\",Q146/'Lives scenario - input'!$F131),\"\")","v":""},{"$f":"IFERROR(IF(OR(R146=\"\",'Lives scenario - input'!$F131=\"\"),\"\",R146/'Lives scenario - input'!$F131),\"\")","v":""},{"$f":"IFERROR(IF(OR(S146=\"\",'Lives scenario - input'!$F131=\"\"),\"\",S146/'Lives scenario - input'!$F131),\"\")","v":""},{"$f":"IFERROR(IF(OR(T146=\"\",'Lives scenario - input'!$F131=\"\"),\"\",T146/'Lives scenario - input'!$F131),\"\")","v":""},{"$f":"IFERROR(IF(OR(U146=\"\",'Lives scenario - input'!$F131=\"\"),\"\",U146/'Lives scenario - input'!$F131),\"\")","v":""},{"$f":"IFERROR(IF(OR(V146=\"\",'Lives scenario - input'!$F131=\"\"),\"\",V146/'Lives scenario - input'!$F131),\"\")","v":""},{"$f":"IFERROR(IF(OR(W146=\"\",'Lives scenario - input'!$F131=\"\"),\"\",W146/'Lives scenario - input'!$F131),\"\")","v":""}]
[{"$f":"IFERROR('Lives scenario - input'!A132,\"\")","v":""},{"$f":"IFERROR('Lives scenario - input'!B132,\"\")","v":""},{"$f":"IFERROR('Lives scenario - input'!C132,\"\")","v":""},{"$f":"IFERROR(repcalc('Lives scenario - input'!$CX132:$GJ132,'Lives scenario - input'!$I132,'Lives scenario - input'!$G132,'Lives scenario - input'!$H132,20,TRUE,TRUE),\"\")","v":""},"","","","","","","","","","","","","","","","","","","",{"$f":"IFERROR(IF(OR(D147=\"\",'Lives scenario - input'!$F132=\"\"),\"\",D147/'Lives scenario - input'!$F132),\"\")","v":""},{"$f":"IFERROR(IF(OR(E147=\"\",'Lives scenario - input'!$F132=\"\"),\"\",E147/'Lives scenario - input'!$F132),\"\")","v":""},{"$f":"IFERROR(IF(OR(F147=\"\",'Lives scenario - input'!$F132=\"\"),\"\",F147/'Lives scenario - input'!$F132),\"\")","v":""},{"$f":"IFERROR(IF(OR(G147=\"\",'Lives scenario - input'!$F132=\"\"),\"\",G147/'Lives scenario - input'!$F132),\"\")","v":""},{"$f":"IFERROR(IF(OR(H147=\"\",'Lives scenario - input'!$F132=\"\"),\"\",H147/'Lives scenario - input'!$F132),\"\")","v":""},{"$f":"IFERROR(IF(OR(I147=\"\",'Lives scenario - input'!$F132=\"\"),\"\",I147/'Lives scenario - input'!$F132),\"\")","v":""},{"$f":"IFERROR(IF(OR(J147=\"\",'Lives scenario - input'!$F132=\"\"),\"\",J147/'Lives scenario - input'!$F132),\"\")","v":""},{"$f":"IFERROR(IF(OR(K147=\"\",'Lives scenario - input'!$F132=\"\"),\"\",K147/'Lives scenario - input'!$F132),\"\")","v":""},{"$f":"IFERROR(IF(OR(L147=\"\",'Lives scenario - input'!$F132=\"\"),\"\",L147/'Lives scenario - input'!$F132),\"\")","v":""},{"$f":"IFERROR(IF(OR(M147=\"\",'Lives scenario - input'!$F132=\"\"),\"\",M147/'Lives scenario - input'!$F132),\"\")","v":""},{"$f":"IFERROR(IF(OR(N147=\"\",'Lives scenario - input'!$F132=\"\"),\"\",N147/'Lives scenario - input'!$F132),\"\")","v":""},{"$f":"IFERROR(IF(OR(O147=\"\",'Lives scenario - input'!$F132=\"\"),\"\",O147/'Lives scenario - input'!$F132),\"\")","v":""},{"$f":"IFERROR(IF(OR(P147=\"\",'Lives scenario - input'!$F132=\"\"),\"\",P147/'Lives scenario - input'!$F132),\"\")","v":""},{"$f":"IFERROR(IF(OR(Q147=\"\",'Lives scenario - input'!$F132=\"\"),\"\",Q147/'Lives scenario - input'!$F132),\"\")","v":""},{"$f":"IFERROR(IF(OR(R147=\"\",'Lives scenario - input'!$F132=\"\"),\"\",R147/'Lives scenario - input'!$F132),\"\")","v":""},{"$f":"IFERROR(IF(OR(S147=\"\",'Lives scenario - input'!$F132=\"\"),\"\",S147/'Lives scenario - input'!$F132),\"\")","v":""},{"$f":"IFERROR(IF(OR(T147=\"\",'Lives scenario - input'!$F132=\"\"),\"\",T147/'Lives scenario - input'!$F132),\"\")","v":""},{"$f":"IFERROR(IF(OR(U147=\"\",'Lives scenario - input'!$F132=\"\"),\"\",U147/'Lives scenario - input'!$F132),\"\")","v":""},{"$f":"IFERROR(IF(OR(V147=\"\",'Lives scenario - input'!$F132=\"\"),\"\",V147/'Lives scenario - input'!$F132),\"\")","v":""},{"$f":"IFERROR(IF(OR(W147=\"\",'Lives scenario - input'!$F132=\"\"),\"\",W147/'Lives scenario - input'!$F132),\"\")","v":""}]
[{"$f":"IFERROR('Lives scenario - input'!A133,\"\")","v":""},{"$f":"IFERROR('Lives scenario - input'!B133,\"\")","v":""},{"$f":"IFERROR('Lives scenario - input'!C133,\"\")","v":""},{"$f":"IFERROR(repcalc('Lives scenario - input'!$CX133:$GJ133,'Lives scenario - input'!$I133,'Lives scenario - input'!$G133,'Lives scenario - input'!$H133,20,TRUE,TRUE),\"\")","v":""},"","","","","","","","","","","","","","","","","","","",{"$f":"IFERROR(IF(OR(D148=\"\",'Lives scenario - input'!$F133=\"\"),\"\",D148/'Lives scenario - input'!$F133),\"\")","v":""},{"$f":"IFERROR(IF(OR(E148=\"\",'Lives scenario - input'!$F133=\"\"),\"\",E148/'Lives scenario - input'!$F133),\"\")","v":""},{"$f":"IFERROR(IF(OR(F148=\"\",'Lives scenario - input'!$F133=\"\"),\"\",F148/'Lives scenario - input'!$F133),\"\")","v":""},{"$f":"IFERROR(IF(OR(G148=\"\",'Lives scenario - input'!$F133=\"\"),\"\",G148/'Lives scenario - input'!$F133),\"\")","v":""},{"$f":"IFERROR(IF(OR(H148=\"\",'Lives scenario - input'!$F133=\"\"),\"\",H148/'Lives scenario - input'!$F133),\"\")","v":""},{"$f":"IFERROR(IF(OR(I148=\"\",'Lives scenario - input'!$F133=\"\"),\"\",I148/'Lives scenario - input'!$F133),\"\")","v":""},{"$f":"IFERROR(IF(OR(J148=\"\",'Lives scenario - input'!$F133=\"\"),\"\",J148/'Lives scenario - input'!$F133),\"\")","v":""},{"$f":"IFERROR(IF(OR(K148=\"\",'Lives scenario - input'!$F133=\"\"),\"\",K148/'Lives scenario - input'!$F133),\"\")","v":""},{"$f":"IFERROR(IF(OR(L148=\"\",'Lives scenario - input'!$F133=\"\"),\"\",L148/'Lives scenario - input'!$F133),\"\")","v":""},{"$f":"IFERROR(IF(OR(M148=\"\",'Lives scenario - input'!$F133=\"\"),\"\",M148/'Lives scenario - input'!$F133),\"\")","v":""},{"$f":"IFERROR(IF(OR(N148=\"\",'Lives scenario - input'!$F133=\"\"),\"\",N148/'Lives scenario - input'!$F133),\"\")","v":""},{"$f":"IFERROR(IF(OR(O148=\"\",'Lives scenario - input'!$F133=\"\"),\"\",O148/'Lives scenario - input'!$F133),\"\")","v":""},{"$f":"IFERROR(IF(OR(P148=\"\",'Lives scenario - input'!$F133=\"\"),\"\",P148/'Lives scenario - input'!$F133),\"\")","v":""},{"$f":"IFERROR(IF(OR(Q148=\"\",'Lives scenario - input'!$F133=\"\"),\"\",Q148/'Lives scenario - input'!$F133),\"\")","v":""},{"$f":"IFERROR(IF(OR(R148=\"\",'Lives scenario - input'!$F133=\"\"),\"\",R148/'Lives scenario - input'!$F133),\"\")","v":""},{"$f":"IFERROR(IF(OR(S148=\"\",'Lives scenario - input'!$F133=\"\"),\"\",S148/'Lives scenario - input'!$F133),\"\")","v":""},{"$f":"IFERROR(IF(OR(T148=\"\",'Lives scenario - input'!$F133=\"\"),\"\",T148/'Lives scenario - input'!$F133),\"\")","v":""},{"$f":"IFERROR(IF(OR(U148=\"\",'Lives scenario - input'!$F133=\"\"),\"\",U148/'Lives scenario - input'!$F133),\"\")","v":""},{"$f":"IFERROR(IF(OR(V148=\"\",'Lives scenario - input'!$F133=\"\"),\"\",V148/'Lives scenario - input'!$F133),\"\")","v":""},{"$f":"IFERROR(IF(OR(W148=\"\",'Lives scenario - input'!$F133=\"\"),\"\",W148/'Lives scenario - input'!$F133),\"\")","v":""}]
[{"$f":"IFERROR('Lives scenario - input'!A134,\"\")","v":""},{"$f":"IFERROR('Lives scenario - input'!B134,\"\")","v":""},{"$f":"IFERROR('Lives scenario - input'!C134,\"\")","v":""},{"$f":"IFERROR(repcalc('Lives scenario - input'!$CX134:$GJ134,'Lives scenario - input'!$I134,'Lives scenario - input'!$G134,'Lives scenario - input'!$H134,20,TRUE,TRUE),\"\")","v":""},"","","","","","","","","","","","","","","","","","","",{"$f":"IFERROR(IF(OR(D149=\"\",'Lives scenario - input'!$F134=\"\"),\"\",D149/'Lives scenario - input'!$F134),\"\")","v":""},{"$f":"IFERROR(IF(OR(E149=\"\",'Lives scenario - input'!$F134=\"\"),\"\",E149/'Lives scenario - input'!$F134),\"\")","v":""},{"$f":"IFERROR(IF(OR(F149=\"\",'Lives scenario - input'!$F134=\"\"),\"\",F149/'Lives scenario - input'!$F134),\"\")","v":""},{"$f":"IFERROR(IF(OR(G149=\"\",'Lives scenario - input'!$F134=\"\"),\"\",G149/'Lives scenario - input'!$F134),\"\")","v":""},{"$f":"IFERROR(IF(OR(H149=\"\",'Lives scenario - input'!$F134=\"\"),\"\",H149/'Lives scenario - input'!$F134),\"\")","v":""},{"$f":"IFERROR(IF(OR(I149=\"\",'Lives scenario - input'!$F134=\"\"),\"\",I149/'Lives scenario - input'!$F134),\"\")","v":""},{"$f":"IFERROR(IF(OR(J149=\"\",'Lives scenario - input'!$F134=\"\"),\"\",J149/'Lives scenario - input'!$F134),\"\")","v":""},{"$f":"IFERROR(IF(OR(K149=\"\",'Lives scenario - input'!$F134=\"\"),\"\",K149/'Lives scenario - input'!$F134),\"\")","v":""},{"$f":"IFERROR(IF(OR(L149=\"\",'Lives scenario - input'!$F134=\"\"),\"\",L149/'Lives scenario - input'!$F134),\"\")","v":""},{"$f":"IFERROR(IF(OR(M149=\"\",'Lives scenario - input'!$F134=\"\"),\"\",M149/'Lives scenario - input'!$F134),\"\")","v":""},{"$f":"IFERROR(IF(OR(N149=\"\",'Lives scenario - input'!$F134=\"\"),\"\",N149/'Lives scenario - input'!$F134),\"\")","v":""},{"$f":"IFERROR(IF(OR(O149=\"\",'Lives scenario - input'!$F134=\"\"),\"\",O149/'Lives scenario - input'!$F134),\"\")","v":""},{"$f":"IFERROR(IF(OR(P149=\"\",'Lives scenario - input'!$F134=\"\"),\"\",P149/'Lives scenario - input'!$F134),\"\")","v":""},{"$f":"IFERROR(IF(OR(Q149=\"\",'Lives scenario - input'!$F134=\"\"),\"\",Q149/'Lives scenario - input'!$F134),\"\")","v":""},{"$f":"IFERROR(IF(OR(R149=\"\",'Lives scenario - input'!$F134=\"\"),\"\",R149/'Lives scenario - input'!$F134),\"\")","v":""},{"$f":"IFERROR(IF(OR(S149=\"\",'Lives scenario - input'!$F134=\"\"),\"\",S149/'Lives scenario - input'!$F134),\"\")","v":""},{"$f":"IFERROR(IF(OR(T149=\"\",'Lives scenario - input'!$F134=\"\"),\"\",T149/'Lives scenario - input'!$F134),\"\")","v":""},{"$f":"IFERROR(IF(OR(U149=\"\",'Lives scenario - input'!$F134=\"\"),\"\",U149/'Lives scenario - input'!$F134),\"\")","v":""},{"$f":"IFERROR(IF(OR(V149=\"\",'Lives scenario - input'!$F134=\"\"),\"\",V149/'Lives scenario - input'!$F134),\"\")","v":""},{"$f":"IFERROR(IF(OR(W149=\"\",'Lives scenario - input'!$F134=\"\"),\"\",W149/'Lives scenario - input'!$F134),\"\")","v":""}]
[{"$f":"IFERROR('Lives scenario - input'!A135,\"\")","v":""},{"$f":"IFERROR('Lives scenario - input'!B135,\"\")","v":""},{"$f":"IFERROR('Lives scenario - input'!C135,\"\")","v":""},{"$f":"IFERROR(repcalc('Lives scenario - input'!$CX135:$GJ135,'Lives scenario - input'!$I135,'Lives scenario - input'!$G135,'Lives scenario - input'!$H135,20,TRUE,TRUE),\"\")","v":""},"","","","","","","","","","","","","","","","","","","",{"$f":"IFERROR(IF(OR(D150=\"\",'Lives scenario - input'!$F135=\"\"),\"\",D150/'Lives scenario - input'!$F135),\"\")","v":""},{"$f":"IFERROR(IF(OR(E150=\"\",'Lives scenario - input'!$F135=\"\"),\"\",E150/'Lives scenario - input'!$F135),\"\")","v":""},{"$f":"IFERROR(IF(OR(F150=\"\",'Lives scenario - input'!$F135=\"\"),\"\",F150/'Lives scenario - input'!$F135),\"\")","v":""},{"$f":"IFERROR(IF(OR(G150=\"\",'Lives scenario - input'!$F135=\"\"),\"\",G150/'Lives scenario - input'!$F135),\"\")","v":""},{"$f":"IFERROR(IF(OR(H150=\"\",'Lives scenario - input'!$F135=\"\"),\"\",H150/'Lives scenario - input'!$F135),\"\")","v":""},{"$f":"IFERROR(IF(OR(I150=\"\",'Lives scenario - input'!$F135=\"\"),\"\",I150/'Lives scenario - input'!$F135),\"\")","v":""},{"$f":"IFERROR(IF(OR(J150=\"\",'Lives scenario - input'!$F135=\"\"),\"\",J150/'Lives scenario - input'!$F135),\"\")","v":""},{"$f":"IFERROR(IF(OR(K150=\"\",'Lives scenario - input'!$F135=\"\"),\"\",K150/'Lives scenario - input'!$F135),\"\")","v":""},{"$f":"IFERROR(IF(OR(L150=\"\",'Lives scenario - input'!$F135=\"\"),\"\",L150/'Lives scenario - input'!$F135),\"\")","v":""},{"$f":"IFERROR(IF(OR(M150=\"\",'Lives scenario - input'!$F135=\"\"),\"\",M150/'Lives scenario - input'!$F135),\"\")","v":""},{"$f":"IFERROR(IF(OR(N150=\"\",'Lives scenario - input'!$F135=\"\"),\"\",N150/'Lives scenario - input'!$F135),\"\")","v":""},{"$f":"IFERROR(IF(OR(O150=\"\",'Lives scenario - input'!$F135=\"\"),\"\",O150/'Lives scenario - input'!$F135),\"\")","v":""},{"$f":"IFERROR(IF(OR(P150=\"\",'Lives scenario - input'!$F135=\"\"),\"\",P150/'Lives scenario - input'!$F135),\"\")","v":""},{"$f":"IFERROR(IF(OR(Q150=\"\",'Lives scenario - input'!$F135=\"\"),\"\",Q150/'Lives scenario - input'!$F135),\"\")","v":""},{"$f":"IFERROR(IF(OR(R150=\"\",'Lives scenario - input'!$F135=\"\"),\"\",R150/'Lives scenario - input'!$F135),\"\")","v":""},{"$f":"IFERROR(IF(OR(S150=\"\",'Lives scenario - input'!$F135=\"\"),\"\",S150/'Lives scenario - input'!$F135),\"\")","v":""},{"$f":"IFERROR(IF(OR(T150=\"\",'Lives scenario - input'!$F135=\"\"),\"\",T150/'Lives scenario - input'!$F135),\"\")","v":""},{"$f":"IFERROR(IF(OR(U150=\"\",'Lives scenario - input'!$F135=\"\"),\"\",U150/'Lives scenario - input'!$F135),\"\")","v":""},{"$f":"IFERROR(IF(OR(V150=\"\",'Lives scenario - input'!$F135=\"\"),\"\",V150/'Lives scenario - input'!$F135),\"\")","v":""},{"$f":"IFERROR(IF(OR(W150=\"\",'Lives scenario - input'!$F135=\"\"),\"\",W150/'Lives scenario - input'!$F135),\"\")","v":""}]
[{"$f":"IFERROR('Lives scenario - input'!A136,\"\")","v":""},{"$f":"IFERROR('Lives scenario - input'!B136,\"\")","v":""},{"$f":"IFERROR('Lives scenario - input'!C136,\"\")","v":""},{"$f":"IFERROR(repcalc('Lives scenario - input'!$CX136:$GJ136,'Lives scenario - input'!$I136,'Lives scenario - input'!$G136,'Lives scenario - input'!$H136,20,TRUE,TRUE),\"\")","v":""},"","","","","","","","","","","","","","","","","","","",{"$f":"IFERROR(IF(OR(D151=\"\",'Lives scenario - input'!$F136=\"\"),\"\",D151/'Lives scenario - input'!$F136),\"\")","v":""},{"$f":"IFERROR(IF(OR(E151=\"\",'Lives scenario - input'!$F136=\"\"),\"\",E151/'Lives scenario - input'!$F136),\"\")","v":""},{"$f":"IFERROR(IF(OR(F151=\"\",'Lives scenario - input'!$F136=\"\"),\"\",F151/'Lives scenario - input'!$F136),\"\")","v":""},{"$f":"IFERROR(IF(OR(G151=\"\",'Lives scenario - input'!$F136=\"\"),\"\",G151/'Lives scenario - input'!$F136),\"\")","v":""},{"$f":"IFERROR(IF(OR(H151=\"\",'Lives scenario - input'!$F136=\"\"),\"\",H151/'Lives scenario - input'!$F136),\"\")","v":""},{"$f":"IFERROR(IF(OR(I151=\"\",'Lives scenario - input'!$F136=\"\"),\"\",I151/'Lives scenario - input'!$F136),\"\")","v":""},{"$f":"IFERROR(IF(OR(J151=\"\",'Lives scenario - input'!$F136=\"\"),\"\",J151/'Lives scenario - input'!$F136),\"\")","v":""},{"$f":"IFERROR(IF(OR(K151=\"\",'Lives scenario - input'!$F136=\"\"),\"\",K151/'Lives scenario - input'!$F136),\"\")","v":""},{"$f":"IFERROR(IF(OR(L151=\"\",'Lives scenario - input'!$F136=\"\"),\"\",L151/'Lives scenario - input'!$F136),\"\")","v":""},{"$f":"IFERROR(IF(OR(M151=\"\",'Lives scenario - input'!$F136=\"\"),\"\",M151/'Lives scenario - input'!$F136),\"\")","v":""},{"$f":"IFERROR(IF(OR(N151=\"\",'Lives scenario - input'!$F136=\"\"),\"\",N151/'Lives scenario - input'!$F136),\"\")","v":""},{"$f":"IFERROR(IF(OR(O151=\"\",'Lives scenario - input'!$F136=\"\"),\"\",O151/'Lives scenario - input'!$F136),\"\")","v":""},{"$f":"IFERROR(IF(OR(P151=\"\",'Lives scenario - input'!$F136=\"\"),\"\",P151/'Lives scenario - input'!$F136),\"\")","v":""},{"$f":"IFERROR(IF(OR(Q151=\"\",'Lives scenario - input'!$F136=\"\"),\"\",Q151/'Lives scenario - input'!$F136),\"\")","v":""},{"$f":"IFERROR(IF(OR(R151=\"\",'Lives scenario - input'!$F136=\"\"),\"\",R151/'Lives scenario - input'!$F136),\"\")","v":""},{"$f":"IFERROR(IF(OR(S151=\"\",'Lives scenario - input'!$F136=\"\"),\"\",S151/'Lives scenario - input'!$F136),\"\")","v":""},{"$f":"IFERROR(IF(OR(T151=\"\",'Lives scenario - input'!$F136=\"\"),\"\",T151/'Lives scenario - input'!$F136),\"\")","v":""},{"$f":"IFERROR(IF(OR(U151=\"\",'Lives scenario - input'!$F136=\"\"),\"\",U151/'Lives scenario - input'!$F136),\"\")","v":""},{"$f":"IFERROR(IF(OR(V151=\"\",'Lives scenario - input'!$F136=\"\"),\"\",V151/'Lives scenario - input'!$F136),\"\")","v":""},{"$f":"IFERROR(IF(OR(W151=\"\",'Lives scenario - input'!$F136=\"\"),\"\",W151/'Lives scenario - input'!$F136),\"\")","v":""}]
[{"$f":"IFERROR('Lives scenario - input'!A137,\"\")","v":""},{"$f":"IFERROR('Lives scenario - input'!B137,\"\")","v":""},{"$f":"IFERROR('Lives scenario - input'!C137,\"\")","v":""},{"$f":"IFERROR(repcalc('Lives scenario - input'!$CX137:$GJ137,'Lives scenario - input'!$I137,'Lives scenario - input'!$G137,'Lives scenario - input'!$H137,20,TRUE,TRUE),\"\")","v":""},"","","","","","","","","","","","","","","","","","","",{"$f":"IFERROR(IF(OR(D152=\"\",'Lives scenario - input'!$F137=\"\"),\"\",D152/'Lives scenario - input'!$F137),\"\")","v":""},{"$f":"IFERROR(IF(OR(E152=\"\",'Lives scenario - input'!$F137=\"\"),\"\",E152/'Lives scenario - input'!$F137),\"\")","v":""},{"$f":"IFERROR(IF(OR(F152=\"\",'Lives scenario - input'!$F137=\"\"),\"\",F152/'Lives scenario - input'!$F137),\"\")","v":""},{"$f":"IFERROR(IF(OR(G152=\"\",'Lives scenario - input'!$F137=\"\"),\"\",G152/'Lives scenario - input'!$F137),\"\")","v":""},{"$f":"IFERROR(IF(OR(H152=\"\",'Lives scenario - input'!$F137=\"\"),\"\",H152/'Lives scenario - input'!$F137),\"\")","v":""},{"$f":"IFERROR(IF(OR(I152=\"\",'Lives scenario - input'!$F137=\"\"),\"\",I152/'Lives scenario - input'!$F137),\"\")","v":""},{"$f":"IFERROR(IF(OR(J152=\"\",'Lives scenario - input'!$F137=\"\"),\"\",J152/'Lives scenario - input'!$F137),\"\")","v":""},{"$f":"IFERROR(IF(OR(K152=\"\",'Lives scenario - input'!$F137=\"\"),\"\",K152/'Lives scenario - input'!$F137),\"\")","v":""},{"$f":"IFERROR(IF(OR(L152=\"\",'Lives scenario - input'!$F137=\"\"),\"\",L152/'Lives scenario - input'!$F137),\"\")","v":""},{"$f":"IFERROR(IF(OR(M152=\"\",'Lives scenario - input'!$F137=\"\"),\"\",M152/'Lives scenario - input'!$F137),\"\")","v":""},{"$f":"IFERROR(IF(OR(N152=\"\",'Lives scenario - input'!$F137=\"\"),\"\",N152/'Lives scenario - input'!$F137),\"\")","v":""},{"$f":"IFERROR(IF(OR(O152=\"\",'Lives scenario - input'!$F137=\"\"),\"\",O152/'Lives scenario - input'!$F137),\"\")","v":""},{"$f":"IFERROR(IF(OR(P152=\"\",'Lives scenario - input'!$F137=\"\"),\"\",P152/'Lives scenario - input'!$F137),\"\")","v":""},{"$f":"IFERROR(IF(OR(Q152=\"\",'Lives scenario - input'!$F137=\"\"),\"\",Q152/'Lives scenario - input'!$F137),\"\")","v":""},{"$f":"IFERROR(IF(OR(R152=\"\",'Lives scenario - input'!$F137=\"\"),\"\",R152/'Lives scenario - input'!$F137),\"\")","v":""},{"$f":"IFERROR(IF(OR(S152=\"\",'Lives scenario - input'!$F137=\"\"),\"\",S152/'Lives scenario - input'!$F137),\"\")","v":""},{"$f":"IFERROR(IF(OR(T152=\"\",'Lives scenario - input'!$F137=\"\"),\"\",T152/'Lives scenario - input'!$F137),\"\")","v":""},{"$f":"IFERROR(IF(OR(U152=\"\",'Lives scenario - input'!$F137=\"\"),\"\",U152/'Lives scenario - input'!$F137),\"\")","v":""},{"$f":"IFERROR(IF(OR(V152=\"\",'Lives scenario - input'!$F137=\"\"),\"\",V152/'Lives scenario - input'!$F137),\"\")","v":""},{"$f":"IFERROR(IF(OR(W152=\"\",'Lives scenario - input'!$F137=\"\"),\"\",W152/'Lives scenario - input'!$F137),\"\")","v":""}]
[{"$f":"IFERROR('Lives scenario - input'!A138,\"\")","v":""},{"$f":"IFERROR('Lives scenario - input'!B138,\"\")","v":""},{"$f":"IFERROR('Lives scenario - input'!C138,\"\")","v":""},{"$f":"IFERROR(repcalc('Lives scenario - input'!$CX138:$GJ138,'Lives scenario - input'!$I138,'Lives scenario - input'!$G138,'Lives scenario - input'!$H138,20,TRUE,TRUE),\"\")","v":""},"","","","","","","","","","","","","","","","","","","",{"$f":"IFERROR(IF(OR(D153=\"\",'Lives scenario - input'!$F138=\"\"),\"\",D153/'Lives scenario - input'!$F138),\"\")","v":""},{"$f":"IFERROR(IF(OR(E153=\"\",'Lives scenario - input'!$F138=\"\"),\"\",E153/'Lives scenario - input'!$F138),\"\")","v":""},{"$f":"IFERROR(IF(OR(F153=\"\",'Lives scenario - input'!$F138=\"\"),\"\",F153/'Lives scenario - input'!$F138),\"\")","v":""},{"$f":"IFERROR(IF(OR(G153=\"\",'Lives scenario - input'!$F138=\"\"),\"\",G153/'Lives scenario - input'!$F138),\"\")","v":""},{"$f":"IFERROR(IF(OR(H153=\"\",'Lives scenario - input'!$F138=\"\"),\"\",H153/'Lives scenario - input'!$F138),\"\")","v":""},{"$f":"IFERROR(IF(OR(I153=\"\",'Lives scenario - input'!$F138=\"\"),\"\",I153/'Lives scenario - input'!$F138),\"\")","v":""},{"$f":"IFERROR(IF(OR(J153=\"\",'Lives scenario - input'!$F138=\"\"),\"\",J153/'Lives scenario - input'!$F138),\"\")","v":""},{"$f":"IFERROR(IF(OR(K153=\"\",'Lives scenario - input'!$F138=\"\"),\"\",K153/'Lives scenario - input'!$F138),\"\")","v":""},{"$f":"IFERROR(IF(OR(L153=\"\",'Lives scenario - input'!$F138=\"\"),\"\",L153/'Lives scenario - input'!$F138),\"\")","v":""},{"$f":"IFERROR(IF(OR(M153=\"\",'Lives scenario - input'!$F138=\"\"),\"\",M153/'Lives scenario - input'!$F138),\"\")","v":""},{"$f":"IFERROR(IF(OR(N153=\"\",'Lives scenario - input'!$F138=\"\"),\"\",N153/'Lives scenario - input'!$F138),\"\")","v":""},{"$f":"IFERROR(IF(OR(O153=\"\",'Lives scenario - input'!$F138=\"\"),\"\",O153/'Lives scenario - input'!$F138),\"\")","v":""},{"$f":"IFERROR(IF(OR(P153=\"\",'Lives scenario - input'!$F138=\"\"),\"\",P153/'Lives scenario - input'!$F138),\"\")","v":""},{"$f":"IFERROR(IF(OR(Q153=\"\",'Lives scenario - input'!$F138=\"\"),\"\",Q153/'Lives scenario - input'!$F138),\"\")","v":""},{"$f":"IFERROR(IF(OR(R153=\"\",'Lives scenario - input'!$F138=\"\"),\"\",R153/'Lives scenario - input'!$F138),\"\")","v":""},{"$f":"IFERROR(IF(OR(S153=\"\",'Lives scenario - input'!$F138=\"\"),\"\",S153/'Lives scenario - input'!$F138),\"\")","v":""},{"$f":"IFERROR(IF(OR(T153=\"\",'Lives scenario - input'!$F138=\"\"),\"\",T153/'Lives scenario - input'!$F138),\"\")","v":""},{"$f":"IFERROR(IF(OR(U153=\"\",'Lives scenario - input'!$F138=\"\"),\"\",U153/'Lives scenario - input'!$F138),\"\")","v":""},{"$f":"IFERROR(IF(OR(V153=\"\",'Lives scenario - input'!$F138=\"\"),\"\",V153/'Lives scenario - input'!$F138),\"\")","v":""},{"$f":"IFERROR(IF(OR(W153=\"\",'Lives scenario - input'!$F138=\"\"),\"\",W153/'Lives scenario - input'!$F138),\"\")","v":""}]
[{"$f":"IFERROR('Lives scenario - input'!A139,\"\")","v":""},{"$f":"IFERROR('Lives scenario - input'!B139,\"\")","v":""},{"$f":"IFERROR('Lives scenario - input'!C139,\"\")","v":""},{"$f":"IFERROR(repcalc('Lives scenario - input'!$CX139:$GJ139,'Lives scenario - input'!$I139,'Lives scenario - input'!$G139,'Lives scenario - input'!$H139,20,TRUE,TRUE),\"\")","v":""},"","","","","","","","","","","","","","","","","","","",{"$f":"IFERROR(IF(OR(D154=\"\",'Lives scenario - input'!$F139=\"\"),\"\",D154/'Lives scenario - input'!$F139),\"\")","v":""},{"$f":"IFERROR(IF(OR(E154=\"\",'Lives scenario - input'!$F139=\"\"),\"\",E154/'Lives scenario - input'!$F139),\"\")","v":""},{"$f":"IFERROR(IF(OR(F154=\"\",'Lives scenario - input'!$F139=\"\"),\"\",F154/'Lives scenario - input'!$F139),\"\")","v":""},{"$f":"IFERROR(IF(OR(G154=\"\",'Lives scenario - input'!$F139=\"\"),\"\",G154/'Lives scenario - input'!$F139),\"\")","v":""},{"$f":"IFERROR(IF(OR(H154=\"\",'Lives scenario - input'!$F139=\"\"),\"\",H154/'Lives scenario - input'!$F139),\"\")","v":""},{"$f":"IFERROR(IF(OR(I154=\"\",'Lives scenario - input'!$F139=\"\"),\"\",I154/'Lives scenario - input'!$F139),\"\")","v":""},{"$f":"IFERROR(IF(OR(J154=\"\",'Lives scenario - input'!$F139=\"\"),\"\",J154/'Lives scenario - input'!$F139),\"\")","v":""},{"$f":"IFERROR(IF(OR(K154=\"\",'Lives scenario - input'!$F139=\"\"),\"\",K154/'Lives scenario - input'!$F139),\"\")","v":""},{"$f":"IFERROR(IF(OR(L154=\"\",'Lives scenario - input'!$F139=\"\"),\"\",L154/'Lives scenario - input'!$F139),\"\")","v":""},{"$f":"IFERROR(IF(OR(M154=\"\",'Lives scenario - input'!$F139=\"\"),\"\",M154/'Lives scenario - input'!$F139),\"\")","v":""},{"$f":"IFERROR(IF(OR(N154=\"\",'Lives scenario - input'!$F139=\"\"),\"\",N154/'Lives scenario - input'!$F139),\"\")","v":""},{"$f":"IFERROR(IF(OR(O154=\"\",'Lives scenario - input'!$F139=\"\"),\"\",O154/'Lives scenario - input'!$F139),\"\")","v":""},{"$f":"IFERROR(IF(OR(P154=\"\",'Lives scenario - input'!$F139=\"\"),\"\",P154/'Lives scenario - input'!$F139),\"\")","v":""},{"$f":"IFERROR(IF(OR(Q154=\"\",'Lives scenario - input'!$F139=\"\"),\"\",Q154/'Lives scenario - input'!$F139),\"\")","v":""},{"$f":"IFERROR(IF(OR(R154=\"\",'Lives scenario - input'!$F139=\"\"),\"\",R154/'Lives scenario - input'!$F139),\"\")","v":""},{"$f":"IFERROR(IF(OR(S154=\"\",'Lives scenario - input'!$F139=\"\"),\"\",S154/'Lives scenario - input'!$F139),\"\")","v":""},{"$f":"IFERROR(IF(OR(T154=\"\",'Lives scenario - input'!$F139=\"\"),\"\",T154/'Lives scenario - input'!$F139),\"\")","v":""},{"$f":"IFERROR(IF(OR(U154=\"\",'Lives scenario - input'!$F139=\"\"),\"\",U154/'Lives scenario - input'!$F139),\"\")","v":""},{"$f":"IFERROR(IF(OR(V154=\"\",'Lives scenario - input'!$F139=\"\"),\"\",V154/'Lives scenario - input'!$F139),\"\")","v":""},{"$f":"IFERROR(IF(OR(W154=\"\",'Lives scenario - input'!$F139=\"\"),\"\",W154/'Lives scenario - input'!$F139),\"\")","v":""}]
[{"$f":"IFERROR('Lives scenario - input'!A140,\"\")","v":""},{"$f":"IFERROR('Lives scenario - input'!B140,\"\")","v":""},{"$f":"IFERROR('Lives scenario - input'!C140,\"\")","v":""},{"$f":"IFERROR(repcalc('Lives scenario - input'!$CX140:$GJ140,'Lives scenario - input'!$I140,'Lives scenario - input'!$G140,'Lives scenario - input'!$H140,20,TRUE,TRUE),\"\")","v":""},"","","","","","","","","","","","","","","","","","","",{"$f":"IFERROR(IF(OR(D155=\"\",'Lives scenario - input'!$F140=\"\"),\"\",D155/'Lives scenario - input'!$F140),\"\")","v":""},{"$f":"IFERROR(IF(OR(E155=\"\",'Lives scenario - input'!$F140=\"\"),\"\",E155/'Lives scenario - input'!$F140),\"\")","v":""},{"$f":"IFERROR(IF(OR(F155=\"\",'Lives scenario - input'!$F140=\"\"),\"\",F155/'Lives scenario - input'!$F140),\"\")","v":""},{"$f":"IFERROR(IF(OR(G155=\"\",'Lives scenario - input'!$F140=\"\"),\"\",G155/'Lives scenario - input'!$F140),\"\")","v":""},{"$f":"IFERROR(IF(OR(H155=\"\",'Lives scenario - input'!$F140=\"\"),\"\",H155/'Lives scenario - input'!$F140),\"\")","v":""},{"$f":"IFERROR(IF(OR(I155=\"\",'Lives scenario - input'!$F140=\"\"),\"\",I155/'Lives scenario - input'!$F140),\"\")","v":""},{"$f":"IFERROR(IF(OR(J155=\"\",'Lives scenario - input'!$F140=\"\"),\"\",J155/'Lives scenario - input'!$F140),\"\")","v":""},{"$f":"IFERROR(IF(OR(K155=\"\",'Lives scenario - input'!$F140=\"\"),\"\",K155/'Lives scenario - input'!$F140),\"\")","v":""},{"$f":"IFERROR(IF(OR(L155=\"\",'Lives scenario - input'!$F140=\"\"),\"\",L155/'Lives scenario - input'!$F140),\"\")","v":""},{"$f":"IFERROR(IF(OR(M155=\"\",'Lives scenario - input'!$F140=\"\"),\"\",M155/'Lives scenario - input'!$F140),\"\")","v":""},{"$f":"IFERROR(IF(OR(N155=\"\",'Lives scenario - input'!$F140=\"\"),\"\",N155/'Lives scenario - input'!$F140),\"\")","v":""},{"$f":"IFERROR(IF(OR(O155=\"\",'Lives scenario - input'!$F140=\"\"),\"\",O155/'Lives scenario - input'!$F140),\"\")","v":""},{"$f":"IFERROR(IF(OR(P155=\"\",'Lives scenario - input'!$F140=\"\"),\"\",P155/'Lives scenario - input'!$F140),\"\")","v":""},{"$f":"IFERROR(IF(OR(Q155=\"\",'Lives scenario - input'!$F140=\"\"),\"\",Q155/'Lives scenario - input'!$F140),\"\")","v":""},{"$f":"IFERROR(IF(OR(R155=\"\",'Lives scenario - input'!$F140=\"\"),\"\",R155/'Lives scenario - input'!$F140),\"\")","v":""},{"$f":"IFERROR(IF(OR(S155=\"\",'Lives scenario - input'!$F140=\"\"),\"\",S155/'Lives scenario - input'!$F140),\"\")","v":""},{"$f":"IFERROR(IF(OR(T155=\"\",'Lives scenario - input'!$F140=\"\"),\"\",T155/'Lives scenario - input'!$F140),\"\")","v":""},{"$f":"IFERROR(IF(OR(U155=\"\",'Lives scenario - input'!$F140=\"\"),\"\",U155/'Lives scenario - input'!$F140),\"\")","v":""},{"$f":"IFERROR(IF(OR(V155=\"\",'Lives scenario - input'!$F140=\"\"),\"\",V155/'Lives scenario - input'!$F140),\"\")","v":""},{"$f":"IFERROR(IF(OR(W155=\"\",'Lives scenario - input'!$F140=\"\"),\"\",W155/'Lives scenario - input'!$F140),\"\")","v":""}]
[{"$f":"IFERROR('Lives scenario - input'!A141,\"\")","v":""},{"$f":"IFERROR('Lives scenario - input'!B141,\"\")","v":""},{"$f":"IFERROR('Lives scenario - input'!C141,\"\")","v":""},{"$f":"IFERROR(repcalc('Lives scenario - input'!$CX141:$GJ141,'Lives scenario - input'!$I141,'Lives scenario - input'!$G141,'Lives scenario - input'!$H141,20,TRUE,TRUE),\"\")","v":""},"","","","","","","","","","","","","","","","","","","",{"$f":"IFERROR(IF(OR(D156=\"\",'Lives scenario - input'!$F141=\"\"),\"\",D156/'Lives scenario - input'!$F141),\"\")","v":""},{"$f":"IFERROR(IF(OR(E156=\"\",'Lives scenario - input'!$F141=\"\"),\"\",E156/'Lives scenario - input'!$F141),\"\")","v":""},{"$f":"IFERROR(IF(OR(F156=\"\",'Lives scenario - input'!$F141=\"\"),\"\",F156/'Lives scenario - input'!$F141),\"\")","v":""},{"$f":"IFERROR(IF(OR(G156=\"\",'Lives scenario - input'!$F141=\"\"),\"\",G156/'Lives scenario - input'!$F141),\"\")","v":""},{"$f":"IFERROR(IF(OR(H156=\"\",'Lives scenario - input'!$F141=\"\"),\"\",H156/'Lives scenario - input'!$F141),\"\")","v":""},{"$f":"IFERROR(IF(OR(I156=\"\",'Lives scenario - input'!$F141=\"\"),\"\",I156/'Lives scenario - input'!$F141),\"\")","v":""},{"$f":"IFERROR(IF(OR(J156=\"\",'Lives scenario - input'!$F141=\"\"),\"\",J156/'Lives scenario - input'!$F141),\"\")","v":""},{"$f":"IFERROR(IF(OR(K156=\"\",'Lives scenario - input'!$F141=\"\"),\"\",K156/'Lives scenario - input'!$F141),\"\")","v":""},{"$f":"IFERROR(IF(OR(L156=\"\",'Lives scenario - input'!$F141=\"\"),\"\",L156/'Lives scenario - input'!$F141),\"\")","v":""},{"$f":"IFERROR(IF(OR(M156=\"\",'Lives scenario - input'!$F141=\"\"),\"\",M156/'Lives scenario - input'!$F141),\"\")","v":""},{"$f":"IFERROR(IF(OR(N156=\"\",'Lives scenario - input'!$F141=\"\"),\"\",N156/'Lives scenario - input'!$F141),\"\")","v":""},{"$f":"IFERROR(IF(OR(O156=\"\",'Lives scenario - input'!$F141=\"\"),\"\",O156/'Lives scenario - input'!$F141),\"\")","v":""},{"$f":"IFERROR(IF(OR(P156=\"\",'Lives scenario - input'!$F141=\"\"),\"\",P156/'Lives scenario - input'!$F141),\"\")","v":""},{"$f":"IFERROR(IF(OR(Q156=\"\",'Lives scenario - input'!$F141=\"\"),\"\",Q156/'Lives scenario - input'!$F141),\"\")","v":""},{"$f":"IFERROR(IF(OR(R156=\"\",'Lives scenario - input'!$F141=\"\"),\"\",R156/'Lives scenario - input'!$F141),\"\")","v":""},{"$f":"IFERROR(IF(OR(S156=\"\",'Lives scenario - input'!$F141=\"\"),\"\",S156/'Lives scenario - input'!$F141),\"\")","v":""},{"$f":"IFERROR(IF(OR(T156=\"\",'Lives scenario - input'!$F141=\"\"),\"\",T156/'Lives scenario - input'!$F141),\"\")","v":""},{"$f":"IFERROR(IF(OR(U156=\"\",'Lives scenario - input'!$F141=\"\"),\"\",U156/'Lives scenario - input'!$F141),\"\")","v":""},{"$f":"IFERROR(IF(OR(V156=\"\",'Lives scenario - input'!$F141=\"\"),\"\",V156/'Lives scenario - input'!$F141),\"\")","v":""},{"$f":"IFERROR(IF(OR(W156=\"\",'Lives scenario - input'!$F141=\"\"),\"\",W156/'Lives scenario - input'!$F141),\"\")","v":""}]
[{"$f":"IFERROR('Lives scenario - input'!A142,\"\")","v":""},{"$f":"IFERROR('Lives scenario - input'!B142,\"\")","v":""},{"$f":"IFERROR('Lives scenario - input'!C142,\"\")","v":""},{"$f":"IFERROR(repcalc('Lives scenario - input'!$CX142:$GJ142,'Lives scenario - input'!$I142,'Lives scenario - input'!$G142,'Lives scenario - input'!$H142,20,TRUE,TRUE),\"\")","v":""},"","","","","","","","","","","","","","","","","","","",{"$f":"IFERROR(IF(OR(D157=\"\",'Lives scenario - input'!$F142=\"\"),\"\",D157/'Lives scenario - input'!$F142),\"\")","v":""},{"$f":"IFERROR(IF(OR(E157=\"\",'Lives scenario - input'!$F142=\"\"),\"\",E157/'Lives scenario - input'!$F142),\"\")","v":""},{"$f":"IFERROR(IF(OR(F157=\"\",'Lives scenario - input'!$F142=\"\"),\"\",F157/'Lives scenario - input'!$F142),\"\")","v":""},{"$f":"IFERROR(IF(OR(G157=\"\",'Lives scenario - input'!$F142=\"\"),\"\",G157/'Lives scenario - input'!$F142),\"\")","v":""},{"$f":"IFERROR(IF(OR(H157=\"\",'Lives scenario - input'!$F142=\"\"),\"\",H157/'Lives scenario - input'!$F142),\"\")","v":""},{"$f":"IFERROR(IF(OR(I157=\"\",'Lives scenario - input'!$F142=\"\"),\"\",I157/'Lives scenario - input'!$F142),\"\")","v":""},{"$f":"IFERROR(IF(OR(J157=\"\",'Lives scenario - input'!$F142=\"\"),\"\",J157/'Lives scenario - input'!$F142),\"\")","v":""},{"$f":"IFERROR(IF(OR(K157=\"\",'Lives scenario - input'!$F142=\"\"),\"\",K157/'Lives scenario - input'!$F142),\"\")","v":""},{"$f":"IFERROR(IF(OR(L157=\"\",'Lives scenario - input'!$F142=\"\"),\"\",L157/'Lives scenario - input'!$F142),\"\")","v":""},{"$f":"IFERROR(IF(OR(M157=\"\",'Lives scenario - input'!$F142=\"\"),\"\",M157/'Lives scenario - input'!$F142),\"\")","v":""},{"$f":"IFERROR(IF(OR(N157=\"\",'Lives scenario - input'!$F142=\"\"),\"\",N157/'Lives scenario - input'!$F142),\"\")","v":""},{"$f":"IFERROR(IF(OR(O157=\"\",'Lives scenario - input'!$F142=\"\"),\"\",O157/'Lives scenario - input'!$F142),\"\")","v":""},{"$f":"IFERROR(IF(OR(P157=\"\",'Lives scenario - input'!$F142=\"\"),\"\",P157/'Lives scenario - input'!$F142),\"\")","v":""},{"$f":"IFERROR(IF(OR(Q157=\"\",'Lives scenario - input'!$F142=\"\"),\"\",Q157/'Lives scenario - input'!$F142),\"\")","v":""},{"$f":"IFERROR(IF(OR(R157=\"\",'Lives scenario - input'!$F142=\"\"),\"\",R157/'Lives scenario - input'!$F142),\"\")","v":""},{"$f":"IFERROR(IF(OR(S157=\"\",'Lives scenario - input'!$F142=\"\"),\"\",S157/'Lives scenario - input'!$F142),\"\")","v":""},{"$f":"IFERROR(IF(OR(T157=\"\",'Lives scenario - input'!$F142=\"\"),\"\",T157/'Lives scenario - input'!$F142),\"\")","v":""},{"$f":"IFERROR(IF(OR(U157=\"\",'Lives scenario - input'!$F142=\"\"),\"\",U157/'Lives scenario - input'!$F142),\"\")","v":""},{"$f":"IFERROR(IF(OR(V157=\"\",'Lives scenario - input'!$F142=\"\"),\"\",V157/'Lives scenario - input'!$F142),\"\")","v":""},{"$f":"IFERROR(IF(OR(W157=\"\",'Lives scenario - input'!$F142=\"\"),\"\",W157/'Lives scenario - input'!$F142),\"\")","v":""}]
[{"$f":"IFERROR('Lives scenario - input'!A143,\"\")","v":""},{"$f":"IFERROR('Lives scenario - input'!B143,\"\")","v":""},{"$f":"IFERROR('Lives scenario - input'!C143,\"\")","v":""},{"$f":"IFERROR(repcalc('Lives scenario - input'!$CX143:$GJ143,'Lives scenario - input'!$I143,'Lives scenario - input'!$G143,'Lives scenario - input'!$H143,20,TRUE,TRUE),\"\")","v":""},"","","","","","","","","","","","","","","","","","","",{"$f":"IFERROR(IF(OR(D158=\"\",'Lives scenario - input'!$F143=\"\"),\"\",D158/'Lives scenario - input'!$F143),\"\")","v":""},{"$f":"IFERROR(IF(OR(E158=\"\",'Lives scenario - input'!$F143=\"\"),\"\",E158/'Lives scenario - input'!$F143),\"\")","v":""},{"$f":"IFERROR(IF(OR(F158=\"\",'Lives scenario - input'!$F143=\"\"),\"\",F158/'Lives scenario - input'!$F143),\"\")","v":""},{"$f":"IFERROR(IF(OR(G158=\"\",'Lives scenario - input'!$F143=\"\"),\"\",G158/'Lives scenario - input'!$F143),\"\")","v":""},{"$f":"IFERROR(IF(OR(H158=\"\",'Lives scenario - input'!$F143=\"\"),\"\",H158/'Lives scenario - input'!$F143),\"\")","v":""},{"$f":"IFERROR(IF(OR(I158=\"\",'Lives scenario - input'!$F143=\"\"),\"\",I158/'Lives scenario - input'!$F143),\"\")","v":""},{"$f":"IFERROR(IF(OR(J158=\"\",'Lives scenario - input'!$F143=\"\"),\"\",J158/'Lives scenario - input'!$F143),\"\")","v":""},{"$f":"IFERROR(IF(OR(K158=\"\",'Lives scenario - input'!$F143=\"\"),\"\",K158/'Lives scenario - input'!$F143),\"\")","v":""},{"$f":"IFERROR(IF(OR(L158=\"\",'Lives scenario - input'!$F143=\"\"),\"\",L158/'Lives scenario - input'!$F143),\"\")","v":""},{"$f":"IFERROR(IF(OR(M158=\"\",'Lives scenario - input'!$F143=\"\"),\"\",M158/'Lives scenario - input'!$F143),\"\")","v":""},{"$f":"IFERROR(IF(OR(N158=\"\",'Lives scenario - input'!$F143=\"\"),\"\",N158/'Lives scenario - input'!$F143),\"\")","v":""},{"$f":"IFERROR(IF(OR(O158=\"\",'Lives scenario - input'!$F143=\"\"),\"\",O158/'Lives scenario - input'!$F143),\"\")","v":""},{"$f":"IFERROR(IF(OR(P158=\"\",'Lives scenario - input'!$F143=\"\"),\"\",P158/'Lives scenario - input'!$F143),\"\")","v":""},{"$f":"IFERROR(IF(OR(Q158=\"\",'Lives scenario - input'!$F143=\"\"),\"\",Q158/'Lives scenario - input'!$F143),\"\")","v":""},{"$f":"IFERROR(IF(OR(R158=\"\",'Lives scenario - input'!$F143=\"\"),\"\",R158/'Lives scenario - input'!$F143),\"\")","v":""},{"$f":"IFERROR(IF(OR(S158=\"\",'Lives scenario - input'!$F143=\"\"),\"\",S158/'Lives scenario - input'!$F143),\"\")","v":""},{"$f":"IFERROR(IF(OR(T158=\"\",'Lives scenario - input'!$F143=\"\"),\"\",T158/'Lives scenario - input'!$F143),\"\")","v":""},{"$f":"IFERROR(IF(OR(U158=\"\",'Lives scenario - input'!$F143=\"\"),\"\",U158/'Lives scenario - input'!$F143),\"\")","v":""},{"$f":"IFERROR(IF(OR(V158=\"\",'Lives scenario - input'!$F143=\"\"),\"\",V158/'Lives scenario - input'!$F143),\"\")","v":""},{"$f":"IFERROR(IF(OR(W158=\"\",'Lives scenario - input'!$F143=\"\"),\"\",W158/'Lives scenario - input'!$F143),\"\")","v":""}]
[{"$f":"IFERROR('Lives scenario - input'!A144,\"\")","v":""},{"$f":"IFERROR('Lives scenario - input'!B144,\"\")","v":""},{"$f":"IFERROR('Lives scenario - input'!C144,\"\")","v":""},{"$f":"IFERROR(repcalc('Lives scenario - input'!$CX144:$GJ144,'Lives scenario - input'!$I144,'Lives scenario - input'!$G144,'Lives scenario - input'!$H144,20,TRUE,TRUE),\"\")","v":""},"","","","","","","","","","","","","","","","","","","",{"$f":"IFERROR(IF(OR(D159=\"\",'Lives scenario - input'!$F144=\"\"),\"\",D159/'Lives scenario - input'!$F144),\"\")","v":""},{"$f":"IFERROR(IF(OR(E159=\"\",'Lives scenario - input'!$F144=\"\"),\"\",E159/'Lives scenario - input'!$F144),\"\")","v":""},{"$f":"IFERROR(IF(OR(F159=\"\",'Lives scenario - input'!$F144=\"\"),\"\",F159/'Lives scenario - input'!$F144),\"\")","v":""},{"$f":"IFERROR(IF(OR(G159=\"\",'Lives scenario - input'!$F144=\"\"),\"\",G159/'Lives scenario - input'!$F144),\"\")","v":""},{"$f":"IFERROR(IF(OR(H159=\"\",'Lives scenario - input'!$F144=\"\"),\"\",H159/'Lives scenario - input'!$F144),\"\")","v":""},{"$f":"IFERROR(IF(OR(I159=\"\",'Lives scenario - input'!$F144=\"\"),\"\",I159/'Lives scenario - input'!$F144),\"\")","v":""},{"$f":"IFERROR(IF(OR(J159=\"\",'Lives scenario - input'!$F144=\"\"),\"\",J159/'Lives scenario - input'!$F144),\"\")","v":""},{"$f":"IFERROR(IF(OR(K159=\"\",'Lives scenario - input'!$F144=\"\"),\"\",K159/'Lives scenario - input'!$F144),\"\")","v":""},{"$f":"IFERROR(IF(OR(L159=\"\",'Lives scenario - input'!$F144=\"\"),\"\",L159/'Lives scenario - input'!$F144),\"\")","v":""},{"$f":"IFERROR(IF(OR(M159=\"\",'Lives scenario - input'!$F144=\"\"),\"\",M159/'Lives scenario - input'!$F144),\"\")","v":""},{"$f":"IFERROR(IF(OR(N159=\"\",'Lives scenario - input'!$F144=\"\"),\"\",N159/'Lives scenario - input'!$F144),\"\")","v":""},{"$f":"IFERROR(IF(OR(O159=\"\",'Lives scenario - input'!$F144=\"\"),\"\",O159/'Lives scenario - input'!$F144),\"\")","v":""},{"$f":"IFERROR(IF(OR(P159=\"\",'Lives scenario - input'!$F144=\"\"),\"\",P159/'Lives scenario - input'!$F144),\"\")","v":""},{"$f":"IFERROR(IF(OR(Q159=\"\",'Lives scenario - input'!$F144=\"\"),\"\",Q159/'Lives scenario - input'!$F144),\"\")","v":""},{"$f":"IFERROR(IF(OR(R159=\"\",'Lives scenario - input'!$F144=\"\"),\"\",R159/'Lives scenario - input'!$F144),\"\")","v":""},{"$f":"IFERROR(IF(OR(S159=\"\",'Lives scenario - input'!$F144=\"\"),\"\",S159/'Lives scenario - input'!$F144),\"\")","v":""},{"$f":"IFERROR(IF(OR(T159=\"\",'Lives scenario - input'!$F144=\"\"),\"\",T159/'Lives scenario - input'!$F144),\"\")","v":""},{"$f":"IFERROR(IF(OR(U159=\"\",'Lives scenario - input'!$F144=\"\"),\"\",U159/'Lives scenario - input'!$F144),\"\")","v":""},{"$f":"IFERROR(IF(OR(V159=\"\",'Lives scenario - input'!$F144=\"\"),\"\",V159/'Lives scenario - input'!$F144),\"\")","v":""},{"$f":"IFERROR(IF(OR(W159=\"\",'Lives scenario - input'!$F144=\"\"),\"\",W159/'Lives scenario - input'!$F144),\"\")","v":""}]
[{"$f":"IFERROR('Lives scenario - input'!A145,\"\")","v":""},{"$f":"IFERROR('Lives scenario - input'!B145,\"\")","v":""},{"$f":"IFERROR('Lives scenario - input'!C145,\"\")","v":""},{"$f":"IFERROR(repcalc('Lives scenario - input'!$CX145:$GJ145,'Lives scenario - input'!$I145,'Lives scenario - input'!$G145,'Lives scenario - input'!$H145,20,TRUE,TRUE),\"\")","v":""},"","","","","","","","","","","","","","","","","","","",{"$f":"IFERROR(IF(OR(D160=\"\",'Lives scenario - input'!$F145=\"\"),\"\",D160/'Lives scenario - input'!$F145),\"\")","v":""},{"$f":"IFERROR(IF(OR(E160=\"\",'Lives scenario - input'!$F145=\"\"),\"\",E160/'Lives scenario - input'!$F145),\"\")","v":""},{"$f":"IFERROR(IF(OR(F160=\"\",'Lives scenario - input'!$F145=\"\"),\"\",F160/'Lives scenario - input'!$F145),\"\")","v":""},{"$f":"IFERROR(IF(OR(G160=\"\",'Lives scenario - input'!$F145=\"\"),\"\",G160/'Lives scenario - input'!$F145),\"\")","v":""},{"$f":"IFERROR(IF(OR(H160=\"\",'Lives scenario - input'!$F145=\"\"),\"\",H160/'Lives scenario - input'!$F145),\"\")","v":""},{"$f":"IFERROR(IF(OR(I160=\"\",'Lives scenario - input'!$F145=\"\"),\"\",I160/'Lives scenario - input'!$F145),\"\")","v":""},{"$f":"IFERROR(IF(OR(J160=\"\",'Lives scenario - input'!$F145=\"\"),\"\",J160/'Lives scenario - input'!$F145),\"\")","v":""},{"$f":"IFERROR(IF(OR(K160=\"\",'Lives scenario - input'!$F145=\"\"),\"\",K160/'Lives scenario - input'!$F145),\"\")","v":""},{"$f":"IFERROR(IF(OR(L160=\"\",'Lives scenario - input'!$F145=\"\"),\"\",L160/'Lives scenario - input'!$F145),\"\")","v":""},{"$f":"IFERROR(IF(OR(M160=\"\",'Lives scenario - input'!$F145=\"\"),\"\",M160/'Lives scenario - input'!$F145),\"\")","v":""},{"$f":"IFERROR(IF(OR(N160=\"\",'Lives scenario - input'!$F145=\"\"),\"\",N160/'Lives scenario - input'!$F145),\"\")","v":""},{"$f":"IFERROR(IF(OR(O160=\"\",'Lives scenario - input'!$F145=\"\"),\"\",O160/'Lives scenario - input'!$F145),\"\")","v":""},{"$f":"IFERROR(IF(OR(P160=\"\",'Lives scenario - input'!$F145=\"\"),\"\",P160/'Lives scenario - input'!$F145),\"\")","v":""},{"$f":"IFERROR(IF(OR(Q160=\"\",'Lives scenario - input'!$F145=\"\"),\"\",Q160/'Lives scenario - input'!$F145),\"\")","v":""},{"$f":"IFERROR(IF(OR(R160=\"\",'Lives scenario - input'!$F145=\"\"),\"\",R160/'Lives scenario - input'!$F145),\"\")","v":""},{"$f":"IFERROR(IF(OR(S160=\"\",'Lives scenario - input'!$F145=\"\"),\"\",S160/'Lives scenario - input'!$F145),\"\")","v":""},{"$f":"IFERROR(IF(OR(T160=\"\",'Lives scenario - input'!$F145=\"\"),\"\",T160/'Lives scenario - input'!$F145),\"\")","v":""},{"$f":"IFERROR(IF(OR(U160=\"\",'Lives scenario - input'!$F145=\"\"),\"\",U160/'Lives scenario - input'!$F145),\"\")","v":""},{"$f":"IFERROR(IF(OR(V160=\"\",'Lives scenario - input'!$F145=\"\"),\"\",V160/'Lives scenario - input'!$F145),\"\")","v":""},{"$f":"IFERROR(IF(OR(W160=\"\",'Lives scenario - input'!$F145=\"\"),\"\",W160/'Lives scenario - input'!$F145),\"\")","v":""}]
[{"$f":"IFERROR('Lives scenario - input'!A146,\"\")","v":""},{"$f":"IFERROR('Lives scenario - input'!B146,\"\")","v":""},{"$f":"IFERROR('Lives scenario - input'!C146,\"\")","v":""},{"$f":"IFERROR(repcalc('Lives scenario - input'!$CX146:$GJ146,'Lives scenario - input'!$I146,'Lives scenario - input'!$G146,'Lives scenario - input'!$H146,20,TRUE,TRUE),\"\")","v":""},"","","","","","","","","","","","","","","","","","","",{"$f":"IFERROR(IF(OR(D161=\"\",'Lives scenario - input'!$F146=\"\"),\"\",D161/'Lives scenario - input'!$F146),\"\")","v":""},{"$f":"IFERROR(IF(OR(E161=\"\",'Lives scenario - input'!$F146=\"\"),\"\",E161/'Lives scenario - input'!$F146),\"\")","v":""},{"$f":"IFERROR(IF(OR(F161=\"\",'Lives scenario - input'!$F146=\"\"),\"\",F161/'Lives scenario - input'!$F146),\"\")","v":""},{"$f":"IFERROR(IF(OR(G161=\"\",'Lives scenario - input'!$F146=\"\"),\"\",G161/'Lives scenario - input'!$F146),\"\")","v":""},{"$f":"IFERROR(IF(OR(H161=\"\",'Lives scenario - input'!$F146=\"\"),\"\",H161/'Lives scenario - input'!$F146),\"\")","v":""},{"$f":"IFERROR(IF(OR(I161=\"\",'Lives scenario - input'!$F146=\"\"),\"\",I161/'Lives scenario - input'!$F146),\"\")","v":""},{"$f":"IFERROR(IF(OR(J161=\"\",'Lives scenario - input'!$F146=\"\"),\"\",J161/'Lives scenario - input'!$F146),\"\")","v":""},{"$f":"IFERROR(IF(OR(K161=\"\",'Lives scenario - input'!$F146=\"\"),\"\",K161/'Lives scenario - input'!$F146),\"\")","v":""},{"$f":"IFERROR(IF(OR(L161=\"\",'Lives scenario - input'!$F146=\"\"),\"\",L161/'Lives scenario - input'!$F146),\"\")","v":""},{"$f":"IFERROR(IF(OR(M161=\"\",'Lives scenario - input'!$F146=\"\"),\"\",M161/'Lives scenario - input'!$F146),\"\")","v":""},{"$f":"IFERROR(IF(OR(N161=\"\",'Lives scenario - input'!$F146=\"\"),\"\",N161/'Lives scenario - input'!$F146),\"\")","v":""},{"$f":"IFERROR(IF(OR(O161=\"\",'Lives scenario - input'!$F146=\"\"),\"\",O161/'Lives scenario - input'!$F146),\"\")","v":""},{"$f":"IFERROR(IF(OR(P161=\"\",'Lives scenario - input'!$F146=\"\"),\"\",P161/'Lives scenario - input'!$F146),\"\")","v":""},{"$f":"IFERROR(IF(OR(Q161=\"\",'Lives scenario - input'!$F146=\"\"),\"\",Q161/'Lives scenario - input'!$F146),\"\")","v":""},{"$f":"IFERROR(IF(OR(R161=\"\",'Lives scenario - input'!$F146=\"\"),\"\",R161/'Lives scenario - input'!$F146),\"\")","v":""},{"$f":"IFERROR(IF(OR(S161=\"\",'Lives scenario - input'!$F146=\"\"),\"\",S161/'Lives scenario - input'!$F146),\"\")","v":""},{"$f":"IFERROR(IF(OR(T161=\"\",'Lives scenario - input'!$F146=\"\"),\"\",T161/'Lives scenario - input'!$F146),\"\")","v":""},{"$f":"IFERROR(IF(OR(U161=\"\",'Lives scenario - input'!$F146=\"\"),\"\",U161/'Lives scenario - input'!$F146),\"\")","v":""},{"$f":"IFERROR(IF(OR(V161=\"\",'Lives scenario - input'!$F146=\"\"),\"\",V161/'Lives scenario - input'!$F146),\"\")","v":""},{"$f":"IFERROR(IF(OR(W161=\"\",'Lives scenario - input'!$F146=\"\"),\"\",W161/'Lives scenario - input'!$F146),\"\")","v":""}]
[{"$f":"IFERROR('Lives scenario - input'!A147,\"\")","v":""},{"$f":"IFERROR('Lives scenario - input'!B147,\"\")","v":""},{"$f":"IFERROR('Lives scenario - input'!C147,\"\")","v":""},{"$f":"IFERROR(repcalc('Lives scenario - input'!$CX147:$GJ147,'Lives scenario - input'!$I147,'Lives scenario - input'!$G147,'Lives scenario - input'!$H147,20,TRUE,TRUE),\"\")","v":""},"","","","","","","","","","","","","","","","","","","",{"$f":"IFERROR(IF(OR(D162=\"\",'Lives scenario - input'!$F147=\"\"),\"\",D162/'Lives scenario - input'!$F147),\"\")","v":""},{"$f":"IFERROR(IF(OR(E162=\"\",'Lives scenario - input'!$F147=\"\"),\"\",E162/'Lives scenario - input'!$F147),\"\")","v":""},{"$f":"IFERROR(IF(OR(F162=\"\",'Lives scenario - input'!$F147=\"\"),\"\",F162/'Lives scenario - input'!$F147),\"\")","v":""},{"$f":"IFERROR(IF(OR(G162=\"\",'Lives scenario - input'!$F147=\"\"),\"\",G162/'Lives scenario - input'!$F147),\"\")","v":""},{"$f":"IFERROR(IF(OR(H162=\"\",'Lives scenario - input'!$F147=\"\"),\"\",H162/'Lives scenario - input'!$F147),\"\")","v":""},{"$f":"IFERROR(IF(OR(I162=\"\",'Lives scenario - input'!$F147=\"\"),\"\",I162/'Lives scenario - input'!$F147),\"\")","v":""},{"$f":"IFERROR(IF(OR(J162=\"\",'Lives scenario - input'!$F147=\"\"),\"\",J162/'Lives scenario - input'!$F147),\"\")","v":""},{"$f":"IFERROR(IF(OR(K162=\"\",'Lives scenario - input'!$F147=\"\"),\"\",K162/'Lives scenario - input'!$F147),\"\")","v":""},{"$f":"IFERROR(IF(OR(L162=\"\",'Lives scenario - input'!$F147=\"\"),\"\",L162/'Lives scenario - input'!$F147),\"\")","v":""},{"$f":"IFERROR(IF(OR(M162=\"\",'Lives scenario - input'!$F147=\"\"),\"\",M162/'Lives scenario - input'!$F147),\"\")","v":""},{"$f":"IFERROR(IF(OR(N162=\"\",'Lives scenario - input'!$F147=\"\"),\"\",N162/'Lives scenario - input'!$F147),\"\")","v":""},{"$f":"IFERROR(IF(OR(O162=\"\",'Lives scenario - input'!$F147=\"\"),\"\",O162/'Lives scenario - input'!$F147),\"\")","v":""},{"$f":"IFERROR(IF(OR(P162=\"\",'Lives scenario - input'!$F147=\"\"),\"\",P162/'Lives scenario - input'!$F147),\"\")","v":""},{"$f":"IFERROR(IF(OR(Q162=\"\",'Lives scenario - input'!$F147=\"\"),\"\",Q162/'Lives scenario - input'!$F147),\"\")","v":""},{"$f":"IFERROR(IF(OR(R162=\"\",'Lives scenario - input'!$F147=\"\"),\"\",R162/'Lives scenario - input'!$F147),\"\")","v":""},{"$f":"IFERROR(IF(OR(S162=\"\",'Lives scenario - input'!$F147=\"\"),\"\",S162/'Lives scenario - input'!$F147),\"\")","v":""},{"$f":"IFERROR(IF(OR(T162=\"\",'Lives scenario - input'!$F147=\"\"),\"\",T162/'Lives scenario - input'!$F147),\"\")","v":""},{"$f":"IFERROR(IF(OR(U162=\"\",'Lives scenario - input'!$F147=\"\"),\"\",U162/'Lives scenario - input'!$F147),\"\")","v":""},{"$f":"IFERROR(IF(OR(V162=\"\",'Lives scenario - input'!$F147=\"\"),\"\",V162/'Lives scenario - input'!$F147),\"\")","v":""},{"$f":"IFERROR(IF(OR(W162=\"\",'Lives scenario - input'!$F147=\"\"),\"\",W162/'Lives scenario - input'!$F147),\"\")","v":""}]
[{"$f":"IFERROR('Lives scenario - input'!A148,\"\")","v":""},{"$f":"IFERROR('Lives scenario - input'!B148,\"\")","v":""},{"$f":"IFERROR('Lives scenario - input'!C148,\"\")","v":""},{"$f":"IFERROR(repcalc('Lives scenario - input'!$CX148:$GJ148,'Lives scenario - input'!$I148,'Lives scenario - input'!$G148,'Lives scenario - input'!$H148,20,TRUE,TRUE),\"\")","v":""},"","","","","","","","","","","","","","","","","","","",{"$f":"IFERROR(IF(OR(D163=\"\",'Lives scenario - input'!$F148=\"\"),\"\",D163/'Lives scenario - input'!$F148),\"\")","v":""},{"$f":"IFERROR(IF(OR(E163=\"\",'Lives scenario - input'!$F148=\"\"),\"\",E163/'Lives scenario - input'!$F148),\"\")","v":""},{"$f":"IFERROR(IF(OR(F163=\"\",'Lives scenario - input'!$F148=\"\"),\"\",F163/'Lives scenario - input'!$F148),\"\")","v":""},{"$f":"IFERROR(IF(OR(G163=\"\",'Lives scenario - input'!$F148=\"\"),\"\",G163/'Lives scenario - input'!$F148),\"\")","v":""},{"$f":"IFERROR(IF(OR(H163=\"\",'Lives scenario - input'!$F148=\"\"),\"\",H163/'Lives scenario - input'!$F148),\"\")","v":""},{"$f":"IFERROR(IF(OR(I163=\"\",'Lives scenario - input'!$F148=\"\"),\"\",I163/'Lives scenario - input'!$F148),\"\")","v":""},{"$f":"IFERROR(IF(OR(J163=\"\",'Lives scenario - input'!$F148=\"\"),\"\",J163/'Lives scenario - input'!$F148),\"\")","v":""},{"$f":"IFERROR(IF(OR(K163=\"\",'Lives scenario - input'!$F148=\"\"),\"\",K163/'Lives scenario - input'!$F148),\"\")","v":""},{"$f":"IFERROR(IF(OR(L163=\"\",'Lives scenario - input'!$F148=\"\"),\"\",L163/'Lives scenario - input'!$F148),\"\")","v":""},{"$f":"IFERROR(IF(OR(M163=\"\",'Lives scenario - input'!$F148=\"\"),\"\",M163/'Lives scenario - input'!$F148),\"\")","v":""},{"$f":"IFERROR(IF(OR(N163=\"\",'Lives scenario - input'!$F148=\"\"),\"\",N163/'Lives scenario - input'!$F148),\"\")","v":""},{"$f":"IFERROR(IF(OR(O163=\"\",'Lives scenario - input'!$F148=\"\"),\"\",O163/'Lives scenario - input'!$F148),\"\")","v":""},{"$f":"IFERROR(IF(OR(P163=\"\",'Lives scenario - input'!$F148=\"\"),\"\",P163/'Lives scenario - input'!$F148),\"\")","v":""},{"$f":"IFERROR(IF(OR(Q163=\"\",'Lives scenario - input'!$F148=\"\"),\"\",Q163/'Lives scenario - input'!$F148),\"\")","v":""},{"$f":"IFERROR(IF(OR(R163=\"\",'Lives scenario - input'!$F148=\"\"),\"\",R163/'Lives scenario - input'!$F148),\"\")","v":""},{"$f":"IFERROR(IF(OR(S163=\"\",'Lives scenario - input'!$F148=\"\"),\"\",S163/'Lives scenario - input'!$F148),\"\")","v":""},{"$f":"IFERROR(IF(OR(T163=\"\",'Lives scenario - input'!$F148=\"\"),\"\",T163/'Lives scenario - input'!$F148),\"\")","v":""},{"$f":"IFERROR(IF(OR(U163=\"\",'Lives scenario - input'!$F148=\"\"),\"\",U163/'Lives scenario - input'!$F148),\"\")","v":""},{"$f":"IFERROR(IF(OR(V163=\"\",'Lives scenario - input'!$F148=\"\"),\"\",V163/'Lives scenario - input'!$F148),\"\")","v":""},{"$f":"IFERROR(IF(OR(W163=\"\",'Lives scenario - input'!$F148=\"\"),\"\",W163/'Lives scenario - input'!$F148),\"\")","v":""}]
[{"$f":"IFERROR('Lives scenario - input'!A149,\"\")","v":""},{"$f":"IFERROR('Lives scenario - input'!B149,\"\")","v":""},{"$f":"IFERROR('Lives scenario - input'!C149,\"\")","v":""},{"$f":"IFERROR(repcalc('Lives scenario - input'!$CX149:$GJ149,'Lives scenario - input'!$I149,'Lives scenario - input'!$G149,'Lives scenario - input'!$H149,20,TRUE,TRUE),\"\")","v":""},"","","","","","","","","","","","","","","","","","","",{"$f":"IFERROR(IF(OR(D164=\"\",'Lives scenario - input'!$F149=\"\"),\"\",D164/'Lives scenario - input'!$F149),\"\")","v":""},{"$f":"IFERROR(IF(OR(E164=\"\",'Lives scenario - input'!$F149=\"\"),\"\",E164/'Lives scenario - input'!$F149),\"\")","v":""},{"$f":"IFERROR(IF(OR(F164=\"\",'Lives scenario - input'!$F149=\"\"),\"\",F164/'Lives scenario - input'!$F149),\"\")","v":""},{"$f":"IFERROR(IF(OR(G164=\"\",'Lives scenario - input'!$F149=\"\"),\"\",G164/'Lives scenario - input'!$F149),\"\")","v":""},{"$f":"IFERROR(IF(OR(H164=\"\",'Lives scenario - input'!$F149=\"\"),\"\",H164/'Lives scenario - input'!$F149),\"\")","v":""},{"$f":"IFERROR(IF(OR(I164=\"\",'Lives scenario - input'!$F149=\"\"),\"\",I164/'Lives scenario - input'!$F149),\"\")","v":""},{"$f":"IFERROR(IF(OR(J164=\"\",'Lives scenario - input'!$F149=\"\"),\"\",J164/'Lives scenario - input'!$F149),\"\")","v":""},{"$f":"IFERROR(IF(OR(K164=\"\",'Lives scenario - input'!$F149=\"\"),\"\",K164/'Lives scenario - input'!$F149),\"\")","v":""},{"$f":"IFERROR(IF(OR(L164=\"\",'Lives scenario - input'!$F149=\"\"),\"\",L164/'Lives scenario - input'!$F149),\"\")","v":""},{"$f":"IFERROR(IF(OR(M164=\"\",'Lives scenario - input'!$F149=\"\"),\"\",M164/'Lives scenario - input'!$F149),\"\")","v":""},{"$f":"IFERROR(IF(OR(N164=\"\",'Lives scenario - input'!$F149=\"\"),\"\",N164/'Lives scenario - input'!$F149),\"\")","v":""},{"$f":"IFERROR(IF(OR(O164=\"\",'Lives scenario - input'!$F149=\"\"),\"\",O164/'Lives scenario - input'!$F149),\"\")","v":""},{"$f":"IFERROR(IF(OR(P164=\"\",'Lives scenario - input'!$F149=\"\"),\"\",P164/'Lives scenario - input'!$F149),\"\")","v":""},{"$f":"IFERROR(IF(OR(Q164=\"\",'Lives scenario - input'!$F149=\"\"),\"\",Q164/'Lives scenario - input'!$F149),\"\")","v":""},{"$f":"IFERROR(IF(OR(R164=\"\",'Lives scenario - input'!$F149=\"\"),\"\",R164/'Lives scenario - input'!$F149),\"\")","v":""},{"$f":"IFERROR(IF(OR(S164=\"\",'Lives scenario - input'!$F149=\"\"),\"\",S164/'Lives scenario - input'!$F149),\"\")","v":""},{"$f":"IFERROR(IF(OR(T164=\"\",'Lives scenario - input'!$F149=\"\"),\"\",T164/'Lives scenario - input'!$F149),\"\")","v":""},{"$f":"IFERROR(IF(OR(U164=\"\",'Lives scenario - input'!$F149=\"\"),\"\",U164/'Lives scenario - input'!$F149),\"\")","v":""},{"$f":"IFERROR(IF(OR(V164=\"\",'Lives scenario - input'!$F149=\"\"),\"\",V164/'Lives scenario - input'!$F149),\"\")","v":""},{"$f":"IFERROR(IF(OR(W164=\"\",'Lives scenario - input'!$F149=\"\"),\"\",W164/'Lives scenario - input'!$F149),\"\")","v":""}]
[{"$f":"IFERROR('Lives scenario - input'!A150,\"\")","v":""},{"$f":"IFERROR('Lives scenario - input'!B150,\"\")","v":""},{"$f":"IFERROR('Lives scenario - input'!C150,\"\")","v":""},{"$f":"IFERROR(repcalc('Lives scenario - input'!$CX150:$GJ150,'Lives scenario - input'!$I150,'Lives scenario - input'!$G150,'Lives scenario - input'!$H150,20,TRUE,TRUE),\"\")","v":""},"","","","","","","","","","","","","","","","","","","",{"$f":"IFERROR(IF(OR(D165=\"\",'Lives scenario - input'!$F150=\"\"),\"\",D165/'Lives scenario - input'!$F150),\"\")","v":""},{"$f":"IFERROR(IF(OR(E165=\"\",'Lives scenario - input'!$F150=\"\"),\"\",E165/'Lives scenario - input'!$F150),\"\")","v":""},{"$f":"IFERROR(IF(OR(F165=\"\",'Lives scenario - input'!$F150=\"\"),\"\",F165/'Lives scenario - input'!$F150),\"\")","v":""},{"$f":"IFERROR(IF(OR(G165=\"\",'Lives scenario - input'!$F150=\"\"),\"\",G165/'Lives scenario - input'!$F150),\"\")","v":""},{"$f":"IFERROR(IF(OR(H165=\"\",'Lives scenario - input'!$F150=\"\"),\"\",H165/'Lives scenario - input'!$F150),\"\")","v":""},{"$f":"IFERROR(IF(OR(I165=\"\",'Lives scenario - input'!$F150=\"\"),\"\",I165/'Lives scenario - input'!$F150),\"\")","v":""},{"$f":"IFERROR(IF(OR(J165=\"\",'Lives scenario - input'!$F150=\"\"),\"\",J165/'Lives scenario - input'!$F150),\"\")","v":""},{"$f":"IFERROR(IF(OR(K165=\"\",'Lives scenario - input'!$F150=\"\"),\"\",K165/'Lives scenario - input'!$F150),\"\")","v":""},{"$f":"IFERROR(IF(OR(L165=\"\",'Lives scenario - input'!$F150=\"\"),\"\",L165/'Lives scenario - input'!$F150),\"\")","v":""},{"$f":"IFERROR(IF(OR(M165=\"\",'Lives scenario - input'!$F150=\"\"),\"\",M165/'Lives scenario - input'!$F150),\"\")","v":""},{"$f":"IFERROR(IF(OR(N165=\"\",'Lives scenario - input'!$F150=\"\"),\"\",N165/'Lives scenario - input'!$F150),\"\")","v":""},{"$f":"IFERROR(IF(OR(O165=\"\",'Lives scenario - input'!$F150=\"\"),\"\",O165/'Lives scenario - input'!$F150),\"\")","v":""},{"$f":"IFERROR(IF(OR(P165=\"\",'Lives scenario - input'!$F150=\"\"),\"\",P165/'Lives scenario - input'!$F150),\"\")","v":""},{"$f":"IFERROR(IF(OR(Q165=\"\",'Lives scenario - input'!$F150=\"\"),\"\",Q165/'Lives scenario - input'!$F150),\"\")","v":""},{"$f":"IFERROR(IF(OR(R165=\"\",'Lives scenario - input'!$F150=\"\"),\"\",R165/'Lives scenario - input'!$F150),\"\")","v":""},{"$f":"IFERROR(IF(OR(S165=\"\",'Lives scenario - input'!$F150=\"\"),\"\",S165/'Lives scenario - input'!$F150),\"\")","v":""},{"$f":"IFERROR(IF(OR(T165=\"\",'Lives scenario - input'!$F150=\"\"),\"\",T165/'Lives scenario - input'!$F150),\"\")","v":""},{"$f":"IFERROR(IF(OR(U165=\"\",'Lives scenario - input'!$F150=\"\"),\"\",U165/'Lives scenario - input'!$F150),\"\")","v":""},{"$f":"IFERROR(IF(OR(V165=\"\",'Lives scenario - input'!$F150=\"\"),\"\",V165/'Lives scenario - input'!$F150),\"\")","v":""},{"$f":"IFERROR(IF(OR(W165=\"\",'Lives scenario - input'!$F150=\"\"),\"\",W165/'Lives scenario - input'!$F150),\"\")","v":""}]
[{"$f":"IFERROR('Lives scenario - input'!A151,\"\")","v":""},{"$f":"IFERROR('Lives scenario - input'!B151,\"\")","v":""},{"$f":"IFERROR('Lives scenario - input'!C151,\"\")","v":""},{"$f":"IFERROR(repcalc('Lives scenario - input'!$CX151:$GJ151,'Lives scenario - input'!$I151,'Lives scenario - input'!$G151,'Lives scenario - input'!$H151,20,TRUE,TRUE),\"\")","v":""},"","","","","","","","","","","","","","","","","","","",{"$f":"IFERROR(IF(OR(D166=\"\",'Lives scenario - input'!$F151=\"\"),\"\",D166/'Lives scenario - input'!$F151),\"\")","v":""},{"$f":"IFERROR(IF(OR(E166=\"\",'Lives scenario - input'!$F151=\"\"),\"\",E166/'Lives scenario - input'!$F151),\"\")","v":""},{"$f":"IFERROR(IF(OR(F166=\"\",'Lives scenario - input'!$F151=\"\"),\"\",F166/'Lives scenario - input'!$F151),\"\")","v":""},{"$f":"IFERROR(IF(OR(G166=\"\",'Lives scenario - input'!$F151=\"\"),\"\",G166/'Lives scenario - input'!$F151),\"\")","v":""},{"$f":"IFERROR(IF(OR(H166=\"\",'Lives scenario - input'!$F151=\"\"),\"\",H166/'Lives scenario - input'!$F151),\"\")","v":""},{"$f":"IFERROR(IF(OR(I166=\"\",'Lives scenario - input'!$F151=\"\"),\"\",I166/'Lives scenario - input'!$F151),\"\")","v":""},{"$f":"IFERROR(IF(OR(J166=\"\",'Lives scenario - input'!$F151=\"\"),\"\",J166/'Lives scenario - input'!$F151),\"\")","v":""},{"$f":"IFERROR(IF(OR(K166=\"\",'Lives scenario - input'!$F151=\"\"),\"\",K166/'Lives scenario - input'!$F151),\"\")","v":""},{"$f":"IFERROR(IF(OR(L166=\"\",'Lives scenario - input'!$F151=\"\"),\"\",L166/'Lives scenario - input'!$F151),\"\")","v":""},{"$f":"IFERROR(IF(OR(M166=\"\",'Lives scenario - input'!$F151=\"\"),\"\",M166/'Lives scenario - input'!$F151),\"\")","v":""},{"$f":"IFERROR(IF(OR(N166=\"\",'Lives scenario - input'!$F151=\"\"),\"\",N166/'Lives scenario - input'!$F151),\"\")","v":""},{"$f":"IFERROR(IF(OR(O166=\"\",'Lives scenario - input'!$F151=\"\"),\"\",O166/'Lives scenario - input'!$F151),\"\")","v":""},{"$f":"IFERROR(IF(OR(P166=\"\",'Lives scenario - input'!$F151=\"\"),\"\",P166/'Lives scenario - input'!$F151),\"\")","v":""},{"$f":"IFERROR(IF(OR(Q166=\"\",'Lives scenario - input'!$F151=\"\"),\"\",Q166/'Lives scenario - input'!$F151),\"\")","v":""},{"$f":"IFERROR(IF(OR(R166=\"\",'Lives scenario - input'!$F151=\"\"),\"\",R166/'Lives scenario - input'!$F151),\"\")","v":""},{"$f":"IFERROR(IF(OR(S166=\"\",'Lives scenario - input'!$F151=\"\"),\"\",S166/'Lives scenario - input'!$F151),\"\")","v":""},{"$f":"IFERROR(IF(OR(T166=\"\",'Lives scenario - input'!$F151=\"\"),\"\",T166/'Lives scenario - input'!$F151),\"\")","v":""},{"$f":"IFERROR(IF(OR(U166=\"\",'Lives scenario - input'!$F151=\"\"),\"\",U166/'Lives scenario - input'!$F151),\"\")","v":""},{"$f":"IFERROR(IF(OR(V166=\"\",'Lives scenario - input'!$F151=\"\"),\"\",V166/'Lives scenario - input'!$F151),\"\")","v":""},{"$f":"IFERROR(IF(OR(W166=\"\",'Lives scenario - input'!$F151=\"\"),\"\",W166/'Lives scenario - input'!$F151),\"\")","v":""}]
[{"$f":"IFERROR('Lives scenario - input'!A152,\"\")","v":""},{"$f":"IFERROR('Lives scenario - input'!B152,\"\")","v":""},{"$f":"IFERROR('Lives scenario - input'!C152,\"\")","v":""},{"$f":"IFERROR(repcalc('Lives scenario - input'!$CX152:$GJ152,'Lives scenario - input'!$I152,'Lives scenario - input'!$G152,'Lives scenario - input'!$H152,20,TRUE,TRUE),\"\")","v":""},"","","","","","","","","","","","","","","","","","","",{"$f":"IFERROR(IF(OR(D167=\"\",'Lives scenario - input'!$F152=\"\"),\"\",D167/'Lives scenario - input'!$F152),\"\")","v":""},{"$f":"IFERROR(IF(OR(E167=\"\",'Lives scenario - input'!$F152=\"\"),\"\",E167/'Lives scenario - input'!$F152),\"\")","v":""},{"$f":"IFERROR(IF(OR(F167=\"\",'Lives scenario - input'!$F152=\"\"),\"\",F167/'Lives scenario - input'!$F152),\"\")","v":""},{"$f":"IFERROR(IF(OR(G167=\"\",'Lives scenario - input'!$F152=\"\"),\"\",G167/'Lives scenario - input'!$F152),\"\")","v":""},{"$f":"IFERROR(IF(OR(H167=\"\",'Lives scenario - input'!$F152=\"\"),\"\",H167/'Lives scenario - input'!$F152),\"\")","v":""},{"$f":"IFERROR(IF(OR(I167=\"\",'Lives scenario - input'!$F152=\"\"),\"\",I167/'Lives scenario - input'!$F152),\"\")","v":""},{"$f":"IFERROR(IF(OR(J167=\"\",'Lives scenario - input'!$F152=\"\"),\"\",J167/'Lives scenario - input'!$F152),\"\")","v":""},{"$f":"IFERROR(IF(OR(K167=\"\",'Lives scenario - input'!$F152=\"\"),\"\",K167/'Lives scenario - input'!$F152),\"\")","v":""},{"$f":"IFERROR(IF(OR(L167=\"\",'Lives scenario - input'!$F152=\"\"),\"\",L167/'Lives scenario - input'!$F152),\"\")","v":""},{"$f":"IFERROR(IF(OR(M167=\"\",'Lives scenario - input'!$F152=\"\"),\"\",M167/'Lives scenario - input'!$F152),\"\")","v":""},{"$f":"IFERROR(IF(OR(N167=\"\",'Lives scenario - input'!$F152=\"\"),\"\",N167/'Lives scenario - input'!$F152),\"\")","v":""},{"$f":"IFERROR(IF(OR(O167=\"\",'Lives scenario - input'!$F152=\"\"),\"\",O167/'Lives scenario - input'!$F152),\"\")","v":""},{"$f":"IFERROR(IF(OR(P167=\"\",'Lives scenario - input'!$F152=\"\"),\"\",P167/'Lives scenario - input'!$F152),\"\")","v":""},{"$f":"IFERROR(IF(OR(Q167=\"\",'Lives scenario - input'!$F152=\"\"),\"\",Q167/'Lives scenario - input'!$F152),\"\")","v":""},{"$f":"IFERROR(IF(OR(R167=\"\",'Lives scenario - input'!$F152=\"\"),\"\",R167/'Lives scenario - input'!$F152),\"\")","v":""},{"$f":"IFERROR(IF(OR(S167=\"\",'Lives scenario - input'!$F152=\"\"),\"\",S167/'Lives scenario - input'!$F152),\"\")","v":""},{"$f":"IFERROR(IF(OR(T167=\"\",'Lives scenario - input'!$F152=\"\"),\"\",T167/'Lives scenario - input'!$F152),\"\")","v":""},{"$f":"IFERROR(IF(OR(U167=\"\",'Lives scenario - input'!$F152=\"\"),\"\",U167/'Lives scenario - input'!$F152),\"\")","v":""},{"$f":"IFERROR(IF(OR(V167=\"\",'Lives scenario - input'!$F152=\"\"),\"\",V167/'Lives scenario - input'!$F152),\"\")","v":""},{"$f":"IFERROR(IF(OR(W167=\"\",'Lives scenario - input'!$F152=\"\"),\"\",W167/'Lives scenario - input'!$F152),\"\")","v":""}]
[{"$f":"IFERROR('Lives scenario - input'!A153,\"\")","v":""},{"$f":"IFERROR('Lives scenario - input'!B153,\"\")","v":""},{"$f":"IFERROR('Lives scenario - input'!C153,\"\")","v":""},{"$f":"IFERROR(repcalc('Lives scenario - input'!$CX153:$GJ153,'Lives scenario - input'!$I153,'Lives scenario - input'!$G153,'Lives scenario - input'!$H153,20,TRUE,TRUE),\"\")","v":""},"","","","","","","","","","","","","","","","","","","",{"$f":"IFERROR(IF(OR(D168=\"\",'Lives scenario - input'!$F153=\"\"),\"\",D168/'Lives scenario - input'!$F153),\"\")","v":""},{"$f":"IFERROR(IF(OR(E168=\"\",'Lives scenario - input'!$F153=\"\"),\"\",E168/'Lives scenario - input'!$F153),\"\")","v":""},{"$f":"IFERROR(IF(OR(F168=\"\",'Lives scenario - input'!$F153=\"\"),\"\",F168/'Lives scenario - input'!$F153),\"\")","v":""},{"$f":"IFERROR(IF(OR(G168=\"\",'Lives scenario - input'!$F153=\"\"),\"\",G168/'Lives scenario - input'!$F153),\"\")","v":""},{"$f":"IFERROR(IF(OR(H168=\"\",'Lives scenario - input'!$F153=\"\"),\"\",H168/'Lives scenario - input'!$F153),\"\")","v":""},{"$f":"IFERROR(IF(OR(I168=\"\",'Lives scenario - input'!$F153=\"\"),\"\",I168/'Lives scenario - input'!$F153),\"\")","v":""},{"$f":"IFERROR(IF(OR(J168=\"\",'Lives scenario - input'!$F153=\"\"),\"\",J168/'Lives scenario - input'!$F153),\"\")","v":""},{"$f":"IFERROR(IF(OR(K168=\"\",'Lives scenario - input'!$F153=\"\"),\"\",K168/'Lives scenario - input'!$F153),\"\")","v":""},{"$f":"IFERROR(IF(OR(L168=\"\",'Lives scenario - input'!$F153=\"\"),\"\",L168/'Lives scenario - input'!$F153),\"\")","v":""},{"$f":"IFERROR(IF(OR(M168=\"\",'Lives scenario - input'!$F153=\"\"),\"\",M168/'Lives scenario - input'!$F153),\"\")","v":""},{"$f":"IFERROR(IF(OR(N168=\"\",'Lives scenario - input'!$F153=\"\"),\"\",N168/'Lives scenario - input'!$F153),\"\")","v":""},{"$f":"IFERROR(IF(OR(O168=\"\",'Lives scenario - input'!$F153=\"\"),\"\",O168/'Lives scenario - input'!$F153),\"\")","v":""},{"$f":"IFERROR(IF(OR(P168=\"\",'Lives scenario - input'!$F153=\"\"),\"\",P168/'Lives scenario - input'!$F153),\"\")","v":""},{"$f":"IFERROR(IF(OR(Q168=\"\",'Lives scenario - input'!$F153=\"\"),\"\",Q168/'Lives scenario - input'!$F153),\"\")","v":""},{"$f":"IFERROR(IF(OR(R168=\"\",'Lives scenario - input'!$F153=\"\"),\"\",R168/'Lives scenario - input'!$F153),\"\")","v":""},{"$f":"IFERROR(IF(OR(S168=\"\",'Lives scenario - input'!$F153=\"\"),\"\",S168/'Lives scenario - input'!$F153),\"\")","v":""},{"$f":"IFERROR(IF(OR(T168=\"\",'Lives scenario - input'!$F153=\"\"),\"\",T168/'Lives scenario - input'!$F153),\"\")","v":""},{"$f":"IFERROR(IF(OR(U168=\"\",'Lives scenario - input'!$F153=\"\"),\"\",U168/'Lives scenario - input'!$F153),\"\")","v":""},{"$f":"IFERROR(IF(OR(V168=\"\",'Lives scenario - input'!$F153=\"\"),\"\",V168/'Lives scenario - input'!$F153),\"\")","v":""},{"$f":"IFERROR(IF(OR(W168=\"\",'Lives scenario - input'!$F153=\"\"),\"\",W168/'Lives scenario - input'!$F153),\"\")","v":""}]
[{"$f":"IFERROR('Lives scenario - input'!A154,\"\")","v":""},{"$f":"IFERROR('Lives scenario - input'!B154,\"\")","v":""},{"$f":"IFERROR('Lives scenario - input'!C154,\"\")","v":""},{"$f":"IFERROR(repcalc('Lives scenario - input'!$CX154:$GJ154,'Lives scenario - input'!$I154,'Lives scenario - input'!$G154,'Lives scenario - input'!$H154,20,TRUE,TRUE),\"\")","v":""},"","","","","","","","","","","","","","","","","","","",{"$f":"IFERROR(IF(OR(D169=\"\",'Lives scenario - input'!$F154=\"\"),\"\",D169/'Lives scenario - input'!$F154),\"\")","v":""},{"$f":"IFERROR(IF(OR(E169=\"\",'Lives scenario - input'!$F154=\"\"),\"\",E169/'Lives scenario - input'!$F154),\"\")","v":""},{"$f":"IFERROR(IF(OR(F169=\"\",'Lives scenario - input'!$F154=\"\"),\"\",F169/'Lives scenario - input'!$F154),\"\")","v":""},{"$f":"IFERROR(IF(OR(G169=\"\",'Lives scenario - input'!$F154=\"\"),\"\",G169/'Lives scenario - input'!$F154),\"\")","v":""},{"$f":"IFERROR(IF(OR(H169=\"\",'Lives scenario - input'!$F154=\"\"),\"\",H169/'Lives scenario - input'!$F154),\"\")","v":""},{"$f":"IFERROR(IF(OR(I169=\"\",'Lives scenario - input'!$F154=\"\"),\"\",I169/'Lives scenario - input'!$F154),\"\")","v":""},{"$f":"IFERROR(IF(OR(J169=\"\",'Lives scenario - input'!$F154=\"\"),\"\",J169/'Lives scenario - input'!$F154),\"\")","v":""},{"$f":"IFERROR(IF(OR(K169=\"\",'Lives scenario - input'!$F154=\"\"),\"\",K169/'Lives scenario - input'!$F154),\"\")","v":""},{"$f":"IFERROR(IF(OR(L169=\"\",'Lives scenario - input'!$F154=\"\"),\"\",L169/'Lives scenario - input'!$F154),\"\")","v":""},{"$f":"IFERROR(IF(OR(M169=\"\",'Lives scenario - input'!$F154=\"\"),\"\",M169/'Lives scenario - input'!$F154),\"\")","v":""},{"$f":"IFERROR(IF(OR(N169=\"\",'Lives scenario - input'!$F154=\"\"),\"\",N169/'Lives scenario - input'!$F154),\"\")","v":""},{"$f":"IFERROR(IF(OR(O169=\"\",'Lives scenario - input'!$F154=\"\"),\"\",O169/'Lives scenario - input'!$F154),\"\")","v":""},{"$f":"IFERROR(IF(OR(P169=\"\",'Lives scenario - input'!$F154=\"\"),\"\",P169/'Lives scenario - input'!$F154),\"\")","v":""},{"$f":"IFERROR(IF(OR(Q169=\"\",'Lives scenario - input'!$F154=\"\"),\"\",Q169/'Lives scenario - input'!$F154),\"\")","v":""},{"$f":"IFERROR(IF(OR(R169=\"\",'Lives scenario - input'!$F154=\"\"),\"\",R169/'Lives scenario - input'!$F154),\"\")","v":""},{"$f":"IFERROR(IF(OR(S169=\"\",'Lives scenario - input'!$F154=\"\"),\"\",S169/'Lives scenario - input'!$F154),\"\")","v":""},{"$f":"IFERROR(IF(OR(T169=\"\",'Lives scenario - input'!$F154=\"\"),\"\",T169/'Lives scenario - input'!$F154),\"\")","v":""},{"$f":"IFERROR(IF(OR(U169=\"\",'Lives scenario - input'!$F154=\"\"),\"\",U169/'Lives scenario - input'!$F154),\"\")","v":""},{"$f":"IFERROR(IF(OR(V169=\"\",'Lives scenario - input'!$F154=\"\"),\"\",V169/'Lives scenario - input'!$F154),\"\")","v":""},{"$f":"IFERROR(IF(OR(W169=\"\",'Lives scenario - input'!$F154=\"\"),\"\",W169/'Lives scenario - input'!$F154),\"\")","v":""}]
[{"$f":"IFERROR('Lives scenario - input'!A155,\"\")","v":""},{"$f":"IFERROR('Lives scenario - input'!B155,\"\")","v":""},{"$f":"IFERROR('Lives scenario - input'!C155,\"\")","v":""},{"$f":"IFERROR(repcalc('Lives scenario - input'!$CX155:$GJ155,'Lives scenario - input'!$I155,'Lives scenario - input'!$G155,'Lives scenario - input'!$H155,20,TRUE,TRUE),\"\")","v":""},"","","","","","","","","","","","","","","","","","","",{"$f":"IFERROR(IF(OR(D170=\"\",'Lives scenario - input'!$F155=\"\"),\"\",D170/'Lives scenario - input'!$F155),\"\")","v":""},{"$f":"IFERROR(IF(OR(E170=\"\",'Lives scenario - input'!$F155=\"\"),\"\",E170/'Lives scenario - input'!$F155),\"\")","v":""},{"$f":"IFERROR(IF(OR(F170=\"\",'Lives scenario - input'!$F155=\"\"),\"\",F170/'Lives scenario - input'!$F155),\"\")","v":""},{"$f":"IFERROR(IF(OR(G170=\"\",'Lives scenario - input'!$F155=\"\"),\"\",G170/'Lives scenario - input'!$F155),\"\")","v":""},{"$f":"IFERROR(IF(OR(H170=\"\",'Lives scenario - input'!$F155=\"\"),\"\",H170/'Lives scenario - input'!$F155),\"\")","v":""},{"$f":"IFERROR(IF(OR(I170=\"\",'Lives scenario - input'!$F155=\"\"),\"\",I170/'Lives scenario - input'!$F155),\"\")","v":""},{"$f":"IFERROR(IF(OR(J170=\"\",'Lives scenario - input'!$F155=\"\"),\"\",J170/'Lives scenario - input'!$F155),\"\")","v":""},{"$f":"IFERROR(IF(OR(K170=\"\",'Lives scenario - input'!$F155=\"\"),\"\",K170/'Lives scenario - input'!$F155),\"\")","v":""},{"$f":"IFERROR(IF(OR(L170=\"\",'Lives scenario - input'!$F155=\"\"),\"\",L170/'Lives scenario - input'!$F155),\"\")","v":""},{"$f":"IFERROR(IF(OR(M170=\"\",'Lives scenario - input'!$F155=\"\"),\"\",M170/'Lives scenario - input'!$F155),\"\")","v":""},{"$f":"IFERROR(IF(OR(N170=\"\",'Lives scenario - input'!$F155=\"\"),\"\",N170/'Lives scenario - input'!$F155),\"\")","v":""},{"$f":"IFERROR(IF(OR(O170=\"\",'Lives scenario - input'!$F155=\"\"),\"\",O170/'Lives scenario - input'!$F155),\"\")","v":""},{"$f":"IFERROR(IF(OR(P170=\"\",'Lives scenario - input'!$F155=\"\"),\"\",P170/'Lives scenario - input'!$F155),\"\")","v":""},{"$f":"IFERROR(IF(OR(Q170=\"\",'Lives scenario - input'!$F155=\"\"),\"\",Q170/'Lives scenario - input'!$F155),\"\")","v":""},{"$f":"IFERROR(IF(OR(R170=\"\",'Lives scenario - input'!$F155=\"\"),\"\",R170/'Lives scenario - input'!$F155),\"\")","v":""},{"$f":"IFERROR(IF(OR(S170=\"\",'Lives scenario - input'!$F155=\"\"),\"\",S170/'Lives scenario - input'!$F155),\"\")","v":""},{"$f":"IFERROR(IF(OR(T170=\"\",'Lives scenario - input'!$F155=\"\"),\"\",T170/'Lives scenario - input'!$F155),\"\")","v":""},{"$f":"IFERROR(IF(OR(U170=\"\",'Lives scenario - input'!$F155=\"\"),\"\",U170/'Lives scenario - input'!$F155),\"\")","v":""},{"$f":"IFERROR(IF(OR(V170=\"\",'Lives scenario - input'!$F155=\"\"),\"\",V170/'Lives scenario - input'!$F155),\"\")","v":""},{"$f":"IFERROR(IF(OR(W170=\"\",'Lives scenario - input'!$F155=\"\"),\"\",W170/'Lives scenario - input'!$F155),\"\")","v":""}]
[{"$f":"IFERROR('Lives scenario - input'!A156,\"\")","v":""},{"$f":"IFERROR('Lives scenario - input'!B156,\"\")","v":""},{"$f":"IFERROR('Lives scenario - input'!C156,\"\")","v":""},{"$f":"IFERROR(repcalc('Lives scenario - input'!$CX156:$GJ156,'Lives scenario - input'!$I156,'Lives scenario - input'!$G156,'Lives scenario - input'!$H156,20,TRUE,TRUE),\"\")","v":""},"","","","","","","","","","","","","","","","","","","",{"$f":"IFERROR(IF(OR(D171=\"\",'Lives scenario - input'!$F156=\"\"),\"\",D171/'Lives scenario - input'!$F156),\"\")","v":""},{"$f":"IFERROR(IF(OR(E171=\"\",'Lives scenario - input'!$F156=\"\"),\"\",E171/'Lives scenario - input'!$F156),\"\")","v":""},{"$f":"IFERROR(IF(OR(F171=\"\",'Lives scenario - input'!$F156=\"\"),\"\",F171/'Lives scenario - input'!$F156),\"\")","v":""},{"$f":"IFERROR(IF(OR(G171=\"\",'Lives scenario - input'!$F156=\"\"),\"\",G171/'Lives scenario - input'!$F156),\"\")","v":""},{"$f":"IFERROR(IF(OR(H171=\"\",'Lives scenario - input'!$F156=\"\"),\"\",H171/'Lives scenario - input'!$F156),\"\")","v":""},{"$f":"IFERROR(IF(OR(I171=\"\",'Lives scenario - input'!$F156=\"\"),\"\",I171/'Lives scenario - input'!$F156),\"\")","v":""},{"$f":"IFERROR(IF(OR(J171=\"\",'Lives scenario - input'!$F156=\"\"),\"\",J171/'Lives scenario - input'!$F156),\"\")","v":""},{"$f":"IFERROR(IF(OR(K171=\"\",'Lives scenario - input'!$F156=\"\"),\"\",K171/'Lives scenario - input'!$F156),\"\")","v":""},{"$f":"IFERROR(IF(OR(L171=\"\",'Lives scenario - input'!$F156=\"\"),\"\",L171/'Lives scenario - input'!$F156),\"\")","v":""},{"$f":"IFERROR(IF(OR(M171=\"\",'Lives scenario - input'!$F156=\"\"),\"\",M171/'Lives scenario - input'!$F156),\"\")","v":""},{"$f":"IFERROR(IF(OR(N171=\"\",'Lives scenario - input'!$F156=\"\"),\"\",N171/'Lives scenario - input'!$F156),\"\")","v":""},{"$f":"IFERROR(IF(OR(O171=\"\",'Lives scenario - input'!$F156=\"\"),\"\",O171/'Lives scenario - input'!$F156),\"\")","v":""},{"$f":"IFERROR(IF(OR(P171=\"\",'Lives scenario - input'!$F156=\"\"),\"\",P171/'Lives scenario - input'!$F156),\"\")","v":""},{"$f":"IFERROR(IF(OR(Q171=\"\",'Lives scenario - input'!$F156=\"\"),\"\",Q171/'Lives scenario - input'!$F156),\"\")","v":""},{"$f":"IFERROR(IF(OR(R171=\"\",'Lives scenario - input'!$F156=\"\"),\"\",R171/'Lives scenario - input'!$F156),\"\")","v":""},{"$f":"IFERROR(IF(OR(S171=\"\",'Lives scenario - input'!$F156=\"\"),\"\",S171/'Lives scenario - input'!$F156),\"\")","v":""},{"$f":"IFERROR(IF(OR(T171=\"\",'Lives scenario - input'!$F156=\"\"),\"\",T171/'Lives scenario - input'!$F156),\"\")","v":""},{"$f":"IFERROR(IF(OR(U171=\"\",'Lives scenario - input'!$F156=\"\"),\"\",U171/'Lives scenario - input'!$F156),\"\")","v":""},{"$f":"IFERROR(IF(OR(V171=\"\",'Lives scenario - input'!$F156=\"\"),\"\",V171/'Lives scenario - input'!$F156),\"\")","v":""},{"$f":"IFERROR(IF(OR(W171=\"\",'Lives scenario - input'!$F156=\"\"),\"\",W171/'Lives scenario - input'!$F156),\"\")","v":""}]
[{"$f":"IFERROR('Lives scenario - input'!A157,\"\")","v":""},{"$f":"IFERROR('Lives scenario - input'!B157,\"\")","v":""},{"$f":"IFERROR('Lives scenario - input'!C157,\"\")","v":""},{"$f":"IFERROR(repcalc('Lives scenario - input'!$CX157:$GJ157,'Lives scenario - input'!$I157,'Lives scenario - input'!$G157,'Lives scenario - input'!$H157,20,TRUE,TRUE),\"\")","v":""},"","","","","","","","","","","","","","","","","","","",{"$f":"IFERROR(IF(OR(D172=\"\",'Lives scenario - input'!$F157=\"\"),\"\",D172/'Lives scenario - input'!$F157),\"\")","v":""},{"$f":"IFERROR(IF(OR(E172=\"\",'Lives scenario - input'!$F157=\"\"),\"\",E172/'Lives scenario - input'!$F157),\"\")","v":""},{"$f":"IFERROR(IF(OR(F172=\"\",'Lives scenario - input'!$F157=\"\"),\"\",F172/'Lives scenario - input'!$F157),\"\")","v":""},{"$f":"IFERROR(IF(OR(G172=\"\",'Lives scenario - input'!$F157=\"\"),\"\",G172/'Lives scenario - input'!$F157),\"\")","v":""},{"$f":"IFERROR(IF(OR(H172=\"\",'Lives scenario - input'!$F157=\"\"),\"\",H172/'Lives scenario - input'!$F157),\"\")","v":""},{"$f":"IFERROR(IF(OR(I172=\"\",'Lives scenario - input'!$F157=\"\"),\"\",I172/'Lives scenario - input'!$F157),\"\")","v":""},{"$f":"IFERROR(IF(OR(J172=\"\",'Lives scenario - input'!$F157=\"\"),\"\",J172/'Lives scenario - input'!$F157),\"\")","v":""},{"$f":"IFERROR(IF(OR(K172=\"\",'Lives scenario - input'!$F157=\"\"),\"\",K172/'Lives scenario - input'!$F157),\"\")","v":""},{"$f":"IFERROR(IF(OR(L172=\"\",'Lives scenario - input'!$F157=\"\"),\"\",L172/'Lives scenario - input'!$F157),\"\")","v":""},{"$f":"IFERROR(IF(OR(M172=\"\",'Lives scenario - input'!$F157=\"\"),\"\",M172/'Lives scenario - input'!$F157),\"\")","v":""},{"$f":"IFERROR(IF(OR(N172=\"\",'Lives scenario - input'!$F157=\"\"),\"\",N172/'Lives scenario - input'!$F157),\"\")","v":""},{"$f":"IFERROR(IF(OR(O172=\"\",'Lives scenario - input'!$F157=\"\"),\"\",O172/'Lives scenario - input'!$F157),\"\")","v":""},{"$f":"IFERROR(IF(OR(P172=\"\",'Lives scenario - input'!$F157=\"\"),\"\",P172/'Lives scenario - input'!$F157),\"\")","v":""},{"$f":"IFERROR(IF(OR(Q172=\"\",'Lives scenario - input'!$F157=\"\"),\"\",Q172/'Lives scenario - input'!$F157),\"\")","v":""},{"$f":"IFERROR(IF(OR(R172=\"\",'Lives scenario - input'!$F157=\"\"),\"\",R172/'Lives scenario - input'!$F157),\"\")","v":""},{"$f":"IFERROR(IF(OR(S172=\"\",'Lives scenario - input'!$F157=\"\"),\"\",S172/'Lives scenario - input'!$F157),\"\")","v":""},{"$f":"IFERROR(IF(OR(T172=\"\",'Lives scenario - input'!$F157=\"\"),\"\",T172/'Lives scenario - input'!$F157),\"\")","v":""},{"$f":"IFERROR(IF(OR(U172=\"\",'Lives scenario - input'!$F157=\"\"),\"\",U172/'Lives scenario - input'!$F157),\"\")","v":""},{"$f":"IFERROR(IF(OR(V172=\"\",'Lives scenario - input'!$F157=\"\"),\"\",V172/'Lives scenario - input'!$F157),\"\")","v":""},{"$f":"IFERROR(IF(OR(W172=\"\",'Lives scenario - input'!$F157=\"\"),\"\",W172/'Lives scenario - input'!$F157),\"\")","v":""}]
[{"$f":"IFERROR('Lives scenario - input'!A158,\"\")","v":""},{"$f":"IFERROR('Lives scenario - input'!B158,\"\")","v":""},{"$f":"IFERROR('Lives scenario - input'!C158,\"\")","v":""},{"$f":"IFERROR(repcalc('Lives scenario - input'!$CX158:$GJ158,'Lives scenario - input'!$I158,'Lives scenario - input'!$G158,'Lives scenario - input'!$H158,20,TRUE,TRUE),\"\")","v":""},"","","","","","","","","","","","","","","","","","","",{"$f":"IFERROR(IF(OR(D173=\"\",'Lives scenario - input'!$F158=\"\"),\"\",D173/'Lives scenario - input'!$F158),\"\")","v":""},{"$f":"IFERROR(IF(OR(E173=\"\",'Lives scenario - input'!$F158=\"\"),\"\",E173/'Lives scenario - input'!$F158),\"\")","v":""},{"$f":"IFERROR(IF(OR(F173=\"\",'Lives scenario - input'!$F158=\"\"),\"\",F173/'Lives scenario - input'!$F158),\"\")","v":""},{"$f":"IFERROR(IF(OR(G173=\"\",'Lives scenario - input'!$F158=\"\"),\"\",G173/'Lives scenario - input'!$F158),\"\")","v":""},{"$f":"IFERROR(IF(OR(H173=\"\",'Lives scenario - input'!$F158=\"\"),\"\",H173/'Lives scenario - input'!$F158),\"\")","v":""},{"$f":"IFERROR(IF(OR(I173=\"\",'Lives scenario - input'!$F158=\"\"),\"\",I173/'Lives scenario - input'!$F158),\"\")","v":""},{"$f":"IFERROR(IF(OR(J173=\"\",'Lives scenario - input'!$F158=\"\"),\"\",J173/'Lives scenario - input'!$F158),\"\")","v":""},{"$f":"IFERROR(IF(OR(K173=\"\",'Lives scenario - input'!$F158=\"\"),\"\",K173/'Lives scenario - input'!$F158),\"\")","v":""},{"$f":"IFERROR(IF(OR(L173=\"\",'Lives scenario - input'!$F158=\"\"),\"\",L173/'Lives scenario - input'!$F158),\"\")","v":""},{"$f":"IFERROR(IF(OR(M173=\"\",'Lives scenario - input'!$F158=\"\"),\"\",M173/'Lives scenario - input'!$F158),\"\")","v":""},{"$f":"IFERROR(IF(OR(N173=\"\",'Lives scenario - input'!$F158=\"\"),\"\",N173/'Lives scenario - input'!$F158),\"\")","v":""},{"$f":"IFERROR(IF(OR(O173=\"\",'Lives scenario - input'!$F158=\"\"),\"\",O173/'Lives scenario - input'!$F158),\"\")","v":""},{"$f":"IFERROR(IF(OR(P173=\"\",'Lives scenario - input'!$F158=\"\"),\"\",P173/'Lives scenario - input'!$F158),\"\")","v":""},{"$f":"IFERROR(IF(OR(Q173=\"\",'Lives scenario - input'!$F158=\"\"),\"\",Q173/'Lives scenario - input'!$F158),\"\")","v":""},{"$f":"IFERROR(IF(OR(R173=\"\",'Lives scenario - input'!$F158=\"\"),\"\",R173/'Lives scenario - input'!$F158),\"\")","v":""},{"$f":"IFERROR(IF(OR(S173=\"\",'Lives scenario - input'!$F158=\"\"),\"\",S173/'Lives scenario - input'!$F158),\"\")","v":""},{"$f":"IFERROR(IF(OR(T173=\"\",'Lives scenario - input'!$F158=\"\"),\"\",T173/'Lives scenario - input'!$F158),\"\")","v":""},{"$f":"IFERROR(IF(OR(U173=\"\",'Lives scenario - input'!$F158=\"\"),\"\",U173/'Lives scenario - input'!$F158),\"\")","v":""},{"$f":"IFERROR(IF(OR(V173=\"\",'Lives scenario - input'!$F158=\"\"),\"\",V173/'Lives scenario - input'!$F158),\"\")","v":""},{"$f":"IFERROR(IF(OR(W173=\"\",'Lives scenario - input'!$F158=\"\"),\"\",W173/'Lives scenario - input'!$F158),\"\")","v":""}]
[{"$f":"IFERROR('Lives scenario - input'!A159,\"\")","v":""},{"$f":"IFERROR('Lives scenario - input'!B159,\"\")","v":""},{"$f":"IFERROR('Lives scenario - input'!C159,\"\")","v":""},{"$f":"IFERROR(repcalc('Lives scenario - input'!$CX159:$GJ159,'Lives scenario - input'!$I159,'Lives scenario - input'!$G159,'Lives scenario - input'!$H159,20,TRUE,TRUE),\"\")","v":""},"","","","","","","","","","","","","","","","","","","",{"$f":"IFERROR(IF(OR(D174=\"\",'Lives scenario - input'!$F159=\"\"),\"\",D174/'Lives scenario - input'!$F159),\"\")","v":""},{"$f":"IFERROR(IF(OR(E174=\"\",'Lives scenario - input'!$F159=\"\"),\"\",E174/'Lives scenario - input'!$F159),\"\")","v":""},{"$f":"IFERROR(IF(OR(F174=\"\",'Lives scenario - input'!$F159=\"\"),\"\",F174/'Lives scenario - input'!$F159),\"\")","v":""},{"$f":"IFERROR(IF(OR(G174=\"\",'Lives scenario - input'!$F159=\"\"),\"\",G174/'Lives scenario - input'!$F159),\"\")","v":""},{"$f":"IFERROR(IF(OR(H174=\"\",'Lives scenario - input'!$F159=\"\"),\"\",H174/'Lives scenario - input'!$F159),\"\")","v":""},{"$f":"IFERROR(IF(OR(I174=\"\",'Lives scenario - input'!$F159=\"\"),\"\",I174/'Lives scenario - input'!$F159),\"\")","v":""},{"$f":"IFERROR(IF(OR(J174=\"\",'Lives scenario - input'!$F159=\"\"),\"\",J174/'Lives scenario - input'!$F159),\"\")","v":""},{"$f":"IFERROR(IF(OR(K174=\"\",'Lives scenario - input'!$F159=\"\"),\"\",K174/'Lives scenario - input'!$F159),\"\")","v":""},{"$f":"IFERROR(IF(OR(L174=\"\",'Lives scenario - input'!$F159=\"\"),\"\",L174/'Lives scenario - input'!$F159),\"\")","v":""},{"$f":"IFERROR(IF(OR(M174=\"\",'Lives scenario - input'!$F159=\"\"),\"\",M174/'Lives scenario - input'!$F159),\"\")","v":""},{"$f":"IFERROR(IF(OR(N174=\"\",'Lives scenario - input'!$F159=\"\"),\"\",N174/'Lives scenario - input'!$F159),\"\")","v":""},{"$f":"IFERROR(IF(OR(O174=\"\",'Lives scenario - input'!$F159=\"\"),\"\",O174/'Lives scenario - input'!$F159),\"\")","v":""},{"$f":"IFERROR(IF(OR(P174=\"\",'Lives scenario - input'!$F159=\"\"),\"\",P174/'Lives scenario - input'!$F159),\"\")","v":""},{"$f":"IFERROR(IF(OR(Q174=\"\",'Lives scenario - input'!$F159=\"\"),\"\",Q174/'Lives scenario - input'!$F159),\"\")","v":""},{"$f":"IFERROR(IF(OR(R174=\"\",'Lives scenario - input'!$F159=\"\"),\"\",R174/'Lives scenario - input'!$F159),\"\")","v":""},{"$f":"IFERROR(IF(OR(S174=\"\",'Lives scenario - input'!$F159=\"\"),\"\",S174/'Lives scenario - input'!$F159),\"\")","v":""},{"$f":"IFERROR(IF(OR(T174=\"\",'Lives scenario - input'!$F159=\"\"),\"\",T174/'Lives scenario - input'!$F159),\"\")","v":""},{"$f":"IFERROR(IF(OR(U174=\"\",'Lives scenario - input'!$F159=\"\"),\"\",U174/'Lives scenario - input'!$F159),\"\")","v":""},{"$f":"IFERROR(IF(OR(V174=\"\",'Lives scenario - input'!$F159=\"\"),\"\",V174/'Lives scenario - input'!$F159),\"\")","v":""},{"$f":"IFERROR(IF(OR(W174=\"\",'Lives scenario - input'!$F159=\"\"),\"\",W174/'Lives scenario - input'!$F159),\"\")","v":""}]
[{"$f":"IFERROR('Lives scenario - input'!A160,\"\")","v":""},{"$f":"IFERROR('Lives scenario - input'!B160,\"\")","v":""},{"$f":"IFERROR('Lives scenario - input'!C160,\"\")","v":""},{"$f":"IFERROR(repcalc('Lives scenario - input'!$CX160:$GJ160,'Lives scenario - input'!$I160,'Lives scenario - input'!$G160,'Lives scenario - input'!$H160,20,TRUE,TRUE),\"\")","v":""},"","","","","","","","","","","","","","","","","","","",{"$f":"IFERROR(IF(OR(D175=\"\",'Lives scenario - input'!$F160=\"\"),\"\",D175/'Lives scenario - input'!$F160),\"\")","v":""},{"$f":"IFERROR(IF(OR(E175=\"\",'Lives scenario - input'!$F160=\"\"),\"\",E175/'Lives scenario - input'!$F160),\"\")","v":""},{"$f":"IFERROR(IF(OR(F175=\"\",'Lives scenario - input'!$F160=\"\"),\"\",F175/'Lives scenario - input'!$F160),\"\")","v":""},{"$f":"IFERROR(IF(OR(G175=\"\",'Lives scenario - input'!$F160=\"\"),\"\",G175/'Lives scenario - input'!$F160),\"\")","v":""},{"$f":"IFERROR(IF(OR(H175=\"\",'Lives scenario - input'!$F160=\"\"),\"\",H175/'Lives scenario - input'!$F160),\"\")","v":""},{"$f":"IFERROR(IF(OR(I175=\"\",'Lives scenario - input'!$F160=\"\"),\"\",I175/'Lives scenario - input'!$F160),\"\")","v":""},{"$f":"IFERROR(IF(OR(J175=\"\",'Lives scenario - input'!$F160=\"\"),\"\",J175/'Lives scenario - input'!$F160),\"\")","v":""},{"$f":"IFERROR(IF(OR(K175=\"\",'Lives scenario - input'!$F160=\"\"),\"\",K175/'Lives scenario - input'!$F160),\"\")","v":""},{"$f":"IFERROR(IF(OR(L175=\"\",'Lives scenario - input'!$F160=\"\"),\"\",L175/'Lives scenario - input'!$F160),\"\")","v":""},{"$f":"IFERROR(IF(OR(M175=\"\",'Lives scenario - input'!$F160=\"\"),\"\",M175/'Lives scenario - input'!$F160),\"\")","v":""},{"$f":"IFERROR(IF(OR(N175=\"\",'Lives scenario - input'!$F160=\"\"),\"\",N175/'Lives scenario - input'!$F160),\"\")","v":""},{"$f":"IFERROR(IF(OR(O175=\"\",'Lives scenario - input'!$F160=\"\"),\"\",O175/'Lives scenario - input'!$F160),\"\")","v":""},{"$f":"IFERROR(IF(OR(P175=\"\",'Lives scenario - input'!$F160=\"\"),\"\",P175/'Lives scenario - input'!$F160),\"\")","v":""},{"$f":"IFERROR(IF(OR(Q175=\"\",'Lives scenario - input'!$F160=\"\"),\"\",Q175/'Lives scenario - input'!$F160),\"\")","v":""},{"$f":"IFERROR(IF(OR(R175=\"\",'Lives scenario - input'!$F160=\"\"),\"\",R175/'Lives scenario - input'!$F160),\"\")","v":""},{"$f":"IFERROR(IF(OR(S175=\"\",'Lives scenario - input'!$F160=\"\"),\"\",S175/'Lives scenario - input'!$F160),\"\")","v":""},{"$f":"IFERROR(IF(OR(T175=\"\",'Lives scenario - input'!$F160=\"\"),\"\",T175/'Lives scenario - input'!$F160),\"\")","v":""},{"$f":"IFERROR(IF(OR(U175=\"\",'Lives scenario - input'!$F160=\"\"),\"\",U175/'Lives scenario - input'!$F160),\"\")","v":""},{"$f":"IFERROR(IF(OR(V175=\"\",'Lives scenario - input'!$F160=\"\"),\"\",V175/'Lives scenario - input'!$F160),\"\")","v":""},{"$f":"IFERROR(IF(OR(W175=\"\",'Lives scenario - input'!$F160=\"\"),\"\",W175/'Lives scenario - input'!$F160),\"\")","v":""}]

{"sheet":"Combined scenario - input","index":6,"n_rows":190,"n_cols":190,"rows_kept":190,"cut":false,"hidden":false,"merged":[[2,3,3,3],[2,4,3,5],[2,6,3,6]]}
[null,"Unit cost - comparative"]
[null,"Replacement lives - comparative"]
[null,null,null,"Unit cost","Replacement \nlife",null,"Method","Volume",null,null,null,null,null,null,null,null,null,null,null,null,null,null,null,null,null,null,null,null,null,null,null,null,null,null,null,null,null,null,null,null,null,null,null,null,null,null,null,null,null,null,null,null,null,null,null,null,null,null,null,null,null,null,null,null,null,null,null,null,null,null,null,null,null,null,null,null,null,null,null,null,null,null,null,null,null,null,null,null,null,null,null,null,null,null,null,null,null,null,null,"Replacement Cost (NOT depreciated)"]
[null,null,null,null,null,null,null,"Installation date",null,null,null,null,null,null,null,null,null,null,null,null,null,null,null,null,null,null,null,null,null,null,null,null,null,null,null,null,null,null,null,null,null,null,null,null,null,null,null,null,null,null,null,null,null,null,null,null,null,null,null,null,null,null,null,null,null,null,null,null,null,null,null,null,null,null,null,null,null,null,null,null,null,null,null,null,null,null,null,null,null,null,null,null,null,null,null,null,null,null,null,"Installation date"]
["ID","Asset group","Asset category","$ ('000)","μ","σ","#",2018,2017,2016,2015,2014,2013,2012,2011,2010,2009,2008,2007,2006,2005,2004,2003,2002,2001,2000,1999,1998,1997,1996,1995,1994,1993,1992,1991,1990,1989,1988,1987,1986,1985,1984,1983,1982,1981,1980,1979,1978,1977,1976,1975,1974,1973,1972,1971,1970,1969,1968,1967,1966,1965,1964,1963,1962,1961,1960,1959,1958,1957,1956,1955,1954,1953,1952,1951,1950,1949,1948,1947,1946,1945,1944,1943,1942,1941,1940,1939,1938,1937,1936,1935,1934,1933,1932,1931,1930,1929,1928,null,{"$f":"H5","v":2018},{"$f":"I5","v":2017},2016,2015,2014,2013,2012,2011,2010,2009,2008,2007,2006,2005,2004,2003,2002,2001,2000,1999,1998,1997,1996,1995,1994,1993,1992,1991,1990,1989,1988,1987,1986,1985,1984,1983,1982,1981,1980,1979,1978,1977,1976,1975,1974,1973,1972,1971,1970,1969,1968,1967,1966,1965,1964,1963,1962,1961,1960,1959,1958,1957,1956,1955,1954,{"$f":"BU5","v":1953},1952,1951,1950,1949,1948,1947,1946,1945,1944,1943,1942,1941,1940,1939,1938,1937,1936,1935,1934,1933,1932,1931,1930,1929,1928]
[1,"OVERHEAD CONDUCTORS","˂ = 1 kv",62.765259234849147,72.491265031944152,8.5141802325264493,2,29,40,37,46,44,63,79,62,71,70,63,65,70,58,50,36,44,55,76,68,82,101,113,172,195,226,249,265,306,294,254,298,389,368,426,482,369,370,410,512,576,576,605,549,529,550,503,523,501,184,209,190,200,193,142,89,76,82,60,69,55,61,47,56,49,57,49,47,37,39,33,25,23,7,5,4,10,12,16,16,14,21,23,19,19,9,11,3,2,0,0,null,{"$f":"IFERROR($D6*H6,\"\")","v":1820.1925178106253},{"$f":"IFERROR($D6*I6,\"\")","v":2510.6103693939658},2322.3145916894186,2887.2019248030606,2761.6714063333625,3954.2113317954963,4958.455479553083,3891.4460725606473,4456.3334056742897,4393.5681464394402,3954.2113317954963,4079.7418502651944,4393.5681464394402,3640.3850356212506,3138.2629617424573,2259.5493324545691,2761.6714063333625,{"$f":"IFERROR($D6*Y6,\"\")","v":3452.089257916703},4770.1597018485354,4268.0376279697421,5146.7512572576297,6339.291182719764,7092.4742935379536,10795.624588394054,12239.225550795583,14184.948587075907,15628.549549477437,16632.793697235025,19206.169325863841,18452.98621504565,15942.375845651683,18704.047251985045,24415.685842356317,{"$f":"IFERROR($D6*AO6,\"\")","v":23097.615398424485},26738.000434045738,30252.854951197289,23160.380657659334,23223.145916894184,25733.75628628815,32135.812728242763,36152.789319273106,36152.789319273106,37972.981837083731,34458.12731993218,33202.822135235197,34520.892579167034,31570.925395129121,32826.2305798261,31445.394876659422,{"$f":"IFERROR($D6*BE6,\"\")","v":11548.807699212242},13117.939180083471,11925.399254621338,12553.051846969829,12113.695032325886,8912.6668113485794,5586.1080719015745,4770.1597018485354,5146.7512572576297,3765.9155540909487,4330.8028872045916,3452.089257916703,3828.6808133257978,2949.9671840379101,3514.854517151552,3075.4977025076082,{"$f":"IFERROR($D6*BU6,\"\")","v":3577.6197763864016},3075.4977025076082,2949.9671840379101,2322.3145916894186,2447.8451101591168,2071.253554750022,1569.1314808712286,1443.6009624015303,439.35681464394401,313.82629617424573,251.06103693939659,627.65259234849145,753.18311081818979,1004.2441477575863,1004.2441477575863,878.71362928788801,{"$f":"IFERROR($D6*CK6,\"\")","v":1318.0704439318322},1443.6009624015303,1192.5399254621339,1192.5399254621339,564.88733311364228,690.41785158334062,188.29577770454745,125.53051846969829,0,0]
[1,"OVERHEAD CONDUCTORS","˃ 11 kv & < = 22 kv ; swer",34.335767316914769,90.849867035184005,9.5315196603261541,2,0,0,0,0,0,0,0,0,0,0,0,2,0,0,0,0,0,1,0,0,0,0,0,0,0,13,24,0,0,0,0,0,0,0,0,0,0,0,0,0,0,0,0,0,0,0,0,0,0,0,0,0,0,0,0,0,0,0,0,0,0,0,0,0,0,0,0,0,0,0,0,0,0,0,0,0,0,0,0,0,0,0,0,0,0,0,0,0,0,0,0,null,{"$f":"IFERROR($D7*H7,\"\")","v":0},0,0,0,0,0,0,0,0,0,0,68.671534633829538,0,0,0,0,0,34.335767316914769,0,0,0,0,0,0,0,446.36497511989199,824.05841560595445,0,0,0,0,0,0,0,0,0,0,0,0,0,0,0,0,0,0,0,0,0,0,0,0,0,0,0,0,0,0,0,0,0,0,0,0,0,0,0,0,0,0,0,0,0,0,0,0,0,0,0,0,0,0,0,0,0,0,0,0,0,0,0,0]
[1,"OVERHEAD CONDUCTORS","> 1 kv & < = 11 kv",30.880524758098929,75.201418114363008,8.6718751210083163,2,34,49,71,69,67,114,141,122,129,128,121,141,127,126,91,78,94,139,121,151,164,207,211,261,279,271,324,423,425,412,415,438,533,476,533,607,575,564,545,592,649,592,602,556,556,506,467,497,487,122,135,142,138,168,132,83,72,81,62,84,78,126,69,69,106,90,65,61,37,34,45,39,35,9,6,7,13,25,49,36,18,19,17,10,23,6,18,2,1,0,0,null,1049.9378417753635,1513.1457131468476,2192.517257825024,2130.756208308826,2068.9951587926284,3520.3798224232778,4354.1539908919485,3767.4240204880693,3983.5876937947619,3952.7071690366629,3736.5434957299703,4354.1539908919485,3921.8266442785639,3890.9461195204649,2810.1277529870026,2408.6809311317165,2902.7693272612992,4292.3929413757514,3736.5434957299703,4662.9592384729385,5064.4060603282242,6392.268624926478,6515.790723958874,8059.8169618638203,8615.6664075096014,8368.6222094448094,10005.290021624052,13062.461972675846,13124.223022192045,12722.776200336759,12815.417774611056,13525.66984404733,16459.31969606673,14699.129784855089,16459.31969606673,18744.478528166052,17756.301735906884,17416.615963567794,16829.885993163916,18281.270656794564,20041.460568006205,18281.270656794564,18590.075904375553,17169.571765503006,17169.571765503006,15625.545527598058,14421.205062032201,15347.620804775168,15038.815557194179,3767.4240204880693,4168.8708423433554,4385.034515650048,4261.512416617652,5187.9281593606202,4076.2292680690584,2563.0835549222111,2223.397782583123,2501.3225054060131,1914.5925350021337,2593.9640796803101,2408.6809311317165,3890.9461195204649,2130.756208308826,2130.756208308826,3273.3356243584863,2779.2472282289036,2007.2341092764304,1883.7120102440347,1142.5794160496603,1049.9378417753635,1389.6236141144518,1204.3404655658583,1080.8183665334625,277.92472282289037,185.28314854859357,216.16367330669249,401.44682185528609,772.01311895247318,1513.1457131468476,1111.6988912915615,555.84944564578075,586.72997040387963,524.96892088768175,308.80524758098932,710.25206943627541,185.28314854859357,555.84944564578075,61.761049516197858,30.880524758098929,0,0]
[1,"OVERHEAD CONDUCTORS","> 22 kv & < = 66 kv",38.287607200492019,90.849867035184005,9.5315196603261541,2,0,0,0,0,0,1,3,46,42,5,22,16,1,7,12,20,20,10,4,25,3,30,22,4,1,0,2,24,69,8,6,3,13,65,55,54,0,12,64,20,44,68,118,118,71,81,29,100,171,10,14,19,23,35,4,6,2,1,14,15,32,38,4,3,13,18,50,40,11,6,31,0,3,0,0,4,14,58,61,26,4,13,32,8,0,0,18,1,0,0,0,null,0,0,0,0,0,38.287607200492019,114.86282160147606,1761.2299312226328,1608.0795024206648,191.43803600246008,842.32735841082444,612.6017152078723,38.287607200492019,268.01325040344415,459.45128640590423,765.75214400984032,765.75214400984032,382.87607200492016,153.15042880196808,957.19018001230052,114.86282160147606,1148.6282160147605,842.32735841082444,153.15042880196808,38.287607200492019,0,76.575214400984038,918.90257281180845,2641.8448968339494,306.30085760393615,229.72564320295211,114.86282160147606,497.73889360639623,2488.6944680319812,2105.8183960270612,2067.5307888265688,0,459.45128640590423,2450.4068608314892,765.75214400984032,1684.6547168216489,2603.5572896334575,4517.937649658058,4517.937649658058,2718.4201112349333,3101.2961832398537,1110.3406088142685,3828.7607200492021,6547.1808312841349,382.87607200492016,536.02650080688829,727.46453680934837,880.61496561131639,1340.0662520172207,153.15042880196808,229.72564320295211,76.575214400984038,38.287607200492019,536.02650080688829,574.31410800738024,1225.2034304157446,1454.9290736186967,153.15042880196808,114.86282160147606,497.73889360639623,689.17692960885631,1914.380360024601,1531.5042880196806,421.16367920541222,229.72564320295211,1186.9158232152527,0,114.86282160147606,0,0,153.15042880196808,536.02650080688829,2220.6812176285371,2335.5440392300134,995.47778721279246,153.15042880196808,497.73889360639623,1225.2034304157446,306.30085760393615,0,0,689.17692960885631,38.287607200492019,0,0,0]
[1,"OVERHEAD CONDUCTORS","> 66 kv & < = 132 kv",315.76478844644885,72.456967657289255,8.5121658617116509,2,0,0,7,0,0,0,0,20,0,0,9,0,0,2,0,0,8,8,26,214,2,0,0,0,40,38,0,5,4,0,14,14,19,13,0,65,7,0,7,142,0,0,0,0,0,0,192,0,0,0,0,0,95,184,0,0,0,0,0,0,0,0,0,0,0,0,0,0,0,0,0,0,0,0,0,0,0,0,0,0,0,0,0,0,0,0,0,0,0,0,0,null,0,0,2210.3535191251422,0,0,0,0,6315.2957689289769,0,0,2841.8830960180394,0,0,631.52957689289769,0,0,2526.1183075715908,2526.1183075715908,8209.8844996076696,67573.664727540046,631.52957689289769,0,0,0,12630.591537857954,11999.061960965057,0,1578.8239422322442,1263.0591537857954,0,4420.7070382502843,4420.7070382502843,5999.5309804825283,4104.9422498038348,0,20524.711249019176,2210.3535191251422,0,2210.3535191251422,44838.599959395739,0,0,0,0,0,0,60626.839381718179,0,0,0,0,0,29997.65490241264,58100.72107414659,0,0,0,0,0,0,0,0,0,0,0,0,0,0,0,0,0,0,0,0,0,0,0,0,0,0,0,0,0,0,0,0,0,0,0,0,0]
[2,"POLES","˂ = 1 kv ; concrete",3.1903601541123257,59.063410723972268,7.6852723259473548,2,59,3,2,3,3,8,42,2,0,7,79,19,19,11,9,17,50,24,35,36,59,78,110,370,177,56,6,18,62,30,21,65,71,46,40,48,26,40,78,86,84,28,33,43,75,158,52,37,32,23,11,24,9,7,7,3,32,2,21,2,5,0,0,0,0,2,1,0,0,0,0,0,0,0,0,0,1,0,0,1,0,0,1,0,0,0,0,0,0,0,0,null,188.23124909262722,9.5710804623369761,6.3807203082246513,9.5710804623369761,9.5710804623369761,25.522881232898605,133.99512647271769,6.3807203082246513,0,22.332521078786279,252.03845217487373,60.61684292813419,60.61684292813419,35.093961695235585,28.713241387010932,54.236122619909537,159.51800770561627,76.568643698695809,111.6626053939314,114.85296554804373,188.23124909262722,248.84809202076141,350.93961695235583,1180.4332570215604,564.69374727788158,178.66016863029023,19.142160924673952,57.426482774021864,197.80232955496419,95.710804623369768,66.997563236358843,207.37341001730115,226.51557094197511,146.75656708916699,127.61440616449303,153.13728739739162,82.949364006920462,127.61440616449303,248.84809202076141,274.37097325366,267.99025294543537,89.330084315145115,105.28188508570675,137.18548662683,239.27701155842442,504.07690434974745,165.89872801384092,118.04332570215605,102.09152493159442,73.378283544583496,35.093961695235585,76.568643698695809,28.713241387010932,22.332521078786279,22.332521078786279,9.5710804623369761,102.09152493159442,6.3807203082246513,66.997563236358843,6.3807203082246513,15.951800770561629,0,0,0,0,6.3807203082246513,3.1903601541123257,0,0,0,0,0,0,0,0,0,3.1903601541123257,0,0,3.1903601541123257,0,0,3.1903601541123257,0,0,0,0,0,0,0,0]
[2,"POLES","˂ = 1 kv ; steel",3.1903601541123257,61.418452293555418,7.836992554134234,2,0,0,0,0,204,12,54,7,0,5,1,8,1,0,1,5,6,16,0,550,0,0,0,0,0,9,0,0,0,0,0,0,0,0,0,0,0,0,1,0,0,0,0,0,0,0,0,0,0,0,0,0,0,0,0,0,0,0,0,0,0,0,0,0,0,0,0,0,0,0,0,0,0,0,0,0,0,0,0,0,0,0,0,0,0,0,0,0,0,0,0,null,0,0,0,0,650.83347143891444,38.284321849347904,172.27944832206558,22.332521078786279,0,15.951800770561629,3.1903601541123257,25.522881232898605,3.1903601541123257,0,3.1903601541123257,15.951800770561629,19.142160924673952,51.04576246579721,0,1754.698084761779,0,0,0,0,0,28.713241387010932,0,0,0,0,0,0,0,0,0,0,0,0,3.1903601541123257,0,0,0,0,0,0,0,0,0,0,0,0,0,0,0,0,0,0,0,0,0,0,0,0,0,0,0,0,0,0,0,0,0,0,0,0,0,0,0,0,0,0,0,0,0,0,0,0,0,0,0,0]
[2,"POLES","˂ = 1 kv ; wood",3.1903601541123257,66.390299837975292,8.1480242904630131,2,3541,4368,4296,3089,3239,3132,3131,2694,2978,3191,2618,2264,2521,1680,1618,1672,1885,1782,2338,2163,2432,2877,2996,3750,3887,4496,4103,4466,4858,4825,3720,3892,4945,4584,5078,4652,3611,3421,3202,3172,3532,3471,3397,2831,2963,3186,2786,2611,2556,1993,1870,1727,1626,1334,939,575,471,449,353,356,250,233,219,240,255,211,205,150,136,143,132,110,96,31,14,27,51,64,82,103,66,85,79,93,38,17,29,4,10,5,7,null,11297.065305711745,13935.493153162639,13705.78722206655,9855.0225160529735,10333.576539169822,9992.2080026798048,9989.0176425256923,8594.8302551786055,9500.8925389465057,10180.439251772432,8352.3628834660685,7222.9753889103049,8042.8979485171731,5359.805058908707,5162.0027293537432,5334.2821776758083,6013.8288905017334,5685.2217946281644,7459.0620403146177,6900.7490133449601,7758.9558948011763,9178.66616338116,9558.3190217205283,11963.850577921221,12400.92991903461,14343.859252889017,13090.047712322872,14248.148448265647,15498.769628677677,15393.487743591972,11868.139773297851,12416.881719805171,15776.330962085451,14624.610946450901,16200.648862582389,14841.555436930539,11520.390516499609,10914.222087218266,10215.533213467666,10119.822408844297,11268.352064324734,11073.740094923882,10837.65344351957,9031.9095962919946,9453.0371366348209,10164.487451001869,8888.34338935694,8330.0303623872824,8154.5605539111048,6358.3877871458653,5965.9734881900486,5509.7519861519868,5187.525610586642,4255.9404455858421,2995.7481847114736,1834.4570886145873,1502.6596325869054,1432.4717091964342,1126.1971344016511,1135.7682148639879,797.59003852808144,743.35391590817187,698.68887375059933,765.68643698695814,813.54183929864303,673.16599251770072,654.02383159302678,478.55402311684884,433.8889809592763,456.22150203806257,421.12754034282699,350.93961695235583,306.27457479478323,98.901164777482094,44.665042157572557,86.139724161032788,162.70836785972861,204.18304986318884,261.60953263721069,328.60709587356956,210.56377017141349,271.18061309954766,252.03845217487373,296.70349433244627,121.23368585626838,54.236122619909537,92.520444469257441,12.761440616449303,31.903601541123258,15.951800770561629,22.332521078786279]
[2,"POLES","˃ 11 kv & < = 22 kv ; wood",4.2742214360352451,65.87186103777637,8.1161481650950886,2,0,0,0,0,2,0,3,0,0,4,0,8,9,0,7,0,0,8,2,0,0,1,2,0,0,96,17,0,0,0,0,0,0,0,0,1,0,0,0,0,0,0,0,0,0,0,0,0,0,0,0,0,0,0,0,0,0,0,0,0,0,0,0,0,0,0,0,0,0,0,0,0,0,0,0,0,0,0,0,0,0,0,0,0,0,0,0,0,0,0,0,null,0,0,0,0,8.5484428720704901,0,12.822664308105736,0,0,17.09688574414098,0,34.193771488281961,38.467992924317208,0,29.919550052246716,0,0,34.193771488281961,8.5484428720704901,0,0,4.2742214360352451,8.5484428720704901,0,0,410.32525785938356,72.661764412599169,0,0,0,0,0,0,0,0,4.2742214360352451,0,0,0,0,0,0,0,0,0,0,0,0,0,0,0,0,0,0,0,0,0,0,0,0,0,0,0,0,0,0,0,0,0,0,0,0,0,0,0,0,0,0,0,0,0,0,0,0,0,0,0,0,0,0,0]
[2,"POLES","> 1 kv & < = 11 kv ; concrete",11.004314528537304,54.008139631117032,7.3490230392288902,2,212,215,149,131,155,205,206,184,216,239,319,317,341,393,100,61,42,43,86,51,40,39,56,81,92,103,69,52,45,51,58,281,345,186,41,25,25,34,17,13,15,24,14,23,36,47,47,87,100,56,56,61,30,40,16,1,1,1,1,0,0,1,0,2,0,1,0,0,1,0,0,0,0,0,0,0,0,0,0,2,0,1,0,0,1,0,1,0,1,0,0,null,2332.9146800499084,2365.9276236355204,1639.6428647520581,1441.5652032383869,1705.6687519232821,2255.8844783501472,2266.8887928786844,2024.793873250864,2376.9319381640576,2630.0311723204154,3510.3763346033998,3488.3677055463254,3752.4712542312204,4324.6956097151606,1100.4314528537304,671.26318624077555,462.18121019856676,473.18552472710405,946.37104945420811,561.22004095540251,440.17258114149217,429.16826661295482,616.24161359808897,891.34947681152164,1012.396936625432,1133.4443964393422,759.2977024690739,572.2243554839398,495.19415378417864,561.22004095540251,638.25024265516356,3092.2123825189824,3796.4885123453696,2046.8025023079385,451.17689567002947,275.10786321343261,275.10786321343261,374.1466939702683,187.07334698513415,143.05608887098495,165.06471792805957,264.10354868489526,154.06040339952224,253.09923415635799,396.15532302734294,517.20278284125322,517.20278284125322,957.3753639827454,1100.4314528537304,616.24161359808897,616.24161359808897,671.26318624077555,330.12943585611913,440.17258114149217,176.06903245659686,11.004314528537304,11.004314528537304,11.004314528537304,11.004314528537304,0,0,11.004314528537304,0,22.008629057074607,0,11.004314528537304,0,0,11.004314528537304,0,0,0,0,0,0,0,0,0,0,22.008629057074607,0,11.004314528537304,0,0,11.004314528537304,0,11.004314528537304,0,11.004314528537304,0,0]
[2,"POLES","> 1 kv & < = 11 kv ; steel",9.123785694204372,57.499727857639414,7.5828574994944624,2,0,0,0,0,0,0,0,0,0,0,0,2,1,0,0,0,1,0,3,0,1,0,0,0,0,0,1,0,0,0,0,0,0,0,0,0,1,0,0,0,0,0,0,0,0,0,0,0,0,1,0,0,0,0,0,0,0,0,0,0,0,0,0,0,0,0,0,0,0,0,1,0,0,0,0,0,0,0,0,0,0,0,0,0,0,0,0,0,0,0,0,null,0,0,0,0,0,0,0,0,0,0,0,18.247571388408744,9.123785694204372,0,0,0,9.123785694204372,0,27.371357082613116,0,9.123785694204372,0,0,0,0,0,9.123785694204372,0,0,0,0,0,0,0,0,0,9.123785694204372,0,0,0,0,0,0,0,0,0,0,0,0,9.123785694204372,0,0,0,0,0,0,0,0,0,0,0,0,0,0,0,0,0,0,0,0,9.123785694204372,0,0,0,0,0,0,0,0,0,0,0,0,0,0,0,0,0,0,0,0]
[2,"POLES","> 1 kv & < = 11 kv ; wood",4.2742214360352451,69.354653141148319,8.327944112513503,2,4646,4974,4638,5156,5282,5032,5125,4665,4908,4481,3617,3619,2840,2514,1864,1501,2421,2311,2607,2357,2641,2971,3139,3733,3568,3987,4271,4764,5152,4815,4239,4372,5687,4593,5540,5400,4403,4112,3769,3583,3673,3172,3088,2994,2782,2668,2522,2478,2378,1877,1748,1555,1466,1472,1102,627,458,559,474,510,387,476,332,318,485,352,246,188,127,143,125,128,155,23,32,30,39,46,131,109,61,110,52,50,108,25,61,8,5,3,5,null,19858.032791819747,21259.977422839311,19823.839020331467,22037.885724197724,22576.437625138165,21507.882266129353,21905.384859680631,19939.242999104419,20977.878808060981,19152.786254873932,15459.858934139482,15468.407377011552,12138.788878340096,10745.392690192606,7967.1487567696968,6415.6063754889028,10347.890096641328,9877.7257386774509,11142.895283743885,10074.339924735074,11288.218812569083,12698.711886460713,13416.781087714635,15955.668620719571,15250.422083773754,17041.32086547252,18255.199753306533,20362.390921271908,22020.788838453584,20580.376214509706,18118.424667353403,18686.896118346092,24307.497306732439,19631.499055709879,23679.186755635259,23080.795754590323,18819.396982863185,17575.598544976929,16109.540592416839,15314.535405314284,15699.215334557455,13557.830395103798,13198.795794476837,12797.018979489523,11890.884035050052,11403.622791342033,10779.586461680889,10591.520718495338,10164.098574891812,8022.7136354381546,7471.3390701896087,6646.4143330348061,6266.0086252276697,6291.653953843881,4710.1920225108397,2679.9368403940985,1957.5934177041422,2389.2897827437018,2025.9809606807062,2179.8529323779749,1654.1236957456399,2034.5294035527766,1419.0415167637013,1359.202416659208,2072.9973964770938,1504.5259454844063,1051.4584732646704,803.55362997462612,542.82612237647618,611.21366535304003,534.27767950440568,547.10034381251137,662.504322585463,98.307093028810641,136.77508595312784,128.22664308105735,166.69463600537455,196.61418605762128,559.92300812061706,465.89013652784172,260.72750759814994,470.16435796387697,222.25951467383274,213.71107180176224,461.61591509180647,106.85553590088112,260.72750759814994,34.193771488281961,21.371107180176224,12.822664308105736,21.371107180176224]
[2,"POLES","> 22 kv & < = 66 kv ; concrete",7.6889284822432371,63.15215982665562,7.9468333206791009,2,3,3,9,23,36,7,12,10,27,2,4,6,22,0,1,10,0,67,22,53,0,6,4,34,19,4,3,2,18,92,21,20,36,0,0,2,0,149,0,0,0,1,0,0,0,0,0,0,0,0,1,0,0,0,0,0,0,0,0,1,0,0,0,0,0,0,0,0,0,0,0,0,0,0,0,0,0,0,0,0,0,0,0,0,0,0,0,0,0,0,0,null,23.06678544672971,23.06678544672971,69.200356340189131,176.84535509159446,276.80142536075653,53.822499375702662,92.267141786918842,76.889284822432373,207.60106902056739,15.377856964486474,30.755713928972948,46.133570893459421,169.15642660935123,0,7.6889284822432371,76.889284822432373,0,515.15820831029691,169.15642660935123,407.51320955889156,0,46.133570893459421,30.755713928972948,261.42356839627007,146.08964116262152,30.755713928972948,23.06678544672971,15.377856964486474,138.40071268037826,707.38142036637782,161.46749812710797,153.77856964486475,276.80142536075653,0,0,15.377856964486474,0,1145.6503438542422,0,0,0,7.6889284822432371,0,0,0,0,0,0,0,0,7.6889284822432371,0,0,0,0,0,0,0,0,7.6889284822432371,0,0,0,0,0,0,0,0,0,0,0,0,0,0,0,0,0,0,0,0,0,0,0,0,0,0,0,0,0,0,0]
[2,"POLES","> 22 kv & < = 66 kv ; steel",7.6889284822432371,63.15215982665562,7.9468333206791009,2,1,0,0,0,0,0,0,0,0,0,0,0,0,0,0,0,0,0,0,1,0,0,1,0,0,0,0,0,1,0,0,1,0,0,0,0,0,0,0,0,0,0,0,0,0,0,0,0,0,0,0,0,0,0,0,0,0,0,0,0,0,0,0,0,0,0,0,0,0,0,0,0,0,0,0,0,0,0,0,0,0,0,0,0,0,0,0,0,0,0,0,null,7.6889284822432371,0,0,0,0,0,0,0,0,0,0,0,0,0,0,0,0,0,0,7.6889284822432371,0,0,7.6889284822432371,0,0,0,0,0,7.6889284822432371,0,0,7.6889284822432371,0,0,0,0,0,0,0,0,0,0,0,0,0,0,0,0,0,0,0,0,0,0,0,0,0,0,0,0,0,0,0,0,0,0,0,0,0,0,0,0,0,0,0,0,0,0,0,0,0,0,0,0,0,0,0,0,0,0,0]
[2,"POLES","> 22 kv & < = 66 kv ; wood",7.6889284822432371,63.355440101260491,7.959613062282644,2,410,438,390,551,634,1389,1293,936,850,560,643,468,553,250,352,343,340,566,305,300,306,337,332,273,266,185,245,276,300,238,462,319,403,287,331,276,256,213,437,433,699,691,542,582,473,263,352,300,403,333,142,358,222,283,104,51,38,61,74,61,108,93,24,14,45,21,27,43,24,41,15,23,41,0,0,3,24,54,48,13,22,18,17,4,1,0,2,1,0,15,0,null,3152.4606777197273,3367.7506752225377,2998.6821080748623,4236.5995937160233,4874.7806577422125,10679.921661835857,9941.7845275405052,7196.8370593796699,6535.5892099067514,4305.7999500562128,4943.9810140824011,3598.4185296898349,4251.9774506805097,1922.2321205608093,2706.5028257496197,2637.3024694094302,2614.2356839627005,4351.9335209496721,2345.1231870841875,2306.6785446729709,2352.8121155664307,2591.1688985159708,2552.7242561047547,2099.0774756524038,2045.254976276701,1422.4517692149989,1883.7874781495932,2122.1442610991335,2306.6785446729709,1829.9649787738904,3552.2849587963756,2452.7681858355927,3098.6381783440247,2206.722474403809,2545.0353276225114,2122.1442610991335,1968.3656914542687,1637.7417667178095,3360.0617467402944,3329.3060328113215,5374.5610090880227,5313.0495812300769,4167.3992373758347,4474.9563766655638,3636.8631721010511,2022.1881908299713,2706.5028257496197,2306.6785446729709,3098.6381783440247,2560.4131845869979,1091.8278444785396,2752.636396643079,1706.9421230579987,2175.9667604748361,799.64856215329667,392.13535259440511,292.17928232524304,469.02463741683744,568.9807076859995,469.02463741683744,830.40427608226958,715.07034884862105,184.53428357383768,107.64499875140532,346.00178170094568,161.46749812710797,207.60106902056739,330.62392473645917,184.53428357383768,315.24606777197272,115.33392723364855,176.84535509159446,315.24606777197272,0,0,23.06678544672971,184.53428357383768,415.20213804113479,369.06856714767537,99.956070269162083,169.15642660935123,138.40071268037826,130.71178419813504,30.755713928972948,7.6889284822432371,0,15.377856964486474,7.6889284822432371,0,115.33392723364855,0]
[2,"POLES","> 66 kv & < = 132 kv ; concrete",23.20339854423845,52.518668220907692,7.2469764882265002,2,0,48,63,28,112,9,46,27,32,5,77,105,31,28,2,1,98,213,37,83,5,0,0,1,0,8,79,2,1,2,0,102,1,24,2,181,39,0,1,0,0,0,0,0,0,0,0,0,0,0,0,0,0,0,0,0,0,0,0,0,0,0,0,0,0,0,0,0,0,0,0,0,0,0,0,0,0,0,0,0,0,0,0,0,0,0,0,0,0,0,0,null,0,1113.7631301234455,1461.8141082870222,649.69515923867664,2598.7806369547066,208.83058689814604,1067.3563330349687,626.4917606944382,742.50875341563039,116.01699272119225,1786.6616879063606,2436.3568471450371,719.30535487139196,649.69515923867664,46.4067970884769,23.20339854423845,{"$f":"IFERROR($D21*X21,\"\")","v":2273.9330573353682},4942.3238899227899,858.52574613682259,1925.8820791717912,116.01699272119225,0,0,23.20339854423845,0,185.6271883539076,1833.0684849948375,46.4067970884769,23.20339854423845,46.4067970884769,0,2366.7466515123219,{"$f":"IFERROR($D21*AN21,\"\")","v":23.20339854423845},556.88156506172277,46.4067970884769,4199.815136507159,904.93254322529958,0,23.20339854423845,0,0,0,0,0,0,0,0,0,{"$f":"IFERROR($D21*BD21,\"\")","v":0},0,0,0,0,0,0,0,0,0,0,0,0,0,0,0,{"$f":"IFERROR($D21*BT21,\"\")","v":0},0,0,0,0,0,0,0,0,0,0,0,0,0,0,0,{"$f":"IFERROR($D21*CJ21,\"\")","v":0},0,0,0,0,0,0,0,0,0,0]
[2,"POLES","> 66 kv & < = 132 kv ; steel",17.704552799214063,62.907492593468845,7.9314243735579328,2,0,0,0,0,0,0,0,1,1,0,0,0,0,0,0,0,0,0,0,0,0,0,0,0,0,0,0,0,0,0,0,0,1,0,0,0,0,0,0,0,0,0,0,0,0,0,0,0,0,0,0,0,0,0,0,0,0,0,0,0,0,0,0,0,0,0,0,0,0,0,0,0,0,0,0,0,0,0,0,0,0,0,0,0,0,0,0,0,0,0,0,null,0,0,0,0,0,0,0,17.704552799214063,17.704552799214063,0,0,0,0,0,0,0,0,0,0,0,0,0,0,0,0,0,0,0,0,0,0,0,17.704552799214063,0,0,0,0,0,0,0,0,0,0,0,0,0,0,0,0,0,0,0,0,0,0,0,0,0,0,0,0,0,0,0,0,0,0,0,0,0,0,0,0,0,0,0,0,0,0,0,0,0,0,0,0,0,0,0,0,0,0]
[2,"POLES","> 66 kv & < = 132 kv ; wood",19.426638217861068,64.345514158265175,8.0215655677844566,2,25,61,76,22,70,19,16,67,45,11,19,209,197,30,8,8,105,283,280,38,47,7,14,0,0,12,8,29,1,3,5,9,15,0,15,6,2,0,34,40,0,2,1,0,0,0,2,0,0,1,0,1,33,0,0,0,0,0,0,0,0,0,0,0,0,0,0,1,0,0,0,0,0,0,0,1,0,0,0,0,0,0,0,0,0,0,0,0,0,0,0,null,485.66595544652671,1185.0249312895253,1476.4245045574412,427.3860407929435,1359.8646752502748,369.1061261393603,310.82621148577709,1301.5847605966915,874.19871980374808,213.69302039647175,369.1061261393603,4060.1673875329634,3827.0477289186306,582.79914653583205,155.41310574288855,155.41310574288855,2039.7970128754123,5497.7386156546827,5439.4587010010991,738.2122522787206,913.05199623947021,135.98646752502748,271.97293505005496,0,0,233.11965861433282,155.41310574288855,563.37250831797098,19.426638217861068,58.279914653583205,97.133191089305342,174.83974396074962,291.39957326791603,0,291.39957326791603,116.55982930716641,38.853276435722137,0,660.50569940727632,777.06552871444273,0,38.853276435722137,19.426638217861068,0,0,0,38.853276435722137,0,0,19.426638217861068,0,19.426638217861068,641.07906118941526,0,0,0,0,0,0,0,0,0,0,0,0,0,0,19.426638217861068,0,0,0,0,0,0,0,19.426638217861068,0,0,0,0,0,0,0,0,0,0,0,0,0,0,0]
[2,"POLES","staking of a wooden pole",4.8082511336943838,29.001678561521871,5.385320655404084,2,1479,1340,1145,1052,1493,1495,1352,768,1266,2856,3182,2152,2323,2527,1350,1600,1588,1524,2066,888,8,9,0,0,0,0,0,0,0,0,0,0,0,0,0,0,0,0,0,0,0,0,0,0,0,0,0,0,0,0,0,0,0,0,0,0,0,0,0,0,0,0,0,0,0,0,0,0,0,0,0,0,0,0,0,0,0,0,0,0,0,0,0,0,0,0,0,0,0,0,0,null,7111.4034267339939,6443.0565191504747,5505.4475480800693,5058.2801926464917,7178.7189426057148,7188.3354448731043,6500.7555327548071,3692.7368706772868,6087.2459352570895,13732.36523783116,15299.855107415529,10347.356439710315,11169.567383572054,12150.450614845708,6491.1390304874185,7693.2018139110141,7635.5028003066818,7327.7747277502413,9933.846842212597,4269.7270067206127,38.466009069555071,43.274260203249455,0,0,0,0,0,0,0,0,0,0,0,0,0,0,0,0,0,0,0,0,0,0,0,0,0,0,0,0,0,0,0,0,0,0,0,0,0,0,0,0,0,0,0,0,0,0,0,0,0,0,0,0,0,0,0,0,0,0,0,0,0,0,0,0,0,0,0,0,0]
[3,"SERVICE LINES","˂ = 11 kv ; commercial and industrial ; simple type",0.42076038182039532,53.837954324831813,7.337435132580854,2,1937.08599999995,1764.9659999999999,1866.56599999998,1909.136,1474.72,1154.9442941176501,1750.6242941176499,1671.9842941176501,1853.74429411765,2351.6642941176501,3024.8796626122298,2699.5385239464999,344.49529411764701,294.96729411764699,1928.73535803661,2024.30219841384,1579.26007476732,1557.7752825912801,1834.00832485464,1692.82254769781,1361.3428969817801,211.82507127447599,422.82352380952398,422.82352380952398,422.82352380952398,422.82352380952398,422.82352380952398,422.82352380952398,422.82352380952398,422.82352380952398,422.82352380952398,422.82352380952398,510.89867532467503,510.89867532467503,510.89867532467503,510.89867532467503,510.89867532467503,510.89867532467503,510.89867532467503,510.89867532467503,510.89867532467503,510.89867532467503,510.89867532467503,93.093137254902004,93.093137254902004,93.093137254902004,93.093137254902004,93.093137254902004,93.093137254902004,93.093137254902004,93.093137254902004,93.093137254902004,93.093137254902004,93.093137254902004,93.093137254902004,93.093137254902004,93.093137254902004,93.093137254902004,93.093137254902004,93.093137254902004,0,0,0,0,0,0,0,0,0,0,0,0,0,0,0,0,0,0,0,0,0,0,0,0,0,0,0,0,0,0,0,null,815.0490449789213,742.6277680600158,785.37702285295961,803.28879230706218,620.50375027817336,485.95480217422943,736.59334641700241,703.50474999064659,779.98215699032164,989.48716630633294,1272.7495218014703,1135.8588600745957,144.94997148827053,124.11055129747,811.53542567798092,851.74616592447296,664.49007205280361,655.45012269348126,771.67804302762192,712.27266152350489,572.79915712253694,89.127597868580963,177.90738732074033,177.90738732074033,177.90738732074033,177.90738732074033,177.90738732074033,177.90738732074033,177.90738732074033,177.90738732074033,177.90738732074033,177.90738732074033,214.96592170114445,214.96592170114445,214.96592170114445,214.96592170114445,214.96592170114445,214.96592170114445,214.96592170114445,214.96592170114445,214.96592170114445,214.96592170114445,214.96592170114445,39.169903976231033,39.169903976231033,39.169903976231033,39.169903976231033,39.169903976231033,39.169903976231033,39.169903976231033,39.169903976231033,39.169903976231033,39.169903976231033,39.169903976231033,39.169903976231033,39.169903976231033,39.169903976231033,39.169903976231033,39.169903976231033,39.169903976231033,0,0,0,0,0,0,0,0,0,0,0,0,0,0,0,0,0,0,0,0,0,0,0,0,0,0,0,0,0,0,0]
[3,"SERVICE LINES","˂ = 11 kv ; residential ; simple type",0.42067993072042109,55.878458150344443,7.475189505982069,2,21685.913999999499,20247.034,20896.433999999801,21379.864000000001,16959.28,13281.859382352901,20132.179382352901,19227.8193823529,21318.059382352902,27044.1393823529,34786.1161200407,31044.693025384699,4013.80838235294,3459.3363823529398,22195.556617421102,23279.475281759202,18161.490859824102,17914.4157497997,21091.095735828301,19467.459298524798,15655.4433152904,2435.9883196564701,4950.2264761904798,4950.2264761904798,4950.2264761904798,4950.2264761904798,4950.2264761904798,4950.2264761904798,4950.2264761904798,4950.2264761904798,4950.2264761904798,4950.2264761904798,5963.0907186147197,5963.0907186147197,5963.0907186147197,5963.0907186147197,5963.0907186147197,5963.0907186147197,5963.0907186147197,5963.0907186147197,5963.0907186147197,5963.0907186147197,5963.0907186147197,1075.01078431373,1075.01078431373,1075.01078431373,1075.01078431373,1075.01078431373,1075.01078431373,1075.01078431373,1075.01078431373,1075.01078431373,1075.01078431373,1075.01078431373,1075.01078431373,1075.01078431373,1075.01078431373,1075.01078431373,1075.01078431373,1075.01078431373,0,0,0,0,0,0,0,0,0,0,0,0,0,0,0,0,0,0,0,0,0,0,0,0,0,0,0,0,0,0,0,null,9122.8287991287998,8517.5208604140098,8790.7104074237686,8994.079706332026,7134.4287354682228,5587.4116848065933,8469.2038278193086,8088.7577256729883,8968.0797440620408,11376.92668176163,14633.820919411246,13059.879311155575,1688.5286322132802,1455.2733896668669,9337.2252201178926,9793.2080487382154,7640.1747166903642,7536.2351765225585,8872.600692966018,8189.5694290060292,6585.9308092738447,1024.7713975488389,2082.4609310542055,2082.4609310542055,2082.4609310542055,2082.4609310542055,2082.4609310542055,2082.4609310542055,2082.4609310542055,2082.4609310542055,2082.4609310542055,2082.4609310542055,2508.5525903864263,2508.5525903864263,2508.5525903864263,2508.5525903864263,2508.5525903864263,2508.5525903864263,2508.5525903864263,2508.5525903864263,2508.5525903864263,2508.5525903864263,2508.5525903864263,452.23546226880546,452.23546226880546,452.23546226880546,452.23546226880546,452.23546226880546,452.23546226880546,452.23546226880546,452.23546226880546,452.23546226880546,452.23546226880546,452.23546226880546,452.23546226880546,452.23546226880546,452.23546226880546,452.23546226880546,452.23546226880546,452.23546226880546,0,0,0,0,0,0,0,0,0,0,0,0,0,0,0,0,0,0,0,0,0,0,0,0,0,0,0,0,0,0,0]
[4,"SWITCHGEAR","˂ = 11 kv ; circuit breaker",81.121325034048596,55.357387191951808,7.4402545112349356,2,42,101,78,54,194,231,368,247,193,412,258,337,362,347,185,83,113,65,149,71,10,61,43,41,32,33,31,29,45,56,72,29,77,91,171,87,68,46,18,10,1,42,69,66,13,7,16,30,14,6,12,19,11,9,2,0,0,0,0,0,0,0,0,0,0,0,0,0,0,0,0,0,0,0,0,0,0,0,0,0,0,0,0,0,0,0,0,0,0,0,0,null,3407.095651430041,8193.2538284389084,6327.46335265579,4380.5515518386237,15737.537056605428,18739.026082865224,29852.647612529883,20036.967283410002,15656.415731571378,33421.985914028024,20929.301858784536,27337.886536474376,29365.919662325592,28149.099786814862,15007.44513129899,6733.0699778260332,9166.7097288474906,5272.8861272131589,12087.077430073241,5759.6140774174501,811.21325034048596,4948.4008270769646,3488.2169764640894,3325.9743263959926,2595.8824010895551,2677.0037261236039,2514.7610760555062,2352.5184259874095,3650.459626532187,4542.7942019067214,5840.7354024514989,2352.5184259874095,6246.3420276217421,7382.040578098422,13871.74658082231,7057.5552779622276,5516.2501023153045,3731.5809515662354,1460.1838506128747,811.21325034048596,81.121325034048596,3407.095651430041,5597.3714273493533,5354.0074522472078,1054.5772254426317,567.84927523834017,1297.9412005447775,2433.6397510214579,1135.6985504766803,486.72795020429157,973.45590040858315,1541.3051756469233,892.33457537453455,730.09192530643736,162.24265006809719,0,0,0,0,0,0,0,0,0,0,0,0,0,0,0,0,0,0,0,0,0,0,0,0,0,0,0,0,0,0,0,0,0,0,0,0]
[4,"SWITCHGEAR","˂ = 11 kv ; switch",5.7962677412003218,63.316169287113297,7.9571458002925457,2,8138,12965,15004,17067,12780,13146,10646,12597,8918,9266,9902,9149,8350,8746,4968,2784,4514,3847,3332,2917,2967,2508,2229,2713,2931,3002,2830,3693,3798,5087,2802,2629,3434,2308,1560,1058,754,554,627,347,216,176,122,129,77,139,165,121,333,87,65,40,159,109,38,45,23,8,0,0,0,1,0,1,0,0,1,0,1,0,0,1,0,0,0,0,0,0,0,0,0,0,0,0,0,0,0,0,0,0,0,null,47170.026877888216,75148.611264662177,86967.20118896963,98924.90153906589,74076.301732540116,76197.735725819424,61707.066372818626,73015.584735900455,51691.115716024469,53708.216889962183,57394.643173365585,53030.053564241745,48398.835639022691,50694.157664538012,28795.858138283198,16136.809391501696,26164.352583778254,22298.242000397637,19313.164113679471,16907.713001081338,17197.526388141356,14537.039494930406,12919.880795135517,15725.274381876474,16988.860749458145,17400.395759083367,16403.43770759691,21405.616768252788,22014.224881078822,29485.613999486039,16241.142210843302,15238.387891615646,19904.383423281906,13377.785946690343,9042.1776762725021,6132.4512701899403,4370.3858768650425,3211.1323286249785,3634.2598737326016,2011.3049061965116,1251.9938320992694,1020.1431224512567,707.14466442643925,747.71853861484146,446.31261607242476,805.68121602684471,956.38417729805315,701.34839668523898,1930.1571578197072,504.275293484428,376.75740317802092,231.85070964801287,921.6065708508512,631.79318379083509,220.25817416561222,260.83204835401449,133.31415804760741,46.370141929602575,0,0,0,5.7962677412003218,0,5.7962677412003218,0,0,5.7962677412003218,0,5.7962677412003218,0,0,5.7962677412003218,0,0,0,0,0,0,0,0,0,0,0,0,0,0,0,0,0,0,0]
[4,"SWITCHGEAR","> 11 kv & < = 22 kv ; switch",5.9281821866858451,49.13259333019208,7.0094645537438938,2,0,0,0,0,0,0,0,0,0,1,0,0,0,0,0,0,0,0,0,0,0,0,0,0,0,0,0,0,0,0,0,0,0,0,0,0,0,0,0,0,0,0,0,0,0,0,0,0,0,0,0,0,0,0,0,0,0,0,0,0,0,0,0,0,0,0,0,0,0,0,0,0,0,0,0,0,0,0,0,0,0,0,0,0,0,0,0,0,0,0,0,null,0,0,0,0,0,0,0,0,0,5.9281821866858451,0,0,0,0,0,0,0,0,0,0,0,0,0,0,0,0,0,0,0,0,0,0,0,0,0,0,0,0,0,0,0,0,0,0,0,0,0,0,0,0,0,0,0,0,0,0,0,0,0,0,0,0,0,0,0,0,0,0,0,0,0,0,0,0,0,0,0,0,0,0,0,0,0,0,0,0,0,0,0,0,0]
[4,"SWITCHGEAR","> 22 kv & < = 33 kv ; circuit breaker",151.99855048789527,57.666580291666953,7.593851479431696,2,16,15,18,48,19,20,37,30,93,121,177,52,131,166,49,13,50,29,60,42,8,11,18,17,7,15,12,2,1,31,0,8,3,12,1,10,0,0,0,0,2,17,30,1,0,5,2,0,2,15,31,1,58,3,0,35,15,4,3,0,11,0,2,0,7,0,14,1,0,0,0,0,0,0,0,0,0,0,0,0,0,0,0,0,0,0,0,0,0,0,0,null,2431.9768078063244,2279.9782573184293,2735.9739087821149,7295.9304234189731,2887.9724592700104,3039.9710097579054,5623.9463680521249,4559.9565146368586,14135.865195374261,18391.824609035328,26903.743436357465,7903.9246253705542,19911.810113914282,25231.759380990614,7447.9289739068681,1975.9811563426385,7599.9275243947632,4407.9579641489627,9119.9130292737173,6383.939120491601,1215.9884039031622,1671.984055366848,2735.9739087821149,2583.9753582942194,1063.9898534152669,2279.9782573184293,1823.9826058547433,303.99710097579054,151.99855048789527,4711.9550651247537,0,1215.9884039031622,455.99565146368582,1823.9826058547433,151.99855048789527,1519.9855048789527,0,0,0,0,303.99710097579054,2583.9753582942194,4559.9565146368586,151.99855048789527,0,759.99275243947636,303.99710097579054,0,303.99710097579054,2279.9782573184293,4711.9550651247537,151.99855048789527,8815.9159282979253,455.99565146368582,0,5319.9492670763348,2279.9782573184293,607.99420195158109,455.99565146368582,0,1671.984055366848,0,303.99710097579054,0,1063.9898534152669,0,2127.9797068305338,151.99855048789527,0,0,0,0,0,0,0,0,0,0,0,0,0,0,0,0,0,0,0,0,0,0,0]
[4,"SWITCHGEAR","> 22 kv & < = 33 kv ; switch",21.395336984941075,54.231980612241621,7.3642365939886547,2,35,75,82,150,148,129,186,299,123,178,175,83,82,104,28,33,59,61,372,14,1,1,5,3,21,0,0,1,18,13,12,1,4,0,2,0,0,1,5,0,289,0,3,0,11,0,0,0,0,0,0,0,15,0,0,0,0,0,0,0,1,4,0,0,0,0,0,0,0,0,0,0,0,0,0,0,0,0,0,0,0,0,0,0,0,0,0,0,0,0,0,null,748.83679447293764,1604.6502738705806,1754.417632765168,3209.3005477411612,3166.5098737712792,2759.9984710573985,3979.5326791990401,6397.2057584973818,2631.6264491477523,3808.3699833195114,3744.1839723646881,1775.8129697501092,1754.417632765168,2225.1150464338716,599.06943557835007,706.04612050305548,1262.3248821115235,1305.1155560814057,7959.0653583980802,299.53471778917503,21.395336984941075,21.395336984941075,106.97668492470538,64.186010954823217,449.30207668376255,0,0,21.395336984941075,385.11606572893936,278.13938080423395,256.74404381929287,21.395336984941075,85.581347939764299,0,42.79067396988215,0,0,21.395336984941075,106.97668492470538,0,6183.2523886479703,0,64.186010954823217,0,235.34870683435182,0,0,0,0,0,0,0,320.93005477411612,0,0,0,0,0,0,0,21.395336984941075,85.581347939764299,0,0,0,0,0,0,0,0,0,0,0,0,0,0,0,0,0,0,0,0,0,0,0,0,{"$f":"IFERROR($D31*CP31,\"\")","v":0},0,0,0,0]
[4,"SWITCHGEAR","> 33 kv & < = 66 kv ; circuit breaker",86.206950238861339,49.77784528288926,7.0553416134790563,2,0,0,0,0,0,0,0,0,0,0,0,0,0,0,0,1,0,0,0,0,0,0,0,0,0,0,0,0,0,0,0,0,0,0,0,0,0,0,0,0,0,0,0,0,0,0,0,0,0,0,0,0,0,0,0,0,0,0,0,0,0,0,0,0,0,0,0,0,0,0,0,0,0,0,0,0,0,0,0,0,0,0,0,0,0,0,0,0,0,0,0,null,0,0,0,0,0,0,0,0,0,0,0,0,0,0,0,86.206950238861339,0,0,0,0,0,0,0,0,0,0,0,0,0,0,0,0,0,0,0,0,0,0,0,0,0,0,0,0,0,0,0,0,0,0,0,0,0,0,0,0,0,0,0,0,0,0,0,0,0,0,0,0,0,0,0,0,0,0,0,0,0,0,0,0,0,0,0,0,0,0,0,0,0,0,0]
[4,"SWITCHGEAR","> 33 kv & < = 66 kv ; switch",9.5918182458511634,62.094070739875832,7.8799791078324457,2,0,0,0,0,0,0,0,0,0,0,0,0,0,1,0,0,0,0,0,0,0,0,0,0,0,0,0,0,0,0,0,0,0,0,0,0,0,0,0,0,0,0,0,0,0,0,0,0,0,0,0,0,0,0,0,0,0,0,0,0,0,0,0,0,0,0,0,0,0,0,0,0,0,0,0,0,0,0,0,0,0,0,0,0,0,0,0,0,0,0,0,null,0,0,0,0,0,0,0,0,0,0,0,0,0,9.5918182458511634,0,0,0,0,0,0,0,0,0,0,0,0,0,0,0,0,0,0,0,0,0,0,0,0,0,0,0,0,0,0,0,0,0,0,0,0,0,0,0,0,0,0,0,0,0,0,0,0,0,0,0,0,0,0,0,0,0,0,0,0,0,0,0,0,0,0,0,0,0,0,0,0,0,0,0,0,0]
[4,"SWITCHGEAR","> 66 kv & < = 132 kv ; circuit breaker",86.206950238861339,44.112617602786514,6.6417330270635322,2,1,0,2,1,5,25,20,16,44,23,40,24,19,23,1,2,18,5,2,2,8,0,0,0,0,0,0,0,6,1,1,4,0,3,1,0,5,1,0,0,1,0,0,4,0,0,0,0,4,0,0,0,0,0,0,0,0,0,0,0,0,0,0,0,0,0,0,0,0,0,0,0,0,0,0,0,0,0,0,0,0,0,0,0,0,0,0,0,0,0,0,null,86.206950238861339,0,172.41390047772268,86.206950238861339,431.03475119430669,2155.1737559715334,1724.1390047772268,1379.3112038217814,3793.1058105098991,1982.7598554938108,3448.2780095544535,2068.9668057326721,1637.9320545383655,1982.7598554938108,86.206950238861339,172.41390047772268,1551.725104299504,431.03475119430669,172.41390047772268,172.41390047772268,689.65560191089071,0,0,0,0,0,0,0,517.24170143316803,86.206950238861339,86.206950238861339,344.82780095544535,0,258.62085071658402,86.206950238861339,0,431.03475119430669,86.206950238861339,0,0,86.206950238861339,0,0,344.82780095544535,0,0,0,0,344.82780095544535,0,0,0,0,0,0,0,0,0,0,0,0,0,0,0,0,0,0,0,0,0,0,0,0,0,0,0,0,0,0,0,0,0,0,0,0,0,0,0,0,0,0]
[4,"SWITCHGEAR","> 66 kv & < = 132 kv ; switch",9.5918182458511634,57.166349982593644,7.5608432057934944,2,3,10,29,109,117,159,38,162,109,64,55,88,35,41,5,79,33,84,242,7,22,4,0,0,0,0,0,0,0,7,14,0,5,3,11,0,0,0,0,0,18,0,0,0,0,0,0,0,0,2,0,0,0,2,0,0,0,0,0,0,0,0,0,0,0,0,0,0,0,0,0,0,0,0,0,0,0,0,0,0,0,0,0,0,0,0,0,0,0,0,0,null,28.775454737553488,95.918182458511637,278.16272912968373,1045.5081887977767,1122.2427347645862,1525.0991010903349,364.48909334234423,1553.8745558278886,1045.5081887977767,613.87636773447446,527.55000352181401,844.08000563490236,335.71363860479073,393.26454807989768,47.959091229255819,757.75364142224191,316.53000211308841,805.71273265149773,2321.2200154959814,67.142727720958149,211.02000140872559,38.367272983404654,0,0,0,0,0,0,0,67.142727720958149,134.2854554419163,0,47.959091229255819,28.775454737553488,105.5100007043628,0,0,0,0,0,172.65272842532093,0,0,0,0,0,0,0,0,19.183636491702327,0,0,0,19.183636491702327,0,0,0,0,0,0,0,0,0,0,0,0,0,0,0,0,0,0,0,0,0,0,0,0,0,0,0,0,0,0,0,0,0,0,0,0,0]
[5,"TRANSFORMERS","ground outdoor / indoor chamber mounted ; ˂ 22 kv ; < = 60 kva ; multiple phase",140.27983214723082,71.574285245345834,8.4601587009550734,2,0,0,0,0,0,0,0,0,0,0,0,0,0,0,0,0,0,0,0,0,0,0,0,0,0,0,0,0,0,0,0,0,0,0,0,0,0,0,0,0,0,0,0,0,0,0,0,0,0,0,0,1,0,0,0,0,0,0,0,0,0,0,0,0,0,0,0,0,0,0,0,0,0,0,0,0,0,0,0,0,0,0,0,0,0,0,0,0,0,0,0,null,0,0,0,0,0,0,0,0,0,0,0,0,0,0,0,0,0,0,0,0,0,0,0,0,0,0,0,0,0,0,0,0,0,0,0,0,0,0,0,0,0,0,0,0,0,0,0,0,0,0,0,140.27983214723082,0,0,0,0,0,0,0,0,0,0,0,0,0,0,0,0,0,0,0,0,0,0,0,0,0,0,0,0,0,0,0,0,0,0,0,0,0,0,0]
[5,"TRANSFORMERS","ground outdoor / indoor chamber mounted ; ˂ 22 kv ; > 60 kva and < = 600 kva ; multiple phase",63.356014516457599,71.574285245345834,8.4601587009550734,2,0,2,3,9,4,16,8,9,8,13,9,4,26,7,7,3,8,1,15,5,4,0,2,0,12,6,0,0,5,3,0,33,25,3,8,50,4,39,18,13,8,1,1,0,6,2,1,20,5,20,0,18,30,12,9,13,8,2,5,2,1,1,0,3,0,1,10,7,0,6,7,6,0,2,1,0,1,0,3,0,3,0,2,0,0,0,0,0,0,0,0,null,{"$f":"IFERROR($D37*H37,\"\")","v":0},126.7120290329152,190.06804354937279,570.20413064811839,253.42405806583039,1013.6962322633216,506.84811613166079,570.20413064811839,506.84811613166079,823.62818871394882,570.20413064811839,253.42405806583039,1647.2563774278976,443.49210161520318,443.49210161520318,190.06804354937279,506.84811613166079,63.356014516457599,950.34021774686403,316.78007258228797,253.42405806583039,0,126.7120290329152,0,760.27217419749115,380.13608709874558,0,0,316.78007258228797,190.06804354937279,{"$f":"IFERROR($D37*AL37,\"\")","v":0},2090.7484790431008,1583.90036291144,190.06804354937279,506.84811613166079,3167.8007258228799,253.42405806583039,2470.8845661418463,1140.4082612962368,823.62818871394882,506.84811613166079,63.356014516457599,63.356014516457599,0,380.13608709874558,126.7120290329152,{"$f":"IFERROR($D37*BB37,\"\")","v":63.356014516457599},1267.1202903291519,316.78007258228797,1267.1202903291519,0,1140.4082612962368,1900.6804354937281,760.27217419749115,570.20413064811839,823.62818871394882,506.84811613166079,126.7120290329152,316.78007258228797,126.7120290329152,63.356014516457599,63.356014516457599,{"$f":"IFERROR($D37*BR37,\"\")","v":0},190.06804354937279,0,63.356014516457599,633.56014516457594,443.49210161520318,0,380.13608709874558,443.49210161520318,380.13608709874558,0,126.7120290329152,63.356014516457599,0,63.356014516457599,0,{"$f":"IFERROR($D37*CH37,\"\")","v":190.06804354937279},0,190.06804354937279,0,126.7120290329152,0,0,0,0,0,0,0,0]
[5,"TRANSFORMERS","ground outdoor / indoor chamber mounted ; ˂ 22 kv ; > 600 kva ; multiple phase",61.233753971156368,58.142648515714264,7.6251326884005284,2,1,31,89,77,101,64,64,114,92,128,241,204,191,115,118,70,82,56,91,44,91,11,47,57,55,32,12,25,7,63,27,165,103,94,35,94,29,77,47,48,15,7,8,22,8,0,10,10,2,8,0,4,10,7,5,1,1,5,0,2,1,0,2,1,0,0,0,3,2,0,1,0,0,0,0,1,0,0,0,0,0,0,0,0,0,0,0,0,0,0,0,null,61.233753971156368,1898.2463731058474,5449.8041034329171,4714.9990557790406,6184.6091510867927,3918.9602541540075,3918.9602541540075,6980.6479527118263,5633.5053653463856,7837.9205083080151,14757.334707048685,12491.6858101159,11695.647008490867,7041.8817066829824,7225.5829685964518,4286.3627779809458,{"$f":"IFERROR($D38*X38,\"\")","v":5021.1678256348223},3429.0902223847565,5572.2716113752294,2694.28517473088,5572.2716113752294,673.57129368272001,2877.9864366443494,3490.3239763559131,3367.8564684136004,1959.4801270770038,734.80504765387639,1530.8438492789091,428.63627779809457,3857.7265001828514,1653.3113572212219,10103.5694052408,6307.0766590291059,5755.9728732886988,2143.1813889904729,5755.9728732886988,1775.7788651635346,4714.9990557790406,2877.9864366443494,2939.2201906155055,918.50630956734551,428.63627779809457,489.87003176925094,1347.14258736544,489.87003176925094,0,612.33753971156364,612.33753971156364,122.46750794231274,489.87003176925094,0,244.93501588462547,612.33753971156364,428.63627779809457,306.16876985578182,61.233753971156368,61.233753971156368,306.16876985578182,0,122.46750794231274,61.233753971156368,0,122.46750794231274,61.233753971156368,0,0,0,183.7012619134691,122.46750794231274,0,61.233753971156368,0,0,0,0,61.233753971156368,0,0,0,0,0,0,0,0,0,0,0,0,0,0,0]
[5,"TRANSFORMERS","ground outdoor / indoor chamber mounted ; > = 22 kv & < = 33 kv ; < = 15 mva",193.75534560443614,71.817419004310452,8.4745158566321912,2,0,0,0,0,0,3,1,2,14,10,2,2,4,7,11,6,13,11,9,4,1,1,2,4,0,1,0,0,4,1,3,0,2,0,1,3,2,5,0,1,0,2,12,0,1,7,2,5,2,1,0,11,4,3,5,2,5,0,3,0,0,1,0,0,0,0,0,0,0,2,0,4,0,0,1,0,0,0,0,0,0,0,0,0,0,0,0,0,0,0,0,null,0,0,0,0,0,581.26603681330846,193.75534560443614,387.51069120887229,2712.5748384621061,1937.5534560443614,387.51069120887229,387.51069120887229,775.02138241774458,1356.287419231053,2131.3088016487977,1162.5320736266169,2518.81949285767,2131.3088016487977,1743.7981104399253,775.02138241774458,193.75534560443614,193.75534560443614,387.51069120887229,775.02138241774458,0,193.75534560443614,0,0,775.02138241774458,193.75534560443614,581.26603681330846,0,387.51069120887229,0,193.75534560443614,581.26603681330846,387.51069120887229,968.77672802218069,0,193.75534560443614,0,387.51069120887229,2325.0641472532338,0,193.75534560443614,1356.287419231053,387.51069120887229,968.77672802218069,387.51069120887229,193.75534560443614,0,2131.3088016487977,775.02138241774458,581.26603681330846,968.77672802218069,387.51069120887229,968.77672802218069,0,581.26603681330846,0,0,193.75534560443614,0,0,0,0,0,0,0,387.51069120887229,0,775.02138241774458,0,0,193.75534560443614,0,0,0,0,0,0,0,0,0,0,0,0,0,0,0,0]
[5,"TRANSFORMERS","ground outdoor / indoor chamber mounted ; > = 22 kv & < = 33 kv ; > 15 mva and < = 40 mva",1508.8968567421896,55.331392195215464,7.4385073902776666,2,0,0,7,2,4,11,10,15,24,22,15,11,18,35,23,2,4,2,3,6,0,2,0,4,2,0,0,2,0,0,0,0,0,1,5,2,0,0,0,0,1,7,0,2,5,0,0,0,0,0,0,0,0,0,0,0,0,0,0,0,0,0,0,0,0,0,0,0,0,0,0,0,0,0,0,0,0,0,0,0,0,0,0,0,0,0,0,0,0,0,0,null,0,0,10562.277997195328,3017.7937134843792,6035.5874269687583,16597.865424164087,15088.968567421896,22633.452851132843,36213.524561812548,33195.730848328174,22633.452851132843,16597.865424164087,27160.143421359411,52811.389985976639,34704.627705070357,3017.7937134843792,6035.5874269687583,3017.7937134843792,4526.6905702265685,9053.381140453137,0,3017.7937134843792,0,6035.5874269687583,3017.7937134843792,0,0,3017.7937134843792,0,0,0,0,0,1508.8968567421896,7544.4842837109481,3017.7937134843792,0,0,0,0,1508.8968567421896,10562.277997195328,0,3017.7937134843792,7544.4842837109481,0,0,0,0,0,0,0,0,0,0,0,0,0,0,0,0,0,0,0,0,0,0,0,0,0,0,0,0,0,0,0,0,0,0,0,0,0,0,0,0,0,0,0,0,0,0]
[5,"TRANSFORMERS","ground outdoor / indoor chamber mounted ; > 33 kv & < = 66 kv ; > 15 mva and < = 40 mva",454.6893571817273,54.76543001909868,7.4003668840874832,2,0,0,0,0,0,0,0,0,0,0,0,0,0,0,0,1,0,0,0,0,0,0,0,0,0,0,0,0,0,0,0,0,0,0,0,0,0,0,0,0,0,0,0,0,0,0,0,0,0,0,0,0,0,0,0,0,0,0,0,0,0,0,0,0,0,0,0,0,0,0,0,0,0,0,0,0,0,0,0,0,0,0,0,0,0,0,0,0,0,0,0,null,0,0,0,0,0,0,0,0,0,0,0,0,0,0,0,454.6893571817273,0,0,0,0,0,0,0,0,0,0,0,0,0,0,0,0,0,0,0,0,0,0,0,0,0,0,0,0,0,0,0,0,0,0,0,0,0,0,0,0,0,0,0,0,0,0,0,0,0,0,0,0,0,0,0,0,0,0,0,0,0,0,0,0,0,0,0,0,0,0,0,0,0,0,0]
[5,"TRANSFORMERS","ground outdoor / indoor chamber mounted ; > 66 kv & < = 132 kv ; < = 100 mva",355.33553955098711,52.085369786030682,7.2170194530727629,2,0,0,0,0,0,0,6,12,8,6,5,6,16,14,6,1,8,4,1,5,2,0,0,2,0,0,0,0,3,0,1,0,3,0,6,3,0,7,0,0,2,2,2,2,0,0,0,2,0,0,0,0,0,0,0,0,1,0,0,0,0,0,0,0,0,0,0,0,0,0,0,0,0,0,0,0,0,0,0,0,0,0,0,0,0,0,0,0,0,0,0,null,0,0,0,0,0,0,2132.0132373059228,4264.0264746118455,2842.6843164078969,2132.0132373059228,1776.6776977549355,2132.0132373059228,5685.3686328157937,4974.6975537138196,2132.0132373059228,355.33553955098711,2842.6843164078969,1421.3421582039484,355.33553955098711,1776.6776977549355,710.67107910197421,0,0,710.67107910197421,0,0,0,0,1066.0066186529614,0,355.33553955098711,0,1066.0066186529614,0,2132.0132373059228,1066.0066186529614,0,2487.3487768569098,0,0,710.67107910197421,710.67107910197421,710.67107910197421,710.67107910197421,0,0,0,710.67107910197421,0,0,0,0,0,0,0,0,355.33553955098711,0,0,0,0,0,0,0,0,0,0,0,0,0,0,0,0,0,0,0,0,0,0,0,0,0,0,0,0,0,0,0,0,0,0]
[5,"TRANSFORMERS","ground outdoor / indoor chamber mounted ; > 66 kv & < = 132 kv ; > 100 mva",2783.6800226566547,49.255799208234585,7.0182475881258695,2,0,0,0,0,0,0,1,0,0,1,2,0,0,0,1,0,0,0,1,1,0,0,0,0,0,0,0,0,0,0,0,0,0,0,0,0,0,0,0,0,0,0,0,0,0,0,0,0,0,0,0,0,0,0,0,0,0,0,0,0,0,0,0,0,0,0,0,0,0,0,0,0,0,0,0,0,0,0,0,0,0,0,0,0,0,0,0,0,0,0,0,null,0,0,0,0,0,0,2783.6800226566547,0,0,2783.6800226566547,5567.3600453133095,0,0,0,2783.6800226566547,0,0,0,2783.6800226566547,2783.6800226566547,0,0,0,0,0,0,0,0,0,0,0,0,0,0,0,0,0,0,0,0,0,0,0,0,0,0,0,0,0,0,0,0,0,0,0,0,0,0,0,0,0,0,0,0,0,0,0,0,0,0,0,0,0,0,0,0,0,0,0,0,0,0,0,0,0,0,0,0,0,0,0]
[5,"TRANSFORMERS","kiosk mounted ; < = 22 kv ; > 60 kva and < = 600 kva ; multiple phase",51.488117327447078,51.586527208471168,7.1823761533681294,2,24,412,493,432,328,198,183,401,548,652,732,593,875,319,411,281,173,171,117,115,201,103,140,118,126,68,86,98,149,15,282,7,157,1,5,159,84,49,93,41,2,7,23,17,8,2,11,11,7,6,1,0,0,0,0,0,0,0,0,0,0,0,0,0,0,0,0,0,0,0,0,0,0,0,0,0,0,0,0,0,0,0,0,0,0,0,0,0,0,0,0,null,1235.7148158587299,21213.104338908197,25383.641842431411,22242.866685457138,16888.102483402643,10194.647230834522,9422.3254709228149,20646.73504830628,28215.488295440999,33570.252497495494,37689.30188369126,30532.453575176118,45052.10266151619,16424.709427455618,21161.616221580749,14468.16096901263,8907.4442976483442,8804.4680629934501,6024.1097273113082,5921.1334926564141,10349.111582816862,5303.2760847270492,7208.3364258425909,6075.5978446387553,6487.5027832583319,3501.1919782664013,4427.978090160449,5045.8354980898139,7671.7294817896145,772.32175991170618,14519.649086340076,360.41682129212955,8083.6344204091911,51.488117327447078,257.44058663723541,8186.6106550640852,4325.0018555055549,2522.9177490449069,4788.3949114525785,2111.0128104253304,102.97623465489416,360.41682129212955,1184.2266985312829,875.29799456660032,411.90493861957663,102.97623465489416,566.3692906019179,566.3692906019179,360.41682129212955,308.92870396468248,51.488117327447078,0,0,0,0,0,0,0,0,0,0,0,0,0,0,0,0,0,0,0,0,0,0,0,0,0,0,0,0,0,0,0,0,0,0,0,0,0,0,0,0]
[5,"TRANSFORMERS","kiosk mounted ; < = 22 kv ; > 600 kva ; multiple phase",55.925977387526373,45.471696297173295,6.743270445204856,2,26,155,134,192,111,108,84,168,198,258,257,262,355,83,131,74,50,20,28,6,41,26,20,27,11,8,3,0,0,0,0,0,0,0,0,0,0,0,0,0,0,0,0,0,0,0,0,0,0,0,0,0,0,0,0,0,0,0,0,0,0,0,0,0,0,0,0,0,0,0,0,0,0,0,0,0,0,0,0,0,0,0,0,0,0,0,0,0,0,0,0,null,1454.0754120756858,8668.5264950665878,7494.0809699285337,10737.787658405065,6207.7834900154276,6040.0055578528481,4697.7821005522155,9395.564201104431,11073.343522730222,14428.902165981805,14372.976188594277,14652.60607553191,19853.721972571864,4641.8561231646891,7326.3030377659552,4138.5223266769517,2796.2988693763186,1118.5195477505274,1565.9273668507385,335.55586432515827,2292.9650728885813,1454.0754120756858,1118.5195477505274,1510.001389463212,615.18575126279006,447.40781910021099,167.77793216257913,0,0,0,0,0,0,0,0,0,0,0,0,0,0,0,0,0,0,0,0,0,0,0,0,0,0,0,0,0,0,0,0,0,0,0,0,0,0,0,0,0,0,0,0,0,0,0,0,0,0,0,0,0,0,0,0,0,0,0,0,0,0,0,0]
[5,"TRANSFORMERS","pole mounted ; < = 22 kv ; < = 60 kva ; multiple phase",8.9637907778444266,56.711756871374,7.530720873287895,2,11,99,111,177,209,206,132,164,191,190,194,126,293,88,173,92,99,88,75,61,80,56,22,125,156,101,123,139,64,250,4,3,280,169,105,122,164,150,91,79,70,33,56,0,39,37,54,91,58,44,18,20,44,44,36,28,28,1,24,26,2,14,2,2,0,0,5,0,5,3,9,2,1,1,4,1,0,3,2,3,0,8,0,3,0,0,0,0,0,0,0,null,98.601698556288696,887.41528700659819,994.98077634073138,1586.5909676784636,1873.4322725694851,1846.5409002359518,1183.2203826754644,1470.0616875664859,1712.0840385682855,1703.120247790441,1738.9754109018188,1129.4376380083977,2626.3906979084168,788.81358845030957,1550.7358045670858,824.66875156168726,887.41528700659819,788.81358845030957,672.28430833833204,546.79123744851006,717.10326222755407,501.97228355928792,197.20339711257739,1120.4738472305532,1398.3513613437306,905.34286856228709,1102.5462656748646,1245.9669181203753,573.6826097820433,2240.9476944611065,35.855163111377706,26.89137233353328,2509.8614177964396,1514.8806414557082,941.19803167366479,1093.5824748970201,1470.0616875664859,1344.5686166766641,815.70496078384281,708.13947144970973,627.4653544491099,295.8050956688661,501.97228355928792,0,349.58784033593264,331.66025878024379,484.04470200359901,815.70496078384281,519.89986511497671,394.40679422515478,161.34823400119967,179.27581555688852,394.40679422515478,394.40679422515478,322.69646800239934,250.98614177964396,250.98614177964396,8.9637907778444266,215.13097866826624,233.05856022395508,17.927581555688853,125.49307088982198,17.927581555688853,17.927581555688853,0,0,44.818953889222129,0,44.818953889222129,26.89137233353328,80.674117000599836,17.927581555688853,8.9637907778444266,8.9637907778444266,35.855163111377706,8.9637907778444266,0,26.89137233353328,17.927581555688853,26.89137233353328,0,71.710326222755413,0,26.89137233353328,0,0,0,0,0,0,0]
[5,"TRANSFORMERS","pole mounted ; < = 22 kv ; < = 60 kva ; single phase",6.4645204353940233,55.655848837815093,7.4602847692172647,2,20,143,114,153,135,130,127,122,150,189,162,117,344,69,207,79,132,124,185,123,126,49,53,124,175,105,114,135,115,216,4,2,287,117,87,144,182,103,192,80,182,121,47,13,27,19,23,21,8,10,7,0,9,27,13,5,5,4,0,0,0,0,0,0,0,0,0,0,0,4,0,0,0,0,0,0,0,0,0,0,0,0,0,0,0,0,0,0,0,0,0,null,129.29040870788046,924.42642226134535,736.95532963491871,989.0716266152856,872.71025877819318,840.38765660122306,820.99409529504101,788.67149311807088,969.67806530910354,1221.7943622894704,1047.2523105338319,756.34889094110076,2223.7950297755442,446.05191004218761,1338.1557301265627,510.69711439612786,853.31669747201113,801.60053398885884,1195.9362805478943,795.13601355346486,814.52957485964691,316.76150133430713,342.61958307588321,801.60053398885884,1131.291076193954,678.77464571637245,736.95532963491871,872.71025877819318,743.41985007031269,1396.336414045109,25.858081741576093,12.929040870788047,1855.3173649580847,756.34889094110076,562.41327787928003,930.89094269673933,1176.5427192417123,665.84560484558438,1241.1879235956526,517.16163483152184,1176.5427192417123,782.20697268267679,303.83246046351911,84.038765660122309,174.54205175563862,122.82588827248644,148.68397001406254,135.7549291432745,51.716163483152187,64.64520435394023,45.251643047758165,0,58.180683918546208,174.54205175563862,84.038765660122309,32.322602176970115,32.322602176970115,25.858081741576093,0,0,0,0,0,0,0,0,0,0,0,25.858081741576093,0,0,0,0,0,0,0,0,0,0,0,0,0,0,0,0,0,0,0,0,0]
[5,"TRANSFORMERS","pole mounted ; < = 22 kv ; > 60 kva and < = 600 kva ; multiple phase",18.703210471178522,53.319350485971896,7.3020100305307647,2,97,801,803,885,878,724,794,952,1033,1256,1343,1070,1668,707,1492,538,497,722,482,503,420,229,194,431,471,173,224,290,140,423,51,38,325,203,291,200,221,239,120,107,64,24,61,14,94,40,35,57,52,15,8,29,19,15,13,18,4,5,5,2,4,0,0,1,1,0,2,0,7,4,0,1,3,0,1,2,2,0,0,1,0,0,3,0,1,0,0,0,0,0,0,null,1814.2114157043166,14981.271587413996,15018.678008356354,16552.341266992993,16421.418793694742,13541.12438113325,14850.349114115746,17805.456368561954,19320.416416727414,23491.232351800223,25118.411662792754,20012.435204161018,31196.955065925777,13223.169803123215,27905.190022998355,10062.327233494045,9295.495604175725,13503.717960190894,9014.9474471080484,9407.7148670027964,7855.3483978949789,4283.0351978998815,3628.4228314086331,8061.0837130779428,8809.2121319250837,3235.6554115138842,4189.519145543989,5423.9310366417712,2618.4494659649931,7911.4580293085146,953.86373403010464,710.72199790478385,6078.5434031330196,3796.7517256492401,5442.6342471129501,3740.6420942357045,4133.4095141304533,4470.0673026116665,2244.3852565414227,2001.243520416102,1197.0054701554254,448.87705130828454,1140.8958387418897,261.84494659649931,1758.1017842907811,748.12841884714089,654.61236649124828,1066.0829968571757,972.56694450128316,280.54815706767783,149.62568376942818,542.39310366417715,355.36099895239192,280.54815706767783,243.14173612532079,336.6577884812134,74.812841884714089,93.516052355892612,93.516052355892612,37.406420942357045,74.812841884714089,0,0,18.703210471178522,18.703210471178522,0,37.406420942357045,0,130.92247329824966,74.812841884714089,0,18.703210471178522,56.109631413535567,0,18.703210471178522,37.406420942357045,37.406420942357045,0,0,18.703210471178522,0,0,56.109631413535567,0,18.703210471178522,0,0,0,0,0,0]
[5,"TRANSFORMERS","pole mounted ; < = 22 kv ; > 60 kva and < = 600 kva ; single phase",18.772316460878109,58.653651599327844,7.6585672027689258,2,0,0,1,0,0,0,4,1,3,1,0,0,0,0,0,0,0,0,0,0,0,0,0,0,0,0,0,0,1,0,0,0,0,0,0,0,0,0,0,0,0,0,0,0,0,0,0,0,0,0,0,0,0,0,0,0,0,0,0,0,0,0,0,0,0,0,0,0,0,0,0,0,0,0,0,0,0,0,0,0,0,0,0,0,0,0,0,0,0,0,0,null,0,0,18.772316460878109,0,0,0,75.089265843512436,18.772316460878109,56.316949382634327,18.772316460878109,0,0,0,0,0,0,0,0,0,0,0,0,0,0,0,0,0,0,18.772316460878109,0,0,0,0,0,0,0,0,0,0,0,0,0,0,0,0,0,0,0,0,0,0,0,0,0,0,0,0,0,0,0,0,0,0,0,0,0,0,0,0,0,0,0,0,0,0,0,0,0,0,0,0,0,0,0,0,0,0,0,0,0,0]
[5,"TRANSFORMERS","pole mounted ; < = 22 kv ; > 600 kva ; multiple phase",15.41687399353124,49.171407527508407,7.0122327063146166,2,3,7,5,12,8,9,30,18,16,16,28,22,16,7,9,0,2,1,11,4,3,2,1,1,0,0,0,0,0,1,1,0,0,0,0,0,0,0,0,0,0,0,0,0,0,0,0,0,0,0,0,0,0,0,0,0,0,0,0,0,0,0,0,0,0,0,0,0,0,0,0,0,0,0,0,0,0,0,0,0,0,0,0,0,0,0,0,0,0,0,0,null,46.250621980593721,107.91811795471868,77.084369967656201,185.00248792237488,123.33499194824992,138.75186594178115,462.50621980593723,277.5037318835623,246.66998389649984,246.66998389649984,431.67247181887473,339.17122785768731,246.66998389649984,107.91811795471868,138.75186594178115,0,30.83374798706248,15.41687399353124,169.58561392884366,61.667495974124961,46.250621980593721,30.83374798706248,15.41687399353124,15.41687399353124,0,0,0,0,0,15.41687399353124,15.41687399353124,0,0,0,0,0,0,0,0,0,0,0,0,0,0,0,0,0,0,0,0,0,0,0,0,0,0,0,0,0,0,0,0,0,0,0,0,0,0,0,0,0,0,0,0,0,0,0,0,0,0,0,0,0,0,0,0,0,0,0,0]
[6,"UNDERGROUND CABLES","˂ = 1 kv",197.22719834628774,58.591614386525436,7.6545159472382993,2,227,370,399,329,211,186,254,301,281,401,479,508,469,575,489,328,55,33,25,111,217,329,437,406,585,613,484,554,476,374,446,152,57,170,51,51,14,57,152,11,211,8,44,0,12,143,2,12,0,2,0,0,0,0,0,0,0,0,0,0,0,0,0,0,0,0,0,0,0,0,0,0,0,0,0,0,0,0,0,0,0,0,0,0,0,0,0,0,0,0,0,null,44770.574024607318,72974.063388126466,78693.652140168808,64887.748255928665,41614.938851066712,36684.258892409518,50095.708379957083,59365.386702232609,55420.842735306855,79088.106536861378,94471.828007871824,100191.41675991417,92499.556024408943,113405.63904911545,96444.099991334704,64690.52105758238,10847.495909045825,6508.4975454274954,4930.6799586571933,21892.219016437939,42798.302041144438,64887.748255928665,86188.285677327745,80074.242528592818,115377.91103257833,120900.27258627438,95457.963999603264,109263.8678838434,93880.146412832968,73762.972181511606,87963.330462444326,29978.534148635736,11241.950305738401,33528.623718868912,10058.587115660675,10058.587115660675,2761.1807768480285,11241.950305738401,29978.534148635736,2169.4991818091653,41614.938851066712,1577.8175867703019,8677.9967272366612,0,2366.7263801554527,28203.489363519147,394.45439669257547,2366.7263801554527,0,394.45439669257547,0,0,0,0,0,0,0,0,0,0,0,0,0,0,0,0,0,0,0,0,0,0,0,0,0,0,0,0,0,0,0,0,0,0,0,0,0,0,0,0,0]
[6,"UNDERGROUND CABLES","> 1 kv & < = 11 kv",469.00724030913403,69.106848694810182,8.3130529106225577,2,23,111,130,106,110,114,131,161,228,260,314,381,429,336,235,165,100,94,84,74,96,182,62,64,69,81,89,141,108,180,178,170,84,74,104,176,60,67,75,87,61,73,38,45,4,62,45,6,9,0,0,5,0,1,1,0,0,0,0,0,0,0,0,1,0,0,0,0,0,0,0,0,0,0,0,0,0,0,0,0,0,0,0,0,0,0,0,0,0,0,0,null,10787.166527110083,52059.80367431388,60970.941240187421,49714.76747276821,51590.79643400474,53466.825395241278,61439.948480496561,75510.165689770583,106933.65079048256,121941.88248037484,147268.27345706808,178691.75855778006,201204.10609261849,157586.43274386902,110216.7014726465,{"$f":"IFERROR($D52*W52,\"\")","v":77386.194651007114},46900.724030913407,44086.680589058597,39396.608185967256,34706.535782875915,45024.695069676869,85359.317736262397,29078.448899166309,30016.463379784578,32361.499581330248,37989.586465039858,41741.644387512926,66130.020883587902,50652.781953386475,84421.303255644132,83483.288775025852,79731.230852552791,39396.608185967256,34706.535782875915,48776.752992149937,82545.274294407587,28140.43441854804,31423.48510071198,35175.543023185055,40803.629906894661,28609.441658857177,34237.528542566783,17822.275131747094,21105.325813911033,1876.0289612365361,29078.448899166309,21105.325813911033,2814.0434418548043,4221.0651627822062,0,0,2345.0362015456703,0,469.00724030913403,469.00724030913403,0,0,0,0,0,0,0,0,469.00724030913403,0,0,0,0,0,0,0,0,0,0,0,0,0,0,0,0,0,0,0,0,0,0,0,0,0,0,0]
[6,"UNDERGROUND CABLES","> 22 kv & < = 33 kv",522.95557317635541,58.931768827058953,7.6767029919789751,2,0,1,4,1,17,7,16,37,16,33,21,61,54,58,7,41,46,45,47,1,18,1,0,0,0,0,0,13,14,0,0,5,3,5,0,0,0,0,0,0,33,0,0,12,0,50,8,68,14,14,11,19,0,0,11,0,0,0,0,8,0,0,0,0,9,0,0,0,0,0,0,0,0,0,0,0,0,0,0,0,0,0,0,0,0,0,0,0,0,0,0,null,{"$f":"IFERROR($D53*H53,\"\")","v":0},522.95557317635541,2091.8222927054217,522.95557317635541,8890.2447439980424,3660.689012234488,8367.2891708216866,19349.35620752515,8367.2891708216866,17257.533914819727,10982.067036703464,31900.289963757681,28239.600951523193,30331.423244228616,3660.689012234488,21441.178500230573,24055.95636611235,23533.000792935993,24578.911939288704,522.95557317635541,9413.2003171743982,522.95557317635541,0,0,0,0,0,6798.4224512926203,7321.378024468976,0,0,2614.777865881777,1568.8667195290664,2614.777865881777,0,0,0,0,0,0,17257.533914819727,0,0,{"$f":"IFERROR($D53*AY53,\"\")","v":6275.4668781162654},0,26147.77865881777,4183.6445854108433,35560.97897599217,7321.378024468976,7321.378024468976,5752.5113049399097,9936.1558903507521,0,0,5752.5113049399097,0,0,0,0,{"$f":"IFERROR($D53*BO53,\"\")","v":4183.6445854108433},0,0,0,0,4706.6001585871991,0,0,0,0,0,0,0,0,0,0,{"$f":"IFERROR($D53*CE53,\"\")","v":0},0,0,0,0,0,0,0,0,0,0,0,0,0,0,0]
[6,"UNDERGROUND CABLES","> 66 kv & < = 132 kv",945.62489563528015,58.931768827058953,7.6767029919789751,2,0,0,0,9,0,0,6,3,15,6,9,30,12,4,2,0,26,3,31,6,0,0,0,0,0,0,0,0,0,0,0,0,0,0,0,0,0,0,0,0,0,0,0,0,0,0,0,0,0,0,0,0,0,0,0,0,0,0,0,0,0,0,0,0,0,0,0,0,0,0,0,0,0,0,0,0,0,0,0,0,0,0,0,0,0,0,0,0,0,0,0,null,0,0,0,8510.6240607175205,0,0,5673.7493738116809,2836.8746869058405,14184.373434529203,5673.7493738116809,8510.6240607175205,28368.746869058406,11347.498747623362,3782.4995825411206,1891.2497912705603,0,24586.247286517282,2836.8746869058405,29314.371764693686,5673.7493738116809,0,0,0,0,0,0,0,0,0,0,0,0,{"$f":"IFERROR($D54*AN54,\"\")","v":0},0,0,0,0,0,0,0,0,0,0,0,0,0,0,0,0,0,0,0,0,0,0,0,0,0,0,0,0,0,0,0,0,0,0,0,0,0,0,0,0,0,0,0,0,0,0,0,0,0,0,0,0,0,0,0,0,0,0]
["","","","","","","","","","","","","","","","","","","","","","","","","","","","","","","","","","","","","","","","","","","","","","","","","","","","","","","","","","","","","","","","","","","","","","","","","","","","","","","","","","","","","","","","","","","","","","","","","","",null,"","","","","","","","","","","","","","","","","","","","","","","","","","","","","","","",{"$f":"IFERROR($D55*AM55,\"\")","v":""},"","","","","","","","","","","","","","","","","","","","","","","","","","","","","","","","","","","","","","","","","","","","","","","","","","","","","","","","","","",""]
["","","","","","","","","","","","","","","","","","","","","","","","","","","","","","","","","","","","","","","","","","","","","","","","","","","","","","","","","","","","","","","","","","","","","","","","","","","","","","","","","","","","","","","","","","","","","","","","","","",null,"","","","","","","","","","","","","","","","","","","","","","","","","","","","","","","","","","","","","","","","","","","","","","","","","","","","","","","","","","","","","","","","","","","","","","","","","","","","","","","","","","","","","","","","","","",""]
["","","","","","","","","","","","","","","","","","","","","","","","","","","","","","","","","","","","","","","","","","","","","","","","","","","","","","","","","","","","","","","","","","","","","","","","","","","","","","","","","","","","","","","","","","","","","","","","","","",null,"","","","","","","","","","","","","","","","","","","","","","","","","","","","","","","","","","","","","","","","","","","","","","","","","","","","","","","","","","","","","","","","","","","","","","","","","","","","","","","","","","","","","","","","","","",""]
["","","","","","","","","","","","","","","","","","","","","","","","","","","","","","","","","","","","","","","","","","","","","","","","","","","","","","","","","","","","","","","","","","","","","","","","","","","","","","","","","","","","","","","","","","","","","","","","","","",null,"","","","","","","","","","","","","","","","","","","","","","","","","","","","","","","","","","","","","","","","","","","","","","","","","","","","","","","","","","","","","","","","","","","","","","","","","","","","","","","","","","","","","","","","","","",""]
["","","","","","","","","","","","","","","","","","","","","","","","","","","","","","","","","","","","","","","","","","","","","","","","","","","","","","","","","","","","","","","","","","","","","","","","","","","","","","","","","","","","","","","","","","","","","","","","","","",null,"","","","","","","","","","","","","","","","","","","","","","","","","","","","","","","","","","","","","","","","","","","","","","","","","","","","","","","","","","","","","","","","","","","","","","","","","","","","","","","","","","","","","","","","","","",""]
["","","","","","","","","","","","","","","","","","","","","","","","","","","","","","","","","","","","","","","","","","","","","","","","","","","","","","","","","","","","","","","","","","","","","","","","","","","","","","","","","","","","","","","","","","","","","","","","","","",null,"","","","","","","","","","","","","","","","","","","","","","","","","","","","","","","","","","","","","","","","","","","","","","","","","","","","","","","","","","","","","","","","","","","","","","","","","","","","","","","","","","","","","","","","","","",""]
["","","","","","","","","","","","","","","","","","","","","","","","","","","","","","","","","","","","","","","","","","","","","","","","","","","","","","","","","","","","","","","","","","","","","","","","","","","","","","","","","","","","","","","","","","","","","","","","","","",null,"","","","","","","","","","","","","","","","","","","","","","","","","","","","","","","","","","","","","","","","","","","","","","","","","","","","","","","","","","","","","","","","","","","","","","","","","","","","","","","","","","","","","","","","","","",""]
["","","","","","","","","","","","","","","","","","","","","","","","","","","","","","","","","","","","","","","","","","","","","","","","","","","","","","","","","","","","","","","","","","","","","","","","","","","","","","","","","","","","","","","","","","","","","","","","","","",null,"","","","","","","","","","","","","","","","","","","","","","","","","","","","","","","","","","","","","","","","","","","","","","","","","","","","","","","","","","","","","","","","","","","","","","","","","","","","","","","","","","","","","","","","","","",""]
["","","","","","","","","","","","","","","","","","","","","","","","","","","","","","","","","","","","","","","","","","","","","","","","","","","","","","","","","","","","","","","","","","","","","","","","","","","","","","","","","","","","","","","","","","","","","","","","","","",null,"","","","","","","","","","","","","","","","","","","","","","","","","","","","","","","","","","","","","","","","","","","","","","","","","","","","","","","","","","","","","","","","","","","","","","","","","","","","","","","","","","","","","","","","","","",""]
["","","","","","","","","","","","","","","","","","","","","","","","","","","","","","","","","","","","","","","","","","","","","","","","","","","","","","","","","","","","","","","","","","","","","","","","","","","","","","","","","","","","","","","","","","","","","","","","","","",null,"","","","","","","","","","","","","","","","","","","","","","","","","","","","","","","","","","","","","","","","","","","","","","","","","","","","","","","","","","","","","","","","","","","","","","","","","","","","","","","","","","","","","","","","","","",""]
["","","","","","","","","","","","","","","","","","","","","","","","","","","","","","","","","","","","","","","","","","","","","","","","","","","","","","","","","","","","","","","","","","","","","","","","","","","","","","","","","","","","","","","","","","","","","","","","","","",null,"","","","","","","","","","","","","","","","","","","","","","","","","","","","","","","","","","","","","","","","","","","","","","","","","","","","","","","","","","","","","","","","","","","","","","","","","","","","","","","","","","","","","","","","","","",""]
["","","","","","","","","","","","","","","","","","","","","","","","","","","","","","","","","","","","","","","","","","","","","","","","","","","","","","","","","","","","","","","","","","","","","","","","","","","","","","","","","","","","","","","","","","","","","","","","","","",null,{"$f":"IFERROR($D66*H66,\"\")","v":""},"","","","","","","","","","","","","","","",{"$f":"IFERROR($D66*X66,\"\")","v":""},"","","","","","","","","","","","","","","",{"$f":"IFERROR($D66*AN66,\"\")","v":""},"","","","","","","","","","","","","","","",{"$f":"IFERROR($D66*BD66,\"\")","v":""},"","","","","","","","","","","","","","","",{"$f":"IFERROR($D66*BT66,\"\")","v":""},"","","","","","","","","","","","","",{"$f":"IFERROR($D66*CH66,\"\")","v":""},{"$f":"IFERROR($D66*CI66,\"\")","v":""},"","","","","","","","","","",""]
["","","","","","","","","","","","","","","","","","","","","","","","","","","","","","","","","","","","","","","","","","","","","","","","","","","","","","","","","","","","","","","","","","","","","","","","","","","","","","","","","","","","","","","","","","","","","","","","","","",null,"","","","","","","","","","","","","","","","","","","","","","","","","","","","","","","","","","","","","","","","","","","","","","","","","","","","","","","","","","","","","","","","","","","","","","","","","","","","","","","","","","","","","","","","","","",""]
["","","","","","","","","","","","","","","","","","","","","","","","","","","","","","","","","","","","","","","","","","","","","","","","","","","","","","","","","","","","","","","","","","","","","","","","","","","","","","","","","","","","","","","","","","","","","","","","","","",null,"","","","","","","","","","","","","","","","","","","","","","","","","","","","","","","","","","","","","","","","","","","","","","","","","","","","","","","","","","","","","","","","","","","","","","","","","","","","","","","","","","","","","","","","","","",""]
["","","","","","","","","","","","","","","","","","","","","","","","","","","","","","","","","","","","","","","","","","","","","","","","","","","","","","","","","","","","","","","","","","","","","","","","","","","","","","","","","","","","","","","","","","","","","","","","","","",null,"","","","","","","","","","","","","","","","","","","","","","","","","","","","","","","","","","","","","","","","","","","","","","","","","","","","","","","","","","","","","","","","","","","","","","","","","","","","","","","","","","","","","","","","","","",""]
["","","","","","","","","","","","","","","","","","","","","","","","","","","","","","","","","","","","","","","","","","","","","","","","","","","","","","","","","","","","","","","","","","","","","","","","","","","","","","","","","","","","","","","","","","","","","","","","","","",null,"","","","","","","","","","","","","","","","","","","","","","","","","","","","","","","","","","","","","","","","","","","","","","","","","","","","","","","","","","","","","","","","","","","","","","","","","","","","","","","","","","","","","","","","","","",""]
["","","","","","","","","","","","","","","","","","","","","","","","","","","","","","","","","","","","","","","","","","","","","","","","","","","","","","","","","","","","","","","","","","","","","","","","","","","","","","","","","","","","","","","","","","","","","","","","","","",null,"","","","","","","","","","","","","","","","","","","","","","","","","","","","","","","","","","","","","","","","","","","","","","","","","","","","","","","","","","","","","","","","","","","","","","","","","","","","","","","","","","","","","","","","","","",""]
["","","","","","","","","","","","","","","","","","","","","","","","","","","","","","","","","","","","","","","","","","","","","","","","","","","","","","","","","","","","","","","","","","","","","","","","","","","","","","","","","","","","","","","","","","","","","","","","","","",null,"","","","","","","","","","","","","","","","","","","","","","","","","","","","","","","","","","","","","","","","","","","","","","","","","","","","","","","","","","","","","","","","","","","","","","","","","","","","","","","","","","","","","","","","","","",""]
["","","","","","","","","","","","","","","","","","","","","","","","","","","","","","","","","","","","","","","","","","","","","","","","","","","","","","","","","","","","","","","","","","","","","","","","","","","","","","","","","","","","","","","","","","","","","","","","","","",null,"","","","","","","","","","","","","","","","","","","","","","","","","","","","","","","","","","","","","","","","","","","","","","","","","","","","","","","","","","","","","","","","","","","","","","","","","","","","","","","","","","","","","","","","","","",""]
["","","","","","","","","","","","","","","","","","","","","","","","","","","","","","","","","","","","","","","","","","","","","","","","","","","","","","","","","","","","","","","","","","","","","","","","","","","","","","","","","","","","","","","","","","","","","","","","","","",null,"","","","","","","","","","","","","","","","","","","","","","","","","","","","","","","","","","","","","","","","","","","","","","","","","","","","","","","","","","","","","","","","","","","","","","","","","","","","","","","","","","","","","","","","","","",""]
["","","","","","","","","","","","","","","","","","","","","","","","","","","","","","","","","","","","","","","","","","","","","","","","","","","","","","","","","","","","","","","","","","","","","","","","","","","","","","","","","","","","","","","","","","","","","","","","","","",null,"","","","","","","","","","","","","","","","","","","","","","","","","","","","","","","","","","","","","","","","","","","","","","","","","","","","","","","","","","","","","","","","","","","","","","","","","","","","","","","","","","","","","","","","","","",""]
["","","","","","","","","","","","","","","","","","","","","","","","","","","","","","","","","","","","","","","","","","","","","","","","","","","","","","","","","","","","","","","","","","","","","","","","","","","","","","","","","","","","","","","","","","","","","","","","","","",null,"","","","","","","","","","","","","","","","","","","","","","","","","","","","","","","","","","","","","","","","","","","","","","","","","","","","","","","","","","","","","","","","","","","","","","","","","","","","","","","","","","","","","","","","","","",""]
["","","","","","","","","","","","","","","","","","","","","","","","","","","","","","","","","","","","","","","","","","","","","","","","","","","","","","","","","","","","","","","","","","","","","","","","","","","","","","","","","","","","","","","","","","","","","","","","","","",null,"","","","","","","","","","","","","","","","","","","","","","","","","","","","","","","","","","","","","","","","","","","","","","","","","","","","","","","","","","","","","","","","","","","","","","","","","","","","","","","","","","","","","","","","","","",""]
["","","","","","","","","","","","","","","","","","","","","","","","","","","","","","","","","","","","","","","","","","","","","","","","","","","","","","","","","","","","","","","","","","","","","","","","","","","","","","","","","","","","","","","","","","","","","","","","","","",null,"","","","","","","","","","","","","","","","","","","","","","","","","","","","","","","","","","","","","","","","","","","","","","","","","","","","","","","","","","","","","","","","","","","","","","","","","","","","","","","","","","","","","","","","","","",""]
["","","","","","","","","","","","","","","","","","","","","","","","","","","","","","","","","","","","","","","","","","","","","","","","","","","","","","","","","","","","","","","","","","","","","","","","","","","","","","","","","","","","","","","","","","","","","","","","","","",null,"","","","","","","","","","","","","","","","","","","","","","","","","","","","","","","","","","","","","","","","","","","","","","","","","","","","","","","","","","","","","","","","","","","","","","","","","","","","","","","","","","","","","","","","","","",""]
["","","","","","","","","","","","","","","","","","","","","","","","","","","","","","","","","","","","","","","","","","","","","","","","","","","","","","","","","","","","","","","","","","","","","","","","","","","","","","","","","","","","","","","","","","","","","","","","","","",null,"","","","","","","","","","","","","","","","","","","","","","","","","","","","","","","","","","","","","","","","","","","","","","","","","","","","","","","","","","","","","","","","","","","","","","","","","","","","","","","","","","","","","","","","","","",""]
["","","","","","","","","","","","","","","","","","","","","","","","","","","","","","","","","","","","","","","","","","","","","","","","","","","","","","","","","","","","","","","","","","","","","","","","","","","","","","","","","","","","","","","","","","","","","","","","","","",null,"","","","","","","","","","","","","","","",{"$f":"IFERROR($D81*W81,\"\")","v":""},"","","","","","","","","","","","","","","","","","","","","","","","","","","","","","","",{"$f":"IFERROR($D81*BC81,\"\")","v":""},"","","","","","","","","","","","","","","","","","","","","","","","","","","","","","","","","","","","","","","","","","",""]
["","","","","","","","","","","","","","","","","","","","","","","","","","","","","","","","","","","","","","","","","","","","","","","","","","","","","","","","","","","","","","","","","","","","","","","","","","","","","","","","","","","","","","","","","","","","","","","","","","",null,{"$f":"IFERROR($D82*H82,\"\")","v":""},"","","","","","","","","","","","","","","","","","","","","","","","","","","","","","","",{"$f":"IFERROR($D82*AN82,\"\")","v":""},"","","","","","","","","","","","","","","","","","","","","","","","","","","","","","","","","","","","","","","","","","","","","","","","","","","","","","","","","",""]
["","","","","","","","","","","","","","","","","","","","","","","","","","","","","","","","","","","","","","","","","","","","","","","","","","","","","","","","","","","","","","","","","","","","","","","","","","","","","","","","","","","","","","","","","","","","","","","","","","",null,"","","","","","","","","","","","","","","","","","","","","","","","","","","","","","","","","","","","","","","","","","","","","","","","","","","","","","","","","","","","","","","","","","","","","","","","","","","","","","","","","","","","","","","","","","",""]
["","","","","","","","","","","","","","","","","","","","","","","","","","","","","","","","","","","","","","","","","","","","","","","","","","","","","","","","","","","","","","","","","","","","","","","","","","","","","","","","","","","","","","","","","","","","","","","","","","",null,"","","","","","","","","","","","","","","","","","","","","","","","","","","","","","","","","","","","","","","","","","","","","","","","","","","","","","","","","","","",{"$f":"IFERROR($D84*BO84,\"\")","v":""},"","","","","","","","","","","","","","","","","","","","","","","","","","","","","","",""]
["","","","","","","","","","","","","","","","","","","","","","","","","","","","","","","","","","","","","","","","","","","","","","","","","","","","","","","","","","","","","","","","","","","","","","","","","","","","","","","","","","","","","","","","","","","","","","","","","","",null,"","","","","","","","","","","","","","","","","","","","","","","","","","","","","","","","","","","","","","","","","","","","","","","","","","","","","","","","","","","","","","","","","","","","","","","","","","","",{"$f":"IFERROR($D85*CE85,\"\")","v":""},"","","","","","","","","","","","","","",""]
["","","","","","","","","","","","","","","","","","","","","","","","","","","","","","","","","","","","","","","","","","","","","","","","","","","","","","","","","","","","","","","","","","","","","","","","","","","","","","","","","","","","","","","","","","","","","","","","","","",null,{"$f":"IFERROR($D86*H86,\"\")","v":""},{"$f":"IFERROR($D86*I86,\"\")","v":""},"","","","","","","","","","","","","","",{"$f":"IFERROR($D86*X86,\"\")","v":""},"","","","","","","","","",{"$f":"IFERROR($D86*AH86,\"\")","v":""},"","","","","","","","","","","","","","","","","","","","",{"$f":"IFERROR($D86*BC86,\"\")","v":""},{"$f":"IFERROR($D86*BD86,\"\")","v":""},"","","","","","","","","","","","","","","",{"$f":"IFERROR($D86*BT86,\"\")","v":""},"",{"$f":"IFERROR($D86*BV86,\"\")","v":""},"","","","",{"$f":"IFERROR($D86*CA86,\"\")","v":""},"","","","","","","","","","","","",{"$f":"IFERROR($D86*CN86,\"\")","v":""},"","","","","",""]
["","","","","","","","","","","","","","","","","","","","","","","","","","","","","","","","","","","","","","","","","","","","","","","","","","","","","","","","","","","","","","","","","","","","","","","","","","","","","","","","","","","","","","","","","","","","","","","","","","",null,{"$f":"IFERROR($D87*H87,\"\")","v":""},"","","","","","","","","","","","","","","","","","","","","","","","","","","","","","","","","","","","","","","","","","","","","","","","","","","","","","","","","","","","","","","","","","","","","","","","","","","","","","","","","","","","","","","","","",""]
["","","","","","","","","","","","","","","","","","","","","","","","","","","","","","","","","","","","","","","","","","","","","","","","","","","","","","","","","","","","","","","","","","","","","","","","","","","","","","","","","","","","","","","","","","","","","","","","","","",null,"","","","","","","","","","","","","","","","","","","","","","","","","","","","","","","","","","","","","","","","","","","","","","","","","","","","","","","","","","","","","","","","","","","","","","","","","","","","","","","","","","","","","","","","","","",""]
["","","","","","","","","","","","","","","","","","","","","","","","","","","","","","","","","","","","","","","","","","","","","","","","","","","","","","","","","","","","","","","","","","","","","","","","","","","","","","","","","","","","","","","","","","","","","","","","","","",null,"","","","","","","","","","","","","","","","","","","","","","","","","","","","","","","","","","","","","","","","","","",{"$f":"IFERROR($D89*AX89,\"\")","v":""},"","","","","","","","","","","","","","","","","","","","","","","","","","","","","","","","","","","","","","","","","","","","","","","",""]
["","","","","","","","","","","","","","","","","","","","","","","","","","","","","","","","","","","","","","","","","","","","","","","","","","","","","","","","","","","","","","","","","","","","","","","","","","","","","","","","","","","","","","","","","","","","","","","","","","",null,"","","","","","","","","","","","","","","","","","","","","","","","","","","","","","","","","","","","","","","","","","","","","","","","","","","","","","","","","","","","","","","","","","","","","","","","","","","","","","","","","","","","","","","","","","",""]
["","","","","","","","","","","","","","","","","","","","","","","","","","","","","","","","","","","","","","","","","","","","","","","","","","","","","","","","","","","","","","","","","","","","","","","","","","","","","","","","","","","","","","","","","","","","","","","","","","",null,"","","","","","","","","","","","","","","","","","","","","","","","","","","","","","","","","","","","","","","","","","","","","","","","","","","","","","","","","","","","","","","","","","","","","","","","","","","","","","","","","","","","","","","","","","",""]
["","","","","","","","","","","","","","","","","","","","","","","","","","","","","","","","","","","","","","","","","","","","","","","","","","","","","","","","","","","","","","","","","","","","","","","","","","","","","","","","","","","","","","","","","","","","","","","","","","",null,"","","","","","","","","","","","","","","","","","","","","","","","","","","","","","","","","","","","","","","","","","","","","","","","","","","","","","","","","","","","","","","","","","","","","","","","","","","","","","","","","","","","","","","","","","",""]
["","","","","","","","","","","","","","","","","","","","","","","","","","","","","","","","","","","","","","","","","","","","","","","","","","","","","","","","","","","","","","","","","","","","","","","","","","","","","","","","","","","","","","","","","","","","","","","","","","",null,"","","","","","","","","","","","","","","","","","","","","","","","","","","","","","","","","","","","","","","","","","","","","","","","","","","","","","","","","","","","","","","","","","","","","","","","","","","","","","","","","","","","","","","","","","",""]
["","","","","","","","","","","","","","","","","","","","","","","","","","","","","","","","","","","","","","","","","","","","","","","","","","","","","","","","","","","","","","","","","","","","","","","","","","","","","","","","","","","","","","","","","","","","","","","","","","",null,"","","","","","","","","","","","","","","","","","","","","","","","","","","","","","","","","","","","","","","","","","","","","","","","","","","","","","","","","","","","","","","",{"$f":"IFERROR($D94*BS94,\"\")","v":""},"","","","","","","","","","","","","","","","","","","","","","","","","","",""]
["","","","","","","","","","","","","","","","","","","","","","","","","","","","","","","","","","","","","","","","","","","","","","","","","","","","","","","","","","","","","","","","","","","","","","","","","","","","","","","","","","","","","","","","","","","","","","","","","","",null,"","","","","","","","","","","","","","","","","","","","","","","","","","","","","","","","","","","","","","","","","","","","","","","","","","","","","","","","","","","","","","","","","","","","","","","","","","","","","","","","","","","","","","","","","","",""]
["","","","","","","","","","","","","","","","","","","","","","","","","","","","","","","","","","","","","","","","","","","","","","","","","","","","","","","","","","","","","","","","","","","","","","","","","","","","","","","","","","","","","","","","","","","","","","","","","","",null,"","","","","","","","","","","","","","","","","","","","","","","","","","","","","","","","","","","","","","","","","","","","","","","","","","","","","","","","","","","","","","","","","","","","","","","","","","","","","","","","","","","","","","","","","","",""]
["","","","","","","","","","","","","","","","","","","","","","","","","","","","","","","","","","","","","","","","","","","","","","","","","","","","","","","","","","","","","","","","","","","","","","","","","","","","","","","","","","","","","","","","","","","","","","","","","","",null,"","","","","","","","","","","","","","","","","","","","","",{"$f":"IFERROR($D97*AC97,\"\")","v":""},"","","","","","","","","","","","","","","","","","","","","","","","","","","","","","","","","","","","","","","","","","","","","","","","","","","","","","","","","","","","","","","","","","","","",""]
["","","","","","","","","","","","","","","","","","","","","","","","","","","","","","","","","","","","","","","","","","","","","","","","","","","","","","","","","","","","","","","","","","","","","","","","","","","","","","","","","","","","","","","","","","","","","","","","","","",null,"","","","","","","","","","","","","","","","","",{"$f":"IFERROR($D98*Y98,\"\")","v":""},"","","","","","","","","","","","","","","","","","","","","","","","","","","","","","","","","","","","","","","","","","","","","","","","","","","","","","","","","","","","","","","","","","","","","","","","",""]
["","","","","","","","","","","","","","","","","","","","","","","","","","","","","","","","","","","","","","","","","","","","","","","","","","","","","","","","","","","","","","","","","","","","","","","","","","","","","","","","","","","","","","","","","","","","","","","","","","",null,"","","","","","","","","","","","","","","","","","","","","","","","","","","","","","","","","","","","","","","","","","","","","","","","","","","","","","","","","","","","","","","","","","","","","","","","","","","","","","","","","","","","","","","","","","",""]
["","","","","","","","","","","","","","","","","","","","","","","","","","","","","","","","","","","","","","","","","","","","","","","","","","","","","","","","","","","","","","","","","","","","","","","","","","","","","","","","","","","","","","","","","","","","","","","","","","",null,"","","","","","","","","","","","","","","","","","","","","","","","","","","","","","","","","","","","","",{"$f":"IFERROR($D100*AS100,\"\")","v":""},"","","","","","","","","","","","","","","","","","","","","","","","","","","","","","","","","","","","","","","","","","","","","","","","","","","","",""]
["","","","","","","","","","","","","","","","","","","","","","","","","","","","","","","","","","","","","","","","","","","","","","","","","","","","","","","","","","","","","","","","","","","","","","","","","","","","","","","","","","","","","","","","","","","","","","","","","","",null,"","","","","","","","","","","","","","","","","","","","","","","","","","","","","","","","","","","","","","","","","","","","","","","","","","","","","","","","","","","","","","","","","","","","","","","","","","","","","","","","","","","","","","","","","","",""]
["","","","","","","","","","","","","","","","","","","","","","","","","","","","","","","","","","","","","","","","","","","","","","","","","","","","","","","","","","","","","","","","","","","","","","","","","","","","","","","","","","","","","","","","","","","","","","","","","","",null,"","","","","","","","","","","","",{"$f":"IFERROR($D102*T102,\"\")","v":""},"","","","","","","","","","","","","","","","","","","","","","","","","","","","","","","","","","","","","","","","","","","","","","","","","","","","","","","","","","","","","","","","","","","","","","","","","","","","","",""]
["","","","","","","","","","","","","","","","","","","","","","","","","","","","","","","","","","","","","","","","","","","","","","","","","","","","","","","","","","","","","","","","","","","","","","","","","","","","","","","","","","","","","","","","","","","","","","","","","","",null,"","","","","","","","","","","","","","","","","","","","","","","","","","","","","","","","","","","","","","","","","","","","","","","","","","","","","","","","","","","","","","","","","","","","","","","","","","","","","","","","","","","","","","","","","","",""]
["","","","","","","","","","","","","","","","","","","","","","","","","","","","","","","","","","","","","","","","","","","","","","","","","","","","","","","","","","","","","","","","","","","","","","","","","","","","","","","","","","","","","","","","","","","","","","","","","","",null,"","","","","","","","","","","","","","","","","","","","","","","","","","","","","","","","","","","","","","","","","","","","","","","","","","","","","","","","","","","","","","","","","","","","","","","","","","","","","","","","","","","","","","","","","","",""]
["","","","","","","","","","","","","","","","","","","","","","","","","","","","","","","","","","","","","","","","","","","","","","","","","","","","","","","","","","","","","","","","","","","","","","","","","","","","","","","","","","","","","","","","","","","","","","","","","","",null,"","","","","","","","","","","","","","","","","","","","","","","","","","","","","","","","","","","","","","","","","","","","","","","","","","","","","","","","","","","","","","","","","","","","","","","","","","","","","","","","","","","","","","","","","","",""]
["","","","","","","","","","","","","","","","","","","","","","","","","","","","","","","","","","","","","","","","","","","","","","","","","","","","","","","","","","","","","","","","","","","","","","","","","","","","","","","","","","","","","","","","","","","","","","","","","","",null,"","","","","","","","","","","","","","","","","","","","","","","","","","","","","","","","","","","","","","","","","","","","","","","","","","","","","","","","","","","","","","","","","","","","","","","","","","","","","","","","","","","","","","","","","","",""]
["","","","","","","","","","","","","","","","","","","","","","","","","","","","","","","","","","","","","","","","","","","","","","","","","","","","","","","","","","","","","","","","","","","","","","","","","","","","","","","","","","","","","","","","","","","","","","","","","","",null,"","","","","","","","","","","","","","","","","","","","","","","","","","","","","","","","","","","","","","","","","","","","","","","","","","","","","","","","","","","","","","","","","","","","","","","","","","","","","","","","","","","","","","","","","","",""]
["","","","","","","","","","","","","","","","","","","","","","","","","","","","","","","","","","","","","","","","","","","","","","","","","","","","","","","","","","","","","","","","","","","","","","","","","","","","","","","","","","","","","","","","","","","","","","","","","","",null,"","","","","","","","","","","","","","","","","","","","","","","","","","","","","","","","","","","","","","","","","","","","","","","","","","","","","","","","","","","","","","","","","","","","","","","","","","","","","","","","","","","","","","","","","","",""]
["","","","","","","","","","","","","","","","","","","","","","","","","","","","","","","","","","","","","","","","","","","","","","","","","","","","","","","","","","","","","","","","","","","","","","","","","","","","","","","","","","","","","","","","","","","","","","","","","","",null,"","","","","","","","","","","","","","","","","","","","","","","","","","","","","","","","","","","","","","","","","","","","","","","","","","","","","","","","","",{"$f":"IFERROR($D109*BM109,\"\")","v":""},"","","","","","","","","","","","","","","","","","","","","","","","","","","","","","","","",""]
["","","","","","","","","","","","","","","","","","","","","","","","","","","","","","","","","","","","","","","","","","","","","","","","","","","","","","","","","","","","","","","","","","","","","","","","","","","","","","","","","","","","","","","","","","","","","","","","","","",null,"","","","","","","","","","","","","","","","","","","","","","","","","","","","","","","","","","","","","","","","","","","","","","","","","","","","","","","","","","","","","","","","","","","","","","","","","","","","","","","","","","","","","","","","","","",""]
["","","","","","","","","","","","","","","","","","","","","","","","","","","","","","","","","","","","","","","","","","","","","","","","","","","","","","","","","","","","","","","","","","","","","","","","","","","","","","","","","","","","","","","","","","","","","","","","","","",null,"","","","","","","","","","","","","","","","","","","","","","","","","","","","","","","","","","","","","","","","","","","","","","","","","","","","","","","","","","","","","","","","","","","","","","","","","","","","","","","","","","","","","","","","","","",""]
["","","","","","","","","","","","","","","","","","","","","","","","","","","","","","","","","","","","","","","","","","","","","","","","","","","","","","","","","","","","","","","","","","","","","","","","","","","","","","","","","","","","","","","","","","","","","","","","","","",null,"","","","","","","","","","","","","","","","","","","","","","","","","","","","","","","","","","","","","","","","","","","","","","","","","","","","","","","","","","","","","","","","","","","","","","","","","","","","","","","","","","","","","","","","","","",""]
["","","","","","","","","","","","","","","","","","","","","","","","","","","","","","","","","","","","","","","","","","","","","","","","","","","","","","","","","","","","","","","","","","","","","","","","","","","","","","","","","","","","","","","","","","","","","","","","","","",null,"","","","","","","","","","","","","","","","","","","","","","","","","","","","","","","","","","","","","","","","","","","","","","","","","","","","","","","","","","","","","","","","","","","","","","","","","","","","","","",{"$f":"IFERROR($D113*CH113,\"\")","v":""},"","","","","","","","","","","",""]
["","","","","","","","","","","","","","","","","","","","","","","","","","","","","","","","","","","","","","","","","","","","","","","","","","","","","","","","","","","","","","","","","","","","","","","","","","","","","","","","","","","","","","","","","","","","","","","","","","",null,"","","","","","","","","","","","","","","","","","","","","","","","","","","","","","","","","","","","","","","","","","","","","","","","","","","","","","","","","","","","","","","","","","","","","","","","","","","","","","","","","","","","","","","","","","",""]
["","","","","","","","","","","","","","","","","","","","","","","","","","","","","","","","","","","","","","","","","","","","","","","","","","","","","","","","","","","","","","","","","","","","","","","","","","","","","","","","","","","","","","","","","","","","","","","","","","",null,"","","","","","","","","","","","","","","","","","","","","","","","","","","","","","","","","",{"$f":"IFERROR($D115*AO115,\"\")","v":""},"","","","","","","","","","","","","","","","","","","","","","","","","","","","","","","","","","","","","","","","","","","","","","","","","","","","","","",{"$f":"IFERROR($D115*CR115,\"\")","v":""},"",""]
["","","","","","","","","","","","","","","","","","","","","","","","","","","","","","","","","","","","","","","","","","","","","","","","","","","","","","","","","","","","","","","","","","","","","","","","","","","","","","","","","","","","","","","","","","","","","","","","","","",null,"","","","","","","","","","","","","","","","","","","","","","","","","","","","","","","","","","","","","","","","","","","","","","","","","","","","","","","","","","","","","","","","","","","","","","","","","","","","","","","","","","","","","","","","","","",""]
["","","","","","","","","","","","","","","","","","","","","","","","","","","","","","","","","","","","","","","","","","","","","","","","","","","","","","","","","","","","","","","","","","","","","","","","","","","","","","","","","","","","","","","","","","","","","","","","","","",null,"","","","","","","","","","","","","","","","","","","","","","","","","","","","","","","","","","","","","","","","","","","","","","","","","","","","","","","","","","","","","","","","","","","","","","","","","","","","","","","","","","","","","","","","","","",""]
["","","","","","","","","","","","","","","","","","","","","","","","","","","","","","","","","","","","","","","","","","","","","","","","","","","","","","","","","","","","","","","","","","","","","","","","","","","","","","","","","","","","","","","","","","","","","","","","","","",null,"","","","","","","","","","","","","","","","","","","","","","","","","","","","","","","","","","","","","","","","","","","","","","","","","","","","","","","","","","","","","","","","","","","","","","","","","","","","","","","","","","","","","","","","","","",""]
["","","","","","","","","","","","","","","","","","","","","","","","","","","","","","","","","","","","","","","","","","","","","","","","","","","","","","","","","","","","","","","","","","","","","","","","","","","","","","","","","","","","","","","","","","","","","","","","","","",null,"","","","","","","","","","","","","","","","","","","","","","","","","","","","","","","","","","","","","","","","","","","","","","","","","","","","","","","","","","","","","","","","","","","","","","","","","","","","","","","","","","","","","","","","","","",""]
["","","","","","","","","","","","","","","","","","","","","","","","","","","","","","","","","","","","","","","","","","","","","","","","","","","","","","","","","","","","","","","","","","","","","","","","","","","","","","","","","","","","","","","","","","","","","","","","","","",null,"","","","","","","","","","","","","","","","","","","","","","","","","","","","","","","","","","","","","","","","","","","","","","","","","","","","","",{"$f":"IFERROR($D120*BI120,\"\")","v":""},"","","","","","","","","","","","","","","","","","","","","","","","","","","","","","","","","","","","",""]
["","","","","","","","","","","","","","","","","","","","","","","","","","","","","","","","","","","","","","","","","","","","","","","","","","","","","","","","","","","","","","","","","","","","","","","","","","","","","","","","","","","","","","","","","","","","","","","","","","",null,"","","","","","","","","","","","","","","","","","","","","","","","","","","","","","","","","","","","","","","","","","","","","","","","","","","","","","","","","","","","","","","","","","","","","","","","","","","","","","","","","","","","","","","","","","",""]
["","","","","","","","","","","","","","","","","","","","","","","","","","","","","","","","","","","","","","","","","","","","","","","","","","","","","","","","","","","","","","","","","","","","","","","","","","","","","","","","","","","","","","","","","","","","","","","","","","",null,"","","","","","","","","","","",{"$f":"IFERROR($D122*S122,\"\")","v":""},"","","","","","","","","","","","","","","","","","","","","","","","","","","","","","","","","","","","","","","","","","","","","","","","","","","","","","","","","","","","","","","","","","","","","","","","","","","","","","",""]
["","","","","","","","","","","","","","","","","","","","","","","","","","","","","","","","","","","","","","","","","","","","","","","","","","","","","","","","","","","","","","","","","","","","","","","","","","","","","","","","","","","","","","","","","","","","","","","","","","",null,{"$f":"IFERROR($D123*H123,\"\")","v":""},"","","","","","","","","","","","","","","","","","","","","","","","","","","","","","","","","","","","","","","","","","","","","","","","","","","","","","","","","","","","","","","","","","","","","","","","","","","","","","","","","","","","","","","","","",""]
["","","","","","","","","","","","","","","","","","","","","","","","","","","","","","","","","","","","","","","","","","","","","","","","","","","","","","","","","","","","","","","","","","","","","","","","","","","","","","","","","","","","","","","","","","","","","","","","","","",null,"","","","","","","","","","","","","","","","","","","","","","","","","","","","","","","","","","","","","","","","","","","","","","","","","","","","","","","","","","","","","","","","","","","","","","","","","","","","",{"$f":"IFERROR($D124*CF124,\"\")","v":""},"","","","","","","","","","","","","",""]
["","","","","","","","","","","","","","","","","","","","","","","","","","","","","","","","","","","","","","","","","","","","","","","","","","","","","","","","","","","","","","","","","","","","","","","","","","","","","","","","","","","","","","","","","","","","","","","","","","",null,"","","","","","","","","","","","","","","","","","","","","","","","","","","","","","","","","","","","","","","","","","","","","","","","","","","","","","","","","","","","","","","","","","","","","","","","","","","","","","","","","","","","","","","","","","",""]
["","","","","","","","","","","","","","","","","","","","","","","","","","","","","","","","","","","","","","","","","","","","","","","","","","","","","","","","","","","","","","","","","","","","","","","","","","","","","","","","","","","","","","","","","","","","","","","","","","",null,"","","","","","","","","","","","","","","","","","","","","","","","","","","","",{"$f":"IFERROR($D126*AJ126,\"\")","v":""},"","","","","","","","","","","","","","","","","","","","","","","","","","","","","","","","","","","","","","","","","","","","","","","","","","","","","","","","","","","","","",""]
["","","","","","","","","","","","","","","","","","","","","","","","","","","","","","","","","","","","","","","","","","","","","","","","","","","","","","","","","","","","","","","","","","","","","","","","","","","","","","","","","","","","","","","","","","","","","","","","","","",null,"","","","","","","","","","","","","","","","","","","","","","","","","","","","","","","","","","","","","","","","","","","","","","","","","","","","","","","","","","","","","","","","","","","","","","","","","","","","","","","","","","","","","","","","","","",""]
["","","","","","","","","","","","","","","","","","","","","","","","","","","","","","","","","","","","","","","","","","","","","","","","","","","","","","","","","","","","","","","","","","","","","","","","","","","","","","","","","","","","","","","","","","","","","","","","","","",null,"","","","","","","","","","","","","","","","","","","","","","","","","","","","","","","","","","","","","","","","","","","","","","","","","","","","","","","","","","","","","","","","","","","","","","","","","","","","","","","","","","","","","","","","","","",""]
["","","","","","","","","","","","","","","","","","","","","","","","","","","","","","","","","","","","","","","","","","","","","","","","","","","","","","","","","","","","","","","","","","","","","","","","","","","","","","","","","","","","","","","","","","","","","","","","","","",null,"","","","","","","","","","","","","","","","","","","","","","","","","","","","","","","","","","","","","","","","","","","","","","","","",{"$f":"IFERROR($D129*BD129,\"\")","v":""},"","","","","","","","","","","","","","","","","","","","","","","","","","","","","","","","","","","","","","","","","",""]
["","","","","","","","","","","","","","","","","","","","","","","","","","","","","","","","","","","","","","","","","","","","","","","","","","","","","","","","","","","","","","","","","","","","","","","","","","","","","","","","","","","","","","","","","","","","","","","","","","",null,"","","","","","","","","","","","","","","","","","","","","","","","","","","","","","","","","","","","","","","","","","","","","","","","","","","","","","","","","","","","","","","","","","","","","","","",{"$f":"IFERROR($D130*CA130,\"\")","v":""},"","","","","","","","","","","","","","","","","","",""]
["","","","","","","","","","","","","","","","","","","","","","","","","","","","","","","","","","","","","","","","","","","","","","","","","","","","","","","","","","","","","","","","","","","","","","","","","","","","","","","","","","","","","","","","","","","","","","","","","","",null,"","","","","","","","","","","","","","","","","","","","","","","","","","","","","","","","","","","","","","","","","","","","","","","","","","","","","","","","","","","","","","","","","","","","","","","","","","","","","","","","","","","","","","","","","","",""]
["","","","","","","","","","","","","","","","","","","","","","","","","","","","","","","","","","","","","","","","","","","","","","","","","","","","","","","","","","","","","","","","","","","","","","","","","","","","","","","","","","","","","","","","","","","","","","","","","","",null,"","","","","","","","","","","","","","","","","","","","","","","","","","","","","","","","","","","","","","","","","","","","","","","","","","","","","","","","","","","","","","","","","","","","","","","","","","","","","","","","","","","","","","","","","","",""]
["","","","","","","","","","","","","","","","","","","","","","","","","","","","","","","","","","","","","","","","","","","","","","","","","","","","","","","","","","","","","","","","","","","","","","","","","","","","","","","","","","","","","","","","","","","","","","","","","","",null,"","","","","","","","","","","","","","","","","","","","","","","","","","","","","","","","","","","","","","","","","","","","","","","","","","","","","","","","","","","","","","","","","","","","","","","","","","","","","","","","","","","","","","","","","","",""]
["","","","","","","","","","","","","","","","","","","","","","","","","","","","","","","","","","","","","","","","","","","","","","","","","","","","","","","","","","","","","","","","","","","","","","","","","","","","","","","","","","","","","","","","","","","","","","","","","","",null,"","","","","","","","","","","","","","","","","","","","","","","","","","","","","","","","","","","","","","","","","","","","","","","","","","","","","","","","","","","","","","","","","","","","","","","","","","","","","","","","","","","","","","","","","","",""]
["","","","","","","","","","","","","","","","","","","","","","","","","","","","","","","","","","","","","","","","","","","","","","","","","","","","","","","","","","","","","","","","","","","","","","","","","","","","","","","","","","","","","","","","","","","","","","","","","","",null,"","","","","","","","","","","","","","",{"$f":"IFERROR($D135*V135,\"\")","v":""},"","","","","","","","","","","","","","","","","","","","","","","","","","","","","","","","","","","","","","","","","","","","","","","","","","","","","","","","","","","","","","","","","","","","","","","","","","","",""]
["","","","","","","","","","","","","","","","","","","","","","","","","","","","","","","","","","","","","","","","","","","","","","","","","","","","","","","","","","","","","","","","","","","","","","","","","","","","","","","","","","","","","","","","","","","","","","","","","","",null,"","","","","","","","","","","","","","","","","","","","","","","","","","","","","","","","","","","","","","","","","","","","","","","","","","","","","","","","","","","","","","","","","","","","","","","","","","","","","","","","","","","","","","","","","","",""]
["","","","","","","","","","","","","","","","","","","","","","","","","","","","","","","","","","","","","","","","","","","","","","","","","","","","","","","","","","","","","","","","","","","","","","","","","","","","","","","","","","","","","","","","","","","","","","","","","","",null,"","","","","","","","","","","","","","","","","","","","","","","","","","","","","","","","","","","","","","","","","","","","","","","","","","","","","","","","","","","","","","","","","","","","","","","","","","","","","","","","","","","","","","","","","","",""]
["","","","","","","","","","","","","","","","","","","","","","","","","","","","","","","","","","","","","","","","","","","","","","","","","","","","","","","","","","","","","","","","","","","","","","","","","","","","","","","","","","","","","","","","","","","","","","","","","","",null,"","","","","","","","","","","","","","","","","","","","","","","","","","","","","","","","","","","","","","","","","","","","","","","","","","","","","","","","","","","","","","","","","","","","","","","","","","","","","","","","","","","","","","","","","","",""]
["","","","","","","","","","","","","","","","","","","","","","","","","","","","","","","","","","","","","","","","","","","","","","","","","","","","","","","","","","","","","","","","","","","","","","","","","","","","","","","","","","","","","","","","","","","","","","","","","","",null,"","","","","","","","","","","","","","","","","","","","","","","","","","","","","","","","","","","","","","","","","","","","","","","","","","","","","","","","","","","","","","","","","","","","","","","","","","","","","","","","","","","","","",{"$f":"IFERROR($D139*CO139,\"\")","v":""},"","","","",""]
["","","","","","","","","","","","","","","","","","","","","","","","","","","","","","","","","","","","","","","","","","","","","","","","","","","","","","","","","","","","","","","","","","","","","","","","","","","","","","","","","","","","","","","","","","","","","","","","","","",null,"","","","","","","","","","","","","","","","","","","","","","","","","","","","","","","","","","","","","","","","","","","","","","","","","","","","","","","","","","","","","","","","","","","","","","","","","","","","","","","","","","","","","","","","","","",""]
["","","","","","","","","","","","","","","","","","","","","","","","","","","","","","","","","","","","","","","","","","","","","","","","","","","","","","","","","","","","","","","","","","","","","","","","","","","","","","","","","","","","","","","","","","","","","","","","","","",null,"","","","","","","","","","","","","","","","","","","","","","","","","","","","","","","","","","","","","","","","","","","","","","","","","","","","","","","","","","","","","","","","","","","","","","","","","","","","","","","","","","","","","","","","","","",""]
["","","","","","","","","","","","","","","","","","","","","","","","","","","","","","","","","","","","","","","","","","","","","","","","","","","","","","","","","","","","","","","","","","","","","","","","","","","","","","","","","","","","","","","","","","","","","","","","","","",null,"","","","","","","","","","","","","","","","","","","","","","","","","","","","","","","","","","","","","","","","","","","","","","","","","","","","","","","","","","","","","","","","","","","","","","","","","","","","","","","","","","","","","","","","","","",""]
["","","","","","","","","","","","","","","","","","","","","","","","","","","","","","","","","","","","","","","","","","","","","","","","","","","","","","","","","","","","","","","","","","","","","","","","","","","","","","","","","","","","","","","","","","","","","","","","","","",null,"","","","","","","","","","","","","","","","","","","","","","","","","","","","","","","","","","","","","","","","","","","","",{"$f":"IFERROR($D143*AZ143,\"\")","v":""},"","","","","","","","","","","","","","","","","","","","","","","","","","","","","","","","","","","","","","","","","","","","","",""]
["","","","","","","","","","","","","","","","","","","","","","","","","","","","","","","","","","","","","","","","","","","","","","","","","","","","","","","","","","","","","","","","","","","","","","","","","","","","","","","","","","","","","","","","","","","","","","","","","","",null,"","","","","","","","","","","","","","","","","","","","","","","","","","","","","","","","","","","","","","","","","","","","","","","","","","","","","","","","","","","","","","","","","","","","","","","","","","","","","","","","","","","","","","","","","","",""]
["","","","","","","","","","","","","","","","","","","","","","","","","","","","","","","","","","","","","","","","","","","","","","","","","","","","","","","","","","","","","","","","","","","","","","","","","","","","","","","","","","","","","","","","","","","","","","","","","","",null,"","","","","","","","","","","","","","","","","","","","","","","","","","","","","","","","","","","","","","","","","","","","","","","","","","","","","","","","","","","","","","","","","","","","","","","","","","","","","","","","","","","","","","","","","","",""]
["","","","","","","","","","","","","","","","","","","","","","","","","","","","","","","","","","","","","","","","","","","","","","","","","","","","","","","","","","","","","","","","","","","","","","","","","","","","","","","","","","","","","","","","","","","","","","","","","","",null,"","",{"$f":"IFERROR($D146*J146,\"\")","v":""},"","","","","","","","","","","","","","","","","","","","","","","","","","","","","","","","","","","","","","","","","","","","","","","","","","","","","","","","","","","","","","","","","","","","","","","","","","","","","","","","","","","","","","","",""]
["","","","","","","","","","","","","","","","","","","","","","","","","","","","","","","","","","","","","","","","","","","","","","","","","","","","","","","","","","","","","","","","","","","","","","","","","","","","","","","","","","","","","","","","","","","","","","","","","","",null,{"$f":"IFERROR($D147*H147,\"\")","v":""},"","","","","","","","","","","","","","","","","","","","","","","","","","","","","","","","","","","","","","","","","","","","","","","","","","","","","","","","","","","","","","","","","","","","","","","","","","","","","","","","","","","","","","","","","",""]
["","","","","","","","","","","","","","","","","","","","","","","","","","","","","","","","","","","","","","","","","","","","","","","","","","","","","","","","","","","","","","","","","","","","","","","","","","","","","","","","","","","","","","","","","","","","","","","","","","",null,"","","","","","","","","","","","","","","","","","","","","","","","","","","","","","","","","","","","","","","","","","","","","","","","","","","","","","","","","","","","","","","","","","","","","","","","","","","","","","","","","","","","","","","","","","",""]
["","","","","","","","","","","","","","","","","","","","","","","","","","","","","","","","","","","","","","","","","","","","","","","","","","","","","","","","","","","","","","","","","","","","","","","","","","","","","","","","","","","","","","","","","","","","","","","","","","",null,"","","","","","","","","","","","","","","","","","","","","","","","","","","","","","","","","","","","","","","","","","","","","","","","","","","","","","","","","","","","","","","","","","","","","","","","","","","","","","","","","","","","","","","","","","",""]
["","","","","","","","","","","","","","","","","","","","","","","","","","","","","","","","","","","","","","","","","","","","","","","","","","","","","","","","","","","","","","","","","","","","","","","","","","","","","","","","","","","","","","","","","","","","","","","","","","",null,"","","","","","","","","","","","","","","","","","","","","","","","","","","","","","","","","","","","","","","","","","","","","","","","","","","","","","","","","","","","","","","","","","","","","","","","","","","","","","","","","","","","","","","","","","",""]
["","","","","","","","","","","","","","","","","","","","","","","","","","","","","","","","","","","","","","","","","","","","","","","","","","","","","","","","","","","","","","","","","","","","","","","","","","","","","","","","","","","","","","","","","","","","","","","","","","",null,"","","","","","","","","","","","","","","","","","","","","","","","","","","","","","","","","","","","","","","","","","","","","","","","","","","","","","","","","","","","",{"$f":"IFERROR($D151*BP151,\"\")","v":""},"","","","","","","","","","","","","","","","","","","","","","","","","","","","","",""]
["","","","","","","","","","","","","","","","","","","","","","","","","","","","","","","","","","","","","","","","","","","","","","","","","","","","","","","","","","","","","","","","","","","","","","","","","","","","","","","","","","","","","","","","","","","","","","","","","","",null,"","","","","","","","","","","","","","","","","","","","","","","","","","","","","","","","","","","","","","","","","","","","","","","","","","","","","","","","","","","","","","","","","","","","","","","","","","","","","","","","","","","","","","","","","","",""]
["","","","","","","","","","","","","","","","","","","","","","","","","","","","","","","","","","","","","","","","","","","","","","","","","","","","","","","","","","","","","","","","","","","","","","","","","","","","","","","","","","","","","","","","","","","","","","","","","","",null,"","","","","","","","","","","","","","","","","",{"$f":"IFERROR($D153*Y153,\"\")","v":""},"","","","","","","","","","","","","","","","","","","","",{"$f":"IFERROR($D153*AT153,\"\")","v":""},"","","","","","","","","","","","","","","","","","","","","","","","","","","","","","","","","","","","","","","","","","","","","","","","","","","",""]
["","","","","","","","","","","","","","","","","","","","","","","","","","","","","","","","","","","","","","","","","","","","","","","","","","","","","","","","","","","","","","","","","","","","","","","","","","","","","","","","","","","","","","","","","","","","","","","","","","",null,"","","","","","","","","","","","","","","","","","","","","","","","","","","","","","","","","",{"$f":"IFERROR($D154*AO154,\"\")","v":""},"","","","","","","","","","","","","","","","","","","","","","","","","","","","","","","","","","","","","","","","","","","","","","","","","","","","","","","","",""]
["","","","","","","","","","","","","","","","","","","","","","","","","","","","","","","","","","","","","","","","","","","","","","","","","","","","","","","","","","","","","","","","","","","","","","","","","","","","","","","","","","","","","","","","","","","","","","","","","","",null,"","","","","","","","","","","","","","","","","","","","","","","","","","","","","","","","","","","","","","","","","","","","","","","","","","","","","","","","","","","","","","","","","","","","","","","","","","","","","","","","","","","","","","","","","","",""]
["","","","","","","","","","","","","","","","","","","","","","","","","","","","","","","","","","","","","","","","","","","","","","","","","","","","","","","","","","","","","","","","","","","","","","","","","","","","","","","","","","","","","","","","","","","","","","","","","","",null,"","","","","","","","","","","","","","","","","","","","","","","","","","","","","","","","","","","","","","","","","","","","","","","","","","","","","","","","","","","","","","","","","","","","","","","","","","","","","","","","","","","","","","","","","","",""]
["","","","","","","","","","","","","","","","","","","","","","","","","","","","","","","","","","","","","","","","","","","","","","","","","","","","","","","","","","","","","","","","","","","","","","","","","","","","","","","","","","","","","","","","","","","","","","","","","","",null,"","","","","","","","","","","","","","","","","","","","","","","","","","","","","","","","","","","","","","","","","","","","","","","","","","","","","","","","","","","","","","","","","","","","","","","","","","","","","","","","","","","","","","","","","","",""]
["","","","","","","","","","","","","","","","","","","","","","","","","","","","","","","","","","","","","","","","","","","","","","","","","","","","","","","","","","","","","","","","","","","","","","","","","","","","","","","","","","","","","","","","","","","","","","","","","","",null,"","","","","","","","","","","","","","","","","","","","","","","","","","","","","","","","","","","","","","","","","","","","","","","","","","","","","","","","","","","","","","","","","","","","","","","","","","","","","","","","","","","","","","","","","","",""]
["","","","","","","","","","","","","","","","","","","","","","","","","","","","","","","","","","","","","","","","","","","","","","","","","","","","","","","","","","","","","","","","","","","","","","","","","","","","","","","","","","","","","","","","","","","","","","","","","","",null,"","","","","","","","","","","","","","","","","","","","","","","","","","","","","","","","","","","","","","","","","","","","","","","","","","","","","","","","","","","","","","","","","","","","","","","","","","","","","","","","","","","","","","","","","","",""]
["","","","","","","","","","","","","","","","","","","","","","","","","","","","","","","","","","","","","","","","","","","","","","","","","","","","","","","","","","","","","","","","","","","","","","","","","","","","","","","","","","","","","","","","","","","","","","","","","","",null,"","","","","","","","","","","","","","","","","","","","","","","","","","","","","","","","","","","","","","","","","","","","","","","","","","","","","","","","","","","","","","","","","","","","","","","","","","","","","","","","","","","","","","","","","","",""]
["","","","","","","","","","","","","","","","","","","","","","","","","","","","","","","","","","","","","","","","","","","","","","","","","","","","","","","","","","","","","","","","","","","","","","","","","","","","","","","","","","","","","","","","","","","","","","","","","","",null,"","","","","","","","","","","","","","","","","","","","","","","","","","","","","","","","","","","","","","","","","","","","","","","","","","","","","","","","","","","","","","","","","","","","","","","","","","","","","","","","","","","","","","","","","","",""]
["","","","","","","","","","","","","","","","","","","","","","","","","","","","","","","","","","","","","","","","","","","","","","","","","","","","","","","","","","","","","","","","","","","","","","","","","","","","","","","","","","","","","","","","","","","","","","","","","","",null,"","","","","","","","","","","","","","","","","","","","","","","","","","","","","","","","","","","","","","","","","","","","","","","","","","","","","","","","","","","","","","","","","","","","","","","","","","","","","","","","","","","","","","","","","","",""]
["","","","","","","","","","","","","","","","","","","","","","","","","","","","","","","","","","","","","","","","","","","","","","","","","","","","","","","","","","","","","","","","","","","","","","","","","","","","","","","","","","","","","","","","","","","","","","","","","","",null,"","","","","","","","","","","","","","","","","","","","","","","","","","","","","","","","","","","","","","","","","","","","","","","","","","","","","","","","","","","","","","","","","","","","","","","","","","","","","","","","","","","","","","","","","","",""]
["","","","","","","","","","","","","","","","","","","","","","","","","","","","","","","","","","","","","","","","","","","","","","","","","","","","","","","","","","","","","","","","","","","","","","","","","","","","","","","","","","","","","","","","","","","","","","","","","","",null,"","","","","","","","","","","","","","","","","","","","","","","","","","","","","","","","","","","","","","","","","","","","","","","","","","","","","","","","","","","","","","","","","","","","","","","","","","","","","","","","","","","",{"$f":"IFERROR($D164*CM164,\"\")","v":""},"","","","","","",""]
["","","","","","","","","","","","","","","","","","","","","","","","","","","","","","","","","","","","","","","","","","","","","","","","","","","","","","","","","","","","","","","","","","","","","","","","","","","","","","","","","","","","","","","","","","","","","","","","","","",null,"","","","","","","","","","","","","","","","","","","","","","","","","","","","","","","","","","","","","","","","","","","","","","","","","","","","","","","","","","","","","","","","","","","","","","","","","","","","","","","","","","","","","","","","","","",""]
["","","","","","","","","","","","","","","","","","","","","","","","","","","","","","","","","","","","","","","","","","","","","","","","","","","","","","","","","","","","","","","","","","","","","","","","","","","","","","","","","","","","","","","","","","","","","","","","","","",null,"","","","","","","","","","","","","","","","","","","","","","","","","","","","","","","","","","","","","","","","","","","","","","","","","","","","","","","","","","","","","","","","","","","","","","","","","","","","","","","","","","","","","","","","","","",""]
["","","","","","","","","","","","","","","","","","","","","","","","","","","","","","","","","","","","","","","","","","","","","","","","","","","","","","","","","","","","","","","","","","","","","","","","","","","","","","","","","","","","","","","","","","","","","","","","","","",null,"","","","","","","","","","","","","","","","","","","","","","","","","","","","","","","","","","","","","","","","","","","","","","","","","","","","","","","","","","","","","","","","","","","","","","","","","","","","","","","","","","","","","","","","","","",""]
["","","","","","","","","","","","","","","","","","","","","","","","","","","","","","","","","","","","","","","","","","","","","","","","","","","","","","","","","","","","","","","","","","","","","","","","","","","","","","","","","","","","","","","","","","","","","","","","","","",null,"","","","","","","","","","","","","","","","","","","","","","","","","","","","","","","","","","","","","","","","","","","","","","","","","","","","","","","","","","","","","","","","","","","","","","","","","","","","","","","","","","","","","","","","","","",""]
["","","","","","","","","","","","","","","","","","","","","","","","","","","","","","","","","","","","","","","","","","","","","","","","","","","","","","","","","","","","","","","","","","","","","","","","","","","","","","","","","","","","","","","","","","","","","","","","","","",null,"","","","","","","","","","","","","","","","","","","","","",{"$f":"IFERROR($D169*AC169,\"\")","v":""},"","","","","","","","","","","","","","","","","","","","","","","","","","","","","","","","","","","","","","","","","","","","","","","","","","","","","","","","","","","","","","","","","","","","",""]
["","","","","","","","","","","","","","","","","","","","","","","","","","","","","","","","","","","","","","","","","","","","","","","","","","","","","","","","","","","","","","","","","","","","","","","","","","","","","","","","","","","","","","","","","","","","","","","","","","",null,"","","","","","","","","","","","","","","","","","","","","","","","","","","","","","","","","","","","","","","","","","","","","","","","","","","","","","",{"$f":"IFERROR($D170*BJ170,\"\")","v":""},"","","","","","","","","","","","","","","","","","","","","","","","","","","","","","","","","","","",""]
["","","","","","","","","","","","","","","","","","","","","","","","","","","","","","","","","","","","","","","","","","","","","","","","","","","","","","","","","","","","","","","","","","","","","","","","","","","","","","","","","","","","","","","","","","","","","","","","","","",null,"","","","","","","","","","","","","","","","","","","","","","","","","","","","","","","","","","","","","","","","","","","","","","","","","","","","","","","","","","","","","","","","","","","","","","","","","","","","","","","",{"$f":"IFERROR($D171*CI171,\"\")","v":""},"","","","","","","","","","",""]
["","","","","","","","","","","","","","","","","","","","","","","","","","","","","","","","","","","","","","","","","","","","","","","","","","","","","","","","","","","","","","","","","","","","","","","","","","","","","","","","","","","","","","","","","","","","","","","","","","",null,"","","","","","","","","","","","","","","","","","","","","","","","","","","","","","","","","","","","","","","","","","","","","","","","","","","","","","","","","","","","","","","","","","","","","","","","","","","","",{"$f":"IFERROR($D172*CF172,\"\")","v":""},"","","","","","","","","","","","","",""]
["","","","","","","","","","","","","","","","","","","","","","","","","","","","","","","","","","","","","","","","","","","","","","","","","","","","","","","","","","","","","","","","","","","","","","","","","","","","","","","","","","","","","","","","","","","","","","","","","","",null,"","","","","","","","","","","","","","","","","","","","","","","","","","","","","","","","","","","","","","","","","","","","","","","","","","","","","","","","","","","","","","","","","","","","","","","","","","","","","","","","","","","","","","","","","","",""]
["","","","","","","","","","","","","","","","","","","","","","","","","","","","","","","","","","","","","","","","","","","","","","","","","","","","","","","","","","","","","","","","","","","","","","","","","","","","","","","","","","","","","","","","","","","","","","","","","","",null,"","","","","",{"$f":"IFERROR($D174*M174,\"\")","v":""},"","","","","","","","","","","","","","","","","","","","","","","","","","","","","","","","","","","","","","","","","","","","","","","","","","","","","","","","","","","","","","","","","","","","","","","","","","","","","","","","","","","","",""]
["","","","","","","","","","","","","","","","","","","","","","","","","","","","","","","","","","","","","","","","","","","","","","","","","","","","","","","","","","","","","","","","","","","","","","","","","","","","","","","","","","","","","","","","","","","","","","","","","","",null,"","","","","","","","","","","","","","","","","","","","","","","","","","","","","","","","","","","","","","","","","","","","","","","","","","","","","","","","","","","","","","","","","","","","","","","","","","","","","","","","","","","","","","","","","","",""]
["","","","","","","","","","","","","","","","","","","","","","","","","","","","","","","","","","","","","","","","","","","","","","","","","","","","","","","","","","","","","","","","","","","","","","","","","","","","","","","","","","","","","","","","","","","","","","","","","","",null,"","","","","","","","","","","","","","","","","","","","","","","","","","","","","","","","","","","","","","","","","","","","","","","","","","","","","","","","","","","","","","","","","","","","","","","","","","","","","","","","","","","","","","","","","","",""]
["","","","","","","","","","","","","","","","","","","","","","","","","","","","","","","","","","","","","","","","","","","","","","","","","","","","","","","","","","","","","","","","","","","","","","","","","","","","","","","","","","","","","","","","","","","","","","","","","","",null,"","","","","","","","","","","","","","","","","","","","","","","","","","","","","","","","","","","","","","","","","","","","","","","","","","","","","","","","","","","","","","","","","","","","","","",{"$f":"IFERROR($D177*BZ177,\"\")","v":""},"","","","","","","","","","","","","","","","","","","",""]
["","","","","","","","","","","","","","","","","","","","","","","","","","","","","","","","","","","","","","","","","","","","","","","","","","","","","","","","","","","","","","","","","","","","","","","","","","","","","","","","","","","","","","","","","","","","","","","","","","",null,"","","","","","","","","","","","","","","","","","","","","","","","","","","","","","","","","","","","","","","","","","","","","","","","","","","",{"$f":"IFERROR($D178*BG178,\"\")","v":""},"","","","","","","","","","","","","","","","","","","","","","","","","","","","","","","","","","","","","","",""]
["","","","","","","","","","","","","","","","","","","","","","","","","","","","","","","","","","","","","","","","","","","","","","","","","","","","","","","","","","","","","","","","","","","","","","","","","","","","","","","","","","","","","","","","","","","","","","","","","","",null,"","","","","","","","","","","","",{"$f":"IFERROR($D179*T179,\"\")","v":""},"","","","","","","","","","","","","","","","","","","","","","","","","","","","","","","","","","","","","","","","","","","","","","","","","","","","","","","","","","","","","","","","","","","","","","","","","","","","","",""]
["","","","","","","","","","","","","","","","","","","","","","","","","","","","","","","","","","","","","","","","","","","","","","","","","","","","","","","","","","","","","","","","","","","","","","","","","","","","","","","","","","","","","","","","","","","","","","","","","","",null,"","","","","","","","","","","","","","","","","","","","","","","","","","","","","","","","","","","","","","","","","","","","","","","","","","","","","","","","","","","","","","","","","","","","","","","","","","","","","","","","","","","","","","","","","","",""]
["","","","","","","","","","","","","","","","","","","","","","","","","","","","","","","","","","","","","","","","","","","","","","","","","","","","","","","","","","","","","","","","","","","","","","","","","","","","","","","","","","","","","","","","","","","","","","","","","","",null,"","","","","","","","","","","","","","","","","","","","","","","","","","","","","","","","","","","","","","","","","","","","","","","","","","","","","","","","","","","","","","","","","","","","","","","","","","","","","","","","","","","","","","","","","","",""]
["","","","","","","","","","","","","","","","","","","","","","","","","","","","","","","","","","","","","","","","","","","","","","","","","","","","","","","","","","","","","","","","","","","","","","","","","","","","","","","","","","","","","","","","","","","","","","","","","","",null,"","","","","","","","","","","","","","","","","","","","","","","","","","","","","","","","","","","","","","","","","","","","","","","","","","","","","","","","","","","","","","","","","","","","","","","","","","","","","","","","","","","","","","","","","","",""]
["","","","","","","","","","","","","","","","","","","","","","","","","","","","","","","","","","","","","","","","","","","","","","","","","","","","","","","","","","","","","","","","","","","","","","","","","","","","","","","","","","","","","","","","","","","","","","","","","","",null,"","","","","","","","","","","","","","","","","","","","","","","","","","","","","","","","","","","","","","","","","","","","","","","","","","","","","","","","","","","","","","","","","","","","","","","","","","","","","","","","","","","","","","","","","","",""]
["","","","","","","","","","","","","","","","","","","","","","","","","","","","","","","","","","","","","","","","","","","","","","","","","","","","","","","","","","","","","","","","","","","","","","","","","","","","","","","","","","","","","","","","","","","","","","","","","","",null,"","","","","","","","","","","","","","","","","","","","","","","","","","","","","","","","","","","","","","","","","","","","","","","","","","","","","","","","","","","","","","","","","","","","","","","","","","","","","","","","","","","","","","","","","","",""]
["","","","","","","","","","","","","","","","","","","","","","","","","","","","","","","","","","","","","","","","","","","","","","","","","","","","","","","","","","","","","","","","","","","","","","","","","","","","","","","","","","","","","","","","","","","","","","","","","","",null,"","","","","","","","","","","","","","","","","","","","","","","","","","","","","","","","","","","","","","","","","","","","","","","","","","","","","","","","","","","","","","","","","","","","","","","","","","","","","","","","","","","","","","","","","","",""]
["","","","","","","","","","","","","","","","","","","","","","","","","","","","","","","","","","","","","","","","","","","","","","","","","","","","","","","","","","","","","","","","","","","","","","","","","","","","","","","","","","","","","","","","","","","","","","","","","","",null,"","","","","","","","","","","","","","","","","","","","","","","","","","","","","","","","","","","","","","","","","","","","","","","","","","","","","","","","","","","","","","","","","","","","","","","","","","","","","","","","","","","","","","","","","","",""]
["","","","","","","","","","","","","","","","","","","","","","","","","","","","","","","","","","","","","","","","","","","","","","","","","","","","","","","","","","","","","","","","","","","","","","","","","","","","","","","","","","","","","","","","","","","","","","","","","","",null,"","","","","","","","","","","","","","","","","","","","","","","","","","","","","","","","","","","","","","","","","","","","","","","","","","","","","","","","","","","","","","","","","","","","","","","","","","","","","","","","","","","","","","","","","","",""]
["","","","","","","","","","","","","","","","","","","","","","","","","","","","","","","","","","","","","","","","","","","","","","","","","","","","","","","","","","","","","","","","","","","","","","","","","","","","","","","","","","","","","","","","","","","","","","","","","","",null,"","","","","","","","","","","","","","","","","","","","","","","","","","","","","","","","","","","","","","","","","","","","","","","","","","","","","","","","","","","","","","","","","","","","","","","","","","","","","","","","","","","","","","","","","","",""]
["","","","","","","","","","","","","","","","","","","","","","","","","","","","","","","","","","","","","","","","","","","","","","","","","","","","","","","","","","","","","","","","","","","","","","","","","","","","","","","","","","","","","","","","","","","","","","","","","","",null,"","","","","","","","","","","","","","","","","","","","","","","","","","","","","","","","","","","","","","","","","","","","","","","","","","","","","","","","","","","","","","","","","","","","","","","","","","","","","","","","","","","","","","","","","","",""]
["","","","","","","","","","","","","","","","","","","","","","","","","","","","","","","","","","","","","","","","","","","","","","","","","","","","","","","","","","","","","","","","","","","","","","","","","","","","","","","","","","","","","","","","","","","","","","","","","","",null,"","","","","","","","","","","","","","","","","","","","","","","","",{"$f":"IFERROR($D190*AF190,\"\")","v":""},"","","","","","","","","","","","","","","","","","","","","","","","","","","","","","","","","","",{"$f":"IFERROR($D190*BO190,\"\")","v":""},"","","","","","","","","","","","","","","","","","","","","","","","","","","","","","",""]

{"sheet":"Combined scenario - output","index":7,"n_rows":175,"n_cols":43,"rows_kept":175,"cut":false,"hidden":false,"merged":[]}
[null,null,null,"Replacement expenditure forecast ($,000)",null,null,null,null,null,null,null,null,null,null,null,null,null,null,null,null,null,null,null,"Replacement quantity forecast (#)"]
[null,null,null,1,2,3,4,5,6,7,8,9,10,11,12,13,14,15,16,17,18,19,20,1,2,3,4,5,6,7,8,9,10,11,12,13,14,15,16,17,18,19,20]
[]
[]
["ID","Asset group",null,2019,2020,2021,2022,2023,2024,2025,2026,2027,2028,2029,2030,2031,2032,2033,2034,2035,2036,2037,2038,2019,2020,2021,2022,2023,2024,2025,2026,2027,2028,2029,2030,2031,2032,2033,2034,2035,2036,2037,2038]
[{"$f":"IFERROR(IF('Historical scenario - output'!A6=\"\",\"\",'Historical scenario - output'!A6),\"\")","v":1},{"$f":"IFERROR(IF('Historical scenario - output'!B6=\"\",\"\",'Historical scenario - output'!B6),\"\")","v":"OVERHEAD CONDUCTORS"},null,{"$f":"IFERROR(IF($A6=\"\",\"\",SUMIFS(D$21:D$175,$A$21:$A$175,$A6)),\"\")","v":7085.6644327428339},{"$f":"IFERROR(IF($A6=\"\",\"\",SUMIFS(E$21:E$175,$A$21:$A$175,$A6)),\"\")","v":7280.1369903610721},7548.7380414193112,7902.408006010899,8351.3525984134139,8904.9275167067244,9571.4987105865439,10358.265928508928,11271.04405105723,12314.00452067199,13489.386945988099,14797.197727781393,16234.917551100132,17797.242320482481,19475.882402056941,21259.442996597485,23133.404460637164,{"$f":"IFERROR(IF($A6=\"\",\"\",SUMIFS(U$21:U$175,$A$21:$A$175,$A6)),\"\")","v":25080.215931487604},27079.509266645815,29108.433619631771,{"$f":"IFERROR(IF($A6=\"\",\"\",SUMIFS(X$21:X$175,$A$21:$A$175,$A6)),\"\")","v":144.28869543226938},{"$f":"IFERROR(IF($A6=\"\",\"\",SUMIFS(Y$21:Y$175,$A$21:$A$175,$A6)),\"\")","v":146.76890285007192},150.19773587083583,154.73848469703881,160.54645652441411,167.77056338915648,176.55490269315473,187.03977929511629,199.3616640064092,213.65168330669027,230.03238038483934,248.61266592347758,269.4810734625309,292.69763217045102,318.28485233855747,346.21846936276404,376.41869556770422,{"$f":"IFERROR(IF($A6=\"\",\"\",SUMIFS(AO$21:AO$175,$A$21:$A$175,$A6)),\"\")","v":408.74277405856475},442.97960706630539,478.84714038282971]
[{"$f":"IFERROR(IF('Historical scenario - output'!A7=\"\",\"\",'Historical scenario - output'!A7),\"\")","v":2},{"$f":"IFERROR(IF('Historical scenario - output'!B7=\"\",\"\",'Historical scenario - output'!B7),\"\")","v":"POLES"},null,{"$f":"IFERROR(IF($A7=\"\",\"\",SUMIFS(D$21:D$175,$A$21:$A$175,$A7)),\"\")","v":6753.8416715812446},6988.9353125427515,7391.3069333406283,7964.6316041639584,8710.7866033194368,9628.2761991417428,10710.902734776009,11946.851826837208,13318.328770772072,14801.817056445292,16368.948132086811,17987.895348748076,19625.148947752481,21247.496964683291,22824.024099038663,24327.939649531472,25738.054028365073,27039.746490833983,28225.314264798006,29293.670807872873,1513.7969779357786,1567.1564179772279,1657.1523492225335,1785.0276756022104,1951.4805648919082,2156.3815840540542,2398.5300949465704,2675.4895525466832,2983.5330949163458,3317.7155176416022,3672.0695503167299,4039.9077186981312,4414.1990265537752,4787.9830330331333,5154.7815656337516,5508.9686976502244,5846.0620984914212,6162.9044197237872,6457.7139031816359,6729.9999420235026]
[{"$f":"IFERROR(IF('Historical scenario - output'!A8=\"\",\"\",'Historical scenario - output'!A8),\"\")","v":3},{"$f":"IFERROR(IF('Historical scenario - output'!B8=\"\",\"\",'Historical scenario - output'!B8),\"\")","v":"SERVICE LINES"},null,746.95378639844716,796.46250907962815,848.28573349588282,903.53623428072342,963.31156150152924,1028.5760946710734,1100.0479487073574,1178.1036927437449,1262.7127677976698,1353.4110286557973,1449.319229122905,1549.2078985403411,1651.6053926554689,1754.9414436178665,1857.7147456042542,1958.6703641573267,2056.9712860013351,2152.3483222357695,2245.2137960279188,2336.7268361191955,1775.5517589021185,1893.2374447720028,2016.4248286228187,2147.7590392896718,2289.8490239949379,2444.9871832825756,2614.8805382788755,2800.4242392477327,3001.5456694409272,3217.1415492204292,3445.1218733003075,3682.564123255539,3925.9701088343718,4171.6071938686337,4415.9066575128445,4655.8854082691369,4889.5537707135054,5116.2718178484711,5337.0196177056641,5554.5524444015236]
[{"$f":"IFERROR(IF('Historical scenario - output'!A9=\"\",\"\",'Historical scenario - output'!A9),\"\")","v":4},{"$f":"IFERROR(IF('Historical scenario - output'!B9=\"\",\"\",'Historical scenario - output'!B9),\"\")","v":"SWITCHGEAR"},null,3897.2530136823038,4064.8407856557428,4234.1400355176502,4405.8547750901998,4580.8763666774139,4760.400837858826,4946.0353383969068,5139.8815334119126,5344.5889138588873,5563.3766850858283,5800.0279537229308,6058.8634918416301,6344.7039017287025,6662.8284360991856,7018.9363332256435,7419.1128899425212,7869.7983888892259,8377.7542535371867,8950.0182012942041,9593.8393030312982,59.773007860237293,67.236567239542566,75.680259463420541,85.213251533645519,95.962620714589079,108.08308583466049,121.76905812131464,137.26848272924855,154.89756009816028,175.05503770389407,198.23439508706375,225.03196722199982,256.14892735089347,292.38514049430637,334.62324902521414,383.80198403755765,440.87860074054782,506.78146565523588,582.35509274333754,668.30121484854419]
[{"$f":"IFERROR(IF('Historical scenario - output'!A10=\"\",\"\",'Historical scenario - output'!A10),\"\")","v":5},{"$f":"IFERROR(IF('Historical scenario - output'!B10=\"\",\"\",'Historical scenario - output'!B10),\"\")","v":"TRANSFORMERS"},null,3435.8891439234671,3684.0269461954422,4005.953940054495,4396.549910985822,4852.2007051201572,5369.9929445093048,5947.1047813547093,6580.3834432511185,7266.1049535947677,7999.9131293157352,8776.9334202027694,9592.052570945305,10440.34798298965,11317.641681758432,12221.143636932184,13150.138541552513,14106.659823725013,15096.085632461145,16127.585066697529,17214.340515635562,141.13364163027015,144.64998634067962,151.45608234460261,161.10053719503239,173.29286784320271,187.85251001997395,204.6659175873082,223.65107054550862,244.72918764084946,267.80380748906674,292.7475802426568,319.39706283615237,347.55553796001118,377.00341851859423,407.51522103735198,438.88147595121495,470.93337810518568,503.56754937918186,536.76805360858725,570.62281563361034]
[{"$f":"IFERROR(IF('Historical scenario - output'!A11=\"\",\"\",'Historical scenario - output'!A11),\"\")","v":6},{"$f":"IFERROR(IF('Historical scenario - output'!B11=\"\",\"\",'Historical scenario - output'!B11),\"\")","v":"UNDERGROUND CABLES"},null,4855.3406340761876,5490.0066109015361,6206.3135430315051,7009.1494813018799,7902.4331349120894,8889.4981713234265,9973.7337096544961,11159.445718510782,12452.866953358596,13863.208402414492,15403.617518866387,17091.892217146768,18950.798482291106,21007.856147656606,23294.493037229666,25844.521398579531,28691.959304124728,31868.298072015317,35399.39714836474,39302.260932982041,11.994150623852111,13.979848435645145,16.288369178172942,18.951436045432935,21.99964548378485,25.46328558358482,29.373876552847989,33.766386268511262,38.681956363637305,44.170847750551928,50.295193682094926,57.131051397122604,64.76918971245388,73.314058593256078,82.880473127012422,93.587716819851664,105.55102576133511,118.87074096243363,133.61978173884384,149.83045559356549]
[{"$f":"IFERROR(IF('Historical scenario - output'!A12=\"\",\"\",'Historical scenario - output'!A12),\"\")","v":""},{"$f":"IFERROR(IF('Historical scenario - output'!B12=\"\",\"\",'Historical scenario - output'!B12),\"\")","v":""},null,"","","","","","","","","","","","","","","","","","","","","","","","","","","","","","","","","","","","","","","",""]
[{"$f":"IFERROR(IF('Historical scenario - output'!A13=\"\",\"\",'Historical scenario - output'!A13),\"\")","v":""},{"$f":"IFERROR(IF('Historical scenario - output'!B13=\"\",\"\",'Historical scenario - output'!B13),\"\")","v":""},null,"","","","","","","","","","","","","","","","","","","","","","","","","","","","","","","","","","","","","","","",""]
[{"$f":"IFERROR(IF('Historical scenario - output'!A14=\"\",\"\",'Historical scenario - output'!A14),\"\")","v":""},{"$f":"IFERROR(IF('Historical scenario - output'!B14=\"\",\"\",'Historical scenario - output'!B14),\"\")","v":""},null,"","","","","","","","","","","","","","","","","","","","","","","","","","","","","","","","","","","","","","","",""]
[{"$f":"IFERROR(IF('Historical scenario - output'!A15=\"\",\"\",'Historical scenario - output'!A15),\"\")","v":""},{"$f":"IFERROR(IF('Historical scenario - output'!B15=\"\",\"\",'Historical scenario - output'!B15),\"\")","v":""},null,"","","","","","","","","","","","","","","","","","","","","","","","","","","","","","","","","","","","","","","",""]
[{"$f":"IFERROR(IF('Historical scenario - output'!A16=\"\",\"\",'Historical scenario - output'!A16),\"\")","v":""},{"$f":"IFERROR(IF('Historical scenario - output'!B16=\"\",\"\",'Historical scenario - output'!B16),\"\")","v":""},null,"","","","","","","","","","","","","","","","","","","","","","","","","","","","","","","","","","","","","","","",""]
[{"$f":"IFERROR(IF('Historical scenario - output'!A17=\"\",\"\",'Historical scenario - output'!A17),\"\")","v":""},{"$f":"IFERROR(IF('Historical scenario - output'!B17=\"\",\"\",'Historical scenario - output'!B17),\"\")","v":""},null,"","","","","","","","","","","","","","","","","","","","","","","","","","","","","","","","","","","","","","","",""]
[null,null,"Total",{"$f":"IFERROR(SUM(D$6:D$17),\"\")","v":26774.942682404486},{"$f":"IFERROR(SUM(E$6:E$17),\"\")","v":28304.409154736171},30234.738226859474,32582.13001183348,35360.960969944041,38581.671764211096,42249.323223476022,46362.932143263701,50915.646410439222,55895.730822589139,61288.233199989903,67077.10925500351,73247.522258517536,79788.006994297859,86692.194254087342,93959.825840360849,101596.84729174254,109614.44870257101,118027.03774382823,126849.27201527274]
[]
["ID","Asset group","Asset category"]
[{"$f":"IFERROR('Combined scenario - input'!A6,\"\")","v":1},{"$f":"IFERROR('Combined scenario - input'!B6,\"\")","v":"OVERHEAD CONDUCTORS"},{"$f":"IFERROR('Combined scenario - input'!C6,\"\")","v":"˂ = 1 kv"},{"$f":"IFERROR(repcalc('Combined scenario - input'!$CV6:$GH6,'Combined scenario - input'!$G6,'Combined scenario - input'!$E6,'Combined scenario - input'!$F6,20,TRUE,TRUE),\"\")","v":4361.9637402748722},4370.0623404629869,4418.3978881210196,4512.8081721819162,4658.7818330642967,4861.5391914620368,5126.0841503957117,5457.2054061836643,5859.4108922986961,6336.7868778527099,6892.7817430740815,7529.9233839314311,8249.487672729234,9051.1426754035983,9932.5987358000239,10889.297541144639,11914.173501233576,12997.518025407397,14126.97161685118,15287.660428275522,{"$f":"IFERROR(IF(OR(D21=\"\",'Combined scenario - input'!$D6=\"\"),\"\",D21/'Combined scenario - input'!$D6),\"\")","v":69.496466571637768},{"$f":"IFERROR(IF(OR(E21=\"\",'Combined scenario - input'!$D6=\"\"),\"\",E21/'Combined scenario - input'!$D6),\"\")","v":69.625496552344316},{"$f":"IFERROR(IF(OR(F21=\"\",'Combined scenario - input'!$D6=\"\"),\"\",F21/'Combined scenario - input'!$D6),\"\")","v":70.395596895229474},{"$f":"IFERROR(IF(OR(G21=\"\",'Combined scenario - input'!$D6=\"\"),\"\",G21/'Combined scenario - input'!$D6),\"\")","v":71.899777475566779},{"$f":"IFERROR(IF(OR(H21=\"\",'Combined scenario - input'!$D6=\"\"),\"\",H21/'Combined scenario - input'!$D6),\"\")","v":74.225485401605766},{"$f":"IFERROR(IF(OR(I21=\"\",'Combined scenario - input'!$D6=\"\"),\"\",I21/'Combined scenario - input'!$D6),\"\")","v":77.45589280961282},{"$f":"IFERROR(IF(OR(J21=\"\",'Combined scenario - input'!$D6=\"\"),\"\",J21/'Combined scenario - input'!$D6),\"\")","v":81.670723787109878},{"$f":"IFERROR(IF(OR(K21=\"\",'Combined scenario - input'!$D6=\"\"),\"\",K21/'Combined scenario - input'!$D6),\"\")","v":86.946273666526352},{"$f":"IFERROR(IF(OR(L21=\"\",'Combined scenario - input'!$D6=\"\"),\"\",L21/'Combined scenario - input'!$D6),\"\")","v":93.354364559771881},{"$f":"IFERROR(IF(OR(M21=\"\",'Combined scenario - input'!$D6=\"\"),\"\",M21/'Combined scenario - input'!$D6),\"\")","v":100.9601004616633},{"$f":"IFERROR(IF(OR(N21=\"\",'Combined scenario - input'!$D6=\"\"),\"\",N21/'Combined scenario - input'!$D6),\"\")","v":109.81842227853021},{"$f":"IFERROR(IF(OR(O21=\"\",'Combined scenario - input'!$D6=\"\"),\"\",O21/'Combined scenario - input'!$D6),\"\")","v":119.96960541111878},{"$f":"IFERROR(IF(OR(P21=\"\",'Combined scenario - input'!$D6=\"\"),\"\",P21/'Combined scenario - input'!$D6),\"\")","v":131.43397754260963},{"$f":"IFERROR(IF(OR(Q21=\"\",'Combined scenario - input'!$D6=\"\"),\"\",Q21/'Combined scenario - input'!$D6),\"\")","v":144.20625017315524},{"$f":"IFERROR(IF(OR(R21=\"\",'Combined scenario - input'!$D6=\"\"),\"\",R21/'Combined scenario - input'!$D6),\"\")","v":158.24994362940745},{"$f":"IFERROR(IF(OR(S21=\"\",'Combined scenario - input'!$D6=\"\"),\"\",S21/'Combined scenario - input'!$D6),\"\")","v":173.49243313725654},{"$f":"IFERROR(IF(OR(T21=\"\",'Combined scenario - input'!$D6=\"\"),\"\",T21/'Combined scenario - input'!$D6),\"\")","v":189.82114702425176},{"$f":"IFERROR(IF(OR(U21=\"\",'Combined scenario - input'!$D6=\"\"),\"\",U21/'Combined scenario - input'!$D6),\"\")","v":207.08140432869888},{"$f":"IFERROR(IF(OR(V21=\"\",'Combined scenario - input'!$D6=\"\"),\"\",V21/'Combined scenario - input'!$D6),\"\")","v":225.07628884303983},{"$f":"IFERROR(IF(OR(W21=\"\",'Combined scenario - input'!$D6=\"\"),\"\",W21/'Combined scenario - input'!$D6),\"\")","v":243.56882477093882}]
[{"$f":"IFERROR('Combined scenario - input'!A7,\"\")","v":1},{"$f":"IFERROR('Combined scenario - input'!B7,\"\")","v":"OVERHEAD CONDUCTORS"},{"$f":"IFERROR('Combined scenario - input'!C7,\"\")","v":"˃ 11 kv & < = 22 kv ; swer"},{"$f":"IFERROR(repcalc('Combined scenario - input'!$CV7:$GH7,'Combined scenario - input'!$G7,'Combined scenario - input'!$E7,'Combined scenario - input'!$F7,20,TRUE,TRUE),\"\")","v":8.0331980580900275E-9},1.6160698947302105E-8,3.2156198285782349E-8,6.3285210014036072E-8,1.2318924737545818E-7,2.3717914969875977E-7,4.5166186816274659E-7,8.5071412563351061E-7,1.5848466608100154E-6,2.9202789205967567E-6,5.3222465954754516E-6,9.5939914290086322E-6,1.7105565536012368E-5,3.016542403032505E-5,5.2615709614609522E-5,9.0772761884619851E-5,1.548923305014433E-4,2.6141990944658232E-4,4.3639717390183482E-4,7.205429528972519E-4,{"$f":"IFERROR(IF(OR(D22=\"\",'Combined scenario - input'!$D7=\"\"),\"\",D22/'Combined scenario - input'!$D7),\"\")","v":2.3396005640254462E-10},{"$f":"IFERROR(IF(OR(E22=\"\",'Combined scenario - input'!$D7=\"\"),\"\",E22/'Combined scenario - input'!$D7),\"\")","v":4.7066660250056176E-10},{"$f":"IFERROR(IF(OR(F22=\"\",'Combined scenario - input'!$D7=\"\"),\"\",F22/'Combined scenario - input'!$D7),\"\")","v":9.3652190699525445E-10},{"$f":"IFERROR(IF(OR(G22=\"\",'Combined scenario - input'!$D7=\"\"),\"\",G22/'Combined scenario - input'!$D7),\"\")","v":1.8431278797389797E-9},{"$f":"IFERROR(IF(OR(H22=\"\",'Combined scenario - input'!$D7=\"\"),\"\",H22/'Combined scenario - input'!$D7),\"\")","v":3.5877819836800814E-9},{"$f":"IFERROR(IF(OR(I22=\"\",'Combined scenario - input'!$D7=\"\"),\"\",I22/'Combined scenario - input'!$D7),\"\")","v":6.9076408722608805E-9},{"$f":"IFERROR(IF(OR(J22=\"\",'Combined scenario - input'!$D7=\"\"),\"\",J22/'Combined scenario - input'!$D7),\"\")","v":1.3154267501697718E-8},{"$f":"IFERROR(IF(OR(K22=\"\",'Combined scenario - input'!$D7=\"\"),\"\",K22/'Combined scenario - input'!$D7),\"\")","v":2.4776324867929333E-8},{"$f":"IFERROR(IF(OR(L22=\"\",'Combined scenario - input'!$D7=\"\"),\"\",L22/'Combined scenario - input'!$D7),\"\")","v":4.6157310136164491E-8},{"$f":"IFERROR(IF(OR(M22=\"\",'Combined scenario - input'!$D7=\"\"),\"\",M22/'Combined scenario - input'!$D7),\"\")","v":8.5050638118640353E-8},{"$f":"IFERROR(IF(OR(N22=\"\",'Combined scenario - input'!$D7=\"\"),\"\",N22/'Combined scenario - input'!$D7),\"\")","v":1.5500590233944074E-7},{"$f":"IFERROR(IF(OR(O22=\"\",'Combined scenario - input'!$D7=\"\"),\"\",O22/'Combined scenario - input'!$D7),\"\")","v":2.7941683494233029E-7},{"$f":"IFERROR(IF(OR(P22=\"\",'Combined scenario - input'!$D7=\"\"),\"\",P22/'Combined scenario - input'!$D7),\"\")","v":4.9818503772262232E-7},{"$f":"IFERROR(IF(OR(Q22=\"\",'Combined scenario - input'!$D7=\"\"),\"\",Q22/'Combined scenario - input'!$D7),\"\")","v":8.7854230114917834E-7},{"$f":"IFERROR(IF(OR(R22=\"\",'Combined scenario - input'!$D7=\"\"),\"\",R22/'Combined scenario - input'!$D7),\"\")","v":1.5323877613968317E-6},{"$f":"IFERROR(IF(OR(S22=\"\",'Combined scenario - input'!$D7=\"\"),\"\",S22/'Combined scenario - input'!$D7),\"\")","v":2.6436794333675086E-6},{"$f":"IFERROR(IF(OR(T22=\"\",'Combined scenario - input'!$D7=\"\"),\"\",T22/'Combined scenario - input'!$D7),\"\")","v":4.5111072972916779E-6},{"$f":"IFERROR(IF(OR(U22=\"\",'Combined scenario - input'!$D7=\"\"),\"\",U22/'Combined scenario - input'!$D7),\"\")","v":7.6136323686524838E-6},{"$f":"IFERROR(IF(OR(V22=\"\",'Combined scenario - input'!$D7=\"\"),\"\",V22/'Combined scenario - input'!$D7),\"\")","v":1.2709696273100419E-5},{"$f":"IFERROR(IF(OR(W22=\"\",'Combined scenario - input'!$D7=\"\"),\"\",W22/'Combined scenario - input'!$D7),\"\")","v":2.0985200250419104E-5}]
[{"$f":"IFERROR('Combined scenario - input'!A8,\"\")","v":1},{"$f":"IFERROR('Combined scenario - input'!B8,\"\")","v":"OVERHEAD CONDUCTORS"},{"$f":"IFERROR('Combined scenario - input'!C8,\"\")","v":"> 1 kv & < = 11 kv"},{"$f":"IFERROR(repcalc('Combined scenario - input'!$CV8:$GH8,'Combined scenario - input'!$G8,'Combined scenario - input'!$E8,'Combined scenario - input'!$F8,20,TRUE,TRUE),\"\")","v":2056.5928972142938},2092.7287370192289,2135.0364851692548,2185.6725753237215,2246.771968772166,2320.4674687109837,2408.9230097619966,2514.3736301770618,2639.1632240779159,2785.770444167581,2956.8134046784708,3155.0251504929311,3383.1941435832578,3644.067108280899,3940.2152230101428,4273.868531567743,4646.7272137030277,5059.7616338282487,5513.0155329585605,6005.4280558825794,{"$f":"IFERROR(IF(OR(D23=\"\",'Combined scenario - input'!$D8=\"\"),\"\",D23/'Combined scenario - input'!$D8),\"\")","v":66.598379183142555},{"$f":"IFERROR(IF(OR(E23=\"\",'Combined scenario - input'!$D8=\"\"),\"\",E23/'Combined scenario - input'!$D8),\"\")","v":67.768561363918408},{"$f":"IFERROR(IF(OR(F23=\"\",'Combined scenario - input'!$D8=\"\"),\"\",F23/'Combined scenario - input'!$D8),\"\")","v":69.138607646533146},{"$f":"IFERROR(IF(OR(G23=\"\",'Combined scenario - input'!$D8=\"\"),\"\",G23/'Combined scenario - input'!$D8),\"\")","v":70.778349540530158},{"$f":"IFERROR(IF(OR(H23=\"\",'Combined scenario - input'!$D8=\"\"),\"\",H23/'Combined scenario - input'!$D8),\"\")","v":72.756923218505634},{"$f":"IFERROR(IF(OR(I23=\"\",'Combined scenario - input'!$D8=\"\"),\"\",I23/'Combined scenario - input'!$D8),\"\")","v":75.143394967807424},{"$f":"IFERROR(IF(OR(J23=\"\",'Combined scenario - input'!$D8=\"\"),\"\",J23/'Combined scenario - input'!$D8),\"\")","v":78.007839200666979},{"$f":"IFERROR(IF(OR(K23=\"\",'Combined scenario - input'!$D8=\"\"),\"\",K23/'Combined scenario - input'!$D8),\"\")","v":81.422632868880427},{"$f":"IFERROR(IF(OR(L23=\"\",'Combined scenario - input'!$D8=\"\"),\"\",L23/'Combined scenario - input'!$D8),\"\")","v":85.463677989660837},{"$f":"IFERROR(IF(OR(M23=\"\",'Combined scenario - input'!$D8=\"\"),\"\",M23/'Combined scenario - input'!$D8),\"\")","v":90.211240449758435},{"$f":"IFERROR(IF(OR(N23=\"\",'Combined scenario - input'!$D8=\"\"),\"\",N23/'Combined scenario - input'!$D8),\"\")","v":95.750102300415008},{"$f":"IFERROR(IF(OR(O23=\"\",'Combined scenario - input'!$D8=\"\"),\"\",O23/'Combined scenario - input'!$D8),\"\")","v":102.16876737709819},{"$f":"IFERROR(IF(OR(P23=\"\",'Combined scenario - input'!$D8=\"\"),\"\",P23/'Combined scenario - input'!$D8),\"\")","v":109.55753407966162},{"$f":"IFERROR(IF(OR(Q23=\"\",'Combined scenario - input'!$D8=\"\"),\"\",Q23/'Combined scenario - input'!$D8),\"\")","v":118.00534922338656},{"$f":"IFERROR(IF(OR(R23=\"\",'Combined scenario - input'!$D8=\"\"),\"\",R23/'Combined scenario - input'!$D8),\"\")","v":127.59547494337045},{"$f":"IFERROR(IF(OR(S23=\"\",'Combined scenario - input'!$D8=\"\"),\"\",S23/'Combined scenario - input'!$D8),\"\")","v":138.40012645662216},{"$f":"IFERROR(IF(OR(T23=\"\",'Combined scenario - input'!$D8=\"\"),\"\",T23/'Combined scenario - input'!$D8),\"\")","v":150.4743604619072},{"$f":"IFERROR(IF(OR(U23=\"\",'Combined scenario - input'!$D8=\"\"),\"\",U23/'Combined scenario - input'!$D8),\"\")","v":163.84960014325023},{"$f":"IFERROR(IF(OR(V23=\"\",'Combined scenario - input'!$D8=\"\"),\"\",V23/'Combined scenario - input'!$D8),\"\")","v":178.5272619602321},{"$f":"IFERROR(IF(OR(W23=\"\",'Combined scenario - input'!$D8=\"\"),\"\",W23/'Combined scenario - input'!$D8),\"\")","v":194.47299237709865}]
[{"$f":"IFERROR('Combined scenario - input'!A9,\"\")","v":1},{"$f":"IFERROR('Combined scenario - input'!B9,\"\")","v":"OVERHEAD CONDUCTORS"},{"$f":"IFERROR('Combined scenario - input'!C9,\"\")","v":"> 22 kv & < = 66 kv"},{"$f":"IFERROR(repcalc('Combined scenario - input'!$CV9:$GH9,'Combined scenario - input'!$G9,'Combined scenario - input'!$E9,'Combined scenario - input'!$F9,20,TRUE,TRUE),\"\")","v":264.96118683398362},295.68742786848043,327.280962390176,359.35481550042385,391.49709520457634,423.28654379745694,454.30943919767395,484.17691940337687,512.54175201220653,539.11360511604789,563.67199515946606,586.07628038523774,606.27231432512542,624.29564380015722,640.27139718969875,654.41122849056148,667.0078327947798,678.42761014305734,689.10202041821037,699.51804918258097,{"$f":"IFERROR(IF(OR(D24=\"\",'Combined scenario - input'!$D9=\"\"),\"\",D24/'Combined scenario - input'!$D9),\"\")","v":6.9202858629039294},{"$f":"IFERROR(IF(OR(E24=\"\",'Combined scenario - input'!$D9=\"\"),\"\",E24/'Combined scenario - input'!$D9),\"\")","v":7.7227972570895123},{"$f":"IFERROR(IF(OR(F24=\"\",'Combined scenario - input'!$D9=\"\"),\"\",F24/'Combined scenario - input'!$D9),\"\")","v":8.5479607194144602},{"$f":"IFERROR(IF(OR(G24=\"\",'Combined scenario - input'!$D9=\"\"),\"\",G24/'Combined scenario - input'!$D9),\"\")","v":9.3856691962668783},{"$f":"IFERROR(IF(OR(H24=\"\",'Combined scenario - input'!$D9=\"\"),\"\",H24/'Combined scenario - input'!$D9),\"\")","v":10.225164846539309},{"$f":"IFERROR(IF(OR(I24=\"\",'Combined scenario - input'!$D9=\"\"),\"\",I24/'Combined scenario - input'!$D9),\"\")","v":11.055445214450943},{"$f":"IFERROR(IF(OR(J24=\"\",'Combined scenario - input'!$D9=\"\"),\"\",J24/'Combined scenario - input'!$D9),\"\")","v":11.865704660484393},{"$f":"IFERROR(IF(OR(K24=\"\",'Combined scenario - input'!$D9=\"\"),\"\",K24/'Combined scenario - input'!$D9),\"\")","v":12.645786843455573},{"$f":"IFERROR(IF(OR(L24=\"\",'Combined scenario - input'!$D9=\"\"),\"\",L24/'Combined scenario - input'!$D9),\"\")","v":13.386622708708213},{"$f":"IFERROR(IF(OR(M24=\"\",'Combined scenario - input'!$D9=\"\"),\"\",M24/'Combined scenario - input'!$D9),\"\")","v":14.08062933504813},{"$f":"IFERROR(IF(OR(N24=\"\",'Combined scenario - input'!$D9=\"\"),\"\",N24/'Combined scenario - input'!$D9),\"\")","v":14.722048108355608},{"$f":"IFERROR(IF(OR(O24=\"\",'Combined scenario - input'!$D9=\"\"),\"\",O24/'Combined scenario - input'!$D9),\"\")","v":15.307205731511639},{"$f":"IFERROR(IF(OR(P24=\"\",'Combined scenario - input'!$D9=\"\"),\"\",P24/'Combined scenario - input'!$D9),\"\")","v":15.834688001012882},{"$f":"IFERROR(IF(OR(Q24=\"\",'Combined scenario - input'!$D9=\"\"),\"\",Q24/'Combined scenario - input'!$D9),\"\")","v":16.305423332700055},{"$f":"IFERROR(IF(OR(R24=\"\",'Combined scenario - input'!$D9=\"\"),\"\",R24/'Combined scenario - input'!$D9),\"\")","v":16.722679843557078},{"$f":"IFERROR(IF(OR(S24=\"\",'Combined scenario - input'!$D9=\"\"),\"\",S24/'Combined scenario - input'!$D9),\"\")","v":17.091985536305646},{"$f":"IFERROR(IF(OR(T24=\"\",'Combined scenario - input'!$D9=\"\"),\"\",T24/'Combined scenario - input'!$D9),\"\")","v":17.420985054041413},{"$f":"IFERROR(IF(OR(U24=\"\",'Combined scenario - input'!$D9=\"\"),\"\",U24/'Combined scenario - input'!$D9),\"\")","v":17.719248073939159},{"$f":"IFERROR(IF(OR(V24=\"\",'Combined scenario - input'!$D9=\"\"),\"\",V24/'Combined scenario - input'!$D9),\"\")","v":17.99804351339446},{"$f":"IFERROR(IF(OR(W24=\"\",'Combined scenario - input'!$D9=\"\"),\"\",W24/'Combined scenario - input'!$D9),\"\")","v":18.270090515700645}]
[{"$f":"IFERROR('Combined scenario - input'!A10,\"\")","v":1},{"$f":"IFERROR('Combined scenario - input'!B10,\"\")","v":"OVERHEAD CONDUCTORS"},{"$f":"IFERROR('Combined scenario - input'!C10,\"\")","v":"> 66 kv & < = 132 kv"},{"$f":"IFERROR(repcalc('Combined scenario - input'!$CV10:$GH10,'Combined scenario - input'!$G10,'Combined scenario - input'!$E10,'Combined scenario - input'!$F10,20,TRUE,TRUE),\"\")","v":402.14660841165062},521.658484994216,668.02270570670487,844.57244294155203,1054.301701249186,1299.6343124990678,1582.1821107794999,1902.5099718941108,2259.9281810835664,2652.333590615372,3076.1197977538336,3526.1729033778038,3995.9634033569496,4477.736862832402,4962.7969934413677,5441.8656046217775,5905.4957580134505,6344.5084006889902,6750.4196600206897,7115.8263657481339,{"$f":"IFERROR(IF(OR(D25=\"\",'Combined scenario - input'!$D10=\"\"),\"\",D25/'Combined scenario - input'!$D10),\"\")","v":1.2735638143511732},{"$f":"IFERROR(IF(OR(E25=\"\",'Combined scenario - input'!$D10=\"\"),\"\",E25/'Combined scenario - input'!$D10),\"\")","v":1.6520476762490097},{"$f":"IFERROR(IF(OR(F25=\"\",'Combined scenario - input'!$D10=\"\"),\"\",F25/'Combined scenario - input'!$D10),\"\")","v":2.1155706087222454},{"$f":"IFERROR(IF(OR(G25=\"\",'Combined scenario - input'!$D10=\"\"),\"\",G25/'Combined scenario - input'!$D10),\"\")","v":2.6746884828318489},{"$f":"IFERROR(IF(OR(H25=\"\",'Combined scenario - input'!$D10=\"\"),\"\",H25/'Combined scenario - input'!$D10),\"\")","v":3.3388830541755827},{"$f":"IFERROR(IF(OR(I25=\"\",'Combined scenario - input'!$D10=\"\"),\"\",I25/'Combined scenario - input'!$D10),\"\")","v":4.1158303903776634},{"$f":"IFERROR(IF(OR(J25=\"\",'Combined scenario - input'!$D10=\"\"),\"\",J25/'Combined scenario - input'!$D10),\"\")","v":5.010635031739219},{"$f":"IFERROR(IF(OR(K25=\"\",'Combined scenario - input'!$D10=\"\"),\"\",K25/'Combined scenario - input'!$D10),\"\")","v":6.0250858914776089},{"$f":"IFERROR(IF(OR(L25=\"\",'Combined scenario - input'!$D10=\"\"),\"\",L25/'Combined scenario - input'!$D10),\"\")","v":7.1569987021109291},{"$f":"IFERROR(IF(OR(M25=\"\",'Combined scenario - input'!$D10=\"\"),\"\",M25/'Combined scenario - input'!$D10),\"\")","v":8.3997129751697646},{"$f":"IFERROR(IF(OR(N25=\"\",'Combined scenario - input'!$D10=\"\"),\"\",N25/'Combined scenario - input'!$D10),\"\")","v":9.7418075425326229},{"$f":"IFERROR(IF(OR(O25=\"\",'Combined scenario - input'!$D10=\"\"),\"\",O25/'Combined scenario - input'!$D10),\"\")","v":11.167087124332149},{"$f":"IFERROR(IF(OR(P25=\"\",'Combined scenario - input'!$D10=\"\"),\"\",P25/'Combined scenario - input'!$D10),\"\")","v":12.654873341061689},{"$f":"IFERROR(IF(OR(Q25=\"\",'Combined scenario - input'!$D10=\"\"),\"\",Q25/'Combined scenario - input'!$D10),\"\")","v":14.18060856266686},{"$f":"IFERROR(IF(OR(R25=\"\",'Combined scenario - input'!$D10=\"\"),\"\",R25/'Combined scenario - input'!$D10),\"\")","v":15.716752389834681},{"$f":"IFERROR(IF(OR(S25=\"\",'Combined scenario - input'!$D10=\"\"),\"\",S25/'Combined scenario - input'!$D10),\"\")","v":17.233921588900259},{"$f":"IFERROR(IF(OR(T25=\"\",'Combined scenario - input'!$D10=\"\"),\"\",T25/'Combined scenario - input'!$D10),\"\")","v":18.702198516396564},{"$f":"IFERROR(IF(OR(U25=\"\",'Combined scenario - input'!$D10=\"\"),\"\",U25/'Combined scenario - input'!$D10),\"\")","v":20.092513899044089},{"$f":"IFERROR(IF(OR(V25=\"\",'Combined scenario - input'!$D10=\"\"),\"\",V25/'Combined scenario - input'!$D10),\"\")","v":21.378000039942727},{"$f":"IFERROR(IF(OR(W25=\"\",'Combined scenario - input'!$D10=\"\"),\"\",W25/'Combined scenario - input'!$D10),\"\")","v":22.535211733891352}]
[{"$f":"IFERROR('Combined scenario - input'!A11,\"\")","v":2},{"$f":"IFERROR('Combined scenario - input'!B11,\"\")","v":"POLES"},{"$f":"IFERROR('Combined scenario - input'!C11,\"\")","v":"˂ = 1 kv ; concrete"},{"$f":"IFERROR(repcalc('Combined scenario - input'!$CV11:$GH11,'Combined scenario - input'!$G11,'Combined scenario - input'!$E11,'Combined scenario - input'!$F11,20,TRUE,TRUE),\"\")","v":54.516323586570799},59.811269716691484,65.81806136422226,72.444504529674603,79.595165625251568,87.167464258037043,95.048977762142187,103.1165549822672,111.23761254352594,119.27371660587202,127.08626346339564,134.54379464145649,141.53024811328805,147.95328424269007,153.751751885803,158.90138463280658,163.41793611217707,167.35716384420994,170.81133417902691,173.90222422825437,{"$f":"IFERROR(IF(OR(D26=\"\",'Combined scenario - input'!$D11=\"\"),\"\",D26/'Combined scenario - input'!$D11),\"\")","v":17.087827377827576},{"$f":"IFERROR(IF(OR(E26=\"\",'Combined scenario - input'!$D11=\"\"),\"\",E26/'Combined scenario - input'!$D11),\"\")","v":18.747497720467599},{"$f":"IFERROR(IF(OR(F26=\"\",'Combined scenario - input'!$D11=\"\"),\"\",F26/'Combined scenario - input'!$D11),\"\")","v":20.630291937223383},{"$f":"IFERROR(IF(OR(G26=\"\",'Combined scenario - input'!$D11=\"\"),\"\",G26/'Combined scenario - input'!$D11),\"\")","v":22.707312350392396},{"$f":"IFERROR(IF(OR(H26=\"\",'Combined scenario - input'!$D11=\"\"),\"\",H26/'Combined scenario - input'!$D11),\"\")","v":24.948645851990914},{"$f":"IFERROR(IF(OR(I26=\"\",'Combined scenario - input'!$D11=\"\"),\"\",I26/'Combined scenario - input'!$D11),\"\")","v":27.322139209167187},{"$f":"IFERROR(IF(OR(J26=\"\",'Combined scenario - input'!$D11=\"\"),\"\",J26/'Combined scenario - input'!$D11),\"\")","v":29.792554185340329},{"$f":"IFERROR(IF(OR(K26=\"\",'Combined scenario - input'!$D11=\"\"),\"\",K26/'Combined scenario - input'!$D11),\"\")","v":32.321289760766206},{"$f":"IFERROR(IF(OR(L26=\"\",'Combined scenario - input'!$D11=\"\"),\"\",L26/'Combined scenario - input'!$D11),\"\")","v":34.866788440841816},{"$f":"IFERROR(IF(OR(M26=\"\",'Combined scenario - input'!$D11=\"\"),\"\",M26/'Combined scenario - input'!$D11),\"\")","v":37.385658936383727},{"$f":"IFERROR(IF(OR(N26=\"\",'Combined scenario - input'!$D11=\"\"),\"\",N26/'Combined scenario - input'!$D11),\"\")","v":39.834456714732781},{"$f":"IFERROR(IF(OR(O26=\"\",'Combined scenario - input'!$D11=\"\"),\"\",O26/'Combined scenario - input'!$D11),\"\")","v":42.171976874783738},{"$f":"IFERROR(IF(OR(P26=\"\",'Combined scenario - input'!$D11=\"\"),\"\",P26/'Combined scenario - input'!$D11),\"\")","v":44.361840443267106},{"$f":"IFERROR(IF(OR(Q26=\"\",'Combined scenario - input'!$D11=\"\"),\"\",Q26/'Combined scenario - input'!$D11),\"\")","v":46.37510409349256},{"$f":"IFERROR(IF(OR(R26=\"\",'Combined scenario - input'!$D11=\"\"),\"\",R26/'Combined scenario - input'!$D11),\"\")","v":48.192600351913036},{"$f":"IFERROR(IF(OR(S26=\"\",'Combined scenario - input'!$D11=\"\"),\"\",S26/'Combined scenario - input'!$D11),\"\")","v":49.806723052250106},{"$f":"IFERROR(IF(OR(T26=\"\",'Combined scenario - input'!$D11=\"\"),\"\",T26/'Combined scenario - input'!$D11),\"\")","v":51.222410078540456},{"$f":"IFERROR(IF(OR(U26=\"\",'Combined scenario - input'!$D11=\"\"),\"\",U26/'Combined scenario - input'!$D11),\"\")","v":52.457138304115631},{"$f":"IFERROR(IF(OR(V26=\"\",'Combined scenario - input'!$D11=\"\"),\"\",V26/'Combined scenario - input'!$D11),\"\")","v":53.539828084567098},{"$f":"IFERROR(IF(OR(W26=\"\",'Combined scenario - input'!$D11=\"\"),\"\",W26/'Combined scenario - input'!$D11),\"\")","v":54.508649753569998}]
[{"$f":"IFERROR('Combined scenario - input'!A12,\"\")","v":2},{"$f":"IFERROR('Combined scenario - input'!B12,\"\")","v":"POLES"},{"$f":"IFERROR('Combined scenario - input'!C12,\"\")","v":"˂ = 1 kv ; steel"},{"$f":"IFERROR(repcalc('Combined scenario - input'!$CV12:$GH12,'Combined scenario - input'!$G12,'Combined scenario - input'!$E12,'Combined scenario - input'!$F12,20,TRUE,TRUE),\"\")","v":2.8658048365302583E-3},4.1520116206567098E-3,5.9441427455992771E-3,8.419268968515704E-3,1.1816067712419366E-2,1.646169339977813E-2,2.2813537291513329E-2,3.1523681014528515E-2,4.3536778765484702E-2,6.0235436955587092E-2,8.3650566746003616E-2,0.11675708360875853,0.16387683548895968,0.23120955402488341,0.32750746237999795,0.46489832076790488,0.65984364826727748,0.93419263910065853,1.316257924577992,1.8417984380629657,{"$f":"IFERROR(IF(OR(D27=\"\",'Combined scenario - input'!$D12=\"\"),\"\",D27/'Combined scenario - input'!$D12),\"\")","v":8.9827000654966159E-4},{"$f":"IFERROR(IF(OR(E27=\"\",'Combined scenario - input'!$D12=\"\"),\"\",E27/'Combined scenario - input'!$D12),\"\")","v":1.3014241089065854E-3},{"$f":"IFERROR(IF(OR(F27=\"\",'Combined scenario - input'!$D12=\"\"),\"\",F27/'Combined scenario - input'!$D12),\"\")","v":1.8631572795746486E-3},{"$f":"IFERROR(IF(OR(G27=\"\",'Combined scenario - input'!$D12=\"\"),\"\",G27/'Combined scenario - input'!$D12),\"\")","v":2.6389713266896826E-3},{"$f":"IFERROR(IF(OR(H27=\"\",'Combined scenario - input'!$D12=\"\"),\"\",H27/'Combined scenario - input'!$D12),\"\")","v":3.7036783126784714E-3},{"$f":"IFERROR(IF(OR(I27=\"\",'Combined scenario - input'!$D12=\"\"),\"\",I27/'Combined scenario - input'!$D12),\"\")","v":5.1598229054356948E-3},{"$f":"IFERROR(IF(OR(J27=\"\",'Combined scenario - input'!$D12=\"\"),\"\",J27/'Combined scenario - input'!$D12),\"\")","v":7.1507717591404304E-3},{"$f":"IFERROR(IF(OR(K27=\"\",'Combined scenario - input'!$D12=\"\"),\"\",K27/'Combined scenario - input'!$D12),\"\")","v":9.8809161009282831E-3},{"$f":"IFERROR(IF(OR(L27=\"\",'Combined scenario - input'!$D12=\"\"),\"\",L27/'Combined scenario - input'!$D12),\"\")","v":1.3646352343438861E-2},{"$f":"IFERROR(IF(OR(M27=\"\",'Combined scenario - input'!$D12=\"\"),\"\",M27/'Combined scenario - input'!$D12),\"\")","v":1.8880450496457125E-2},{"$f":"IFERROR(IF(OR(N27=\"\",'Combined scenario - input'!$D12=\"\"),\"\",N27/'Combined scenario - input'!$D12),\"\")","v":2.6219787956597723E-2},{"$f":"IFERROR(IF(OR(O27=\"\",'Combined scenario - input'!$D12=\"\"),\"\",O27/'Combined scenario - input'!$D12),\"\")","v":3.6596834830155592E-2},{"$f":"IFERROR(IF(OR(P27=\"\",'Combined scenario - input'!$D12=\"\"),\"\",P27/'Combined scenario - input'!$D12),\"\")","v":5.1366249442942963E-2},{"$f":"IFERROR(IF(OR(Q27=\"\",'Combined scenario - input'!$D12=\"\"),\"\",Q27/'Combined scenario - input'!$D12),\"\")","v":7.2471301939643962E-2},{"$f":"IFERROR(IF(OR(R27=\"\",'Combined scenario - input'!$D12=\"\"),\"\",R27/'Combined scenario - input'!$D12),\"\")","v":0.10265532622009645},{"$f":"IFERROR(IF(OR(S27=\"\",'Combined scenario - input'!$D12=\"\"),\"\",S27/'Combined scenario - input'!$D12),\"\")","v":0.14571969881477426},{"$f":"IFERROR(IF(OR(T27=\"\",'Combined scenario - input'!$D12=\"\"),\"\",T27/'Combined scenario - input'!$D12),\"\")","v":0.20682418798916763},{"$f":"IFERROR(IF(OR(U27=\"\",'Combined scenario - input'!$D12=\"\"),\"\",U27/'Combined scenario - input'!$D12),\"\")","v":0.29281729772624526},{"$f":"IFERROR(IF(OR(V27=\"\",'Combined scenario - input'!$D12=\"\"),\"\",V27/'Combined scenario - input'!$D12),\"\")","v":0.41257345910660137},{"$f":"IFERROR(IF(OR(W27=\"\",'Combined scenario - input'!$D12=\"\"),\"\",W27/'Combined scenario - input'!$D12),\"\")","v":0.57730110366659249}]
[{"$f":"IFERROR('Combined scenario - input'!A13,\"\")","v":2},{"$f":"IFERROR('Combined scenario - input'!B13,\"\")","v":"POLES"},{"$f":"IFERROR('Combined scenario - input'!C13,\"\")","v":"˂ = 1 kv ; wood"},{"$f":"IFERROR(repcalc('Combined scenario - input'!$CV13:$GH13,'Combined scenario - input'!$G13,'Combined scenario - input'!$E13,'Combined scenario - input'!$F13,20,TRUE,TRUE),\"\")","v":2053.2576907855469},2080.0522907743853,2146.3116420071442,2251.6769638733322,2395.5609092345644,2577.1458708287951,2795.357861295337,3048.8264671118213,3335.8422580376346,3654.3223980106163,4001.7932506374809,4375.3958299856777,4771.9164281064022,5187.8411057340136,5619.429404056732,6062.8000121882105,6514.0195045586761,6969.1848223824436,7424.4909540233011,7876.2771703191993,{"$f":"IFERROR(IF(OR(D28=\"\",'Combined scenario - input'!$D13=\"\"),\"\",D28/'Combined scenario - input'!$D13),\"\")","v":643.58178751039407},{"$f":"IFERROR(IF(OR(E28=\"\",'Combined scenario - input'!$D13=\"\"),\"\",E28/'Combined scenario - input'!$D13),\"\")","v":651.98040042382979},{"$f":"IFERROR(IF(OR(F28=\"\",'Combined scenario - input'!$D13=\"\"),\"\",F28/'Combined scenario - input'!$D13),\"\")","v":672.74901212660302},{"$f":"IFERROR(IF(OR(G28=\"\",'Combined scenario - input'!$D13=\"\"),\"\",G28/'Combined scenario - input'!$D13),\"\")","v":705.77516490448727},{"$f":"IFERROR(IF(OR(H28=\"\",'Combined scenario - input'!$D13=\"\"),\"\",H28/'Combined scenario - input'!$D13),\"\")","v":750.8747581826218},{"$f":"IFERROR(IF(OR(I28=\"\",'Combined scenario - input'!$D13=\"\"),\"\",I28/'Combined scenario - input'!$D13),\"\")","v":807.79151767768076},{"$f":"IFERROR(IF(OR(J28=\"\",'Combined scenario - input'!$D13=\"\"),\"\",J28/'Combined scenario - input'!$D13),\"\")","v":876.18880824228052},{"$f":"IFERROR(IF(OR(K28=\"\",'Combined scenario - input'!$D13=\"\"),\"\",K28/'Combined scenario - input'!$D13),\"\")","v":955.63708165735784},{"$f":"IFERROR(IF(OR(L28=\"\",'Combined scenario - input'!$D13=\"\"),\"\",L28/'Combined scenario - input'!$D13),\"\")","v":1045.600526867722},{"$f":"IFERROR(IF(OR(M28=\"\",'Combined scenario - input'!$D13=\"\"),\"\",M28/'Combined scenario - input'!$D13),\"\")","v":1145.4262909158549},{"$f":"IFERROR(IF(OR(N28=\"\",'Combined scenario - input'!$D13=\"\"),\"\",N28/'Combined scenario - input'!$D13),\"\")","v":1254.3390267331513},{"$f":"IFERROR(IF(OR(O28=\"\",'Combined scenario - input'!$D13=\"\"),\"\",O28/'Combined scenario - input'!$D13),\"\")","v":1371.4426016592074},{"$f":"IFERROR(IF(OR(P28=\"\",'Combined scenario - input'!$D13=\"\"),\"\",P28/'Combined scenario - input'!$D13),\"\")","v":1495.7296974623616},{"$f":"IFERROR(IF(OR(Q28=\"\",'Combined scenario - input'!$D13=\"\"),\"\",Q28/'Combined scenario - input'!$D13),\"\")","v":1626.0988901353239},{"$f":"IFERROR(IF(OR(R28=\"\",'Combined scenario - input'!$D13=\"\"),\"\",R28/'Combined scenario - input'!$D13),\"\")","v":1761.3777544248017},{"$f":"IFERROR(IF(OR(S28=\"\",'Combined scenario - input'!$D13=\"\"),\"\",S28/'Combined scenario - input'!$D13),\"\")","v":1900.3497158066475},{"$f":"IFERROR(IF(OR(T28=\"\",'Combined scenario - input'!$D13=\"\"),\"\",T28/'Combined scenario - input'!$D13),\"\")","v":2041.7818647096015},{"$f":"IFERROR(IF(OR(U28=\"\",'Combined scenario - input'!$D13=\"\"),\"\",U28/'Combined scenario - input'!$D13),\"\")","v":2184.4508098558308},{"$f":"IFERROR(IF(OR(V28=\"\",'Combined scenario - input'!$D13=\"\"),\"\",V28/'Combined scenario - input'!$D13),\"\")","v":2327.163892281329},{"$f":"IFERROR(IF(OR(W28=\"\",'Combined scenario - input'!$D13=\"\"),\"\",W28/'Combined scenario - input'!$D13),\"\")","v":2468.7736775319231}]
[{"$f":"IFERROR('Combined scenario - input'!A14,\"\")","v":2},{"$f":"IFERROR('Combined scenario - input'!B14,\"\")","v":"POLES"},{"$f":"IFERROR('Combined scenario - input'!C14,\"\")","v":"˃ 11 kv & < = 22 kv ; wood"},{"$f":"IFERROR(repcalc('Combined scenario - input'!$CV14:$GH14,'Combined scenario - input'!$G14,'Combined scenario - input'!$E14,'Combined scenario - input'!$F14,20,TRUE,TRUE),\"\")","v":3.9824073338584149E-4},6.6054096002356383E-4,1.0849577458872035E-3,1.7649232238633671E-3,2.8435072773154617E-3,4.5372017167647069E-3,7.169540457950787E-3,1.1217717397830103E-2,1.7375879279244656E-2,2.6639089481112641E-2,4.0411889189171241E-2,6.0644677948352779E-2,8.9999508901907305E-2,0.132044052079479,0.19146818113671785,0.27431177766307463,0.38818504695864492,0.54245435707049672,0.74835821918881529,1.0190108362759602,{"$f":"IFERROR(IF(OR(D29=\"\",'Combined scenario - input'!$D14=\"\"),\"\",D29/'Combined scenario - input'!$D14),\"\")","v":9.3172695740174004E-5},{"$f":"IFERROR(IF(OR(E29=\"\",'Combined scenario - input'!$D14=\"\"),\"\",E29/'Combined scenario - input'!$D14),\"\")","v":1.5454065024676859E-4},{"$f":"IFERROR(IF(OR(F29=\"\",'Combined scenario - input'!$D14=\"\"),\"\",F29/'Combined scenario - input'!$D14),\"\")","v":2.5383751453308116E-4},{"$f":"IFERROR(IF(OR(G29=\"\",'Combined scenario - input'!$D14=\"\"),\"\",G29/'Combined scenario - input'!$D14),\"\")","v":4.1292273932828916E-4},{"$f":"IFERROR(IF(OR(H29=\"\",'Combined scenario - input'!$D14=\"\"),\"\",H29/'Combined scenario - input'!$D14),\"\")","v":6.6526906007777881E-4},{"$f":"IFERROR(IF(OR(I29=\"\",'Combined scenario - input'!$D14=\"\"),\"\",I29/'Combined scenario - input'!$D14),\"\")","v":1.0615270604635311E-3},{"$f":"IFERROR(IF(OR(J29=\"\",'Combined scenario - input'!$D14=\"\"),\"\",J29/'Combined scenario - input'!$D14),\"\")","v":1.6773909740626894E-3},{"$f":"IFERROR(IF(OR(K29=\"\",'Combined scenario - input'!$D14=\"\"),\"\",K29/'Combined scenario - input'!$D14),\"\")","v":2.6245054370031945E-3},{"$f":"IFERROR(IF(OR(L29=\"\",'Combined scenario - input'!$D14=\"\"),\"\",L29/'Combined scenario - input'!$D14),\"\")","v":4.0652735332688964E-3},{"$f":"IFERROR(IF(OR(M29=\"\",'Combined scenario - input'!$D14=\"\"),\"\",M29/'Combined scenario - input'!$D14),\"\")","v":6.2325010249873669E-3},{"$f":"IFERROR(IF(OR(N29=\"\",'Combined scenario - input'!$D14=\"\"),\"\",N29/'Combined scenario - input'!$D14),\"\")","v":9.4547954040156579E-3},{"$f":"IFERROR(IF(OR(O29=\"\",'Combined scenario - input'!$D14=\"\"),\"\",O29/'Combined scenario - input'!$D14),\"\")","v":1.4188473586573606E-2},{"$f":"IFERROR(IF(OR(P29=\"\",'Combined scenario - input'!$D14=\"\"),\"\",P29/'Combined scenario - input'!$D14),\"\")","v":2.1056351489685706E-2},{"$f":"IFERROR(IF(OR(Q29=\"\",'Combined scenario - input'!$D14=\"\"),\"\",Q29/'Combined scenario - input'!$D14),\"\")","v":3.0893123825134025E-2},{"$f":"IFERROR(IF(OR(R29=\"\",'Combined scenario - input'!$D14=\"\"),\"\",R29/'Combined scenario - input'!$D14),\"\")","v":4.4796036892820218E-2},{"$f":"IFERROR(IF(OR(S29=\"\",'Combined scenario - input'!$D14=\"\"),\"\",S29/'Combined scenario - input'!$D14),\"\")","v":6.4178185844654179E-2},{"$f":"IFERROR(IF(OR(T29=\"\",'Combined scenario - input'!$D14=\"\"),\"\",T29/'Combined scenario - input'!$D14),\"\")","v":9.0820059926217625E-2},{"$f":"IFERROR(IF(OR(U29=\"\",'Combined scenario - input'!$D14=\"\"),\"\",U29/'Combined scenario - input'!$D14),\"\")","v":0.12691302151478509},{"$f":"IFERROR(IF(OR(V29=\"\",'Combined scenario - input'!$D14=\"\"),\"\",V29/'Combined scenario - input'!$D14),\"\")","v":0.17508644097835749},{"$f":"IFERROR(IF(OR(W29=\"\",'Combined scenario - input'!$D14=\"\"),\"\",W29/'Combined scenario - input'!$D14),\"\")","v":0.2384085269155338}]
[{"$f":"IFERROR('Combined scenario - input'!A15,\"\")","v":2},{"$f":"IFERROR('Combined scenario - input'!B15,\"\")","v":"POLES"},{"$f":"IFERROR('Combined scenario - input'!C15,\"\")","v":"> 1 kv & < = 11 kv ; concrete"},{"$f":"IFERROR(repcalc('Combined scenario - input'!$CV15:$GH15,'Combined scenario - input'!$G15,'Combined scenario - input'!$E15,'Combined scenario - input'!$F15,20,TRUE,TRUE),\"\")","v":471.35092294362812},488.76761993167082,508.53134083969564,528.14193609277288,546.24200587393693,562.3180843078552,576.48554170832153,589.31596989116133,601.68216068638492,614.60886564060286,629.1274807267954,646.13976674829564,666.29981931962493,689.9249091907443,716.94479103461458,746.8960392546411,778.96348403826892,812.065595732264,844.97547741983044,876.46472983590229,{"$f":"IFERROR(IF(OR(D30=\"\",'Combined scenario - input'!$D15=\"\"),\"\",D30/'Combined scenario - input'!$D15),\"\")","v":42.833283410909573},{"$f":"IFERROR(IF(OR(E30=\"\",'Combined scenario - input'!$D15=\"\"),\"\",E30/'Combined scenario - input'!$D15),\"\")","v":44.415998712519347},{"$f":"IFERROR(IF(OR(F30=\"\",'Combined scenario - input'!$D15=\"\"),\"\",F30/'Combined scenario - input'!$D15),\"\")","v":46.211996169405182},{"$f":"IFERROR(IF(OR(G30=\"\",'Combined scenario - input'!$D15=\"\"),\"\",G30/'Combined scenario - input'!$D15),\"\")","v":47.994078570105508},{"$f":"IFERROR(IF(OR(H30=\"\",'Combined scenario - input'!$D15=\"\"),\"\",H30/'Combined scenario - input'!$D15),\"\")","v":49.638894313441945},{"$f":"IFERROR(IF(OR(I30=\"\",'Combined scenario - input'!$D15=\"\"),\"\",I30/'Combined scenario - input'!$D15),\"\")","v":51.099782985083273},{"$f":"IFERROR(IF(OR(J30=\"\",'Combined scenario - input'!$D15=\"\"),\"\",J30/'Combined scenario - input'!$D15),\"\")","v":52.387228683197968},{"$f":"IFERROR(IF(OR(K30=\"\",'Combined scenario - input'!$D15=\"\"),\"\",K30/'Combined scenario - input'!$D15),\"\")","v":53.55317392672648},{"$f":"IFERROR(IF(OR(L30=\"\",'Combined scenario - input'!$D15=\"\"),\"\",L30/'Combined scenario - input'!$D15),\"\")","v":54.67693231832412},{"$f":"IFERROR(IF(OR(M30=\"\",'Combined scenario - input'!$D15=\"\"),\"\",M30/'Combined scenario - input'!$D15),\"\")","v":55.851626563994337},{"$f":"IFERROR(IF(OR(N30=\"\",'Combined scenario - input'!$D15=\"\"),\"\",N30/'Combined scenario - input'!$D15),\"\")","v":57.170983171672319},{"$f":"IFERROR(IF(OR(O30=\"\",'Combined scenario - input'!$D15=\"\"),\"\",O30/'Combined scenario - input'!$D15),\"\")","v":58.716948254493474},{"$f":"IFERROR(IF(OR(P30=\"\",'Combined scenario - input'!$D15=\"\"),\"\",P30/'Combined scenario - input'!$D15),\"\")","v":60.548961736028247},{"$f":"IFERROR(IF(OR(Q30=\"\",'Combined scenario - input'!$D15=\"\"),\"\",Q30/'Combined scenario - input'!$D15),\"\")","v":62.695855103157371},{"$f":"IFERROR(IF(OR(R30=\"\",'Combined scenario - input'!$D15=\"\"),\"\",R30/'Combined scenario - input'!$D15),\"\")","v":65.15124492083298},{"$f":"IFERROR(IF(OR(S30=\"\",'Combined scenario - input'!$D15=\"\"),\"\",S30/'Combined scenario - input'!$D15),\"\")","v":67.873018107373085},{"$f":"IFERROR(IF(OR(T30=\"\",'Combined scenario - input'!$D15=\"\"),\"\",T30/'Combined scenario - input'!$D15),\"\")","v":70.787097371507883},{"$f":"IFERROR(IF(OR(U30=\"\",'Combined scenario - input'!$D15=\"\"),\"\",U30/'Combined scenario - input'!$D15),\"\")","v":73.7952003849352},{"$f":"IFERROR(IF(OR(V30=\"\",'Combined scenario - input'!$D15=\"\"),\"\",V30/'Combined scenario - input'!$D15),\"\")","v":76.785834794940641},{"$f":"IFERROR(IF(OR(W30=\"\",'Combined scenario - input'!$D15=\"\"),\"\",W30/'Combined scenario - input'!$D15),\"\")","v":79.647371725242948}]
[{"$f":"IFERROR('Combined scenario - input'!A16,\"\")","v":2},{"$f":"IFERROR('Combined scenario - input'!B16,\"\")","v":"POLES"},{"$f":"IFERROR('Combined scenario - input'!C16,\"\")","v":"> 1 kv & < = 11 kv ; steel"},{"$f":"IFERROR(repcalc('Combined scenario - input'!$CV16:$GH16,'Combined scenario - input'!$G16,'Combined scenario - input'!$E16,'Combined scenario - input'!$F16,20,TRUE,TRUE),\"\")","v":2.6370553976494597},2.1948308911123773,1.8346609742906024,1.5489012987738326,1.328021529370093,1.1616754111415537,1.0395958522270192,0.95227460587032142,0.89141594595730367,0.85017810304368813,0.82323385486042022,0.80669229263178699,0.79792789623218685,0.7953615829396925,0.7982325254853111,0.80639056169683276,0.82012828311966757,0.84006072971121604,0.86705029644801268,0.90216607971003815,{"$f":"IFERROR(IF(OR(D31=\"\",'Combined scenario - input'!$D16=\"\"),\"\",D31/'Combined scenario - input'!$D16),\"\")","v":0.28903083501014004},{"$f":"IFERROR(IF(OR(E31=\"\",'Combined scenario - input'!$D16=\"\"),\"\",E31/'Combined scenario - input'!$D16),\"\")","v":0.24056142534195885},{"$f":"IFERROR(IF(OR(F31=\"\",'Combined scenario - input'!$D16=\"\"),\"\",F31/'Combined scenario - input'!$D16),\"\")","v":0.20108549628209912},{"$f":"IFERROR(IF(OR(G31=\"\",'Combined scenario - input'!$D16=\"\"),\"\",G31/'Combined scenario - input'!$D16),\"\")","v":0.16976519952213789},{"$f":"IFERROR(IF(OR(H31=\"\",'Combined scenario - input'!$D16=\"\"),\"\",H31/'Combined scenario - input'!$D16),\"\")","v":0.1455559757627452},{"$f":"IFERROR(IF(OR(I31=\"\",'Combined scenario - input'!$D16=\"\"),\"\",I31/'Combined scenario - input'!$D16),\"\")","v":0.12732383794146715},{"$f":"IFERROR(IF(OR(J31=\"\",'Combined scenario - input'!$D16=\"\"),\"\",J31/'Combined scenario - input'!$D16),\"\")","v":0.11394347555613819},{"$f":"IFERROR(IF(OR(K31=\"\",'Combined scenario - input'!$D16=\"\"),\"\",K31/'Combined scenario - input'!$D16),\"\")","v":0.10437275028009778},{"$f":"IFERROR(IF(OR(L31=\"\",'Combined scenario - input'!$D16=\"\"),\"\",L31/'Combined scenario - input'!$D16),\"\")","v":9.7702420446323129E-2},{"$f":"IFERROR(IF(OR(M31=\"\",'Combined scenario - input'!$D16=\"\"),\"\",M31/'Combined scenario - input'!$D16),\"\")","v":9.3182603311664794E-2},{"$f":"IFERROR(IF(OR(N31=\"\",'Combined scenario - input'!$D16=\"\"),\"\",N31/'Combined scenario - input'!$D16),\"\")","v":9.0229415995967149E-2},{"$f":"IFERROR(IF(OR(O31=\"\",'Combined scenario - input'!$D16=\"\"),\"\",O31/'Combined scenario - input'!$D16),\"\")","v":8.8416400786815452E-2},{"$f":"IFERROR(IF(OR(P31=\"\",'Combined scenario - input'!$D16=\"\"),\"\",P31/'Combined scenario - input'!$D16),\"\")","v":8.7455791156849302E-2},{"$f":"IFERROR(IF(OR(Q31=\"\",'Combined scenario - input'!$D16=\"\"),\"\",Q31/'Combined scenario - input'!$D16),\"\")","v":8.7174513913114329E-2},{"$f":"IFERROR(IF(OR(R31=\"\",'Combined scenario - input'!$D16=\"\"),\"\",R31/'Combined scenario - input'!$D16),\"\")","v":8.7489179627746605E-2},{"$f":"IFERROR(IF(OR(S31=\"\",'Combined scenario - input'!$D16=\"\"),\"\",S31/'Combined scenario - input'!$D16),\"\")","v":8.8383329982100481E-2},{"$f":"IFERROR(IF(OR(T31=\"\",'Combined scenario - input'!$D16=\"\"),\"\",T31/'Combined scenario - input'!$D16),\"\")","v":8.9889034070652379E-2},{"$f":"IFERROR(IF(OR(U31=\"\",'Combined scenario - input'!$D16=\"\"),\"\",U31/'Combined scenario - input'!$D16),\"\")","v":9.2073702503209925E-2},{"$f":"IFERROR(IF(OR(V31=\"\",'Combined scenario - input'!$D16=\"\"),\"\",V31/'Combined scenario - input'!$D16),\"\")","v":9.5031856896724567E-2},{"$f":"IFERROR(IF(OR(W31=\"\",'Combined scenario - input'!$D16=\"\"),\"\",W31/'Combined scenario - input'!$D16),\"\")","v":9.8880674091579523E-2}]
[{"$f":"IFERROR('Combined scenario - input'!A17,\"\")","v":2},{"$f":"IFERROR('Combined scenario - input'!B17,\"\")","v":"POLES"},{"$f":"IFERROR('Combined scenario - input'!C17,\"\")","v":"> 1 kv & < = 11 kv ; wood"},{"$f":"IFERROR(repcalc('Combined scenario - input'!$CV17:$GH17,'Combined scenario - input'!$G17,'Combined scenario - input'!$E17,'Combined scenario - input'!$F17,20,TRUE,TRUE),\"\")","v":2292.6084808070441},2328.9619697689454,2396.0464913317323,2495.1259569589361,2627.239664983073,2793.2608690966235,2993.9305739435708,3229.8653181114123,3501.5410453532477,3809.2578421068347,4153.0920700986462,4532.843114332617,4947.9816071793521,5397.6047217712467,5880.4022092711675,6394.6346201303068,6938.1229678705859,7508.2473172499913,8101.9506935490845,8715.7444964926017,{"$f":"IFERROR(IF(OR(D32=\"\",'Combined scenario - input'!$D17=\"\"),\"\",D32/'Combined scenario - input'!$D17),\"\")","v":536.38037128316421},{"$f":"IFERROR(IF(OR(E32=\"\",'Combined scenario - input'!$D17=\"\"),\"\",E32/'Combined scenario - input'!$D17),\"\")","v":544.88566037638043},{"$f":"IFERROR(IF(OR(F32=\"\",'Combined scenario - input'!$D17=\"\"),\"\",F32/'Combined scenario - input'!$D17),\"\")","v":560.58080452525587},{"$f":"IFERROR(IF(OR(G32=\"\",'Combined scenario - input'!$D17=\"\"),\"\",G32/'Combined scenario - input'!$D17),\"\")","v":583.76150938810679},{"$f":"IFERROR(IF(OR(H32=\"\",'Combined scenario - input'!$D17=\"\"),\"\",H32/'Combined scenario - input'!$D17),\"\")","v":614.67092996943381},{"$f":"IFERROR(IF(OR(I32=\"\",'Combined scenario - input'!$D17=\"\"),\"\",I32/'Combined scenario - input'!$D17),\"\")","v":653.51337334727418},{"$f":"IFERROR(IF(OR(J32=\"\",'Combined scenario - input'!$D17=\"\"),\"\",J32/'Combined scenario - input'!$D17),\"\")","v":700.46220551472686},{"$f":"IFERROR(IF(OR(K32=\"\",'Combined scenario - input'!$D17=\"\"),\"\",K32/'Combined scenario - input'!$D17),\"\")","v":755.66167229450457},{"$f":"IFERROR(IF(OR(L32=\"\",'Combined scenario - input'!$D17=\"\"),\"\",L32/'Combined scenario - input'!$D17),\"\")","v":819.22312583815653},{"$f":"IFERROR(IF(OR(M32=\"\",'Combined scenario - input'!$D17=\"\"),\"\",M32/'Combined scenario - input'!$D17),\"\")","v":891.21677459001535},{"$f":"IFERROR(IF(OR(N32=\"\",'Combined scenario - input'!$D17=\"\"),\"\",N32/'Combined scenario - input'!$D17),\"\")","v":971.66048419593392},{"$f":"IFERROR(IF(OR(O32=\"\",'Combined scenario - input'!$D17=\"\"),\"\",O32/'Combined scenario - input'!$D17),\"\")","v":1060.5073186234517},{"$f":"IFERROR(IF(OR(P32=\"\",'Combined scenario - input'!$D17=\"\"),\"\",P32/'Combined scenario - input'!$D17),\"\")","v":1157.6334266315141},{"$f":"IFERROR(IF(OR(Q32=\"\",'Combined scenario - input'!$D17=\"\"),\"\",Q32/'Combined scenario - input'!$D17),\"\")","v":1262.8275821802176},{"$f":"IFERROR(IF(OR(R32=\"\",'Combined scenario - input'!$D17=\"\"),\"\",R32/'Combined scenario - input'!$D17),\"\")","v":1375.7832384851383},{"$f":"IFERROR(IF(OR(S32=\"\",'Combined scenario - input'!$D17=\"\"),\"\",S32/'Combined scenario - input'!$D17),\"\")","v":1496.0934326467536},{"$f":"IFERROR(IF(OR(T32=\"\",'Combined scenario - input'!$D17=\"\"),\"\",T32/'Combined scenario - input'!$D17),\"\")","v":1623.2483673813513},{"$f":"IFERROR(IF(OR(U32=\"\",'Combined scenario - input'!$D17=\"\"),\"\",U32/'Combined scenario - input'!$D17),\"\")","v":1756.6350807071472},{"$f":"IFERROR(IF(OR(V32=\"\",'Combined scenario - input'!$D17=\"\"),\"\",V32/'Combined scenario - input'!$D17),\"\")","v":1895.5383605638433},{"$f":"IFERROR(IF(OR(W32=\"\",'Combined scenario - input'!$D17=\"\"),\"\",W32/'Combined scenario - input'!$D17),\"\")","v":2039.142011457717}]
[{"$f":"IFERROR('Combined scenario - input'!A18,\"\")","v":2},{"$f":"IFERROR('Combined scenario - input'!B18,\"\")","v":"POLES"},{"$f":"IFERROR('Combined scenario - input'!C18,\"\")","v":"> 22 kv & < = 66 kv ; concrete"},{"$f":"IFERROR(repcalc('Combined scenario - input'!$CV18:$GH18,'Combined scenario - input'!$G18,'Combined scenario - input'!$E18,'Combined scenario - input'!$F18,20,TRUE,TRUE),\"\")","v":1.0772091229438321},1.3300930115037246,1.6621988189661998,2.1008797296431312,2.6804576925898655,3.4427689374516039,4.4373155567120532,5.720873628194262,7.3564173646733959,9.411248503673102,11.954273084980972,15.052443373150517,18.766476557966811,23.146065418203204,28.224897056547388,34.015879406223526,40.507026470832415,47.658459450255627,55.40093412785324,63.636204128215226,{"$f":"IFERROR(IF(OR(D33=\"\",'Combined scenario - input'!$D18=\"\"),\"\",D33/'Combined scenario - input'!$D18),\"\")","v":0.1400987309781242},{"$f":"IFERROR(IF(OR(E33=\"\",'Combined scenario - input'!$D18=\"\"),\"\",E33/'Combined scenario - input'!$D18),\"\")","v":0.17298808469547258},{"$f":"IFERROR(IF(OR(F33=\"\",'Combined scenario - input'!$D18=\"\"),\"\",F33/'Combined scenario - input'!$D18),\"\")","v":0.21618081411537007},{"$f":"IFERROR(IF(OR(G33=\"\",'Combined scenario - input'!$D18=\"\"),\"\",G33/'Combined scenario - input'!$D18),\"\")","v":0.27323439598832133},{"$f":"IFERROR(IF(OR(H33=\"\",'Combined scenario - input'!$D18=\"\"),\"\",H33/'Combined scenario - input'!$D18),\"\")","v":0.34861264463313679},{"$f":"IFERROR(IF(OR(I33=\"\",'Combined scenario - input'!$D18=\"\"),\"\",I33/'Combined scenario - input'!$D18),\"\")","v":0.44775666016432752},{"$f":"IFERROR(IF(OR(J33=\"\",'Combined scenario - input'!$D18=\"\"),\"\",J33/'Combined scenario - input'!$D18),\"\")","v":0.5771045428448921},{"$f":"IFERROR(IF(OR(K33=\"\",'Combined scenario - input'!$D18=\"\"),\"\",K33/'Combined scenario - input'!$D18),\"\")","v":0.74404042662199443},{"$f":"IFERROR(IF(OR(L33=\"\",'Combined scenario - input'!$D18=\"\"),\"\",L33/'Combined scenario - input'!$D18),\"\")","v":0.95675455710925905},{"$f":"IFERROR(IF(OR(M33=\"\",'Combined scenario - input'!$D18=\"\"),\"\",M33/'Combined scenario - input'!$D18),\"\")","v":1.2240000053853251},{"$f":"IFERROR(IF(OR(N33=\"\",'Combined scenario - input'!$D18=\"\"),\"\",N33/'Combined scenario - input'!$D18),\"\")","v":1.5547384934829469},{"$f":"IFERROR(IF(OR(O33=\"\",'Combined scenario - input'!$D18=\"\"),\"\",O33/'Combined scenario - input'!$D18),\"\")","v":1.9576776410279448},{"$f":"IFERROR(IF(OR(P33=\"\",'Combined scenario - input'!$D18=\"\"),\"\",P33/'Combined scenario - input'!$D18),\"\")","v":2.4407141516930473},{"$f":"IFERROR(IF(OR(Q33=\"\",'Combined scenario - input'!$D18=\"\"),\"\",Q33/'Combined scenario - input'!$D18),\"\")","v":3.0103109258535286},{"$f":"IFERROR(IF(OR(R33=\"\",'Combined scenario - input'!$D18=\"\"),\"\",R33/'Combined scenario - input'!$D18),\"\")","v":3.670849211529251},{"$f":"IFERROR(IF(OR(S33=\"\",'Combined scenario - input'!$D18=\"\"),\"\",S33/'Combined scenario - input'!$D18),\"\")","v":4.4240077775179705},{"$f":"IFERROR(IF(OR(T33=\"\",'Combined scenario - input'!$D18=\"\"),\"\",T33/'Combined scenario - input'!$D18),\"\")","v":5.2682277594828832},{"$f":"IFERROR(IF(OR(U33=\"\",'Combined scenario - input'!$D18=\"\"),\"\",U33/'Combined scenario - input'!$D18),\"\")","v":6.1983226349832456},{"$f":"IFERROR(IF(OR(V33=\"\",'Combined scenario - input'!$D18=\"\"),\"\",V33/'Combined scenario - input'!$D18),\"\")","v":7.205286699674188},{"$f":"IFERROR(IF(OR(W33=\"\",'Combined scenario - input'!$D18=\"\"),\"\",W33/'Combined scenario - input'!$D18),\"\")","v":8.2763423115686763}]
[{"$f":"IFERROR('Combined scenario - input'!A19,\"\")","v":2},{"$f":"IFERROR('Combined scenario - input'!B19,\"\")","v":"POLES"},{"$f":"IFERROR('Combined scenario - input'!C19,\"\")","v":"> 22 kv & < = 66 kv ; steel"},{"$f":"IFERROR(repcalc('Combined scenario - input'!$CV19:$GH19,'Combined scenario - input'!$G19,'Combined scenario - input'!$E19,'Combined scenario - input'!$F19,20,TRUE,TRUE),\"\")","v":2.1878176429036996E-4},3.585827857331852E-4,5.7876430406299587E-4,9.1994246015719228E-4,1.4400582406358063E-3,2.2201131239801592E-3,3.3710291943110093E-3,5.0415107811501323E-3,7.4265993926441211E-3,1.07763799163949E-2,1.540402764304254E-2,2.1692109199628065E-2,3.0095805818823585E-2,4.1141565611116739E-2,5.5419669643484173E-2,7.3569368784859396E-2,9.6255654205267785E-2,0.12413737689132279,0.15782730523168009,0.19784573455644941,{"$f":"IFERROR(IF(OR(D34=\"\",'Combined scenario - input'!$D19=\"\"),\"\",D34/'Combined scenario - input'!$D19),\"\")","v":2.8454129180109188E-5},{"$f":"IFERROR(IF(OR(E34=\"\",'Combined scenario - input'!$D19=\"\"),\"\",E34/'Combined scenario - input'!$D19),\"\")","v":4.6636249324115056E-5},{"$f":"IFERROR(IF(OR(F34=\"\",'Combined scenario - input'!$D19=\"\"),\"\",F34/'Combined scenario - input'!$D19),\"\")","v":7.5272426502547208E-5},{"$f":"IFERROR(IF(OR(G34=\"\",'Combined scenario - input'!$D19=\"\"),\"\",G34/'Combined scenario - input'!$D19),\"\")","v":1.1964507958185612E-4},{"$f":"IFERROR(IF(OR(H34=\"\",'Combined scenario - input'!$D19=\"\"),\"\",H34/'Combined scenario - input'!$D19),\"\")","v":1.8728984720842024E-4},{"$f":"IFERROR(IF(OR(I34=\"\",'Combined scenario - input'!$D19=\"\"),\"\",I34/'Combined scenario - input'!$D19),\"\")","v":2.8874154950293455E-4},{"$f":"IFERROR(IF(OR(J34=\"\",'Combined scenario - input'!$D19=\"\"),\"\",J34/'Combined scenario - input'!$D19),\"\")","v":4.3842639479558729E-4},{"$f":"IFERROR(IF(OR(K34=\"\",'Combined scenario - input'!$D19=\"\"),\"\",K34/'Combined scenario - input'!$D19),\"\")","v":6.5568444196001635E-4},{"$f":"IFERROR(IF(OR(L34=\"\",'Combined scenario - input'!$D19=\"\"),\"\",L34/'Combined scenario - input'!$D19),\"\")","v":9.6588223050780907E-4},{"$f":"IFERROR(IF(OR(M34=\"\",'Combined scenario - input'!$D19=\"\"),\"\",M34/'Combined scenario - input'!$D19),\"\")","v":1.4015450841143606E-3},{"$f":"IFERROR(IF(OR(N34=\"\",'Combined scenario - input'!$D19=\"\"),\"\",N34/'Combined scenario - input'!$D19),\"\")","v":2.0034036834412627E-3},{"$f":"IFERROR(IF(OR(O34=\"\",'Combined scenario - input'!$D19=\"\"),\"\",O34/'Combined scenario - input'!$D19),\"\")","v":2.8212135474694148E-3},{"$f":"IFERROR(IF(OR(P34=\"\",'Combined scenario - input'!$D19=\"\"),\"\",P34/'Combined scenario - input'!$D19),\"\")","v":3.9141742426563918E-3},{"$f":"IFERROR(IF(OR(Q34=\"\",'Combined scenario - input'!$D19=\"\"),\"\",Q34/'Combined scenario - input'!$D19),\"\")","v":5.3507541013196845E-3},{"$f":"IFERROR(IF(OR(R34=\"\",'Combined scenario - input'!$D19=\"\"),\"\",R34/'Combined scenario - input'!$D19),\"\")","v":7.2077233871364532E-3},{"$f":"IFERROR(IF(OR(S34=\"\",'Combined scenario - input'!$D19=\"\"),\"\",S34/'Combined scenario - input'!$D19),\"\")","v":9.5682212358666145E-3},{"$f":"IFERROR(IF(OR(T34=\"\",'Combined scenario - input'!$D19=\"\"),\"\",T34/'Combined scenario - input'!$D19),\"\")","v":1.2518734493051924E-2},{"$f":"IFERROR(IF(OR(U34=\"\",'Combined scenario - input'!$D19=\"\"),\"\",U34/'Combined scenario - input'!$D19),\"\")","v":1.6144951429578887E-2},{"$f":"IFERROR(IF(OR(V34=\"\",'Combined scenario - input'!$D19=\"\"),\"\",V34/'Combined scenario - input'!$D19),\"\")","v":2.0526566945727936E-2},{"$f":"IFERROR(IF(OR(W34=\"\",'Combined scenario - input'!$D19=\"\"),\"\",W34/'Combined scenario - input'!$D19),\"\")","v":2.5731249160836012E-2}]
[{"$f":"IFERROR('Combined scenario - input'!A20,\"\")","v":2},{"$f":"IFERROR('Combined scenario - input'!B20,\"\")","v":"POLES"},{"$f":"IFERROR('Combined scenario - input'!C20,\"\")","v":"> 22 kv & < = 66 kv ; wood"},{"$f":"IFERROR(repcalc('Combined scenario - input'!$CV20:$GH20,'Combined scenario - input'!$G20,'Combined scenario - input'!$E20,'Combined scenario - input'!$F20,20,TRUE,TRUE),\"\")","v":1405.6763843423003},1353.4395928980821,1332.0265171240012,1338.0133366761563,1368.1894516921304,1419.5225192599319,1489.1137036694972,1574.1497215654472,1671.8580578902347,1779.471131111339,1894.2042080462879,2013.2505607984619,2133.7957971273668,2253.0515726448798,2368.3071125358379,2476.9952496967503,2576.7681578430679,2665.5767659425114,2741.7471269595521,2804.0469002484479,{"$f":"IFERROR(IF(OR(D35=\"\",'Combined scenario - input'!$D20=\"\"),\"\",D35/'Combined scenario - input'!$D20),\"\")","v":182.81824152592398},{"$f":"IFERROR(IF(OR(E35=\"\",'Combined scenario - input'!$D20=\"\"),\"\",E35/'Combined scenario - input'!$D20),\"\")","v":176.02447415445559},{"$f":"IFERROR(IF(OR(F35=\"\",'Combined scenario - input'!$D20=\"\"),\"\",F35/'Combined scenario - input'!$D20),\"\")","v":173.23955089453295},{"$f":"IFERROR(IF(OR(G35=\"\",'Combined scenario - input'!$D20=\"\"),\"\",G35/'Combined scenario - input'!$D20),\"\")","v":174.01817948575746},{"$f":"IFERROR(IF(OR(H35=\"\",'Combined scenario - input'!$D20=\"\"),\"\",H35/'Combined scenario - input'!$D20),\"\")","v":177.94279851240893},{"$f":"IFERROR(IF(OR(I35=\"\",'Combined scenario - input'!$D20=\"\"),\"\",I35/'Combined scenario - input'!$D20),\"\")","v":184.61903014681022},{"$f":"IFERROR(IF(OR(J35=\"\",'Combined scenario - input'!$D20=\"\"),\"\",J35/'Combined scenario - input'!$D20),\"\")","v":193.66986012530185},{"$f":"IFERROR(IF(OR(K35=\"\",'Combined scenario - input'!$D20=\"\"),\"\",K35/'Combined scenario - input'!$D20),\"\")","v":204.72940087826004},{"$f":"IFERROR(IF(OR(L35=\"\",'Combined scenario - input'!$D20=\"\"),\"\",L35/'Combined scenario - input'!$D20),\"\")","v":217.43706704402481},{"$f":"IFERROR(IF(OR(M35=\"\",'Combined scenario - input'!$D20=\"\"),\"\",M35/'Combined scenario - input'!$D20),\"\")","v":231.43291490106046},{"$f":"IFERROR(IF(OR(N35=\"\",'Combined scenario - input'!$D20=\"\"),\"\",N35/'Combined scenario - input'!$D20),\"\")","v":246.35477003339946},{"$f":"IFERROR(IF(OR(O35=\"\",'Combined scenario - input'!$D20=\"\"),\"\",O35/'Combined scenario - input'!$D20),\"\")","v":261.83759745559479},{"$f":"IFERROR(IF(OR(P35=\"\",'Combined scenario - input'!$D20=\"\"),\"\",P35/'Combined scenario - input'!$D20),\"\")","v":277.51536537960283},{"$f":"IFERROR(IF(OR(Q35=\"\",'Combined scenario - input'!$D20=\"\"),\"\",Q35/'Combined scenario - input'!$D20),\"\")","v":293.02542972639981},{"$f":"IFERROR(IF(OR(R35=\"\",'Combined scenario - input'!$D20=\"\"),\"\",R35/'Combined scenario - input'!$D20),\"\")","v":308.0152348932873},{"$f":"IFERROR(IF(OR(S35=\"\",'Combined scenario - input'!$D20=\"\"),\"\",S35/'Combined scenario - input'!$D20),\"\")","v":322.15090248493107},{"$f":"IFERROR(IF(OR(T35=\"\",'Combined scenario - input'!$D20=\"\"),\"\",T35/'Combined scenario - input'!$D20),\"\")","v":335.1270809442226},{"$f":"IFERROR(IF(OR(U35=\"\",'Combined scenario - input'!$D20=\"\"),\"\",U35/'Combined scenario - input'!$D20),\"\")","v":346.67727396585593},{"$f":"IFERROR(IF(OR(V35=\"\",'Combined scenario - input'!$D20=\"\"),\"\",V35/'Combined scenario - input'!$D20),\"\")","v":356.58377279634288},{"$f":"IFERROR(IF(OR(W35=\"\",'Combined scenario - input'!$D20=\"\"),\"\",W35/'Combined scenario - input'!$D20),\"\")","v":364.68630274349619}]
[{"$f":"IFERROR('Combined scenario - input'!A21,\"\")","v":2},{"$f":"IFERROR('Combined scenario - input'!B21,\"\")","v":"POLES"},{"$f":"IFERROR('Combined scenario - input'!C21,\"\")","v":"> 66 kv & < = 132 kv ; concrete"},{"$f":"IFERROR(repcalc('Combined scenario - input'!$CV21:$GH21,'Combined scenario - input'!$G21,'Combined scenario - input'!$E21,'Combined scenario - input'!$F21,20,TRUE,TRUE),\"\")","v":26.781047764022176},36.558538414729938,49.016614105992907,64.555495260477983,83.523218080221483,106.17489294045805,132.6304307513166,162.83555005212415,196.53169611637259,233.24063526731527,272.26874373976113,312.73432544148113,353.61876409833161,393.83921235503954,432.33726034745973,468.17511293354642,500.6287441795148,529.26670502736749,554.00397806029639,575.12251937467215,{"$f":"IFERROR(IF(OR(D36=\"\",'Combined scenario - input'!$D21=\"\"),\"\",D36/'Combined scenario - input'!$D21),\"\")","v":1.1541864314816968},{"$f":"IFERROR(IF(OR(E36=\"\",'Combined scenario - input'!$D21=\"\"),\"\",E36/'Combined scenario - input'!$D21),\"\")","v":1.5755682662188144},{"$f":"IFERROR(IF(OR(F36=\"\",'Combined scenario - input'!$D21=\"\"),\"\",F36/'Combined scenario - input'!$D21),\"\")","v":2.11247563638319},{"$f":"IFERROR(IF(OR(G36=\"\",'Combined scenario - input'!$D21=\"\"),\"\",G36/'Combined scenario - input'!$D21),\"\")","v":2.7821568955685381},{"$f":"IFERROR(IF(OR(H36=\"\",'Combined scenario - input'!$D21=\"\"),\"\",H36/'Combined scenario - input'!$D21),\"\")","v":3.5996114069661069},{"$f":"IFERROR(IF(OR(I36=\"\",'Combined scenario - input'!$D21=\"\"),\"\",I36/'Combined scenario - input'!$D21),\"\")","v":4.5758336968625635},{"$f":"IFERROR(IF(OR(J36=\"\",'Combined scenario - input'!$D21=\"\"),\"\",J36/'Combined scenario - input'!$D21),\"\")","v":5.7159915819421876},{"$f":"IFERROR(IF(OR(K36=\"\",'Combined scenario - input'!$D21=\"\"),\"\",K36/'Combined scenario - input'!$D21),\"\")","v":7.0177456867652364},{"$f":"IFERROR(IF(OR(L36=\"\",'Combined scenario - input'!$D21=\"\"),\"\",L36/'Combined scenario - input'!$D21),\"\")","v":8.4699530433731507},{"$f":"IFERROR(IF(OR(M36=\"\",'Combined scenario - input'!$D21=\"\"),\"\",M36/'Combined scenario - input'!$D21),\"\")","v":10.052003150427737},{"$f":"IFERROR(IF(OR(N36=\"\",'Combined scenario - input'!$D21=\"\"),\"\",N36/'Combined scenario - input'!$D21),\"\")","v":11.734002810866997},{"$f":"IFERROR(IF(OR(O36=\"\",'Combined scenario - input'!$D21=\"\"),\"\",O36/'Combined scenario - input'!$D21),\"\")","v":13.477953449156914},{"$f":"IFERROR(IF(OR(P36=\"\",'Combined scenario - input'!$D21=\"\"),\"\",P36/'Combined scenario - input'!$D21),\"\")","v":15.239955622196447},{"$f":"IFERROR(IF(OR(Q36=\"\",'Combined scenario - input'!$D21=\"\"),\"\",Q36/'Combined scenario - input'!$D21),\"\")","v":16.973341711308592},{"$f":"IFERROR(IF(OR(R36=\"\",'Combined scenario - input'!$D21=\"\"),\"\",R36/'Combined scenario - input'!$D21),\"\")","v":18.63249728367105},{"$f":"IFERROR(IF(OR(S36=\"\",'Combined scenario - input'!$D21=\"\"),\"\",S36/'Combined scenario - input'!$D21),\"\")","v":20.177006055425327},{"$f":"IFERROR(IF(OR(T36=\"\",'Combined scenario - input'!$D21=\"\"),\"\",T36/'Combined scenario - input'!$D21),\"\")","v":21.575664583144611},{"$f":"IFERROR(IF(OR(U36=\"\",'Combined scenario - input'!$D21=\"\"),\"\",U36/'Combined scenario - input'!$D21),\"\")","v":22.809878648521845},{"$f":"IFERROR(IF(OR(V36=\"\",'Combined scenario - input'!$D21=\"\"),\"\",V36/'Combined scenario - input'!$D21),\"\")","v":23.875984244465734},{"$f":"IFERROR(IF(OR(W36=\"\",'Combined scenario - input'!$D21=\"\"),\"\",W36/'Combined scenario - input'!$D21),\"\")","v":24.786132870931475}]
[{"$f":"IFERROR('Combined scenario - input'!A22,\"\")","v":2},{"$f":"IFERROR('Combined scenario - input'!B22,\"\")","v":"POLES"},{"$f":"IFERROR('Combined scenario - input'!C22,\"\")","v":"> 66 kv & < = 132 kv ; steel"},{"$f":"IFERROR(repcalc('Combined scenario - input'!$CV22:$GH22,'Combined scenario - input'!$G22,'Combined scenario - input'!$E22,'Combined scenario - input'!$F22,20,TRUE,TRUE),\"\")","v":7.3439300491510008E-4},1.171335373777743E-3,1.8388205419786342E-3,2.841206560325593E-3,4.3208745995619788E-3,6.4676413625342714E-3,9.5285241873807273E-3,1.3816907046201978E-2,1.9719757606435254E-2,2.7701158448041004E-2,3.8300110782101493E-2,5.2120435791074657E-2,6.981073383926989E-2,9.203285337043364E-2,0.11941822736063866,0.15251276056708479,0.19171262684668081,0.23719520869687416,0.28885124453868477,0.34622574505494697,{"$f":"IFERROR(IF(OR(D37=\"\",'Combined scenario - input'!$D22=\"\"),\"\",D37/'Combined scenario - input'!$D22),\"\")","v":4.1480460604895997E-5},{"$f":"IFERROR(IF(OR(E37=\"\",'Combined scenario - input'!$D22=\"\"),\"\",E37/'Combined scenario - input'!$D22),\"\")","v":6.6160122035375027E-5},{"$f":"IFERROR(IF(OR(F37=\"\",'Combined scenario - input'!$D22=\"\"),\"\",F37/'Combined scenario - input'!$D22),\"\")","v":1.0386145094047576E-4},{"$f":"IFERROR(IF(OR(G37=\"\",'Combined scenario - input'!$D22=\"\"),\"\",G37/'Combined scenario - input'!$D22),\"\")","v":1.6047886622991793E-4},{"$f":"IFERROR(IF(OR(H37=\"\",'Combined scenario - input'!$D22=\"\"),\"\",H37/'Combined scenario - input'!$D22),\"\")","v":2.44054433261584E-4},{"$f":"IFERROR(IF(OR(I37=\"\",'Combined scenario - input'!$D22=\"\"),\"\",I37/'Combined scenario - input'!$D22),\"\")","v":3.6530950179218205E-4},{"$f":"IFERROR(IF(OR(J37=\"\",'Combined scenario - input'!$D22=\"\"),\"\",J37/'Combined scenario - input'!$D22),\"\")","v":5.3819626485023192E-4},{"$f":"IFERROR(IF(OR(K37=\"\",'Combined scenario - input'!$D22=\"\"),\"\",K37/'Combined scenario - input'!$D22),\"\")","v":7.8041547860024658E-4},{"$f":"IFERROR(IF(OR(L37=\"\",'Combined scenario - input'!$D22=\"\"),\"\",L37/'Combined scenario - input'!$D22),\"\")","v":1.1138241010702427E-3},{"$f":"IFERROR(IF(OR(M37=\"\",'Combined scenario - input'!$D22=\"\"),\"\",M37/'Combined scenario - input'!$D22),\"\")","v":1.5646347446443666E-3},{"$f":"IFERROR(IF(OR(N37=\"\",'Combined scenario - input'!$D22=\"\"),\"\",N37/'Combined scenario - input'!$D22),\"\")","v":2.1632916242765366E-3},{"$f":"IFERROR(IF(OR(O37=\"\",'Combined scenario - input'!$D22=\"\"),\"\",O37/'Combined scenario - input'!$D22),\"\")","v":2.9439001584602789E-3},{"$f":"IFERROR(IF(OR(P37=\"\",'Combined scenario - input'!$D22=\"\"),\"\",P37/'Combined scenario - input'!$D22),\"\")","v":3.9430950123952816E-3},{"$f":"IFERROR(IF(OR(Q37=\"\",'Combined scenario - input'!$D22=\"\"),\"\",Q37/'Combined scenario - input'!$D22),\"\")","v":5.1982591378709744E-3},{"$f":"IFERROR(IF(OR(R37=\"\",'Combined scenario - input'!$D22=\"\"),\"\",R37/'Combined scenario - input'!$D22),\"\")","v":6.7450575405632301E-3},{"$f":"IFERROR(IF(OR(S37=\"\",'Combined scenario - input'!$D22=\"\"),\"\",S37/'Combined scenario - input'!$D22),\"\")","v":8.6143243659820151E-3},{"$f":"IFERROR(IF(OR(T37=\"\",'Combined scenario - input'!$D22=\"\"),\"\",T37/'Combined scenario - input'!$D22),\"\")","v":1.0828436562102335E-2},{"$f":"IFERROR(IF(OR(U37=\"\",'Combined scenario - input'!$D22=\"\"),\"\",U37/'Combined scenario - input'!$D22),\"\")","v":1.339741316185087E-2},{"$f":"IFERROR(IF(OR(V37=\"\",'Combined scenario - input'!$D22=\"\"),\"\",V37/'Combined scenario - input'!$D22),\"\")","v":1.6315082782068769E-2},{"$f":"IFERROR(IF(OR(W37=\"\",'Combined scenario - input'!$D22=\"\"),\"\",W37/'Combined scenario - input'!$D22),\"\")","v":1.9555746421921288E-2}]
[{"$f":"IFERROR('Combined scenario - input'!A23,\"\")","v":2},{"$f":"IFERROR('Combined scenario - input'!B23,\"\")","v":"POLES"},{"$f":"IFERROR('Combined scenario - input'!C23,\"\")","v":"> 66 kv & < = 132 kv ; wood"},{"$f":"IFERROR(repcalc('Combined scenario - input'!$CV23:$GH23,'Combined scenario - input'!$G23,'Combined scenario - input'!$E23,'Combined scenario - input'!$F23,20,TRUE,TRUE),\"\")","v":20.652106876148409},22.606605425009796,24.921514670596238,27.58973506669825,30.593744251855604,33.908639540031444,37.506034608909069,41.358400322589745,45.443338201052171,49.747235538139208,54.267792730416147,59.015044774359517,64.010714672101969,69.286015355906869,74.878322748825113,80.827429300997125,87.172304522214787,93.949390608566404,101.19341334049236,108.941475732927,{"$f":"IFERROR(IF(OR(D38=\"\",'Combined scenario - input'!$D23=\"\"),\"\",D38/'Combined scenario - input'!$D23),\"\")","v":1.0630818695722986},{"$f":"IFERROR(IF(OR(E38=\"\",'Combined scenario - input'!$D23=\"\"),\"\",E38/'Combined scenario - input'!$D23),\"\")","v":1.1636910705540926},{"$f":"IFERROR(IF(OR(F38=\"\",'Combined scenario - input'!$D23=\"\"),\"\",F38/'Combined scenario - input'!$D23),\"\")","v":1.2828526681308718},{"$f":"IFERROR(IF(OR(G38=\"\",'Combined scenario - input'!$D23=\"\"),\"\",G38/'Combined scenario - input'!$D23),\"\")","v":1.4202012081190629},{"$f":"IFERROR(IF(OR(H38=\"\",'Combined scenario - input'!$D23=\"\"),\"\",H38/'Combined scenario - input'!$D23),\"\")","v":1.5748347145172743},{"$f":"IFERROR(IF(OR(I38=\"\",'Combined scenario - input'!$D23=\"\"),\"\",I38/'Combined scenario - input'!$D23),\"\")","v":1.7454713038746694},{"$f":"IFERROR(IF(OR(J38=\"\",'Combined scenario - input'!$D23=\"\"),\"\",J38/'Combined scenario - input'!$D23),\"\")","v":1.9306497700886611},{"$f":"IFERROR(IF(OR(K38=\"\",'Combined scenario - input'!$D23=\"\"),\"\",K38/'Combined scenario - input'!$D23),\"\")","v":2.1289530313363416},{"$f":"IFERROR(IF(OR(L38=\"\",'Combined scenario - input'!$D23=\"\"),\"\",L38/'Combined scenario - input'!$D23),\"\")","v":2.3392281099501333},{"$f":"IFERROR(IF(OR(M38=\"\",'Combined scenario - input'!$D23=\"\"),\"\",M38/'Combined scenario - input'!$D23),\"\")","v":2.5607742822121966},{"$f":"IFERROR(IF(OR(N38=\"\",'Combined scenario - input'!$D23=\"\"),\"\",N38/'Combined scenario - input'!$D23),\"\")","v":2.7934731744024415},{"$f":"IFERROR(IF(OR(O38=\"\",'Combined scenario - input'!$D23=\"\"),\"\",O38/'Combined scenario - input'!$D23),\"\")","v":3.0378413450918349},{"$f":"IFERROR(IF(OR(P38=\"\",'Combined scenario - input'!$D23=\"\"),\"\",P38/'Combined scenario - input'!$D23),\"\")","v":3.2949970012438796},{"$f":"IFERROR(IF(OR(Q38=\"\",'Combined scenario - input'!$D23=\"\"),\"\",Q38/'Combined scenario - input'!$D23),\"\")","v":3.5665468507157625},{"$f":"IFERROR(IF(OR(R38=\"\",'Combined scenario - input'!$D23=\"\"),\"\",R38/'Combined scenario - input'!$D23),\"\")","v":3.8544148456927121},{"$f":"IFERROR(IF(OR(S38=\"\",'Combined scenario - input'!$D23=\"\"),\"\",S38/'Combined scenario - input'!$D23),\"\")","v":4.1606493308082237},{"$f":"IFERROR(IF(OR(T38=\"\",'Combined scenario - input'!$D23=\"\"),\"\",T38/'Combined scenario - input'!$D23),\"\")","v":4.4872562892568615},{"$f":"IFERROR(IF(OR(U38=\"\",'Combined scenario - input'!$D23=\"\"),\"\",U38/'Combined scenario - input'!$D23),\"\")","v":4.8361116089652754},{"$f":"IFERROR(IF(OR(V38=\"\",'Combined scenario - input'!$D23=\"\"),\"\",V38/'Combined scenario - input'!$D23),\"\")","v":5.2090028241455588},{"$f":"IFERROR(IF(OR(W38=\"\",'Combined scenario - input'!$D23=\"\"),\"\",W38/'Combined scenario - input'!$D23),\"\")","v":5.6078398388438098}]
[{"$f":"IFERROR('Combined scenario - input'!A24,\"\")","v":2},{"$f":"IFERROR('Combined scenario - input'!B24,\"\")","v":"POLES"},{"$f":"IFERROR('Combined scenario - input'!C24,\"\")","v":"staking of a wooden pole"},{"$f":"IFERROR(repcalc('Combined scenario - input'!$CV24:$GH24,'Combined scenario - input'!$G24,'Combined scenario - input'!$E24,'Combined scenario - input'!$F24,20,TRUE,TRUE),\"\")","v":425.2802327350513},615.206159239881,865.12844541864911,1183.4199493362798,1575.8135438486142,2044.1437279118131,2585.309816996843,3190.6490967500795,3845.8567096179409,4531.5084534930529,5224.1530491098265,5897.8625620533949,6526.0773817977642,7083.5582883625393,7548.256304035669,7902.9222391985077,8136.2977775103427,8243.7622302848995,8227.3620081485788,8095.2280406789869,{"$f":"IFERROR(IF(OR(D39=\"\",'Combined scenario - input'!$D24=\"\"),\"\",D39/'Combined scenario - input'!$D24),\"\")","v":88.448007583225049},{"$f":"IFERROR(IF(OR(E39=\"\",'Combined scenario - input'!$D24=\"\"),\"\",E39/'Combined scenario - input'!$D24),\"\")","v":127.94800898163402},{"$f":"IFERROR(IF(OR(F39=\"\",'Combined scenario - input'!$D24=\"\"),\"\",F39/'Combined scenario - input'!$D24),\"\")","v":179.92580282592979},{"$f":"IFERROR(IF(OR(G39=\"\",'Combined scenario - input'!$D24=\"\"),\"\",G39/'Combined scenario - input'!$D24),\"\")","v":246.12274118615096},{"$f":"IFERROR(IF(OR(H39=\"\",'Combined scenario - input'!$D24=\"\"),\"\",H39/'Combined scenario - input'!$D24),\"\")","v":327.73112302847829},{"$f":"IFERROR(IF(OR(I39=\"\",'Combined scenario - input'!$D24=\"\"),\"\",I39/'Combined scenario - input'!$D24),\"\")","v":425.13247978817833},{"$f":"IFERROR(IF(OR(J39=\"\",'Combined scenario - input'!$D24=\"\"),\"\",J39/'Combined scenario - input'!$D24),\"\")","v":537.68194403989867},{"$f":"IFERROR(IF(OR(K39=\"\",'Combined scenario - input'!$D24=\"\"),\"\",K39/'Combined scenario - input'!$D24),\"\")","v":663.57788061260601},{"$f":"IFERROR(IF(OR(L39=\"\",'Combined scenario - input'!$D24=\"\"),\"\",L39/'Combined scenario - input'!$D24),\"\")","v":799.84522494418991},{"$f":"IFERROR(IF(OR(M39=\"\",'Combined scenario - input'!$D24=\"\"),\"\",M39/'Combined scenario - input'!$D24),\"\")","v":942.44421256160604},{"$f":"IFERROR(IF(OR(N39=\"\",'Combined scenario - input'!$D24=\"\"),\"\",N39/'Combined scenario - input'!$D24),\"\")","v":1086.4975442944237},{"$f":"IFERROR(IF(OR(O39=\"\",'Combined scenario - input'!$D24=\"\"),\"\",O39/'Combined scenario - input'!$D24),\"\")","v":1226.6128365724144},{"$f":"IFERROR(IF(OR(P39=\"\",'Combined scenario - input'!$D24=\"\"),\"\",P39/'Combined scenario - input'!$D24),\"\")","v":1357.2663324645237},{"$f":"IFERROR(IF(OR(Q39=\"\",'Combined scenario - input'!$D24=\"\"),\"\",Q39/'Combined scenario - input'!$D24),\"\")","v":1473.2088843537463},{"$f":"IFERROR(IF(OR(R39=\"\",'Combined scenario - input'!$D24=\"\"),\"\",R39/'Combined scenario - input'!$D24),\"\")","v":1569.854837893216},{"$f":"IFERROR(IF(OR(S39=\"\",'Combined scenario - input'!$D24=\"\"),\"\",S39/'Combined scenario - input'!$D24),\"\")","v":1643.6167786282736},{"$f":"IFERROR(IF(OR(T39=\"\",'Combined scenario - input'!$D24=\"\"),\"\",T39/'Combined scenario - input'!$D24),\"\")","v":1692.1532489212723},{"$f":"IFERROR(IF(OR(U39=\"\",'Combined scenario - input'!$D24=\"\"),\"\",U39/'Combined scenario - input'!$D24),\"\")","v":1714.5032572270964},{"$f":"IFERROR(IF(OR(V39=\"\",'Combined scenario - input'!$D24=\"\"),\"\",V39/'Combined scenario - input'!$D24),\"\")","v":1711.0924074856187},{"$f":"IFERROR(IF(OR(W39=\"\",'Combined scenario - input'!$D24=\"\"),\"\",W39/'Combined scenario - input'!$D24),\"\")","v":1683.611736489953}]
[{"$f":"IFERROR('Combined scenario - input'!A25,\"\")","v":3},{"$f":"IFERROR('Combined scenario - input'!B25,\"\")","v":"SERVICE LINES"},{"$f":"IFERROR('Combined scenario - input'!C25,\"\")","v":"˂ = 11 kv ; commercial and industrial ; simple type"},{"$f":"IFERROR(repcalc('Combined scenario - input'!$CV25:$GH25,'Combined scenario - input'!$G25,'Combined scenario - input'!$E25,'Combined scenario - input'!$F25,20,TRUE,TRUE),\"\")","v":77.380531318765449},81.12785024694081,85.125214111082798,89.487779520913989,94.31141586129722,99.66207756747761,105.56794843127476,112.01533817565785,118.94894486758089,126.27665936151081,133.87862892592946,141.61986645672201,149.36533360803023,156.99617417018868,164.42564709540559,171.61331051886438,178.57612943910112,185.39540157883533,192.21869514019539,199.25634556071654,{"$f":"IFERROR(IF(OR(D40=\"\",'Combined scenario - input'!$D25=\"\"),\"\",D40/'Combined scenario - input'!$D25),\"\")","v":183.9064100664209},{"$f":"IFERROR(IF(OR(E40=\"\",'Combined scenario - input'!$D25=\"\"),\"\",E40/'Combined scenario - input'!$D25),\"\")","v":192.81247415915416},{"$f":"IFERROR(IF(OR(F40=\"\",'Combined scenario - input'!$D25=\"\"),\"\",F40/'Combined scenario - input'!$D25),\"\")","v":202.31280745300569},{"$f":"IFERROR(IF(OR(G40=\"\",'Combined scenario - input'!$D25=\"\"),\"\",G40/'Combined scenario - input'!$D25),\"\")","v":212.68109686028498},{"$f":"IFERROR(IF(OR(H40=\"\",'Combined scenario - input'!$D25=\"\"),\"\",H40/'Combined scenario - input'!$D25),\"\")","v":224.14519031773943},{"$f":"IFERROR(IF(OR(I40=\"\",'Combined scenario - input'!$D25=\"\"),\"\",I40/'Combined scenario - input'!$D25),\"\")","v":236.86183840858644},{"$f":"IFERROR(IF(OR(J40=\"\",'Combined scenario - input'!$D25=\"\"),\"\",J40/'Combined scenario - input'!$D25),\"\")","v":250.89802413083942},{"$f":"IFERROR(IF(OR(K40=\"\",'Combined scenario - input'!$D25=\"\"),\"\",K40/'Combined scenario - input'!$D25),\"\")","v":266.2212104928463},{"$f":"IFERROR(IF(OR(L40=\"\",'Combined scenario - input'!$D25=\"\"),\"\",L40/'Combined scenario - input'!$D25),\"\")","v":282.69996417665368},{"$f":"IFERROR(IF(OR(M40=\"\",'Combined scenario - input'!$D25=\"\"),\"\",M40/'Combined scenario - input'!$D25),\"\")","v":300.11537401687434},{"$f":"IFERROR(IF(OR(N40=\"\",'Combined scenario - input'!$D25=\"\"),\"\",N40/'Combined scenario - input'!$D25),\"\")","v":318.1825920651354},{"$f":"IFERROR(IF(OR(O40=\"\",'Combined scenario - input'!$D25=\"\"),\"\",O40/'Combined scenario - input'!$D25),\"\")","v":336.58080127223928},{"$f":"IFERROR(IF(OR(P40=\"\",'Combined scenario - input'!$D25=\"\"),\"\",P40/'Combined scenario - input'!$D25),\"\")","v":354.98906280531878},{"$f":"IFERROR(IF(OR(Q40=\"\",'Combined scenario - input'!$D25=\"\"),\"\",Q40/'Combined scenario - input'!$D25),\"\")","v":373.12489709927979},{"$f":"IFERROR(IF(OR(R40=\"\",'Combined scenario - input'!$D25=\"\"),\"\",R40/'Combined scenario - input'!$D25),\"\")","v":390.78215107617211},{"$f":"IFERROR(IF(OR(S40=\"\",'Combined scenario - input'!$D25=\"\"),\"\",S40/'Combined scenario - input'!$D25),\"\")","v":407.86470859349771},{"$f":"IFERROR(IF(OR(T40=\"\",'Combined scenario - input'!$D25=\"\"),\"\",T40/'Combined scenario - input'!$D25),\"\")","v":424.41288950851759},{"$f":"IFERROR(IF(OR(U40=\"\",'Combined scenario - input'!$D25=\"\"),\"\",U40/'Combined scenario - input'!$D25),\"\")","v":440.61991002273766},{"$f":"IFERROR(IF(OR(V40=\"\",'Combined scenario - input'!$D25=\"\"),\"\",V40/'Combined scenario - input'!$D25),\"\")","v":456.83648804712169},{"$f":"IFERROR(IF(OR(W40=\"\",'Combined scenario - input'!$D25=\"\"),\"\",W40/'Combined scenario - input'!$D25),\"\")","v":473.56251721857831}]
[{"$f":"IFERROR('Combined scenario - input'!A26,\"\")","v":3},{"$f":"IFERROR('Combined scenario - input'!B26,\"\")","v":"SERVICE LINES"},{"$f":"IFERROR('Combined scenario - input'!C26,\"\")","v":"˂ = 11 kv ; residential ; simple type"},{"$f":"IFERROR(repcalc('Combined scenario - input'!$CV26:$GH26,'Combined scenario - input'!$G26,'Combined scenario - input'!$E26,'Combined scenario - input'!$F26,20,TRUE,TRUE),\"\")","v":669.57325507968176},715.3346588326873,763.16051938480007,814.04845475980937,869.00014564023206,928.91401710359582,994.48000027608259,1066.088354568087,1143.763822930089,1227.1343692942864,1315.4406001969755,1407.5880320836191,1502.2400590474388,1597.9452694476779,1693.2890985088486,1787.0570536384623,1878.3951565622342,1966.9529206569341,2052.9951008877233,2137.470490558479,{"$f":"IFERROR(IF(OR(D41=\"\",'Combined scenario - input'!$D26=\"\"),\"\",D41/'Combined scenario - input'!$D26),\"\")","v":1591.6453488356976},{"$f":"IFERROR(IF(OR(E41=\"\",'Combined scenario - input'!$D26=\"\"),\"\",E41/'Combined scenario - input'!$D26),\"\")","v":1700.4249706128487},{"$f":"IFERROR(IF(OR(F41=\"\",'Combined scenario - input'!$D26=\"\"),\"\",F41/'Combined scenario - input'!$D26),\"\")","v":1814.112021169813},{"$f":"IFERROR(IF(OR(G41=\"\",'Combined scenario - input'!$D26=\"\"),\"\",G41/'Combined scenario - input'!$D26),\"\")","v":1935.0779424293867},{"$f":"IFERROR(IF(OR(H41=\"\",'Combined scenario - input'!$D26=\"\"),\"\",H41/'Combined scenario - input'!$D26),\"\")","v":2065.7038336771984},{"$f":"IFERROR(IF(OR(I41=\"\",'Combined scenario - input'!$D26=\"\"),\"\",I41/'Combined scenario - input'!$D26),\"\")","v":2208.1253448739894},{"$f":"IFERROR(IF(OR(J41=\"\",'Combined scenario - input'!$D26=\"\"),\"\",J41/'Combined scenario - input'!$D26),\"\")","v":2363.982514148036},{"$f":"IFERROR(IF(OR(K41=\"\",'Combined scenario - input'!$D26=\"\"),\"\",K41/'Combined scenario - input'!$D26),\"\")","v":2534.2030287548864},{"$f":"IFERROR(IF(OR(L41=\"\",'Combined scenario - input'!$D26=\"\"),\"\",L41/'Combined scenario - input'!$D26),\"\")","v":2718.8457052642734},{"$f":"IFERROR(IF(OR(M41=\"\",'Combined scenario - input'!$D26=\"\"),\"\",M41/'Combined scenario - input'!$D26),\"\")","v":2917.0261752035549},{"$f":"IFERROR(IF(OR(N41=\"\",'Combined scenario - input'!$D26=\"\"),\"\",N41/'Combined scenario - input'!$D26),\"\")","v":3126.9392812351721},{"$f":"IFERROR(IF(OR(O41=\"\",'Combined scenario - input'!$D26=\"\"),\"\",O41/'Combined scenario - input'!$D26),\"\")","v":3345.9833219832999},{"$f":"IFERROR(IF(OR(P41=\"\",'Combined scenario - input'!$D26=\"\"),\"\",P41/'Combined scenario - input'!$D26),\"\")","v":3570.9810460290528},{"$f":"IFERROR(IF(OR(Q41=\"\",'Combined scenario - input'!$D26=\"\"),\"\",Q41/'Combined scenario - input'!$D26),\"\")","v":3798.482296769354},{"$f":"IFERROR(IF(OR(R41=\"\",'Combined scenario - input'!$D26=\"\"),\"\",R41/'Combined scenario - input'!$D26),\"\")","v":4025.1245064366726},{"$f":"IFERROR(IF(OR(S41=\"\",'Combined scenario - input'!$D26=\"\"),\"\",S41/'Combined scenario - input'!$D26),\"\")","v":4248.0206996756388},{"$f":"IFERROR(IF(OR(T41=\"\",'Combined scenario - input'!$D26=\"\"),\"\",T41/'Combined scenario - input'!$D26),\"\")","v":4465.1408812049876},{"$f":"IFERROR(IF(OR(U41=\"\",'Combined scenario - input'!$D26=\"\"),\"\",U41/'Combined scenario - input'!$D26),\"\")","v":4675.6519078257334},{"$f":"IFERROR(IF(OR(V41=\"\",'Combined scenario - input'!$D26=\"\"),\"\",V41/'Combined scenario - input'!$D26),\"\")","v":4880.1831296585424},{"$f":"IFERROR(IF(OR(W41=\"\",'Combined scenario - input'!$D26=\"\"),\"\",W41/'Combined scenario - input'!$D26),\"\")","v":5080.9899271829454}]
[{"$f":"IFERROR('Combined scenario - input'!A27,\"\")","v":4},{"$f":"IFERROR('Combined scenario - input'!B27,\"\")","v":"SWITCHGEAR"},{"$f":"IFERROR('Combined scenario - input'!C27,\"\")","v":"˂ = 11 kv ; circuit breaker"},{"$f":"IFERROR(repcalc('Combined scenario - input'!$CV27:$GH27,'Combined scenario - input'!$G27,'Combined scenario - input'!$E27,'Combined scenario - input'!$F27,20,TRUE,TRUE),\"\")","v":864.21742365834621},994.72500008588656,1135.4686476009297,1286.186292711111,1446.5723720647147,1616.2692139860835,1794.8378765653945,1981.7077690892759,2176.108318777799,2376.9904329470828,2582.9499645267788,2792.1690747429002,3002.3934898159519,3210.9634224733613,3414.9128533519897,3611.1458026184564,3796.6895196330297,3969.0140451586753,4126.3966567367333,4268.2998397155525,{"$f":"IFERROR(IF(OR(D42=\"\",'Combined scenario - input'!$D27=\"\"),\"\",D42/'Combined scenario - input'!$D27),\"\")","v":10.653393830729627},{"$f":"IFERROR(IF(OR(E42=\"\",'Combined scenario - input'!$D27=\"\"),\"\",E42/'Combined scenario - input'!$D27),\"\")","v":12.262188760703506},{"$f":"IFERROR(IF(OR(F42=\"\",'Combined scenario - input'!$D27=\"\"),\"\",F42/'Combined scenario - input'!$D27),\"\")","v":13.997165937863389},{"$f":"IFERROR(IF(OR(G42=\"\",'Combined scenario - input'!$D27=\"\"),\"\",G42/'Combined scenario - input'!$D27),\"\")","v":15.855094725970851},{"$f":"IFERROR(IF(OR(H42=\"\",'Combined scenario - input'!$D27=\"\"),\"\",H42/'Combined scenario - input'!$D27),\"\")","v":17.832208379948838},{"$f":"IFERROR(IF(OR(I42=\"\",'Combined scenario - input'!$D27=\"\"),\"\",I42/'Combined scenario - input'!$D27),\"\")","v":19.924097804217276},{"$f":"IFERROR(IF(OR(J42=\"\",'Combined scenario - input'!$D27=\"\"),\"\",J42/'Combined scenario - input'!$D27),\"\")","v":22.125352067561241},{"$f":"IFERROR(IF(OR(K42=\"\",'Combined scenario - input'!$D27=\"\"),\"\",K42/'Combined scenario - input'!$D27),\"\")","v":24.428937375683951},{"$f":"IFERROR(IF(OR(L42=\"\",'Combined scenario - input'!$D27=\"\"),\"\",L42/'Combined scenario - input'!$D27),\"\")","v":26.825354712394471},{"$f":"IFERROR(IF(OR(M42=\"\",'Combined scenario - input'!$D27=\"\"),\"\",M42/'Combined scenario - input'!$D27),\"\")","v":29.301671686814807},{"$f":"IFERROR(IF(OR(N42=\"\",'Combined scenario - input'!$D27=\"\"),\"\",N42/'Combined scenario - input'!$D27),\"\")","v":31.840579076372972},{"$f":"IFERROR(IF(OR(O42=\"\",'Combined scenario - input'!$D27=\"\"),\"\",O42/'Combined scenario - input'!$D27),\"\")","v":34.419667991997898},{"$f":"IFERROR(IF(OR(P42=\"\",'Combined scenario - input'!$D27=\"\"),\"\",P42/'Combined scenario - input'!$D27),\"\")","v":37.01114951655159},{"$f":"IFERROR(IF(OR(Q42=\"\",'Combined scenario - input'!$D27=\"\"),\"\",Q42/'Combined scenario - input'!$D27),\"\")","v":39.582235880955366},{"$f":"IFERROR(IF(OR(R42=\"\",'Combined scenario - input'!$D27=\"\"),\"\",R42/'Combined scenario - input'!$D27),\"\")","v":42.096364327366047},{"$f":"IFERROR(IF(OR(S42=\"\",'Combined scenario - input'!$D27=\"\"),\"\",S42/'Combined scenario - input'!$D27),\"\")","v":44.515370047305943},{"$f":"IFERROR(IF(OR(T42=\"\",'Combined scenario - input'!$D27=\"\"),\"\",T42/'Combined scenario - input'!$D27),\"\")","v":46.802607305039295},{"$f":"IFERROR(IF(OR(U42=\"\",'Combined scenario - input'!$D27=\"\"),\"\",U42/'Combined scenario - input'!$D27),\"\")","v":48.926888749570885},{"$f":"IFERROR(IF(OR(V42=\"\",'Combined scenario - input'!$D27=\"\"),\"\",V42/'Combined scenario - input'!$D27),\"\")","v":50.866978011081358},{"$f":"IFERROR(IF(OR(W42=\"\",'Combined scenario - input'!$D27=\"\"),\"\",W42/'Combined scenario - input'!$D27),\"\")","v":52.616249030992073}]
[{"$f":"IFERROR('Combined scenario - input'!A28,\"\")","v":4},{"$f":"IFERROR('Combined scenario - input'!B28,\"\")","v":"SWITCHGEAR"},{"$f":"IFERROR('Combined scenario - input'!C28,\"\")","v":"˂ = 11 kv ; switch"},{"$f":"IFERROR(repcalc('Combined scenario - input'!$CV28:$GH28,'Combined scenario - input'!$G28,'Combined scenario - input'!$E28,'Combined scenario - input'!$F28,20,TRUE,TRUE),\"\")","v":138.84289891481461},168.06360782725685,202.12278500986679,241.67476032072244,287.52344538846654,340.68004207896087,402.43089994474229,474.41209221282594,558.68524217668335,657.80706977026011,774.88329023061794,913.59618091887637,1078.1946612138458,1273.436415537539,1504.4736856991929,1776.6780113047273,2095.404389613238,2465.7018362665708,2891.9847002076226,3377.6866325681217,{"$f":"IFERROR(IF(OR(D43=\"\",'Combined scenario - input'!$D28=\"\"),\"\",D43/'Combined scenario - input'!$D28),\"\")","v":23.953844976467959},{"$f":"IFERROR(IF(OR(E43=\"\",'Combined scenario - input'!$D28=\"\"),\"\",E43/'Combined scenario - input'!$D28),\"\")","v":28.995142276235388},{"$f":"IFERROR(IF(OR(F43=\"\",'Combined scenario - input'!$D28=\"\"),\"\",F43/'Combined scenario - input'!$D28),\"\")","v":34.871195402717909},{"$f":"IFERROR(IF(OR(G43=\"\",'Combined scenario - input'!$D28=\"\"),\"\",G43/'Combined scenario - input'!$D28),\"\")","v":41.694892491400878},{"$f":"IFERROR(IF(OR(H43=\"\",'Combined scenario - input'!$D28=\"\"),\"\",H43/'Combined scenario - input'!$D28),\"\")","v":49.604928244554259},{"$f":"IFERROR(IF(OR(I43=\"\",'Combined scenario - input'!$D28=\"\"),\"\",I43/'Combined scenario - input'!$D28),\"\")","v":58.775760073569522},{"$f":"IFERROR(IF(OR(J43=\"\",'Combined scenario - input'!$D28=\"\"),\"\",J43/'Combined scenario - input'!$D28),\"\")","v":69.429315192642349},{"$f":"IFERROR(IF(OR(K43=\"\",'Combined scenario - input'!$D28=\"\"),\"\",K43/'Combined scenario - input'!$D28),\"\")","v":81.847856827017822},{"$f":"IFERROR(IF(OR(L43=\"\",'Combined scenario - input'!$D28=\"\"),\"\",L43/'Combined scenario - input'!$D28),\"\")","v":96.387066146980274},{"$f":"IFERROR(IF(OR(M43=\"\",'Combined scenario - input'!$D28=\"\"),\"\",M43/'Combined scenario - input'!$D28),\"\")","v":113.48804077743274},{"$f":"IFERROR(IF(OR(N43=\"\",'Combined scenario - input'!$D28=\"\"),\"\",N43/'Combined scenario - input'!$D28),\"\")","v":133.6865936545145},{"$f":"IFERROR(IF(OR(O43=\"\",'Combined scenario - input'!$D28=\"\"),\"\",O43/'Combined scenario - input'!$D28),\"\")","v":157.61800898619015},{"$f":"IFERROR(IF(OR(P43=\"\",'Combined scenario - input'!$D28=\"\"),\"\",P43/'Combined scenario - input'!$D28),\"\")","v":186.01533078776785},{"$f":"IFERROR(IF(OR(Q43=\"\",'Combined scenario - input'!$D28=\"\"),\"\",Q43/'Combined scenario - input'!$D28),\"\")","v":219.69937766777988},{"$f":"IFERROR(IF(OR(R43=\"\",'Combined scenario - input'!$D28=\"\"),\"\",R43/'Combined scenario - input'!$D28),\"\")","v":259.55903917365254},{"$f":"IFERROR(IF(OR(S43=\"\",'Combined scenario - input'!$D28=\"\"),\"\",S43/'Combined scenario - input'!$D28),\"\")","v":306.52103916386778},{"$f":"IFERROR(IF(OR(T43=\"\",'Combined scenario - input'!$D28=\"\"),\"\",T43/'Combined scenario - input'!$D28),\"\")","v":361.50924753163844},{"$f":"IFERROR(IF(OR(U43=\"\",'Combined scenario - input'!$D28=\"\"),\"\",U43/'Combined scenario - input'!$D28),\"\")","v":425.39474474931006},{"$f":"IFERROR(IF(OR(V43=\"\",'Combined scenario - input'!$D28=\"\"),\"\",V43/'Combined scenario - input'!$D28),\"\")","v":498.93911553656682},{"$f":"IFERROR(IF(OR(W43=\"\",'Combined scenario - input'!$D28=\"\"),\"\",W43/'Combined scenario - input'!$D28),\"\")","v":582.73474990799036}]
[{"$f":"IFERROR('Combined scenario - input'!A29,\"\")","v":4},{"$f":"IFERROR('Combined scenario - input'!B29,\"\")","v":"SWITCHGEAR"},{"$f":"IFERROR('Combined scenario - input'!C29,\"\")","v":"> 11 kv & < = 22 kv ; switch"},{"$f":"IFERROR(repcalc('Combined scenario - input'!$CV29:$GH29,'Combined scenario - input'!$G29,'Combined scenario - input'!$E29,'Combined scenario - input'!$F29,20,TRUE,TRUE),\"\")","v":5.9042680771586239E-8},1.2944213669601488E-7,2.780741295481291E-7,5.8535701839864195E-7,1.2074146064022417E-6,2.440435837421815E-6,4.8334113360048143E-6,9.3802741771116411E-6,1.783827037852621E-5,3.3240335953906459E-5,6.0695086881458287E-5,1.0859683272615225E-4,1.9039532771285059E-4,3.2709276411876091E-4,5.5063159306104265E-4,9.0829488652191916E-4,1.4681424020297827E-3,2.3253325892957834E-3,3.608922634783998E-3,5.4883990016999897E-3,{"$f":"IFERROR(IF(OR(D44=\"\",'Combined scenario - input'!$D29=\"\"),\"\",D44/'Combined scenario - input'!$D29),\"\")","v":9.9596602992719591E-9},{"$f":"IFERROR(IF(OR(E44=\"\",'Combined scenario - input'!$D29=\"\"),\"\",E44/'Combined scenario - input'!$D29),\"\")","v":2.1835047004245261E-8},{"$f":"IFERROR(IF(OR(F44=\"\",'Combined scenario - input'!$D29=\"\"),\"\",F44/'Combined scenario - input'!$D29),\"\")","v":4.6907149745272363E-8},{"$f":"IFERROR(IF(OR(G44=\"\",'Combined scenario - input'!$D29=\"\"),\"\",G44/'Combined scenario - input'!$D29),\"\")","v":9.8741401658218314E-8},{"$f":"IFERROR(IF(OR(H44=\"\",'Combined scenario - input'!$D29=\"\"),\"\",H44/'Combined scenario - input'!$D29),\"\")","v":2.0367366730293552E-7},{"$f":"IFERROR(IF(OR(I44=\"\",'Combined scenario - input'!$D29=\"\"),\"\",I44/'Combined scenario - input'!$D29),\"\")","v":4.1166680789649326E-7},{"$f":"IFERROR(IF(OR(J44=\"\",'Combined scenario - input'!$D29=\"\"),\"\",J44/'Combined scenario - input'!$D29),\"\")","v":8.1532773180625494E-7},{"$f":"IFERROR(IF(OR(K44=\"\",'Combined scenario - input'!$D29=\"\"),\"\",K44/'Combined scenario - input'!$D29),\"\")","v":1.5823188089898585E-6},{"$f":"IFERROR(IF(OR(L44=\"\",'Combined scenario - input'!$D29=\"\"),\"\",L44/'Combined scenario - input'!$D29),\"\")","v":3.0090624438954209E-6},{"$f":"IFERROR(IF(OR(M44=\"\",'Combined scenario - input'!$D29=\"\"),\"\",M44/'Combined scenario - input'!$D29),\"\")","v":5.6071717951855821E-6},{"$f":"IFERROR(IF(OR(N44=\"\",'Combined scenario - input'!$D29=\"\"),\"\",N44/'Combined scenario - input'!$D29),\"\")","v":1.0238397702718027E-5},{"$f":"IFERROR(IF(OR(O44=\"\",'Combined scenario - input'!$D29=\"\"),\"\",O44/'Combined scenario - input'!$D29),\"\")","v":1.831874077184247E-5},{"$f":"IFERROR(IF(OR(P44=\"\",'Combined scenario - input'!$D29=\"\"),\"\",P44/'Combined scenario - input'!$D29),\"\")","v":3.2116983202787031E-5},{"$f":"IFERROR(IF(OR(Q44=\"\",'Combined scenario - input'!$D29=\"\"),\"\",Q44/'Combined scenario - input'!$D29),\"\")","v":5.5175896053495339E-5},{"$f":"IFERROR(IF(OR(R44=\"\",'Combined scenario - input'!$D29=\"\"),\"\",R44/'Combined scenario - input'!$D29),\"\")","v":9.2883716411029145E-5},{"$f":"IFERROR(IF(OR(S44=\"\",'Combined scenario - input'!$D29=\"\"),\"\",S44/'Combined scenario - input'!$D29),\"\")","v":1.5321642586522835E-4},{"$f":"IFERROR(IF(OR(T44=\"\",'Combined scenario - input'!$D29=\"\"),\"\",T44/'Combined scenario - input'!$D29),\"\")","v":2.4765473728643095E-4},{"$f":"IFERROR(IF(OR(U44=\"\",'Combined scenario - input'!$D29=\"\"),\"\",U44/'Combined scenario - input'!$D29),\"\")","v":3.922505274075867E-4},{"$f":"IFERROR(IF(OR(V44=\"\",'Combined scenario - input'!$D29=\"\"),\"\",V44/'Combined scenario - input'!$D29),\"\")","v":6.0877390760515223E-4},{"$f":"IFERROR(IF(OR(W44=\"\",'Combined scenario - input'!$D29=\"\"),\"\",W44/'Combined scenario - input'!$D29),\"\")","v":9.2581483309106657E-4}]
[{"$f":"IFERROR('Combined scenario - input'!A30,\"\")","v":4},{"$f":"IFERROR('Combined scenario - input'!B30,\"\")","v":"SWITCHGEAR"},{"$f":"IFERROR('Combined scenario - input'!C30,\"\")","v":"> 22 kv & < = 33 kv ; circuit breaker"},{"$f":"IFERROR(repcalc('Combined scenario - input'!$CV30:$GH30,'Combined scenario - input'!$G30,'Combined scenario - input'!$E30,'Combined scenario - input'!$F30,20,TRUE,TRUE),\"\")","v":2621.0016857800351},2610.0962794508937,2583.74313113575,2542.1136794039307,2485.6869591764907,2415.3404244827275,2332.4088632864123,2238.7001371753254,2136.4638412924264,2028.316562782139,1917.1338788013211,1805.9235742206013,1697.696270107861,1595.3487724876675,1501.5724740161961,1418.7948608000572,1349.1574699301002,1294.5292759402623,1256.5509687613642,1236.7031222366365,{"$f":"IFERROR(IF(OR(D45=\"\",'Combined scenario - input'!$D30=\"\"),\"\",D45/'Combined scenario - input'!$D30),\"\")","v":17.243596582776387},{"$f":"IFERROR(IF(OR(E45=\"\",'Combined scenario - input'!$D30=\"\"),\"\",E45/'Combined scenario - input'!$D30),\"\")","v":17.17184980430951},{"$f":"IFERROR(IF(OR(F45=\"\",'Combined scenario - input'!$D30=\"\"),\"\",F45/'Combined scenario - input'!$D30),\"\")","v":16.99847217517717},{"$f":"IFERROR(IF(OR(G45=\"\",'Combined scenario - input'!$D30=\"\"),\"\",G45/'Combined scenario - input'!$D30),\"\")","v":16.724591591459799},{"$f":"IFERROR(IF(OR(H45=\"\",'Combined scenario - input'!$D30=\"\"),\"\",H45/'Combined scenario - input'!$D30),\"\")","v":16.353359628744904},{"$f":"IFERROR(IF(OR(I45=\"\",'Combined scenario - input'!$D30=\"\"),\"\",I45/'Combined scenario - input'!$D30),\"\")","v":15.890549065960194},{"$f":"IFERROR(IF(OR(J45=\"\",'Combined scenario - input'!$D30=\"\"),\"\",J45/'Combined scenario - input'!$D30),\"\")","v":15.344941486610812},{"$f":"IFERROR(IF(OR(K45=\"\",'Combined scenario - input'!$D30=\"\"),\"\",K45/'Combined scenario - input'!$D30),\"\")","v":14.728430830355906},{"$f":"IFERROR(IF(OR(L45=\"\",'Combined scenario - input'!$D30=\"\"),\"\",L45/'Combined scenario - input'!$D30),\"\")","v":14.055817206379006},{"$f":"IFERROR(IF(OR(M45=\"\",'Combined scenario - input'!$D30=\"\"),\"\",M45/'Combined scenario - input'!$D30),\"\")","v":13.344315167950686},{"$f":"IFERROR(IF(OR(N45=\"\",'Combined scenario - input'!$D30=\"\"),\"\",N45/'Combined scenario - input'!$D30),\"\")","v":12.612843166251089},{"$f":"IFERROR(IF(OR(O45=\"\",'Combined scenario - input'!$D30=\"\"),\"\",O45/'Combined scenario - input'!$D30),\"\")","v":11.881189448345561},{"$f":"IFERROR(IF(OR(P45=\"\",'Combined scenario - input'!$D30=\"\"),\"\",P45/'Combined scenario - input'!$D30),\"\")","v":11.169160920669837},{"$f":"IFERROR(IF(OR(Q45=\"\",'Combined scenario - input'!$D30=\"\"),\"\",Q45/'Combined scenario - input'!$D30),\"\")","v":10.495815699339294},{"$f":"IFERROR(IF(OR(R45=\"\",'Combined scenario - input'!$D30=\"\"),\"\",R45/'Combined scenario - input'!$D30),\"\")","v":9.8788604838424234},{"$f":"IFERROR(IF(OR(S45=\"\",'Combined scenario - input'!$D30=\"\"),\"\",S45/'Combined scenario - input'!$D30),\"\")","v":9.3342657298106673},{"$f":"IFERROR(IF(OR(T45=\"\",'Combined scenario - input'!$D30=\"\"),\"\",T45/'Combined scenario - input'!$D30),\"\")","v":8.876120631410517},{"$f":"IFERROR(IF(OR(U45=\"\",'Combined scenario - input'!$D30=\"\"),\"\",U45/'Combined scenario - input'!$D30),\"\")","v":8.5167211909915874},{"$f":"IFERROR(IF(OR(V45=\"\",'Combined scenario - input'!$D30=\"\"),\"\",V45/'Combined scenario - input'!$D30),\"\")","v":8.2668615241921817},{"$f":"IFERROR(IF(OR(W45=\"\",'Combined scenario - input'!$D30=\"\"),\"\",W45/'Combined scenario - input'!$D30),\"\")","v":8.1362823412919596}]
[{"$f":"IFERROR('Combined scenario - input'!A31,\"\")","v":4},{"$f":"IFERROR('Combined scenario - input'!B31,\"\")","v":"SWITCHGEAR"},{"$f":"IFERROR('Combined scenario - input'!C31,\"\")","v":"> 22 kv & < = 33 kv ; switch"},{"$f":"IFERROR(repcalc('Combined scenario - input'!$CV31:$GH31,'Combined scenario - input'!$G31,'Combined scenario - input'!$E31,'Combined scenario - input'!$F31,20,TRUE,TRUE),\"\")","v":126.863825826019},144.49227070250794,164.7017778162984,187.37965539711323,212.21918163331847,238.70773412017792,266.13413386623995,293.61806990282429,320.16209915723772,344.72386293047776,366.30323739260518,384.03662741301054,397.28898689456514,405.7337478950065,409.41180190767147,408.76288800000441,404.62585778775116,398.20779476740279,391.02529698386047,384.82388358093698,{"$f":"IFERROR(IF(OR(D46=\"\",'Combined scenario - input'!$D31=\"\"),\"\",D46/'Combined scenario - input'!$D31),\"\")","v":5.9295081874761317},{"$f":"IFERROR(IF(OR(E46=\"\",'Combined scenario - input'!$D31=\"\"),\"\",E46/'Combined scenario - input'!$D31),\"\")","v":6.7534468283536544},{"$f":"IFERROR(IF(OR(F46=\"\",'Combined scenario - input'!$D31=\"\"),\"\",F46/'Combined scenario - input'!$D31),\"\")","v":7.6980221406291633},{"$f":"IFERROR(IF(OR(G46=\"\",'Combined scenario - input'!$D31=\"\"),\"\",G46/'Combined scenario - input'!$D31),\"\")","v":8.757967006034951},{"$f":"IFERROR(IF(OR(H46=\"\",'Combined scenario - input'!$D31=\"\"),\"\",H46/'Combined scenario - input'!$D31),\"\")","v":9.9189455058682707},{"$f":"IFERROR(IF(OR(I46=\"\",'Combined scenario - input'!$D31=\"\"),\"\",I46/'Combined scenario - input'!$D31),\"\")","v":11.156998101417628},{"$f":"IFERROR(IF(OR(J46=\"\",'Combined scenario - input'!$D31=\"\"),\"\",J46/'Combined scenario - input'!$D31),\"\")","v":12.438884886625351},{"$f":"IFERROR(IF(OR(K46=\"\",'Combined scenario - input'!$D31=\"\"),\"\",K46/'Combined scenario - input'!$D31),\"\")","v":13.723460869510252},{"$f":"IFERROR(IF(OR(L46=\"\",'Combined scenario - input'!$D31=\"\"),\"\",L46/'Combined scenario - input'!$D31),\"\")","v":14.96410640237081},{"$f":"IFERROR(IF(OR(M46=\"\",'Combined scenario - input'!$D31=\"\"),\"\",M46/'Combined scenario - input'!$D31),\"\")","v":16.112102519025932},{"$f":"IFERROR(IF(OR(N46=\"\",'Combined scenario - input'!$D31=\"\"),\"\",N46/'Combined scenario - input'!$D31),\"\")","v":17.120704275442101},{"$f":"IFERROR(IF(OR(O46=\"\",'Combined scenario - input'!$D31=\"\"),\"\",O46/'Combined scenario - input'!$D31),\"\")","v":17.949547963806854},{"$f":"IFERROR(IF(OR(P46=\"\",'Combined scenario - input'!$D31=\"\"),\"\",P46/'Combined scenario - input'!$D31),\"\")","v":18.568952065311876},{"$f":"IFERROR(IF(OR(Q46=\"\",'Combined scenario - input'!$D31=\"\"),\"\",Q46/'Combined scenario - input'!$D31),\"\")","v":18.963653069852498},{"$f":"IFERROR(IF(OR(R46=\"\",'Combined scenario - input'!$D31=\"\"),\"\",R46/'Combined scenario - input'!$D31),\"\")","v":19.135562211328221},{"$f":"IFERROR(IF(OR(S46=\"\",'Combined scenario - input'!$D31=\"\"),\"\",S46/'Combined scenario - input'!$D31),\"\")","v":19.105232522755248},{"$f":"IFERROR(IF(OR(T46=\"\",'Combined scenario - input'!$D31=\"\"),\"\",T46/'Combined scenario - input'!$D31),\"\")","v":18.911871220936767},{"$f":"IFERROR(IF(OR(U46=\"\",'Combined scenario - input'!$D31=\"\"),\"\",U46/'Combined scenario - input'!$D31),\"\")","v":18.611896370114568},{"$f":"IFERROR(IF(OR(V46=\"\",'Combined scenario - input'!$D31=\"\"),\"\",V46/'Combined scenario - input'!$D31),\"\")","v":18.276192483393942},{"$f":"IFERROR(IF(OR(W46=\"\",'Combined scenario - input'!$D31=\"\"),\"\",W46/'Combined scenario - input'!$D31),\"\")","v":17.986343652908669}]
[{"$f":"IFERROR('Combined scenario - input'!A32,\"\")","v":4},{"$f":"IFERROR('Combined scenario - input'!B32,\"\")","v":"SWITCHGEAR"},{"$f":"IFERROR('Combined scenario - input'!C32,\"\")","v":"> 33 kv & < = 66 kv ; circuit breaker"},{"$f":"IFERROR(repcalc('Combined scenario - input'!$CV32:$GH32,'Combined scenario - input'!$G32,'Combined scenario - input'!$E32,'Combined scenario - input'!$F32,20,TRUE,TRUE),\"\")","v":5.2323936820927697E-5},1.0198961395982749E-4,1.9485031609069715E-4,3.6486813019453448E-4,6.6966933902192318E-4,1.2046879991067696E-3,2.1241170966735095E-3,3.6708956804117933E-3,6.2180665348034962E-3,1.0323535019534293E-2,1.6799303224377199E-2,2.679439035476237E-2,4.1887677562329827E-2,6.4182774537924092E-2,9.6391892811334035E-2,0.14189018581767768,0.20471706449925409,0.28949801020783256,0.40126102704420769,0.54512769538577299,{"$f":"IFERROR(IF(OR(D47=\"\",'Combined scenario - input'!$D32=\"\"),\"\",D47/'Combined scenario - input'!$D32),\"\")","v":6.0695728912748994E-7},{"$f":"IFERROR(IF(OR(E47=\"\",'Combined scenario - input'!$D32=\"\"),\"\",E47/'Combined scenario - input'!$D32),\"\")","v":1.1830787851470874E-6},{"$f":"IFERROR(IF(OR(F47=\"\",'Combined scenario - input'!$D32=\"\"),\"\",F47/'Combined scenario - input'!$D32),\"\")","v":2.2602622590267707E-6},{"$f":"IFERROR(IF(OR(G47=\"\",'Combined scenario - input'!$D32=\"\"),\"\",G47/'Combined scenario - input'!$D32),\"\")","v":4.2324676743993565E-6},{"$f":"IFERROR(IF(OR(H47=\"\",'Combined scenario - input'!$D32=\"\"),\"\",H47/'Combined scenario - input'!$D32),\"\")","v":7.7681594948714718E-6},{"$f":"IFERROR(IF(OR(I47=\"\",'Combined scenario - input'!$D32=\"\"),\"\",I47/'Combined scenario - input'!$D32),\"\")","v":1.3974372086807761E-5},{"$f":"IFERROR(IF(OR(J47=\"\",'Combined scenario - input'!$D32=\"\"),\"\",J47/'Combined scenario - input'!$D32),\"\")","v":2.4639742976500475E-5},{"$f":"IFERROR(IF(OR(K47=\"\",'Combined scenario - input'!$D32=\"\"),\"\",K47/'Combined scenario - input'!$D32),\"\")","v":4.2582363373724658E-5},{"$f":"IFERROR(IF(OR(L47=\"\",'Combined scenario - input'!$D32=\"\"),\"\",L47/'Combined scenario - input'!$D32),\"\")","v":7.212952688355801E-5},{"$f":"IFERROR(IF(OR(M47=\"\",'Combined scenario - input'!$D32=\"\"),\"\",M47/'Combined scenario - input'!$D32),\"\")","v":1.1975293164796976E-4},{"$f":"IFERROR(IF(OR(N47=\"\",'Combined scenario - input'!$D32=\"\"),\"\",N47/'Combined scenario - input'!$D32),\"\")","v":1.9487179604231285E-4},{"$f":"IFERROR(IF(OR(O47=\"\",'Combined scenario - input'!$D32=\"\"),\"\",O47/'Combined scenario - input'!$D32),\"\")","v":3.1081473454890523E-4},{"$f":"IFERROR(IF(OR(P47=\"\",'Combined scenario - input'!$D32=\"\"),\"\",P47/'Combined scenario - input'!$D32),\"\")","v":4.8589675712071794E-4},{"$f":"IFERROR(IF(OR(Q47=\"\",'Combined scenario - input'!$D32=\"\"),\"\",Q47/'Combined scenario - input'!$D32),\"\")","v":7.4451972097478358E-4},{"$f":"IFERROR(IF(OR(R47=\"\",'Combined scenario - input'!$D32=\"\"),\"\",R47/'Combined scenario - input'!$D32),\"\")","v":1.1181452602632661E-3},{"$f":"IFERROR(IF(OR(S47=\"\",'Combined scenario - input'!$D32=\"\"),\"\",S47/'Combined scenario - input'!$D32),\"\")","v":1.6459251304509648E-3},{"$f":"IFERROR(IF(OR(T47=\"\",'Combined scenario - input'!$D32=\"\"),\"\",T47/'Combined scenario - input'!$D32),\"\")","v":2.374716469287292E-3},{"$f":"IFERROR(IF(OR(U47=\"\",'Combined scenario - input'!$D32=\"\"),\"\",U47/'Combined scenario - input'!$D32),\"\")","v":3.3581748270376625E-3},{"$f":"IFERROR(IF(OR(V47=\"\",'Combined scenario - input'!$D32=\"\"),\"\",V47/'Combined scenario - input'!$D32),\"\")","v":4.6546250149483047E-3},{"$f":"IFERROR(IF(OR(W47=\"\",'Combined scenario - input'!$D32=\"\"),\"\",W47/'Combined scenario - input'!$D32),\"\")","v":6.323477328397986E-3}]
[{"$f":"IFERROR('Combined scenario - input'!A33,\"\")","v":4},{"$f":"IFERROR('Combined scenario - input'!B33,\"\")","v":"SWITCHGEAR"},{"$f":"IFERROR('Combined scenario - input'!C33,\"\")","v":"> 33 kv & < = 66 kv ; switch"},{"$f":"IFERROR(repcalc('Combined scenario - input'!$CV33:$GH33,'Combined scenario - input'!$G33,'Combined scenario - input'!$E33,'Combined scenario - input'!$F33,20,TRUE,TRUE),\"\")","v":4.0544491201193183E-9},8.7170421644325751E-9,1.844256907658506E-8,3.8396238611247805E-8,7.8663079957793321E-8,1.585872336636849E-7,3.1461579527869045E-7,6.1419723057737344E-7,1.1799136548645942E-6,2.2305278592559276E-6,4.1493506518089582E-6,7.5956980702049565E-6,1.36826534540515E-5,2.4254261151942782E-5,4.2307841356490899E-5,7.2622097641874943E-5,1.2266815210577718E-4,2.0389659667328217E-4,3.3350569776886038E-4,5.3679896998500975E-4,{"$f":"IFERROR(IF(OR(D48=\"\",'Combined scenario - input'!$D33=\"\"),\"\",D48/'Combined scenario - input'!$D33),\"\")","v":4.2269870176835617E-10},{"$f":"IFERROR(IF(OR(E48=\"\",'Combined scenario - input'!$D33=\"\"),\"\",E48/'Combined scenario - input'!$D33),\"\")","v":9.0879976465390566E-10},{"$f":"IFERROR(IF(OR(F48=\"\",'Combined scenario - input'!$D33=\"\"),\"\",F48/'Combined scenario - input'!$D33),\"\")","v":1.9227396312020602E-9},{"$f":"IFERROR(IF(OR(G48=\"\",'Combined scenario - input'!$D33=\"\"),\"\",G48/'Combined scenario - input'!$D33),\"\")","v":4.0030198265960347E-9},{"$f":"IFERROR(IF(OR(H48=\"\",'Combined scenario - input'!$D33=\"\"),\"\",H48/'Combined scenario - input'!$D33),\"\")","v":8.2010603142754693E-9},{"$f":"IFERROR(IF(OR(I48=\"\",'Combined scenario - input'!$D33=\"\"),\"\",I48/'Combined scenario - input'!$D33),\"\")","v":1.6533594528053122E-8},{"$f":"IFERROR(IF(OR(J48=\"\",'Combined scenario - input'!$D33=\"\"),\"\",J48/'Combined scenario - input'!$D33),\"\")","v":3.280043337088608E-8},{"$f":"IFERROR(IF(OR(K48=\"\",'Combined scenario - input'!$D33=\"\"),\"\",K48/'Combined scenario - input'!$D33),\"\")","v":6.4033451722569671E-8},{"$f":"IFERROR(IF(OR(L48=\"\",'Combined scenario - input'!$D33=\"\"),\"\",L48/'Combined scenario - input'!$D33),\"\")","v":1.230125117701175E-7},{"$f":"IFERROR(IF(OR(M48=\"\",'Combined scenario - input'!$D33=\"\"),\"\",M48/'Combined scenario - input'!$D33),\"\")","v":2.3254484208150194E-7},{"$f":"IFERROR(IF(OR(N48=\"\",'Combined scenario - input'!$D33=\"\"),\"\",N48/'Combined scenario - input'!$D33),\"\")","v":4.3259271031367956E-7},{"$f":"IFERROR(IF(OR(O48=\"\",'Combined scenario - input'!$D33=\"\"),\"\",O48/'Combined scenario - input'!$D33),\"\")","v":7.9189345289047701E-7},{"$f":"IFERROR(IF(OR(P48=\"\",'Combined scenario - input'!$D33=\"\"),\"\",P48/'Combined scenario - input'!$D33),\"\")","v":1.4264921523059283E-6},{"$f":"IFERROR(IF(OR(Q48=\"\",'Combined scenario - input'!$D33=\"\"),\"\",Q48/'Combined scenario - input'!$D33),\"\")","v":2.5286406112244356E-6},{"$f":"IFERROR(IF(OR(R48=\"\",'Combined scenario - input'!$D33=\"\"),\"\",R48/'Combined scenario - input'!$D33),\"\")","v":4.4108260052561669E-6},{"$f":"IFERROR(IF(OR(S48=\"\",'Combined scenario - input'!$D33=\"\"),\"\",S48/'Combined scenario - input'!$D33),\"\")","v":7.5712545609678166E-6},{"$f":"IFERROR(IF(OR(T48=\"\",'Combined scenario - input'!$D33=\"\"),\"\",T48/'Combined scenario - input'!$D33),\"\")","v":1.2788831998441584E-5},{"$f":"IFERROR(IF(OR(U48=\"\",'Combined scenario - input'!$D33=\"\"),\"\",U48/'Combined scenario - input'!$D33),\"\")","v":2.1257345734368499E-5},{"$f":"IFERROR(IF(OR(V48=\"\",'Combined scenario - input'!$D33=\"\"),\"\",V48/'Combined scenario - input'!$D33),\"\")","v":3.4769809979782992E-5},{"$f":"IFERROR(IF(OR(W48=\"\",'Combined scenario - input'!$D33=\"\"),\"\",W48/'Combined scenario - input'!$D33),\"\")","v":5.5964255809079399E-5}]
[{"$f":"IFERROR('Combined scenario - input'!A34,\"\")","v":4},{"$f":"IFERROR('Combined scenario - input'!B34,\"\")","v":"SWITCHGEAR"},{"$f":"IFERROR('Combined scenario - input'!C34,\"\")","v":"> 66 kv & < = 132 kv ; circuit breaker"},{"$f":"IFERROR(repcalc('Combined scenario - input'!$CV34:$GH34,'Combined scenario - input'!$G34,'Combined scenario - input'!$E34,'Combined scenario - input'!$F34,20,TRUE,TRUE),\"\")","v":143.14037661674678},143.75772890562646,143.81447263617321,143.55587847400201,143.19424146398035,142.89853739601494,142.79639075126698,142.98856467847054,143.57444746357652,144.68550786488041,146.52257886452503,149.39219015275006,153.73702010412083,160.1558375096599,169.40897146942461,182.40628493550128,200.17573764749119,223.81183934112462,254.4045922240455,292.95093335280183,{"$f":"IFERROR(IF(OR(D49=\"\",'Combined scenario - input'!$D34=\"\"),\"\",D49/'Combined scenario - input'!$D34),\"\")","v":1.6604273346886171},{"$f":"IFERROR(IF(OR(E49=\"\",'Combined scenario - input'!$D34=\"\"),\"\",E49/'Combined scenario - input'!$D34),\"\")","v":1.6675886167797842},{"$f":"IFERROR(IF(OR(F49=\"\",'Combined scenario - input'!$D34=\"\"),\"\",F49/'Combined scenario - input'!$D34),\"\")","v":1.6682468436442019},{"$f":"IFERROR(IF(OR(G49=\"\",'Combined scenario - input'!$D34=\"\"),\"\",G49/'Combined scenario - input'!$D34),\"\")","v":1.6652471532311357},{"$f":"IFERROR(IF(OR(H49=\"\",'Combined scenario - input'!$D34=\"\"),\"\",H49/'Combined scenario - input'!$D34),\"\")","v":1.6610521665273996},{"$f":"IFERROR(IF(OR(I49=\"\",'Combined scenario - input'!$D34=\"\"),\"\",I49/'Combined scenario - input'!$D34),\"\")","v":1.6576220014752074},{"$f":"IFERROR(IF(OR(J49=\"\",'Combined scenario - input'!$D34=\"\"),\"\",J49/'Combined scenario - input'!$D34),\"\")","v":1.6564371011340524},{"$f":"IFERROR(IF(OR(K49=\"\",'Combined scenario - input'!$D34=\"\"),\"\",K49/'Combined scenario - input'!$D34),\"\")","v":1.658666317301323},{"$f":"IFERROR(IF(OR(L49=\"\",'Combined scenario - input'!$D34=\"\"),\"\",L49/'Combined scenario - input'!$D34),\"\")","v":1.665462553376055},{"$f":"IFERROR(IF(OR(M49=\"\",'Combined scenario - input'!$D34=\"\"),\"\",M49/'Combined scenario - input'!$D34),\"\")","v":1.6783508460047278},{"$f":"IFERROR(IF(OR(N49=\"\",'Combined scenario - input'!$D34=\"\"),\"\",N49/'Combined scenario - input'!$D34),\"\")","v":1.6996608563293536},{"$f":"IFERROR(IF(OR(O49=\"\",'Combined scenario - input'!$D34=\"\"),\"\",O49/'Combined scenario - input'!$D34),\"\")","v":1.7329483265422998},{"$f":"IFERROR(IF(OR(P49=\"\",'Combined scenario - input'!$D34=\"\"),\"\",P49/'Combined scenario - input'!$D34),\"\")","v":1.7833483225905553},{"$f":"IFERROR(IF(OR(Q49=\"\",'Combined scenario - input'!$D34=\"\"),\"\",Q49/'Combined scenario - input'!$D34),\"\")","v":1.8578065581243941},{"$f":"IFERROR(IF(OR(R49=\"\",'Combined scenario - input'!$D34=\"\"),\"\",R49/'Combined scenario - input'!$D34),\"\")","v":1.9651428452117603},{"$f":"IFERROR(IF(OR(S49=\"\",'Combined scenario - input'!$D34=\"\"),\"\",S49/'Combined scenario - input'!$D34),\"\")","v":2.1159115875238808},{"$f":"IFERROR(IF(OR(T49=\"\",'Combined scenario - input'!$D34=\"\"),\"\",T49/'Combined scenario - input'!$D34),\"\")","v":2.3220371106140085},{"$f":"IFERROR(IF(OR(U49=\"\",'Combined scenario - input'!$D34=\"\"),\"\",U49/'Combined scenario - input'!$D34),\"\")","v":2.5962157195097268},{"$f":"IFERROR(IF(OR(V49=\"\",'Combined scenario - input'!$D34=\"\"),\"\",V49/'Combined scenario - input'!$D34),\"\")","v":2.9510914319453807},{"$f":"IFERROR(IF(OR(W49=\"\",'Combined scenario - input'!$D34=\"\"),\"\",W49/'Combined scenario - input'!$D34),\"\")","v":3.3982287105749172}]
[{"$f":"IFERROR('Combined scenario - input'!A35,\"\")","v":4},{"$f":"IFERROR('Combined scenario - input'!B35,\"\")","v":"SWITCHGEAR"},{"$f":"IFERROR('Combined scenario - input'!C35,\"\")","v":"> 66 kv & < = 132 kv ; switch"},{"$f":"IFERROR(repcalc('Combined scenario - input'!$CV35:$GH35,'Combined scenario - input'!$G35,'Combined scenario - input'!$E35,'Combined scenario - input'!$F35,20,TRUE,TRUE),\"\")","v":3.1867504993079248},3.7057965557976567,4.2890261717990192,4.9441432914363075,5.6794959950261408,6.5036785078390382,7.425044717726629,8.4512194630390454,9.5887279064443867,10.842889785105012,12.218139759420524,13.718933810606627,15.351381836813339,17.125706074386944,19.05956194892341,21.182171180972343,23.539106402561963,26.19743482375566,29.250782925202159,32.823738683889211,{"$f":"IFERROR(IF(OR(D50=\"\",'Combined scenario - input'!$D35=\"\"),\"\",D50/'Combined scenario - input'!$D35),\"\")","v":0.33223633075890685},{"$f":"IFERROR(IF(OR(E50=\"\",'Combined scenario - input'!$D35=\"\"),\"\",E50/'Combined scenario - input'!$D35),\"\")","v":0.38634974733810856},{"$f":"IFERROR(IF(OR(F50=\"\",'Combined scenario - input'!$D35=\"\"),\"\",F50/'Combined scenario - input'!$D35),\"\")","v":0.44715465429656059},{"$f":"IFERROR(IF(OR(G50=\"\",'Combined scenario - input'!$D35=\"\"),\"\",G50/'Combined scenario - input'!$D35),\"\")","v":0.51545423033582216},{"$f":"IFERROR(IF(OR(H50=\"\",'Combined scenario - input'!$D35=\"\"),\"\",H50/'Combined scenario - input'!$D35),\"\")","v":0.59211880891120361},{"$f":"IFERROR(IF(OR(I50=\"\",'Combined scenario - input'!$D35=\"\"),\"\",I50/'Combined scenario - input'!$D35),\"\")","v":0.67804438544820567},{"$f":"IFERROR(IF(OR(J50=\"\",'Combined scenario - input'!$D35=\"\"),\"\",J50/'Combined scenario - input'!$D35),\"\")","v":0.77410189886972169},{"$f":"IFERROR(IF(OR(K50=\"\",'Combined scenario - input'!$D35=\"\"),\"\",K50/'Combined scenario - input'!$D35),\"\")","v":0.88108628066368211},{"$f":"IFERROR(IF(OR(L50=\"\",'Combined scenario - input'!$D35=\"\"),\"\",L50/'Combined scenario - input'!$D35),\"\")","v":0.99967781505783704},{"$f":"IFERROR(IF(OR(M50=\"\",'Combined scenario - input'!$D35=\"\"),\"\",M50/'Combined scenario - input'!$D35),\"\")","v":1.1304311140168848},{"$f":"IFERROR(IF(OR(N50=\"\",'Combined scenario - input'!$D35=\"\"),\"\",N50/'Combined scenario - input'!$D35),\"\")","v":1.2738085153672869},{"$f":"IFERROR(IF(OR(O50=\"\",'Combined scenario - input'!$D35=\"\"),\"\",O50/'Combined scenario - input'!$D35),\"\")","v":1.4302745797482768},{"$f":"IFERROR(IF(OR(P50=\"\",'Combined scenario - input'!$D35=\"\"),\"\",P50/'Combined scenario - input'!$D35),\"\")","v":1.6004662977692903},{"$f":"IFERROR(IF(OR(Q50=\"\",'Combined scenario - input'!$D35=\"\"),\"\",Q50/'Combined scenario - input'!$D35),\"\")","v":1.7854493939972729},{"$f":"IFERROR(IF(OR(R50=\"\",'Combined scenario - input'!$D35=\"\"),\"\",R50/'Combined scenario - input'!$D35),\"\")","v":1.9870645440104555},{"$f":"IFERROR(IF(OR(S50=\"\",'Combined scenario - input'!$D35=\"\"),\"\",S50/'Combined scenario - input'!$D35),\"\")","v":2.2083582734831806},{"$f":"IFERROR(IF(OR(T50=\"\",'Combined scenario - input'!$D35=\"\"),\"\",T50/'Combined scenario - input'!$D35),\"\")","v":2.4540817808702271},{"$f":"IFERROR(IF(OR(U50=\"\",'Combined scenario - input'!$D35=\"\"),\"\",U50/'Combined scenario - input'!$D35),\"\")","v":2.7312271930389294},{"$f":"IFERROR(IF(OR(V50=\"\",'Combined scenario - input'!$D35=\"\"),\"\",V50/'Combined scenario - input'!$D35),\"\")","v":3.0495555874251754},{"$f":"IFERROR(IF(OR(W50=\"\",'Combined scenario - input'!$D35=\"\"),\"\",W50/'Combined scenario - input'!$D35),\"\")","v":3.4220559483689925}]
[{"$f":"IFERROR('Combined scenario - input'!A36,\"\")","v":5},{"$f":"IFERROR('Combined scenario - input'!B36,\"\")","v":"TRANSFORMERS"},{"$f":"IFERROR('Combined scenario - input'!C36,\"\")","v":"ground outdoor / indoor chamber mounted ; ˂ 22 kv ; < = 60 kva ; multiple phase"},{"$f":"IFERROR(repcalc('Combined scenario - input'!$CV36:$GH36,'Combined scenario - input'!$G36,'Combined scenario - input'!$E36,'Combined scenario - input'!$F36,20,TRUE,TRUE),\"\")","v":0.46029923914540138},0.60068061579370235,0.77301206198140171,0.98099822030252126,1.2276921140454125,1.5151304031057378,1.8439530621380296,2.2130387317788451,2.619192832954405,3.0569282122352961,3.518376533616578,3.9933621865391591,4.4696590784152077,4.9334349824662507,5.3698695195576214,5.7639123990356929,6.1011306575695432,6.3685798062187757,6.5556261886336564,6.6546479369117968,{"$f":"IFERROR(IF(OR(D51=\"\",'Combined scenario - input'!$D36=\"\"),\"\",D51/'Combined scenario - input'!$D36),\"\")","v":3.2812930561699981E-3},{"$f":"IFERROR(IF(OR(E51=\"\",'Combined scenario - input'!$D36=\"\"),\"\",E51/'Combined scenario - input'!$D36),\"\")","v":4.2820169271606872E-3},{"$f":"IFERROR(IF(OR(F51=\"\",'Combined scenario - input'!$D36=\"\"),\"\",F51/'Combined scenario - input'!$D36),\"\")","v":5.5105003345747253E-3},{"$f":"IFERROR(IF(OR(G51=\"\",'Combined scenario - input'!$D36=\"\"),\"\",G51/'Combined scenario - input'!$D36),\"\")","v":6.9931522249963469E-3},{"$f":"IFERROR(IF(OR(H51=\"\",'Combined scenario - input'!$D36=\"\"),\"\",H51/'Combined scenario - input'!$D36),\"\")","v":8.7517364061063824E-3},{"$f":"IFERROR(IF(OR(I51=\"\",'Combined scenario - input'!$D36=\"\"),\"\",I51/'Combined scenario - input'!$D36),\"\")","v":1.0800771428893153E-2},{"$f":"IFERROR(IF(OR(J51=\"\",'Combined scenario - input'!$D36=\"\"),\"\",J51/'Combined scenario - input'!$D36),\"\")","v":1.3144819422101297E-2},{"$f":"IFERROR(IF(OR(K51=\"\",'Combined scenario - input'!$D36=\"\"),\"\",K51/'Combined scenario - input'!$D36),\"\")","v":1.5775886653871588E-2},{"$f":"IFERROR(IF(OR(L51=\"\",'Combined scenario - input'!$D36=\"\"),\"\",L51/'Combined scenario - input'!$D36),\"\")","v":1.8671200220751825E-2},{"$f":"IFERROR(IF(OR(M51=\"\",'Combined scenario - input'!$D36=\"\"),\"\",M51/'Combined scenario - input'!$D36),\"\")","v":2.1791644354313845E-2},{"$f":"IFERROR(IF(OR(N51=\"\",'Combined scenario - input'!$D36=\"\"),\"\",N51/'Combined scenario - input'!$D36),\"\")","v":2.508112876784642E-2},{"$f":"IFERROR(IF(OR(O51=\"\",'Combined scenario - input'!$D36=\"\"),\"\",O51/'Combined scenario - input'!$D36),\"\")","v":2.846711551770266E-2},{"$f":"IFERROR(IF(OR(P51=\"\",'Combined scenario - input'!$D36=\"\"),\"\",P51/'Combined scenario - input'!$D36),\"\")","v":3.1862449576672384E-2},{"$f":"IFERROR(IF(OR(Q51=\"\",'Combined scenario - input'!$D36=\"\"),\"\",Q51/'Combined scenario - input'!$D36),\"\")","v":3.5168526415745631E-2},{"$f":"IFERROR(IF(OR(R51=\"\",'Combined scenario - input'!$D36=\"\"),\"\",R51/'Combined scenario - input'!$D36),\"\")","v":3.8279697354653731E-2},{"$f":"IFERROR(IF(OR(S51=\"\",'Combined scenario - input'!$D36=\"\"),\"\",S51/'Combined scenario - input'!$D36),\"\")","v":4.1088674763925963E-2},{"$f":"IFERROR(IF(OR(T51=\"\",'Combined scenario - input'!$D36=\"\"),\"\",T51/'Combined scenario - input'!$D36),\"\")","v":4.3492571698874688E-2},{"$f":"IFERROR(IF(OR(U51=\"\",'Combined scenario - input'!$D36=\"\"),\"\",U51/'Combined scenario - input'!$D36),\"\")","v":4.5399111965964051E-2},{"$f":"IFERROR(IF(OR(V51=\"\",'Combined scenario - input'!$D36=\"\"),\"\",V51/'Combined scenario - input'!$D36),\"\")","v":4.6732492392443079E-2},{"$f":"IFERROR(IF(OR(W51=\"\",'Combined scenario - input'!$D36=\"\"),\"\",W51/'Combined scenario - input'!$D36),\"\")","v":4.7438379666204657E-2}]
[{"$f":"IFERROR('Combined scenario - input'!A37,\"\")","v":5},{"$f":"IFERROR('Combined scenario - input'!B37,\"\")","v":"TRANSFORMERS"},{"$f":"IFERROR('Combined scenario - input'!C37,\"\")","v":"ground outdoor / indoor chamber mounted ; ˂ 22 kv ; > 60 kva and < = 600 kva ; multiple phase"},{"$f":"IFERROR(repcalc('Combined scenario - input'!$CV37:$GH37,'Combined scenario - input'!$G37,'Combined scenario - input'!$E37,'Combined scenario - input'!$F37,20,TRUE,TRUE),\"\")","v":344.43771984322541},348.4100031691583,352.50944946459191,357.05207535143637,362.34182760536152,368.65404606628937,376.21871918598953,385.20490164123061,395.70788584920956,407.74074960471029,421.23169676567721,436.02815773548292,451.90795200303523,468.59700560084951,485.79226276733402,503.18765232746,520.50038558652204,537.4945770513707,553.99926122104853,569.91835027533125,{"$f":"IFERROR(IF(OR(D52=\"\",'Combined scenario - input'!$D37=\"\"),\"\",D52/'Combined scenario - input'!$D37),\"\")","v":5.4365433569649957},{"$f":"IFERROR(IF(OR(E52=\"\",'Combined scenario - input'!$D37=\"\"),\"\",E52/'Combined scenario - input'!$D37),\"\")","v":5.4992411664192353},{"$f":"IFERROR(IF(OR(F52=\"\",'Combined scenario - input'!$D37=\"\"),\"\",F52/'Combined scenario - input'!$D37),\"\")","v":5.5639460934371545},{"$f":"IFERROR(IF(OR(G52=\"\",'Combined scenario - input'!$D37=\"\"),\"\",G52/'Combined scenario - input'!$D37),\"\")","v":5.6356460878499099},{"$f":"IFERROR(IF(OR(H52=\"\",'Combined scenario - input'!$D37=\"\"),\"\",H52/'Combined scenario - input'!$D37),\"\")","v":5.7191385911946568},{"$f":"IFERROR(IF(OR(I52=\"\",'Combined scenario - input'!$D37=\"\"),\"\",I52/'Combined scenario - input'!$D37),\"\")","v":5.8187695182519157},{"$f":"IFERROR(IF(OR(J52=\"\",'Combined scenario - input'!$D37=\"\"),\"\",J52/'Combined scenario - input'!$D37),\"\")","v":5.9381689656040715},{"$f":"IFERROR(IF(OR(K52=\"\",'Combined scenario - input'!$D37=\"\"),\"\",K52/'Combined scenario - input'!$D37),\"\")","v":6.0800052620287266},{"$f":"IFERROR(IF(OR(L52=\"\",'Combined scenario - input'!$D37=\"\"),\"\",L52/'Combined scenario - input'!$D37),\"\")","v":6.2457824859930069},{"$f":"IFERROR(IF(OR(M52=\"\",'Combined scenario - input'!$D37=\"\"),\"\",M52/'Combined scenario - input'!$D37),\"\")","v":6.4357070550704227},{"$f":"IFERROR(IF(OR(N52=\"\",'Combined scenario - input'!$D37=\"\"),\"\",N52/'Combined scenario - input'!$D37),\"\")","v":6.6486457517976678},{"$f":"IFERROR(IF(OR(O52=\"\",'Combined scenario - input'!$D37=\"\"),\"\",O52/'Combined scenario - input'!$D37),\"\")","v":6.8821904449532347},{"$f":"IFERROR(IF(OR(P52=\"\",'Combined scenario - input'!$D37=\"\"),\"\",P52/'Combined scenario - input'!$D37),\"\")","v":7.132834277093707},{"$f":"IFERROR(IF(OR(Q52=\"\",'Combined scenario - input'!$D37=\"\"),\"\",Q52/'Combined scenario - input'!$D37),\"\")","v":7.3962513137426749},{"$f":"IFERROR(IF(OR(R52=\"\",'Combined scenario - input'!$D37=\"\"),\"\",R52/'Combined scenario - input'!$D37),\"\")","v":7.6676581769698089},{"$f":"IFERROR(IF(OR(S52=\"\",'Combined scenario - input'!$D37=\"\"),\"\",S52/'Combined scenario - input'!$D37),\"\")","v":7.9422238940984844},{"$f":"IFERROR(IF(OR(T52=\"\",'Combined scenario - input'!$D37=\"\"),\"\",T52/'Combined scenario - input'!$D37),\"\")","v":8.2154849789567326},{"$f":"IFERROR(IF(OR(U52=\"\",'Combined scenario - input'!$D37=\"\"),\"\",U52/'Combined scenario - input'!$D37),\"\")","v":8.4837182571158909},{"$f":"IFERROR(IF(OR(V52=\"\",'Combined scenario - input'!$D37=\"\"),\"\",V52/'Combined scenario - input'!$D37),\"\")","v":8.7442252396911666},{"$f":"IFERROR(IF(OR(W52=\"\",'Combined scenario - input'!$D37=\"\"),\"\",W52/'Combined scenario - input'!$D37),\"\")","v":8.9954892937163393}]
[{"$f":"IFERROR('Combined scenario - input'!A38,\"\")","v":5},{"$f":"IFERROR('Combined scenario - input'!B38,\"\")","v":"TRANSFORMERS"},{"$f":"IFERROR('Combined scenario - input'!C38,\"\")","v":"ground outdoor / indoor chamber mounted ; ˂ 22 kv ; > 600 kva ; multiple phase"},{"$f":"IFERROR(repcalc('Combined scenario - input'!$CV38:$GH38,'Combined scenario - input'!$G38,'Combined scenario - input'!$E38,'Combined scenario - input'!$F38,20,TRUE,TRUE),\"\")","v":392.63792237889589},407.64424801649272,429.747271750018,459.81180876694856,498.77958550330879,547.65652000474165,607.47854729923017,679.25454692373989,763.88745234544103,862.07750890905186,974.21463527600906,1100.2696020414305,1239.6958967531855,1391.3553194309884,1553.4802153071046,1723.6835726552472,1899.0249217968897,2076.1351971959525,2251.3978221816092,2421.1768125860467,{"$f":"IFERROR(IF(OR(D53=\"\",'Combined scenario - input'!$D38=\"\"),\"\",D53/'Combined scenario - input'!$D38),\"\")","v":6.4121158171005588},{"$f":"IFERROR(IF(OR(E53=\"\",'Combined scenario - input'!$D38=\"\"),\"\",E53/'Combined scenario - input'!$D38),\"\")","v":6.6571820536841502},{"$f":"IFERROR(IF(OR(F53=\"\",'Combined scenario - input'!$D38=\"\"),\"\",F53/'Combined scenario - input'!$D38),\"\")","v":7.0181434891685193},{"$f":"IFERROR(IF(OR(G53=\"\",'Combined scenario - input'!$D38=\"\"),\"\",G53/'Combined scenario - input'!$D38),\"\")","v":7.5091233012357685},{"$f":"IFERROR(IF(OR(H53=\"\",'Combined scenario - input'!$D38=\"\"),\"\",H53/'Combined scenario - input'!$D38),\"\")","v":8.1455006945720587},{"$f":"IFERROR(IF(OR(I53=\"\",'Combined scenario - input'!$D38=\"\"),\"\",I53/'Combined scenario - input'!$D38),\"\")","v":8.9437031781966283},{"$f":"IFERROR(IF(OR(J53=\"\",'Combined scenario - input'!$D38=\"\"),\"\",J53/'Combined scenario - input'!$D38),\"\")","v":9.9206484643319062},{"$f":"IFERROR(IF(OR(K53=\"\",'Combined scenario - input'!$D38=\"\"),\"\",K53/'Combined scenario - input'!$D38),\"\")","v":11.092812425703917},{"$f":"IFERROR(IF(OR(L53=\"\",'Combined scenario - input'!$D38=\"\"),\"\",L53/'Combined scenario - input'!$D38),\"\")","v":12.474940744368926},{"$f":"IFERROR(IF(OR(M53=\"\",'Combined scenario - input'!$D38=\"\"),\"\",M53/'Combined scenario - input'!$D38),\"\")","v":14.078469030579541},{"$f":"IFERROR(IF(OR(N53=\"\",'Combined scenario - input'!$D38=\"\"),\"\",N53/'Combined scenario - input'!$D38),\"\")","v":15.909764992277045},{"$f":"IFERROR(IF(OR(O53=\"\",'Combined scenario - input'!$D38=\"\"),\"\",O53/'Combined scenario - input'!$D38),\"\")","v":17.968351288077212},{"$f":"IFERROR(IF(OR(P53=\"\",'Combined scenario - input'!$D38=\"\"),\"\",P53/'Combined scenario - input'!$D38),\"\")","v":20.245302898416671},{"$f":"IFERROR(IF(OR(Q53=\"\",'Combined scenario - input'!$D38=\"\"),\"\",Q53/'Combined scenario - input'!$D38),\"\")","v":22.722032036225876},{"$f":"IFERROR(IF(OR(R53=\"\",'Combined scenario - input'!$D38=\"\"),\"\",R53/'Combined scenario - input'!$D38),\"\")","v":25.36967137502068},{"$f":"IFERROR(IF(OR(S53=\"\",'Combined scenario - input'!$D38=\"\"),\"\",S53/'Combined scenario - input'!$D38),\"\")","v":28.149238955154921},{"$f":"IFERROR(IF(OR(T53=\"\",'Combined scenario - input'!$D38=\"\"),\"\",T53/'Combined scenario - input'!$D38),\"\")","v":31.012714371413665},{"$f":"IFERROR(IF(OR(U53=\"\",'Combined scenario - input'!$D38=\"\"),\"\",U53/'Combined scenario - input'!$D38),\"\")","v":33.905077878679428},{"$f":"IFERROR(IF(OR(V53=\"\",'Combined scenario - input'!$D38=\"\"),\"\",V53/'Combined scenario - input'!$D38),\"\")","v":36.767267661592506},{"$f":"IFERROR(IF(OR(W53=\"\",'Combined scenario - input'!$D38=\"\"),\"\",W53/'Combined scenario - input'!$D38),\"\")","v":39.539904963633639}]
[{"$f":"IFERROR('Combined scenario - input'!A39,\"\")","v":5},{"$f":"IFERROR('Combined scenario - input'!B39,\"\")","v":"TRANSFORMERS"},{"$f":"IFERROR('Combined scenario - input'!C39,\"\")","v":"ground outdoor / indoor chamber mounted ; > = 22 kv & < = 33 kv ; < = 15 mva"},{"$f":"IFERROR(repcalc('Combined scenario - input'!$CV39:$GH39,'Combined scenario - input'!$G39,'Combined scenario - input'!$E39,'Combined scenario - input'!$F39,20,TRUE,TRUE),\"\")","v":173.13259296232246},184.03442558008661,195.41722322065885,207.51964491216438,220.58860540351299,234.85703842786577,250.52067000326809,267.71585485491761,286.50051782817849,306.84001392370732,328.59929788317442,351.54222411322928,375.33814548046234,399.57531999502794,423.78004195920425,447.43995277553228,470.02970177523594,491.03704083911026,509.98754442326333,526.46642151637195,{"$f":"IFERROR(IF(OR(D54=\"\",'Combined scenario - input'!$D39=\"\"),\"\",D54/'Combined scenario - input'!$D39),\"\")","v":0.89356292298527684},{"$f":"IFERROR(IF(OR(E54=\"\",'Combined scenario - input'!$D39=\"\"),\"\",E54/'Combined scenario - input'!$D39),\"\")","v":0.94982889378342406},{"$f":"IFERROR(IF(OR(F54=\"\",'Combined scenario - input'!$D39=\"\"),\"\",F54/'Combined scenario - input'!$D39),\"\")","v":1.0085771962112238},{"$f":"IFERROR(IF(OR(G54=\"\",'Combined scenario - input'!$D39=\"\"),\"\",G54/'Combined scenario - input'!$D39),\"\")","v":1.0710395848165599},{"$f":"IFERROR(IF(OR(H54=\"\",'Combined scenario - input'!$D39=\"\"),\"\",H54/'Combined scenario - input'!$D39),\"\")","v":1.1384904231435176},{"$f":"IFERROR(IF(OR(I54=\"\",'Combined scenario - input'!$D39=\"\"),\"\",I54/'Combined scenario - input'!$D39),\"\")","v":1.2121319166457547},{"$f":"IFERROR(IF(OR(J54=\"\",'Combined scenario - input'!$D39=\"\"),\"\",J54/'Combined scenario - input'!$D39),\"\")","v":1.2929742362552514},{"$f":"IFERROR(IF(OR(K54=\"\",'Combined scenario - input'!$D39=\"\"),\"\",K54/'Combined scenario - input'!$D39),\"\")","v":1.3817211288790789},{"$f":"IFERROR(IF(OR(L54=\"\",'Combined scenario - input'!$D39=\"\"),\"\",L54/'Combined scenario - input'!$D39),\"\")","v":1.4786715532127177},{"$f":"IFERROR(IF(OR(M54=\"\",'Combined scenario - input'!$D39=\"\"),\"\",M54/'Combined scenario - input'!$D39),\"\")","v":1.5836467012896807},{"$f":"IFERROR(IF(OR(N54=\"\",'Combined scenario - input'!$D39=\"\"),\"\",N54/'Combined scenario - input'!$D39),\"\")","v":1.6959495845551058},{"$f":"IFERROR(IF(OR(O54=\"\",'Combined scenario - input'!$D39=\"\"),\"\",O54/'Combined scenario - input'!$D39),\"\")","v":1.8143614206697816},{"$f":"IFERROR(IF(OR(P54=\"\",'Combined scenario - input'!$D39=\"\"),\"\",P54/'Combined scenario - input'!$D39),\"\")","v":1.9371756908670743},{"$f":"IFERROR(IF(OR(Q54=\"\",'Combined scenario - input'!$D39=\"\"),\"\",Q54/'Combined scenario - input'!$D39),\"\")","v":2.0622673338302953},{"$f":"IFERROR(IF(OR(R54=\"\",'Combined scenario - input'!$D39=\"\"),\"\",R54/'Combined scenario - input'!$D39),\"\")","v":2.187191484380401},{"$f":"IFERROR(IF(OR(S54=\"\",'Combined scenario - input'!$D39=\"\"),\"\",S54/'Combined scenario - input'!$D39),\"\")","v":2.3093037840050585},{"$f":"IFERROR(IF(OR(T54=\"\",'Combined scenario - input'!$D39=\"\"),\"\",T54/'Combined scenario - input'!$D39),\"\")","v":2.4258928201900116},{"$f":"IFERROR(IF(OR(U54=\"\",'Combined scenario - input'!$D39=\"\"),\"\",U54/'Combined scenario - input'!$D39),\"\")","v":2.5343148046175386},{"$f":"IFERROR(IF(OR(V54=\"\",'Combined scenario - input'!$D39=\"\"),\"\",V54/'Combined scenario - input'!$D39),\"\")","v":2.6321211568760292},{"$f":"IFERROR(IF(OR(W54=\"\",'Combined scenario - input'!$D39=\"\"),\"\",W54/'Combined scenario - input'!$D39),\"\")","v":2.7171710791979211}]
[{"$f":"IFERROR('Combined scenario - input'!A40,\"\")","v":5},{"$f":"IFERROR('Combined scenario - input'!B40,\"\")","v":"TRANSFORMERS"},{"$f":"IFERROR('Combined scenario - input'!C40,\"\")","v":"ground outdoor / indoor chamber mounted ; > = 22 kv & < = 33 kv ; > 15 mva and < = 40 mva"},{"$f":"IFERROR(repcalc('Combined scenario - input'!$CV40:$GH40,'Combined scenario - input'!$G40,'Combined scenario - input'!$E40,'Combined scenario - input'!$F40,20,TRUE,TRUE),\"\")","v":367.68890879470285},453.16751445975348,549.56732376207128,655.91927085966131,770.62425924901686,891.4711903106454,1015.7121234374292,1140.1951418535075,1261.5490568565731,1376.4079507821932,1481.6587338674162,1574.6922009588118,1653.6379994121298,1717.5664721900457,1766.6450445643802,1802.2427957379673,1826.9829731479438,1844.748314731813,1860.6471786659902,1880.9490383512477,{"$f":"IFERROR(IF(OR(D55=\"\",'Combined scenario - input'!$D40=\"\"),\"\",D55/'Combined scenario - input'!$D40),\"\")","v":0.24368061153534915},{"$f":"IFERROR(IF(OR(E55=\"\",'Combined scenario - input'!$D40=\"\"),\"\",E55/'Combined scenario - input'!$D40),\"\")","v":0.30033034559974681},{"$f":"IFERROR(IF(OR(F55=\"\",'Combined scenario - input'!$D40=\"\"),\"\",F55/'Combined scenario - input'!$D40),\"\")","v":0.3642179525435717},{"$f":"IFERROR(IF(OR(G55=\"\",'Combined scenario - input'!$D40=\"\"),\"\",G55/'Combined scenario - input'!$D40),\"\")","v":0.43470119771860044},{"$f":"IFERROR(IF(OR(H55=\"\",'Combined scenario - input'!$D40=\"\"),\"\",H55/'Combined scenario - input'!$D40),\"\")","v":0.51072030258771084},{"$f":"IFERROR(IF(OR(I55=\"\",'Combined scenario - input'!$D40=\"\"),\"\",I55/'Combined scenario - input'!$D40),\"\")","v":0.59080989288783592},{"$f":"IFERROR(IF(OR(J55=\"\",'Combined scenario - input'!$D40=\"\"),\"\",J55/'Combined scenario - input'!$D40),\"\")","v":0.67314880993948145},{"$f":"IFERROR(IF(OR(K55=\"\",'Combined scenario - input'!$D40=\"\"),\"\",K55/'Combined scenario - input'!$D40),\"\")","v":0.75564816558453574},{"$f":"IFERROR(IF(OR(L55=\"\",'Combined scenario - input'!$D40=\"\"),\"\",L55/'Combined scenario - input'!$D40),\"\")","v":0.83607375230427805},{"$f":"IFERROR(IF(OR(M55=\"\",'Combined scenario - input'!$D40=\"\"),\"\",M55/'Combined scenario - input'!$D40),\"\")","v":0.91219485588561111},{"$f":"IFERROR(IF(OR(N55=\"\",'Combined scenario - input'!$D40=\"\"),\"\",N55/'Combined scenario - input'!$D40),\"\")","v":0.98194832022277367},{"$f":"IFERROR(IF(OR(O55=\"\",'Combined scenario - input'!$D40=\"\"),\"\",O55/'Combined scenario - input'!$D40),\"\")","v":1.0436049315913341},{"$f":"IFERROR(IF(OR(P55=\"\",'Combined scenario - input'!$D40=\"\"),\"\",P55/'Combined scenario - input'!$D40),\"\")","v":1.0959251402925221},{"$f":"IFERROR(IF(OR(Q55=\"\",'Combined scenario - input'!$D40=\"\"),\"\",Q55/'Combined scenario - input'!$D40),\"\")","v":1.1382928293047068},{"$f":"IFERROR(IF(OR(R55=\"\",'Combined scenario - input'!$D40=\"\"),\"\",R55/'Combined scenario - input'!$D40),\"\")","v":1.1708189573531795},{"$f":"IFERROR(IF(OR(S55=\"\",'Combined scenario - input'!$D40=\"\"),\"\",S55/'Combined scenario - input'!$D40),\"\")","v":1.1944108622700238},{"$f":"IFERROR(IF(OR(T55=\"\",'Combined scenario - input'!$D40=\"\"),\"\",T55/'Combined scenario - input'!$D40),\"\")","v":1.2108070641041189},{"$f":"IFERROR(IF(OR(U55=\"\",'Combined scenario - input'!$D40=\"\"),\"\",U55/'Combined scenario - input'!$D40),\"\")","v":1.2225807923775185},{"$f":"IFERROR(IF(OR(V55=\"\",'Combined scenario - input'!$D40=\"\"),\"\",V55/'Combined scenario - input'!$D40),\"\")","v":1.2331175390498548},{"$f":"IFERROR(IF(OR(W55=\"\",'Combined scenario - input'!$D40=\"\"),\"\",W55/'Combined scenario - input'!$D40),\"\")","v":1.246572308734438}]
[{"$f":"IFERROR('Combined scenario - input'!A41,\"\")","v":5},{"$f":"IFERROR('Combined scenario - input'!B41,\"\")","v":"TRANSFORMERS"},{"$f":"IFERROR('Combined scenario - input'!C41,\"\")","v":"ground outdoor / indoor chamber mounted ; > 33 kv & < = 66 kv ; > 15 mva and < = 40 mva"},{"$f":"IFERROR(repcalc('Combined scenario - input'!$CV41:$GH41,'Combined scenario - input'!$G41,'Combined scenario - input'!$E41,'Combined scenario - input'!$F41,20,TRUE,TRUE),\"\")","v":2.7514642732110309E-5},5.5278241309439358E-5,1.0905014582428289E-4,2.1124186457650133E-4,4.0180511051640959E-4,7.5046882531280086E-4,1.3763586154544206E-3,2.4786335142331284E-3,4.3830336461972482E-3,7.6106031876590052E-3,1.2976128928420276E-2,2.1724662379620785E-2,3.5714349267451859E-2,5.7651986938865842E-2,9.1383473258578207E-2,0.14223382657768513,0.21738020317160633,0.32622629068983727,0.48072842935449556,0.69560475691937729,{"$f":"IFERROR(IF(OR(D56=\"\",'Combined scenario - input'!$D41=\"\"),\"\",D56/'Combined scenario - input'!$D41),\"\")","v":6.0513056436272458E-8},{"$f":"IFERROR(IF(OR(E56=\"\",'Combined scenario - input'!$D41=\"\"),\"\",E56/'Combined scenario - input'!$D41),\"\")","v":1.2157364239195531E-7},{"$f":"IFERROR(IF(OR(F56=\"\",'Combined scenario - input'!$D41=\"\"),\"\",F56/'Combined scenario - input'!$D41),\"\")","v":2.3983439265040557E-7},{"$f":"IFERROR(IF(OR(G56=\"\",'Combined scenario - input'!$D41=\"\"),\"\",G56/'Combined scenario - input'!$D41),\"\")","v":4.6458502104783936E-7},{"$f":"IFERROR(IF(OR(H56=\"\",'Combined scenario - input'!$D41=\"\"),\"\",H56/'Combined scenario - input'!$D41),\"\")","v":8.8369147896245729E-7},{"$f":"IFERROR(IF(OR(I56=\"\",'Combined scenario - input'!$D41=\"\"),\"\",I56/'Combined scenario - input'!$D41),\"\")","v":1.6505088880117735E-6},{"$f":"IFERROR(IF(OR(J56=\"\",'Combined scenario - input'!$D41=\"\"),\"\",J56/'Combined scenario - input'!$D41),\"\")","v":3.0270306390838315E-6},{"$f":"IFERROR(IF(OR(K56=\"\",'Combined scenario - input'!$D41=\"\"),\"\",K56/'Combined scenario - input'!$D41),\"\")","v":5.4512679372930301E-6},{"$f":"IFERROR(IF(OR(L56=\"\",'Combined scenario - input'!$D41=\"\"),\"\",L56/'Combined scenario - input'!$D41),\"\")","v":9.6396222541128574E-6},{"$f":"IFERROR(IF(OR(M56=\"\",'Combined scenario - input'!$D41=\"\"),\"\",M56/'Combined scenario - input'!$D41),\"\")","v":1.6738027990871246E-5},{"$f":"IFERROR(IF(OR(N56=\"\",'Combined scenario - input'!$D41=\"\"),\"\",N56/'Combined scenario - input'!$D41),\"\")","v":2.8538448774894155E-5},{"$f":"IFERROR(IF(OR(O56=\"\",'Combined scenario - input'!$D41=\"\"),\"\",O56/'Combined scenario - input'!$D41),\"\")","v":4.7779131040751436E-5},{"$f":"IFERROR(IF(OR(P56=\"\",'Combined scenario - input'!$D41=\"\"),\"\",P56/'Combined scenario - input'!$D41),\"\")","v":7.8546701618040687E-5},{"$f":"IFERROR(IF(OR(Q56=\"\",'Combined scenario - input'!$D41=\"\"),\"\",Q56/'Combined scenario - input'!$D41),\"\")","v":1.2679423001278622E-4},{"$f":"IFERROR(IF(OR(R56=\"\",'Combined scenario - input'!$D41=\"\"),\"\",R56/'Combined scenario - input'!$D41),\"\")","v":2.0098001375047503E-4},{"$f":"IFERROR(IF(OR(S56=\"\",'Combined scenario - input'!$D41=\"\"),\"\",S56/'Combined scenario - input'!$D41),\"\")","v":3.1281538556187939E-4},{"$f":"IFERROR(IF(OR(T56=\"\",'Combined scenario - input'!$D41=\"\"),\"\",T56/'Combined scenario - input'!$D41),\"\")","v":4.7808509202630232E-4},{"$f":"IFERROR(IF(OR(U56=\"\",'Combined scenario - input'!$D41=\"\"),\"\",U56/'Combined scenario - input'!$D41),\"\")","v":7.1747069848272977E-4},{"$f":"IFERROR(IF(OR(V56=\"\",'Combined scenario - input'!$D41=\"\"),\"\",V56/'Combined scenario - input'!$D41),\"\")","v":1.0572678285987703E-3},{"$f":"IFERROR(IF(OR(W56=\"\",'Combined scenario - input'!$D41=\"\"),\"\",W56/'Combined scenario - input'!$D41),\"\")","v":1.5298461376595681E-3}]
[{"$f":"IFERROR('Combined scenario - input'!A42,\"\")","v":5},{"$f":"IFERROR('Combined scenario - input'!B42,\"\")","v":"TRANSFORMERS"},{"$f":"IFERROR('Combined scenario - input'!C42,\"\")","v":"ground outdoor / indoor chamber mounted ; > 66 kv & < = 132 kv ; < = 100 mva"},{"$f":"IFERROR(repcalc('Combined scenario - input'!$CV42:$GH42,'Combined scenario - input'!$G42,'Combined scenario - input'!$E42,'Combined scenario - input'!$F42,20,TRUE,TRUE),\"\")","v":210.69165308341775},233.3596125649685,258.3132665822186,285.47869147681371,314.6265264535765,345.36234992569899,377.13029312398299,409.23099500610266,440.85401410635075,471.12379521964624,499.1572660161786,524.13013513811143,545.34801955426371,562.31771148423138,574.81329505601946,582.93154165793419,587.13114038991239,588.25090960677971,587.50318654603052,586.44004403272663,{"$f":"IFERROR(IF(OR(D57=\"\",'Combined scenario - input'!$D42=\"\"),\"\",D57/'Combined scenario - input'!$D42),\"\")","v":0.59293718086756586},{"$f":"IFERROR(IF(OR(E57=\"\",'Combined scenario - input'!$D42=\"\"),\"\",E57/'Combined scenario - input'!$D42),\"\")","v":0.65673029176830688},{"$f":"IFERROR(IF(OR(F57=\"\",'Combined scenario - input'!$D42=\"\"),\"\",F57/'Combined scenario - input'!$D42),\"\")","v":0.72695589894731938},{"$f":"IFERROR(IF(OR(G57=\"\",'Combined scenario - input'!$D42=\"\"),\"\",G57/'Combined scenario - input'!$D42),\"\")","v":0.80340596338197223},{"$f":"IFERROR(IF(OR(H57=\"\",'Combined scenario - input'!$D42=\"\"),\"\",H57/'Combined scenario - input'!$D42),\"\")","v":0.88543500841809475},{"$f":"IFERROR(IF(OR(I57=\"\",'Combined scenario - input'!$D42=\"\"),\"\",I57/'Combined scenario - input'!$D42),\"\")","v":0.97193303648182627},{"$f":"IFERROR(IF(OR(J57=\"\",'Combined scenario - input'!$D42=\"\"),\"\",J57/'Combined scenario - input'!$D42),\"\")","v":1.0613356986484843},{"$f":"IFERROR(IF(OR(K57=\"\",'Combined scenario - input'!$D42=\"\"),\"\",K57/'Combined scenario - input'!$D42),\"\")","v":1.1516748240922354},{"$f":"IFERROR(IF(OR(L57=\"\",'Combined scenario - input'!$D42=\"\"),\"\",L57/'Combined scenario - input'!$D42),\"\")","v":1.2406696348567536},{"$f":"IFERROR(IF(OR(M57=\"\",'Combined scenario - input'!$D42=\"\"),\"\",M57/'Combined scenario - input'!$D42),\"\")","v":1.3258561072021469},{"$f":"IFERROR(IF(OR(N57=\"\",'Combined scenario - input'!$D42=\"\"),\"\",N57/'Combined scenario - input'!$D42),\"\")","v":1.4047490623846099},{"$f":"IFERROR(IF(OR(O57=\"\",'Combined scenario - input'!$D42=\"\"),\"\",O57/'Combined scenario - input'!$D42),\"\")","v":1.4750287455074669},{"$f":"IFERROR(IF(OR(P57=\"\",'Combined scenario - input'!$D42=\"\"),\"\",P57/'Combined scenario - input'!$D42),\"\")","v":1.5347409950701307},{"$f":"IFERROR(IF(OR(Q57=\"\",'Combined scenario - input'!$D42=\"\"),\"\",Q57/'Combined scenario - input'!$D42),\"\")","v":1.5824978052991641},{"$f":"IFERROR(IF(OR(R57=\"\",'Combined scenario - input'!$D42=\"\"),\"\",R57/'Combined scenario - input'!$D42),\"\")","v":1.6176633943859688},{"$f":"IFERROR(IF(OR(S57=\"\",'Combined scenario - input'!$D42=\"\"),\"\",S57/'Combined scenario - input'!$D42),\"\")","v":1.6405101003815841},{"$f":"IFERROR(IF(OR(T57=\"\",'Combined scenario - input'!$D42=\"\"),\"\",T57/'Combined scenario - input'!$D42),\"\")","v":1.6523287851584711},{"$f":"IFERROR(IF(OR(U57=\"\",'Combined scenario - input'!$D42=\"\"),\"\",U57/'Combined scenario - input'!$D42),\"\")","v":1.655480086090211},{"$f":"IFERROR(IF(OR(V57=\"\",'Combined scenario - input'!$D42=\"\"),\"\",V57/'Combined scenario - input'!$D42),\"\")","v":1.6533758128680784},{"$f":"IFERROR(IF(OR(W57=\"\",'Combined scenario - input'!$D42=\"\"),\"\",W57/'Combined scenario - input'!$D42),\"\")","v":1.6503838731520362}]
[{"$f":"IFERROR('Combined scenario - input'!A43,\"\")","v":5},{"$f":"IFERROR('Combined scenario - input'!B43,\"\")","v":"TRANSFORMERS"},{"$f":"IFERROR('Combined scenario - input'!C43,\"\")","v":"ground outdoor / indoor chamber mounted ; > 66 kv & < = 132 kv ; > 100 mva"},{"$f":"IFERROR(repcalc('Combined scenario - input'!$CV43:$GH43,'Combined scenario - input'!$G43,'Combined scenario - input'!$E43,'Combined scenario - input'!$F43,20,TRUE,TRUE),\"\")","v":4.3058805182654925E-2},7.7924187904416825E-2,0.13825386524905883,0.24048979918114732,0.41015947205321107,0.68591591141663322,1.1248117231287329,1.808890671345015,2.8530245487863808,4.4136883255849373,6.6980563992530815,9.9724403589811317,14.568721395497604,20.887129936695178,29.393580170424467,40.609868862016071,55.095466975202726,73.420393467981413,96.129718673837317,123.70147518934614,{"$f":"IFERROR(IF(OR(D58=\"\",'Combined scenario - input'!$D43=\"\"),\"\",D58/'Combined scenario - input'!$D43),\"\")","v":1.5468302690034389E-5},{"$f":"IFERROR(IF(OR(E58=\"\",'Combined scenario - input'!$D43=\"\"),\"\",E58/'Combined scenario - input'!$D43),\"\")","v":2.79932274076704E-5},{"$f":"IFERROR(IF(OR(F58=\"\",'Combined scenario - input'!$D43=\"\"),\"\",F58/'Combined scenario - input'!$D43),\"\")","v":4.9665861062980147E-5},{"$f":"IFERROR(IF(OR(G58=\"\",'Combined scenario - input'!$D43=\"\"),\"\",G58/'Combined scenario - input'!$D43),\"\")","v":8.639275966482369E-5},{"$f":"IFERROR(IF(OR(H58=\"\",'Combined scenario - input'!$D43=\"\"),\"\",H58/'Combined scenario - input'!$D43),\"\")","v":1.4734433150178231E-4},{"$f":"IFERROR(IF(OR(I58=\"\",'Combined scenario - input'!$D43=\"\"),\"\",I58/'Combined scenario - input'!$D43),\"\")","v":2.464061622865753E-4},{"$f":"IFERROR(IF(OR(J58=\"\",'Combined scenario - input'!$D43=\"\"),\"\",J58/'Combined scenario - input'!$D43),\"\")","v":4.0407364135740313E-4},{"$f":"IFERROR(IF(OR(K58=\"\",'Combined scenario - input'!$D43=\"\"),\"\",K58/'Combined scenario - input'!$D43),\"\")","v":6.4981989906248922E-4},{"$f":"IFERROR(IF(OR(L58=\"\",'Combined scenario - input'!$D43=\"\"),\"\",L58/'Combined scenario - input'!$D43),\"\")","v":1.0249110981022688E-3},{"$f":"IFERROR(IF(OR(M58=\"\",'Combined scenario - input'!$D43=\"\"),\"\",M58/'Combined scenario - input'!$D43),\"\")","v":1.5855587889633432E-3},{"$f":"IFERROR(IF(OR(N58=\"\",'Combined scenario - input'!$D43=\"\"),\"\",N58/'Combined scenario - input'!$D43),\"\")","v":2.4061876166574171E-3},{"$f":"IFERROR(IF(OR(O58=\"\",'Combined scenario - input'!$D43=\"\"),\"\",O58/'Combined scenario - input'!$D43),\"\")","v":3.5824664752465893E-3},{"$f":"IFERROR(IF(OR(P58=\"\",'Combined scenario - input'!$D43=\"\"),\"\",P58/'Combined scenario - input'!$D43),\"\")","v":5.233619265476384E-3},{"$f":"IFERROR(IF(OR(Q58=\"\",'Combined scenario - input'!$D43=\"\"),\"\",Q58/'Combined scenario - input'!$D43),\"\")","v":7.5034234418800668E-3},{"$f":"IFERROR(IF(OR(R58=\"\",'Combined scenario - input'!$D43=\"\"),\"\",R58/'Combined scenario - input'!$D43),\"\")","v":1.0559252475567282E-2},{"$f":"IFERROR(IF(OR(S58=\"\",'Combined scenario - input'!$D43=\"\"),\"\",S58/'Combined scenario - input'!$D43),\"\")","v":1.4588554909863282E-2},{"$f":"IFERROR(IF(OR(T58=\"\",'Combined scenario - input'!$D43=\"\"),\"\",T58/'Combined scenario - input'!$D43),\"\")","v":1.979231324246146E-2},{"$f":"IFERROR(IF(OR(U58=\"\",'Combined scenario - input'!$D43=\"\"),\"\",U58/'Combined scenario - input'!$D43),\"\")","v":2.6375299197610849E-2},{"$f":"IFERROR(IF(OR(V58=\"\",'Combined scenario - input'!$D43=\"\"),\"\",V58/'Combined scenario - input'!$D43),\"\")","v":3.4533322038247126E-2},{"$f":"IFERROR(IF(OR(W58=\"\",'Combined scenario - input'!$D43=\"\"),\"\",W58/'Combined scenario - input'!$D43),\"\")","v":4.4438108612529906E-2}]
[{"$f":"IFERROR('Combined scenario - input'!A44,\"\")","v":5},{"$f":"IFERROR('Combined scenario - input'!B44,\"\")","v":"TRANSFORMERS"},{"$f":"IFERROR('Combined scenario - input'!C44,\"\")","v":"kiosk mounted ; < = 22 kv ; > 60 kva and < = 600 kva ; multiple phase"},{"$f":"IFERROR(repcalc('Combined scenario - input'!$CV44:$GH44,'Combined scenario - input'!$G44,'Combined scenario - input'!$E44,'Combined scenario - input'!$F44,20,TRUE,TRUE),\"\")","v":464.78570483111804},560.22718521169895,669.95911928717589,794.98590469331089,936.10316713128259,1093.8218451890768,1268.2986492328557,1459.2827423901199,1666.0888605849805,1887.6061909199343,2122.3501882011319,2368.5613478644409,2624.3511242956874,2887.8910809251756,3157.637316880755,3432.5784353718236,3712.4918484956088,3998.1899894513945,4291.7349560590892,4596.5972942182689,{"$f":"IFERROR(IF(OR(D59=\"\",'Combined scenario - input'!$D44=\"\"),\"\",D59/'Combined scenario - input'!$D44),\"\")","v":9.0270479667228365},{"$f":"IFERROR(IF(OR(E59=\"\",'Combined scenario - input'!$D44=\"\"),\"\",E59/'Combined scenario - input'!$D44),\"\")","v":10.880708293310528},{"$f":"IFERROR(IF(OR(F59=\"\",'Combined scenario - input'!$D44=\"\"),\"\",F59/'Combined scenario - input'!$D44),\"\")","v":13.01191719686431},{"$f":"IFERROR(IF(OR(G59=\"\",'Combined scenario - input'!$D44=\"\"),\"\",G59/'Combined scenario - input'!$D44),\"\")","v":15.440182045062327},{"$f":"IFERROR(IF(OR(H59=\"\",'Combined scenario - input'!$D44=\"\"),\"\",H59/'Combined scenario - input'!$D44),\"\")","v":18.18095544604946},{"$f":"IFERROR(IF(OR(I59=\"\",'Combined scenario - input'!$D44=\"\"),\"\",I59/'Combined scenario - input'!$D44),\"\")","v":21.244160827103823},{"$f":"IFERROR(IF(OR(J59=\"\",'Combined scenario - input'!$D44=\"\"),\"\",J59/'Combined scenario - input'!$D44),\"\")","v":24.632841810216203},{"$f":"IFERROR(IF(OR(K59=\"\",'Combined scenario - input'!$D44=\"\"),\"\",K59/'Combined scenario - input'!$D44),\"\")","v":28.34212665243853},{"$f":"IFERROR(IF(OR(L59=\"\",'Combined scenario - input'!$D44=\"\"),\"\",L59/'Combined scenario - input'!$D44),\"\")","v":32.358706184365154},{"$f":"IFERROR(IF(OR(M59=\"\",'Combined scenario - input'!$D44=\"\"),\"\",M59/'Combined scenario - input'!$D44),\"\")","v":36.66100624568179},{"$f":"IFERROR(IF(OR(N59=\"\",'Combined scenario - input'!$D44=\"\"),\"\",N59/'Combined scenario - input'!$D44),\"\")","v":41.22019406349041},{"$f":"IFERROR(IF(OR(O59=\"\",'Combined scenario - input'!$D44=\"\"),\"\",O59/'Combined scenario - input'!$D44),\"\")","v":46.002096615830574},{"$f":"IFERROR(IF(OR(P59=\"\",'Combined scenario - input'!$D44=\"\"),\"\",P59/'Combined scenario - input'!$D44),\"\")","v":50.970034651018572},{"$f":"IFERROR(IF(OR(Q59=\"\",'Combined scenario - input'!$D44=\"\"),\"\",Q59/'Combined scenario - input'!$D44),\"\")","v":56.088496352646985},{"$f":"IFERROR(IF(OR(R59=\"\",'Combined scenario - input'!$D44=\"\"),\"\",R59/'Combined scenario - input'!$D44),\"\")","v":61.327496144386977},{"$f":"IFERROR(IF(OR(S59=\"\",'Combined scenario - input'!$D44=\"\"),\"\",S59/'Combined scenario - input'!$D44),\"\")","v":66.667390721276163},{"$f":"IFERROR(IF(OR(T59=\"\",'Combined scenario - input'!$D44=\"\"),\"\",T59/'Combined scenario - input'!$D44),\"\")","v":72.10385699064139},{"$f":"IFERROR(IF(OR(U59=\"\",'Combined scenario - input'!$D44=\"\"),\"\",U59/'Combined scenario - input'!$D44),\"\")","v":77.652673995132758},{"$f":"IFERROR(IF(OR(V59=\"\",'Combined scenario - input'!$D44=\"\"),\"\",V59/'Combined scenario - input'!$D44),\"\")","v":83.353891709908538},{"$f":"IFERROR(IF(OR(W59=\"\",'Combined scenario - input'!$D44=\"\"),\"\",W59/'Combined scenario - input'!$D44),\"\")","v":89.2749149281466}]
[{"$f":"IFERROR('Combined scenario - input'!A45,\"\")","v":5},{"$f":"IFERROR('Combined scenario - input'!B45,\"\")","v":"TRANSFORMERS"},{"$f":"IFERROR('Combined scenario - input'!C45,\"\")","v":"kiosk mounted ; < = 22 kv ; > 600 kva ; multiple phase"},{"$f":"IFERROR(repcalc('Combined scenario - input'!$CV45:$GH45,'Combined scenario - input'!$G45,'Combined scenario - input'!$E45,'Combined scenario - input'!$F45,20,TRUE,TRUE),\"\")","v":2.3869889463310288},3.8033593129275891,5.948733617135793,9.136289227224097,13.783914372686922,20.437387067105195,29.795179906349912,42.734468967566151,60.338150827566928,83.922997098564608,115.06934404911092,155.65266378035381,207.87665641088518,274.30580729171584,357.89246659254849,461.98950990611257,590.33502798483107,746.9912619210611,936.21757027087654,1162.2582189012126,{"$f":"IFERROR(IF(OR(D60=\"\",'Combined scenario - input'!$D45=\"\"),\"\",D60/'Combined scenario - input'!$D45),\"\")","v":4.2681220031094501E-2},{"$f":"IFERROR(IF(OR(E60=\"\",'Combined scenario - input'!$D45=\"\"),\"\",E60/'Combined scenario - input'!$D45),\"\")","v":6.800702447403062E-2},{"$f":"IFERROR(IF(OR(F60=\"\",'Combined scenario - input'!$D45=\"\"),\"\",F60/'Combined scenario - input'!$D45),\"\")","v":0.10636798666772318},{"$f":"IFERROR(IF(OR(G60=\"\",'Combined scenario - input'!$D45=\"\"),\"\",G60/'Combined scenario - input'!$D45),\"\")","v":0.16336396168664613},{"$f":"IFERROR(IF(OR(H60=\"\",'Combined scenario - input'!$D45=\"\"),\"\",H60/'Combined scenario - input'!$D45),\"\")","v":0.24646711629507009},{"$f":"IFERROR(IF(OR(I60=\"\",'Combined scenario - input'!$D45=\"\"),\"\",I60/'Combined scenario - input'!$D45),\"\")","v":0.36543638612677176},{"$f":"IFERROR(IF(OR(J60=\"\",'Combined scenario - input'!$D45=\"\"),\"\",J60/'Combined scenario - input'!$D45),\"\")","v":0.53276100478121236},{"$f":"IFERROR(IF(OR(K60=\"\",'Combined scenario - input'!$D45=\"\"),\"\",K60/'Combined scenario - input'!$D45),\"\")","v":0.76412556317875935},{"$f":"IFERROR(IF(OR(L60=\"\",'Combined scenario - input'!$D45=\"\"),\"\",L60/'Combined scenario - input'!$D45),\"\")","v":1.0788930948755244},{"$f":"IFERROR(IF(OR(M60=\"\",'Combined scenario - input'!$D45=\"\"),\"\",M60/'Combined scenario - input'!$D45),\"\")","v":1.5006085010734678},{"$f":"IFERROR(IF(OR(N60=\"\",'Combined scenario - input'!$D45=\"\"),\"\",N60/'Combined scenario - input'!$D45),\"\")","v":2.0575294241487101},{"$f":"IFERROR(IF(OR(O60=\"\",'Combined scenario - input'!$D45=\"\"),\"\",O60/'Combined scenario - input'!$D45),\"\")","v":2.7831907648532268},{"$f":"IFERROR(IF(OR(P60=\"\",'Combined scenario - input'!$D45=\"\"),\"\",P60/'Combined scenario - input'!$D45),\"\")","v":3.7169963963338728},{"$f":"IFERROR(IF(OR(Q60=\"\",'Combined scenario - input'!$D45=\"\"),\"\",Q60/'Combined scenario - input'!$D45),\"\")","v":4.9048013124737357},{"$f":"IFERROR(IF(OR(R60=\"\",'Combined scenario - input'!$D45=\"\"),\"\",R60/'Combined scenario - input'!$D45),\"\")","v":6.3993958319693514},{"$f":"IFERROR(IF(OR(S60=\"\",'Combined scenario - input'!$D45=\"\"),\"\",S60/'Combined scenario - input'!$D45),\"\")","v":8.2607319797893037},{"$f":"IFERROR(IF(OR(T60=\"\",'Combined scenario - input'!$D45=\"\"),\"\",T60/'Combined scenario - input'!$D45),\"\")","v":10.555649727750637},{"$f":"IFERROR(IF(OR(U60=\"\",'Combined scenario - input'!$D45=\"\"),\"\",U60/'Combined scenario - input'!$D45),\"\")","v":13.356785108017954},{"$f":"IFERROR(IF(OR(V60=\"\",'Combined scenario - input'!$D45=\"\"),\"\",V60/'Combined scenario - input'!$D45),\"\")","v":16.740298766413492},{"$f":"IFERROR(IF(OR(W60=\"\",'Combined scenario - input'!$D45=\"\"),\"\",W60/'Combined scenario - input'!$D45),\"\")","v":20.782081479731822}]
[{"$f":"IFERROR('Combined scenario - input'!A46,\"\")","v":5},{"$f":"IFERROR('Combined scenario - input'!B46,\"\")","v":"TRANSFORMERS"},{"$f":"IFERROR('Combined scenario - input'!C46,\"\")","v":"pole mounted ; < = 22 kv ; < = 60 kva ; multiple phase"},{"$f":"IFERROR(repcalc('Combined scenario - input'!$CV46:$GH46,'Combined scenario - input'!$G46,'Combined scenario - input'!$E46,'Combined scenario - input'!$F46,20,TRUE,TRUE),\"\")","v":486.83391951526414},468.84259436119203,460.93085124210853,460.51954587001239,465.77526591882503,475.45552214613116,488.76881266647371,505.25015258331246,524.65153832106182,546.84666250222676,571.74961067099423,599.24788908517701,629.15065473741265,661.1532352458554,694.81882763930275,729.57764251774233,764.74279584309818,799.54109673388359,833.15572665691343,864.77684512277301,{"$f":"IFERROR(IF(OR(D61=\"\",'Combined scenario - input'!$D46=\"\"),\"\",D61/'Combined scenario - input'!$D46),\"\")","v":54.311164950275185},{"$f":"IFERROR(IF(OR(E61=\"\",'Combined scenario - input'!$D46=\"\"),\"\",E61/'Combined scenario - input'!$D46),\"\")","v":52.304053717989305},{"$f":"IFERROR(IF(OR(F61=\"\",'Combined scenario - input'!$D46=\"\"),\"\",F61/'Combined scenario - input'!$D46),\"\")","v":51.421420096214156},{"$f":"IFERROR(IF(OR(G61=\"\",'Combined scenario - input'!$D46=\"\"),\"\",G61/'Combined scenario - input'!$D46),\"\")","v":51.375534891807924},{"$f":"IFERROR(IF(OR(H61=\"\",'Combined scenario - input'!$D46=\"\"),\"\",H61/'Combined scenario - input'!$D46),\"\")","v":51.961862727772484},{"$f":"IFERROR(IF(OR(I61=\"\",'Combined scenario - input'!$D46=\"\"),\"\",I61/'Combined scenario - input'!$D46),\"\")","v":53.041791573415843},{"$f":"IFERROR(IF(OR(J61=\"\",'Combined scenario - input'!$D46=\"\"),\"\",J61/'Combined scenario - input'!$D46),\"\")","v":54.527021522473632},{"$f":"IFERROR(IF(OR(K61=\"\",'Combined scenario - input'!$D46=\"\"),\"\",K61/'Combined scenario - input'!$D46),\"\")","v":56.365678885781939},{"$f":"IFERROR(IF(OR(L61=\"\",'Combined scenario - input'!$D46=\"\"),\"\",L61/'Combined scenario - input'!$D46),\"\")","v":58.530096398259282},{"$f":"IFERROR(IF(OR(M61=\"\",'Combined scenario - input'!$D46=\"\"),\"\",M61/'Combined scenario - input'!$D46),\"\")","v":61.006183215906127},{"$f":"IFERROR(IF(OR(N61=\"\",'Combined scenario - input'!$D46=\"\"),\"\",N61/'Combined scenario - input'!$D46),\"\")","v":63.784354726816382},{"$f":"IFERROR(IF(OR(O61=\"\",'Combined scenario - input'!$D46=\"\"),\"\",O61/'Combined scenario - input'!$D46),\"\")","v":66.852061135376204},{"$f":"IFERROR(IF(OR(P61=\"\",'Combined scenario - input'!$D46=\"\"),\"\",P61/'Combined scenario - input'!$D46),\"\")","v":70.188012006311922},{"$f":"IFERROR(IF(OR(Q61=\"\",'Combined scenario - input'!$D46=\"\"),\"\",Q61/'Combined scenario - input'!$D46),\"\")","v":73.758218105671432},{"$f":"IFERROR(IF(OR(R61=\"\",'Combined scenario - input'!$D46=\"\"),\"\",R61/'Combined scenario - input'!$D46),\"\")","v":77.513949718312119},{"$f":"IFERROR(IF(OR(S61=\"\",'Combined scenario - input'!$D46=\"\"),\"\",S61/'Combined scenario - input'!$D46),\"\")","v":81.391641170499071},{"$f":"IFERROR(IF(OR(T61=\"\",'Combined scenario - input'!$D46=\"\"),\"\",T61/'Combined scenario - input'!$D46),\"\")","v":85.314663717195799},{"$f":"IFERROR(IF(OR(U61=\"\",'Combined scenario - input'!$D46=\"\"),\"\",U61/'Combined scenario - input'!$D46),\"\")","v":89.196760226721153},{"$f":"IFERROR(IF(OR(V61=\"\",'Combined scenario - input'!$D46=\"\"),\"\",V61/'Combined scenario - input'!$D46),\"\")","v":92.946806469000066},{"$f":"IFERROR(IF(OR(W61=\"\",'Combined scenario - input'!$D46=\"\"),\"\",W61/'Combined scenario - input'!$D46),\"\")","v":96.474456684131894}]
[{"$f":"IFERROR('Combined scenario - input'!A47,\"\")","v":5},{"$f":"IFERROR('Combined scenario - input'!B47,\"\")","v":"TRANSFORMERS"},{"$f":"IFERROR('Combined scenario - input'!C47,\"\")","v":"pole mounted ; < = 22 kv ; < = 60 kva ; single phase"},{"$f":"IFERROR(repcalc('Combined scenario - input'!$CV47:$GH47,'Combined scenario - input'!$G47,'Combined scenario - input'!$E47,'Combined scenario - input'!$F47,20,TRUE,TRUE),\"\")","v":109.54615363533335},124.34025080592257,141.6843678829907,161.76801167555914,184.73903928110619,210.68182750033287,239.5946399834674,271.36904008821921,305.77438297879638,342.4501809583947,380.90847148600238,420.5472943757124,460.67513026306858,500.54483686184949,539.39443073043185,576.49117518345042,611.1749817491326,642.89717897894889,671.25123573817291,695.99295711573848,{"$f":"IFERROR(IF(OR(D62=\"\",'Combined scenario - input'!$D47=\"\"),\"\",D62/'Combined scenario - input'!$D47),\"\")","v":16.945751000423023},{"$f":"IFERROR(IF(OR(E62=\"\",'Combined scenario - input'!$D47=\"\"),\"\",E62/'Combined scenario - input'!$D47),\"\")","v":19.234257521276412},{"$f":"IFERROR(IF(OR(F62=\"\",'Combined scenario - input'!$D47=\"\"),\"\",F62/'Combined scenario - input'!$D47),\"\")","v":21.917227936546045},{"$f":"IFERROR(IF(OR(G62=\"\",'Combined scenario - input'!$D47=\"\"),\"\",G62/'Combined scenario - input'!$D47),\"\")","v":25.023977152250907},{"$f":"IFERROR(IF(OR(H62=\"\",'Combined scenario - input'!$D47=\"\"),\"\",H62/'Combined scenario - input'!$D47),\"\")","v":28.577377259052014},{"$f":"IFERROR(IF(OR(I62=\"\",'Combined scenario - input'!$D47=\"\"),\"\",I62/'Combined scenario - input'!$D47),\"\")","v":32.590480547764166},{"$f":"IFERROR(IF(OR(J62=\"\",'Combined scenario - input'!$D47=\"\"),\"\",J62/'Combined scenario - input'!$D47),\"\")","v":37.063018421545713},{"$f":"IFERROR(IF(OR(K62=\"\",'Combined scenario - input'!$D47=\"\"),\"\",K62/'Combined scenario - input'!$D47),\"\")","v":41.978216760278336},{"$f":"IFERROR(IF(OR(L62=\"\",'Combined scenario - input'!$D47=\"\"),\"\",L62/'Combined scenario - input'!$D47),\"\")","v":47.300396995366434},{"$f":"IFERROR(IF(OR(M62=\"\",'Combined scenario - input'!$D47=\"\"),\"\",M62/'Combined scenario - input'!$D47),\"\")","v":52.973795099082515},{"$f":"IFERROR(IF(OR(N62=\"\",'Combined scenario - input'!$D47=\"\"),\"\",N62/'Combined scenario - input'!$D47),\"\")","v":58.922927894307968},{"$f":"IFERROR(IF(OR(O62=\"\",'Combined scenario - input'!$D47=\"\"),\"\",O62/'Combined scenario - input'!$D47),\"\")","v":65.054677849445042},{"$f":"IFERROR(IF(OR(P62=\"\",'Combined scenario - input'!$D47=\"\"),\"\",P62/'Combined scenario - input'!$D47),\"\")","v":71.262073477379246},{"$f":"IFERROR(IF(OR(Q62=\"\",'Combined scenario - input'!$D47=\"\"),\"\",Q62/'Combined scenario - input'!$D47),\"\")","v":77.429538952542643},{"$f":"IFERROR(IF(OR(R62=\"\",'Combined scenario - input'!$D47=\"\"),\"\",R62/'Combined scenario - input'!$D47),\"\")","v":83.439202663384393},{"$f":"IFERROR(IF(OR(S62=\"\",'Combined scenario - input'!$D47=\"\"),\"\",S62/'Combined scenario - input'!$D47),\"\")","v":89.177717194162184},{"$f":"IFERROR(IF(OR(T62=\"\",'Combined scenario - input'!$D47=\"\"),\"\",T62/'Combined scenario - input'!$D47),\"\")","v":94.542973118760116},{"$f":"IFERROR(IF(OR(U62=\"\",'Combined scenario - input'!$D47=\"\"),\"\",U62/'Combined scenario - input'!$D47),\"\")","v":99.450096167847178},{"$f":"IFERROR(IF(OR(V62=\"\",'Combined scenario - input'!$D47=\"\"),\"\",V62/'Combined scenario - input'!$D47),\"\")","v":103.8361998305384},{"$f":"IFERROR(IF(OR(W62=\"\",'Combined scenario - input'!$D47=\"\"),\"\",W62/'Combined scenario - input'!$D47),\"\")","v":107.66350947010605}]
[{"$f":"IFERROR('Combined scenario - input'!A48,\"\")","v":5},{"$f":"IFERROR('Combined scenario - input'!B48,\"\")","v":"TRANSFORMERS"},{"$f":"IFERROR('Combined scenario - input'!C48,\"\")","v":"pole mounted ; < = 22 kv ; > 60 kva and < = 600 kva ; multiple phase"},{"$f":"IFERROR(repcalc('Combined scenario - input'!$CV48:$GH48,'Combined scenario - input'!$G48,'Combined scenario - input'!$E48,'Combined scenario - input'!$F48,20,TRUE,TRUE),\"\")","v":883.18594596532034},899.43318982504627,940.84030842646109,1002.9588789944524,1082.9495392780352,1179.0453007754265,1290.1398401305371,1415.4748591582299,1554.4104216772066,1706.2695526742966,1870.2527731518505,2045.4196139751375,2230.732893535705,2425.158368631071,2627.8081960389159,2838.1124624597046,3055.9997512428863,3282.0659750166278,3517.7108308010788,3765.2231743014445,{"$f":"IFERROR(IF(OR(D63=\"\",'Combined scenario - input'!$D48=\"\"),\"\",D63/'Combined scenario - input'!$D48),\"\")","v":47.22108791569778},{"$f":"IFERROR(IF(OR(E63=\"\",'Combined scenario - input'!$D48=\"\"),\"\",E63/'Combined scenario - input'!$D48),\"\")","v":48.089775346915154},{"$f":"IFERROR(IF(OR(F63=\"\",'Combined scenario - input'!$D48=\"\"),\"\",F63/'Combined scenario - input'!$D48),\"\")","v":50.303679674475539},{"$f":"IFERROR(IF(OR(G63=\"\",'Combined scenario - input'!$D48=\"\"),\"\",G63/'Combined scenario - input'!$D48),\"\")","v":53.624958161060263},{"$f":"IFERROR(IF(OR(H63=\"\",'Combined scenario - input'!$D48=\"\"),\"\",H63/'Combined scenario - input'!$D48),\"\")","v":57.901799316585283},{"$f":"IFERROR(IF(OR(I63=\"\",'Combined scenario - input'!$D48=\"\"),\"\",I63/'Combined scenario - input'!$D48),\"\")","v":63.039727997090374},{"$f":"IFERROR(IF(OR(J63=\"\",'Combined scenario - input'!$D48=\"\"),\"\",J63/'Combined scenario - input'!$D48),\"\")","v":68.97959268108707},{"$f":"IFERROR(IF(OR(K63=\"\",'Combined scenario - input'!$D48=\"\"),\"\",K63/'Combined scenario - input'!$D48),\"\")","v":75.680849624157517},{"$f":"IFERROR(IF(OR(L63=\"\",'Combined scenario - input'!$D48=\"\"),\"\",L63/'Combined scenario - input'!$D48),\"\")","v":83.109283514321717},{"$f":"IFERROR(IF(OR(M63=\"\",'Combined scenario - input'!$D48=\"\"),\"\",M63/'Combined scenario - input'!$D48),\"\")","v":91.228698693395046},{"$f":"IFERROR(IF(OR(N63=\"\",'Combined scenario - input'!$D48=\"\"),\"\",N63/'Combined scenario - input'!$D48),\"\")","v":99.996349612484607},{"$f":"IFERROR(IF(OR(O63=\"\",'Combined scenario - input'!$D48=\"\"),\"\",O63/'Combined scenario - input'!$D48),\"\")","v":109.36195243736954},{"$f":"IFERROR(IF(OR(P63=\"\",'Combined scenario - input'!$D48=\"\"),\"\",P63/'Combined scenario - input'!$D48),\"\")","v":119.27005243154613},{"$f":"IFERROR(IF(OR(Q63=\"\",'Combined scenario - input'!$D48=\"\"),\"\",Q63/'Combined scenario - input'!$D48),\"\")","v":129.66535196554719},{"$f":"IFERROR(IF(OR(R63=\"\",'Combined scenario - input'!$D48=\"\"),\"\",R63/'Combined scenario - input'!$D48),\"\")","v":140.50038094199627},{"$f":"IFERROR(IF(OR(S63=\"\",'Combined scenario - input'!$D48=\"\"),\"\",S63/'Combined scenario - input'!$D48),\"\")","v":151.74466794528192},{"$f":"IFERROR(IF(OR(T63=\"\",'Combined scenario - input'!$D48=\"\"),\"\",T63/'Combined scenario - input'!$D48),\"\")","v":163.39439455873921},{"$f":"IFERROR(IF(OR(U63=\"\",'Combined scenario - input'!$D48=\"\"),\"\",U63/'Combined scenario - input'!$D48),\"\")","v":175.48142229775266},{"$f":"IFERROR(IF(OR(V63=\"\",'Combined scenario - input'!$D48=\"\"),\"\",V63/'Combined scenario - input'!$D48),\"\")","v":188.08058842207006},{"$f":"IFERROR(IF(OR(W63=\"\",'Combined scenario - input'!$D48=\"\"),\"\",W63/'Combined scenario - input'!$D48),\"\")","v":201.3142706223415}]
[{"$f":"IFERROR('Combined scenario - input'!A49,\"\")","v":5},{"$f":"IFERROR('Combined scenario - input'!B49,\"\")","v":"TRANSFORMERS"},{"$f":"IFERROR('Combined scenario - input'!C49,\"\")","v":"pole mounted ; < = 22 kv ; > 60 kva and < = 600 kva ; single phase"},{"$f":"IFERROR(repcalc('Combined scenario - input'!$CV49:$GH49,'Combined scenario - input'!$G49,'Combined scenario - input'!$E49,'Combined scenario - input'!$F49,20,TRUE,TRUE),\"\")","v":5.4843119784500096E-4},9.0091418859446486E-4,1.4549609258228296E-3,2.310075245422366E-3,3.6058543736914115E-3,5.5334758161345527E-3,8.3482673220991715E-3,1.2382381802910663E-2,1.8056059405487643E-2,2.5885389765910021E-2,3.6483981335358733E-2,5.0555628940535419E-2,6.8875096755538837E-2,9.2254655336484623E-2,0.12149515253106268,0.15732221511023164,0.20031062054432774,0.25080276049662698,0.30883010813609341,0.3740492421509492,{"$f":"IFERROR(IF(OR(D64=\"\",'Combined scenario - input'!$D49=\"\"),\"\",D64/'Combined scenario - input'!$D49),\"\")","v":2.9214891992042791E-5},{"$f":"IFERROR(IF(OR(E64=\"\",'Combined scenario - input'!$D49=\"\"),\"\",E64/'Combined scenario - input'!$D49),\"\")","v":4.7991636539474947E-5},{"$f":"IFERROR(IF(OR(F64=\"\",'Combined scenario - input'!$D49=\"\"),\"\",F64/'Combined scenario - input'!$D49),\"\")","v":7.750566792622519E-5},{"$f":"IFERROR(IF(OR(G64=\"\",'Combined scenario - input'!$D49=\"\"),\"\",G64/'Combined scenario - input'!$D49),\"\")","v":1.230575486108286E-4},{"$f":"IFERROR(IF(OR(H64=\"\",'Combined scenario - input'!$D49=\"\"),\"\",H64/'Combined scenario - input'!$D49),\"\")","v":1.9208361318679481E-4},{"$f":"IFERROR(IF(OR(I64=\"\",'Combined scenario - input'!$D49=\"\"),\"\",I64/'Combined scenario - input'!$D49),\"\")","v":2.9476787415481882E-4},{"$f":"IFERROR(IF(OR(J64=\"\",'Combined scenario - input'!$D49=\"\"),\"\",J64/'Combined scenario - input'!$D49),\"\")","v":4.4471162306991422E-4},{"$f":"IFERROR(IF(OR(K64=\"\",'Combined scenario - input'!$D49=\"\"),\"\",K64/'Combined scenario - input'!$D49),\"\")","v":6.5960862255416372E-4},{"$f":"IFERROR(IF(OR(L64=\"\",'Combined scenario - input'!$D49=\"\"),\"\",L64/'Combined scenario - input'!$D49),\"\")","v":9.6184503617956999E-4},{"$f":"IFERROR(IF(OR(M64=\"\",'Combined scenario - input'!$D49=\"\"),\"\",M64/'Combined scenario - input'!$D49),\"\")","v":1.3789129231789642E-3},{"$f":"IFERROR(IF(OR(N64=\"\",'Combined scenario - input'!$D49=\"\"),\"\",N64/'Combined scenario - input'!$D49),\"\")","v":1.9434991633234021E-3},{"$f":"IFERROR(IF(OR(O64=\"\",'Combined scenario - input'!$D49=\"\"),\"\",O64/'Combined scenario - input'!$D49),\"\")","v":2.6930948583726673E-3},{"$f":"IFERROR(IF(OR(P64=\"\",'Combined scenario - input'!$D49=\"\"),\"\",P64/'Combined scenario - input'!$D49),\"\")","v":3.6689716423157445E-3},{"$f":"IFERROR(IF(OR(Q64=\"\",'Combined scenario - input'!$D49=\"\"),\"\",Q64/'Combined scenario - input'!$D49),\"\")","v":4.9143991115185599E-3},{"$f":"IFERROR(IF(OR(R64=\"\",'Combined scenario - input'!$D49=\"\"),\"\",R64/'Combined scenario - input'!$D49),\"\")","v":6.4720383754589403E-3},{"$f":"IFERROR(IF(OR(S64=\"\",'Combined scenario - input'!$D49=\"\"),\"\",S64/'Combined scenario - input'!$D49),\"\")","v":8.3805435220578317E-3},{"$f":"IFERROR(IF(OR(T64=\"\",'Combined scenario - input'!$D49=\"\"),\"\",T64/'Combined scenario - input'!$D49),\"\")","v":1.0670532907421371E-2},{"$f":"IFERROR(IF(OR(U64=\"\",'Combined scenario - input'!$D49=\"\"),\"\",U64/'Combined scenario - input'!$D49),\"\")","v":1.3360245711780166E-2},{"$f":"IFERROR(IF(OR(V64=\"\",'Combined scenario - input'!$D49=\"\"),\"\",V64/'Combined scenario - input'!$D49),\"\")","v":1.6451358508668957E-2},{"$f":"IFERROR(IF(OR(W64=\"\",'Combined scenario - input'!$D49=\"\"),\"\",W64/'Combined scenario - input'!$D49),\"\")","v":1.9925577268552631E-2}]
[{"$f":"IFERROR('Combined scenario - input'!A50,\"\")","v":5},{"$f":"IFERROR('Combined scenario - input'!B50,\"\")","v":"TRANSFORMERS"},{"$f":"IFERROR('Combined scenario - input'!C50,\"\")","v":"pole mounted ; < = 22 kv ; > 600 kva ; multiple phase"},{"$f":"IFERROR(repcalc('Combined scenario - input'!$CV50:$GH50,'Combined scenario - input'!$G50,'Combined scenario - input'!$E50,'Combined scenario - input'!$F50,20,TRUE,TRUE),\"\")","v":5.7699977366935509E-2},8.5001892067539261E-2,0.1231948807625568,0.17577982164526121,0.24711567786203376,0.34258683682698626,0.46881697392210375,0.63394936573113214,0.84801574461109974,1.123414192236712,1.4755097920898335,1.9233590405777017,2.4905406238780965,3.2060525401841318,4.1052110804152004,5.2304636567980376,6.6320072564643713,8.3680886088179314,10.504850733492299,13.115582089075826,{"$f":"IFERROR(IF(OR(D65=\"\",'Combined scenario - input'!$D50=\"\"),\"\",D65/'Combined scenario - input'!$D50),\"\")","v":3.742650902585428E-3},{"$f":"IFERROR(IF(OR(E65=\"\",'Combined scenario - input'!$D50=\"\"),\"\",E65/'Combined scenario - input'!$D50),\"\")","v":5.5135620945728145E-3},{"$f":"IFERROR(IF(OR(F65=\"\",'Combined scenario - input'!$D50=\"\"),\"\",F65/'Combined scenario - input'!$D50),\"\")","v":7.990911829093764E-3},{"$f":"IFERROR(IF(OR(G65=\"\",'Combined scenario - input'!$D50=\"\"),\"\",G65/'Combined scenario - input'!$D50),\"\")","v":1.140178104322683E-2},{"$f":"IFERROR(IF(OR(H65=\"\",'Combined scenario - input'!$D50=\"\"),\"\",H65/'Combined scenario - input'!$D50),\"\")","v":1.6028909490063997E-2},{"$f":"IFERROR(IF(OR(I65=\"\",'Combined scenario - input'!$D50=\"\"),\"\",I65/'Combined scenario - input'!$D50),\"\")","v":2.2221550034769184E-2},{"$f":"IFERROR(IF(OR(J65=\"\",'Combined scenario - input'!$D50=\"\"),\"\",J65/'Combined scenario - input'!$D50),\"\")","v":3.0409340708032931E-2},{"$f":"IFERROR(IF(OR(K65=\"\",'Combined scenario - input'!$D50=\"\"),\"\",K65/'Combined scenario - input'!$D50),\"\")","v":4.1120486941589499E-2},{"$f":"IFERROR(IF(OR(L65=\"\",'Combined scenario - input'!$D50=\"\"),\"\",L65/'Combined scenario - input'!$D50),\"\")","v":5.500568694839942E-2},{"$f":"IFERROR(IF(OR(M65=\"\",'Combined scenario - input'!$D50=\"\"),\"\",M65/'Combined scenario - input'!$D50),\"\")","v":7.2869129805957084E-2},{"$f":"IFERROR(IF(OR(N65=\"\",'Combined scenario - input'!$D50=\"\"),\"\",N65/'Combined scenario - input'!$D50),\"\")","v":9.5707456174899133E-2},{"$f":"IFERROR(IF(OR(O65=\"\",'Combined scenario - input'!$D50=\"\"),\"\",O65/'Combined scenario - input'!$D50),\"\")","v":0.12475674649638592},{"$f":"IFERROR(IF(OR(P65=\"\",'Combined scenario - input'!$D50=\"\"),\"\",P65/'Combined scenario - input'!$D50),\"\")","v":0.16154640849520477},{"$f":"IFERROR(IF(OR(Q65=\"\",'Combined scenario - input'!$D50=\"\"),\"\",Q65/'Combined scenario - input'!$D50),\"\")","v":0.20795736811038074},{"$f":"IFERROR(IF(OR(R65=\"\",'Combined scenario - input'!$D50=\"\"),\"\",R65/'Combined scenario - input'!$D50),\"\")","v":0.26628038097332213},{"$f":"IFERROR(IF(OR(S65=\"\",'Combined scenario - input'!$D50=\"\"),\"\",S65/'Combined scenario - input'!$D50),\"\")","v":0.3392687557148541},{"$f":"IFERROR(IF(OR(T65=\"\",'Combined scenario - input'!$D50=\"\"),\"\",T65/'Combined scenario - input'!$D50),\"\")","v":0.43017846933477516},{"$f":"IFERROR(IF(OR(U65=\"\",'Combined scenario - input'!$D50=\"\"),\"\",U65/'Combined scenario - input'!$D50),\"\")","v":0.54278763725571699},{"$f":"IFERROR(IF(OR(V65=\"\",'Combined scenario - input'!$D50=\"\"),\"\",V65/'Combined scenario - input'!$D50),\"\")","v":0.68138655981102425},{"$f":"IFERROR(IF(OR(W65=\"\",'Combined scenario - input'!$D50=\"\"),\"\",W65/'Combined scenario - input'!$D50),\"\")","v":0.85072901903323506}]
[{"$f":"IFERROR('Combined scenario - input'!A51,\"\")","v":6},{"$f":"IFERROR('Combined scenario - input'!B51,\"\")","v":"UNDERGROUND CABLES"},{"$f":"IFERROR('Combined scenario - input'!C51,\"\")","v":"˂ = 1 kv"},{"$f":"IFERROR(repcalc('Combined scenario - input'!$CV51:$GH51,'Combined scenario - input'!$G51,'Combined scenario - input'!$E51,'Combined scenario - input'!$F51,20,TRUE,TRUE),\"\")","v":846.41397757164532},1087.0039776603073,1379.1663472582429,1729.6631534959627,2145.4257282975605,2633.5781089336815,3201.5365011765493,3857.1919658397078,4609.1687192360114,5467.1312582710761,6442.0918889145887,7546.6491780541319,8795.0712988750274,10203.130606224979,11787.601269326058,13565.353572536002,15552.017802308701,17760.245981695807,20197.666404317308,22864.696075918455,{"$f":"IFERROR(IF(OR(D66=\"\",'Combined scenario - input'!$D51=\"\"),\"\",D66/'Combined scenario - input'!$D51),\"\")","v":4.2915682252177403},{"$f":"IFERROR(IF(OR(E66=\"\",'Combined scenario - input'!$D51=\"\"),\"\",E66/'Combined scenario - input'!$D51),\"\")","v":5.5114304050081699},{"$f":"IFERROR(IF(OR(F66=\"\",'Combined scenario - input'!$D51=\"\"),\"\",F66/'Combined scenario - input'!$D51),\"\")","v":6.992779691757975},{"$f":"IFERROR(IF(OR(G66=\"\",'Combined scenario - input'!$D51=\"\"),\"\",G66/'Combined scenario - input'!$D51),\"\")","v":8.7699017579667338},{"$f":"IFERROR(IF(OR(H66=\"\",'Combined scenario - input'!$D51=\"\"),\"\",H66/'Combined scenario - input'!$D51),\"\")","v":10.87794049850398},{"$f":"IFERROR(IF(OR(I66=\"\",'Combined scenario - input'!$D51=\"\"),\"\",I66/'Combined scenario - input'!$D51),\"\")","v":13.353016881118473},{"$f":"IFERROR(IF(OR(J66=\"\",'Combined scenario - input'!$D51=\"\"),\"\",J66/'Combined scenario - input'!$D51),\"\")","v":16.232733253936676},{"$f":"IFERROR(IF(OR(K66=\"\",'Combined scenario - input'!$D51=\"\"),\"\",K66/'Combined scenario - input'!$D51),\"\")","v":19.55709962003985},{"$f":"IFERROR(IF(OR(L66=\"\",'Combined scenario - input'!$D51=\"\"),\"\",L66/'Combined scenario - input'!$D51),\"\")","v":23.369843296883026},{"$f":"IFERROR(IF(OR(M66=\"\",'Combined scenario - input'!$D51=\"\"),\"\",M66/'Combined scenario - input'!$D51),\"\")","v":27.719966130999801},{"$f":"IFERROR(IF(OR(N66=\"\",'Combined scenario - input'!$D51=\"\"),\"\",N66/'Combined scenario - input'!$D51),\"\")","v":32.663303757951716},{"$f":"IFERROR(IF(OR(O66=\"\",'Combined scenario - input'!$D51=\"\"),\"\",O66/'Combined scenario - input'!$D51),\"\")","v":38.263734623476573},{"$f":"IFERROR(IF(OR(P66=\"\",'Combined scenario - input'!$D51=\"\"),\"\",P66/'Combined scenario - input'!$D51),\"\")","v":44.593602569118332},{"$f":"IFERROR(IF(OR(Q66=\"\",'Combined scenario - input'!$D51=\"\"),\"\",Q66/'Combined scenario - input'!$D51),\"\")","v":51.73287808059068},{"$f":"IFERROR(IF(OR(R66=\"\",'Combined scenario - input'!$D51=\"\"),\"\",R66/'Combined scenario - input'!$D51),\"\")","v":59.766611137626228},{"$f":"IFERROR(IF(OR(S66=\"\",'Combined scenario - input'!$D51=\"\"),\"\",S66/'Combined scenario - input'!$D51),\"\")","v":68.780339052011541},{"$f":"IFERROR(IF(OR(T66=\"\",'Combined scenario - input'!$D51=\"\"),\"\",T66/'Combined scenario - input'!$D51),\"\")","v":78.85331198084944},{"$f":"IFERROR(IF(OR(U66=\"\",'Combined scenario - input'!$D51=\"\"),\"\",U66/'Combined scenario - input'!$D51),\"\")","v":90.049679408378083},{"$f":"IFERROR(IF(OR(V66=\"\",'Combined scenario - input'!$D51=\"\"),\"\",V66/'Combined scenario - input'!$D51),\"\")","v":102.40811903059452},{"$f":"IFERROR(IF(OR(W66=\"\",'Combined scenario - input'!$D51=\"\"),\"\",W66/'Combined scenario - input'!$D51),\"\")","v":115.93074518947969}]
[{"$f":"IFERROR('Combined scenario - input'!A52,\"\")","v":6},{"$f":"IFERROR('Combined scenario - input'!B52,\"\")","v":"UNDERGROUND CABLES"},{"$f":"IFERROR('Combined scenario - input'!C52,\"\")","v":"> 1 kv & < = 11 kv"},{"$f":"IFERROR(repcalc('Combined scenario - input'!$CV52:$GH52,'Combined scenario - input'!$G52,'Combined scenario - input'!$E52,'Combined scenario - input'!$F52,20,TRUE,TRUE),\"\")","v":166.77235379097831},222.61589239358645,295.92167465650328,391.34096691171777,514.4061659272711,671.57866603686568,870.2635521578153,1118.7821612971843,1426.2946429360516,1802.6665952111534,2258.2766013746136,2803.7648776023643,3449.7270114916846,4206.3605951599639,5083.0760883098246,6088.0861664794447,7227.9898870102734,8507.3691430802719,9928.4151357007977,11490.602186594617,{"$f":"IFERROR(IF(OR(D67=\"\",'Combined scenario - input'!$D52=\"\"),\"\",D67/'Combined scenario - input'!$D52),\"\")","v":0.35558588323936025},{"$f":"IFERROR(IF(OR(E67=\"\",'Combined scenario - input'!$D52=\"\"),\"\",E67/'Combined scenario - input'!$D52),\"\")","v":0.4746534237869226},{"$f":"IFERROR(IF(OR(F67=\"\",'Combined scenario - input'!$D52=\"\"),\"\",F67/'Combined scenario - input'!$D52),\"\")","v":0.63095331846360014},{"$f":"IFERROR(IF(OR(G67=\"\",'Combined scenario - input'!$D52=\"\"),\"\",G67/'Combined scenario - input'!$D52),\"\")","v":0.83440282639085794},{"$f":"IFERROR(IF(OR(H67=\"\",'Combined scenario - input'!$D52=\"\"),\"\",H67/'Combined scenario - input'!$D52),\"\")","v":1.096797920621041},{"$f":"IFERROR(IF(OR(I67=\"\",'Combined scenario - input'!$D52=\"\"),\"\",I67/'Combined scenario - input'!$D52),\"\")","v":1.4319153486718283},{"$f":"IFERROR(IF(OR(J67=\"\",'Combined scenario - input'!$D52=\"\"),\"\",J67/'Combined scenario - input'!$D52),\"\")","v":1.8555439604390831},{"$f":"IFERROR(IF(OR(K67=\"\",'Combined scenario - input'!$D52=\"\"),\"\",K67/'Combined scenario - input'!$D52),\"\")","v":2.3854262048487094},{"$f":"IFERROR(IF(OR(L67=\"\",'Combined scenario - input'!$D52=\"\"),\"\",L67/'Combined scenario - input'!$D52),\"\")","v":3.0410930159541807},{"$f":"IFERROR(IF(OR(M67=\"\",'Combined scenario - input'!$D52=\"\"),\"\",M67/'Combined scenario - input'!$D52),\"\")","v":3.8435794595046597},{"$f":"IFERROR(IF(OR(N67=\"\",'Combined scenario - input'!$D52=\"\"),\"\",N67/'Combined scenario - input'!$D52),\"\")","v":4.8150143692581988},{"$f":"IFERROR(IF(OR(O67=\"\",'Combined scenario - input'!$D52=\"\"),\"\",O67/'Combined scenario - input'!$D52),\"\")","v":5.9780844230769974},{"$f":"IFERROR(IF(OR(P67=\"\",'Combined scenario - input'!$D52=\"\"),\"\",P67/'Combined scenario - input'!$D52),\"\")","v":7.3553811434081187},{"$f":"IFERROR(IF(OR(Q67=\"\",'Combined scenario - input'!$D52=\"\"),\"\",Q67/'Combined scenario - input'!$D52),\"\")","v":8.9686474613642417},{"$f":"IFERROR(IF(OR(R67=\"\",'Combined scenario - input'!$D52=\"\"),\"\",R67/'Combined scenario - input'!$D52),\"\")","v":10.837948013253369},{"$f":"IFERROR(IF(OR(S67=\"\",'Combined scenario - input'!$D52=\"\"),\"\",S67/'Combined scenario - input'!$D52),\"\")","v":12.980793564011165},{"$f":"IFERROR(IF(OR(T67=\"\",'Combined scenario - input'!$D52=\"\"),\"\",T67/'Combined scenario - input'!$D52),\"\")","v":15.41125438116079},{"$f":"IFERROR(IF(OR(U67=\"\",'Combined scenario - input'!$D52=\"\"),\"\",U67/'Combined scenario - input'!$D52),\"\")","v":18.139099808934418},{"$f":"IFERROR(IF(OR(V67=\"\",'Combined scenario - input'!$D52=\"\"),\"\",V67/'Combined scenario - input'!$D52),\"\")","v":21.169001845593552},{"$f":"IFERROR(IF(OR(W67=\"\",'Combined scenario - input'!$D52=\"\"),\"\",W67/'Combined scenario - input'!$D52),\"\")","v":24.499839659236141}]
[{"$f":"IFERROR('Combined scenario - input'!A53,\"\")","v":6},{"$f":"IFERROR('Combined scenario - input'!B53,\"\")","v":"UNDERGROUND CABLES"},{"$f":"IFERROR('Combined scenario - input'!C53,\"\")","v":"> 22 kv & < = 33 kv"},{"$f":"IFERROR(repcalc('Combined scenario - input'!$CV53:$GH53,'Combined scenario - input'!$G53,'Combined scenario - input'!$E53,'Combined scenario - input'!$F53,20,TRUE,TRUE),\"\")","v":3842.1508821969369},4180.3800535716991,4531.2126623221166,4888.1210415297819,5242.5560016611453,5584.2586226874237,5901.7846863648401,6183.207871249283,6416.9443535896826,6592.6238768523726,6701.9233876437938,6739.2805599061576,6702.4160784784299,6592.614057461954,6414.7367309958681,6176.9789493601775,5890.3960431932665,5568.2615210281674,5225.3258774063961,4877.0527689163209,{"$f":"IFERROR(IF(OR(D68=\"\",'Combined scenario - input'!$D53=\"\"),\"\",D68/'Combined scenario - input'!$D53),\"\")","v":7.3469928981926254},{"$f":"IFERROR(IF(OR(E68=\"\",'Combined scenario - input'!$D53=\"\"),\"\",E68/'Combined scenario - input'!$D53),\"\")","v":7.9937575350439118},{"$f":"IFERROR(IF(OR(F68=\"\",'Combined scenario - input'!$D53=\"\"),\"\",F68/'Combined scenario - input'!$D53),\"\")","v":8.6646225697532877},{"$f":"IFERROR(IF(OR(G68=\"\",'Combined scenario - input'!$D53=\"\"),\"\",G68/'Combined scenario - input'!$D53),\"\")","v":9.34710574330445},{"$f":"IFERROR(IF(OR(H68=\"\",'Combined scenario - input'!$D53=\"\"),\"\",H68/'Combined scenario - input'!$D53),\"\")","v":10.024859224309685},{"$f":"IFERROR(IF(OR(I68=\"\",'Combined scenario - input'!$D53=\"\"),\"\",I68/'Combined scenario - input'!$D53),\"\")","v":10.678265820496867},{"$f":"IFERROR(IF(OR(J68=\"\",'Combined scenario - input'!$D53=\"\"),\"\",J68/'Combined scenario - input'!$D53),\"\")","v":11.285441802480975},{"$f":"IFERROR(IF(OR(K68=\"\",'Combined scenario - input'!$D53=\"\"),\"\",K68/'Combined scenario - input'!$D53),\"\")","v":11.823581559124394},{"$f":"IFERROR(IF(OR(L68=\"\",'Combined scenario - input'!$D53=\"\"),\"\",L68/'Combined scenario - input'!$D53),\"\")","v":12.270534406229011},{"$f":"IFERROR(IF(OR(M68=\"\",'Combined scenario - input'!$D53=\"\"),\"\",M68/'Combined scenario - input'!$D53),\"\")","v":12.60647025293132},{"$f":"IFERROR(IF(OR(N68=\"\",'Combined scenario - input'!$D53=\"\"),\"\",N68/'Combined scenario - input'!$D53),\"\")","v":12.81547368725281},{"$f":"IFERROR(IF(OR(O68=\"\",'Combined scenario - input'!$D53=\"\"),\"\",O68/'Combined scenario - input'!$D53),\"\")","v":12.886908383006144},{"$f":"IFERROR(IF(OR(P68=\"\",'Combined scenario - input'!$D53=\"\"),\"\",P68/'Combined scenario - input'!$D53),\"\")","v":12.816415814767856},{"$f":"IFERROR(IF(OR(Q68=\"\",'Combined scenario - input'!$D53=\"\"),\"\",Q68/'Combined scenario - input'!$D53),\"\")","v":12.606451476211227},{"$f":"IFERROR(IF(OR(R68=\"\",'Combined scenario - input'!$D53=\"\"),\"\",R68/'Combined scenario - input'!$D53),\"\")","v":12.266312971929333},{"$f":"IFERROR(IF(OR(S68=\"\",'Combined scenario - input'!$D53=\"\"),\"\",S68/'Combined scenario - input'!$D53),\"\")","v":11.81167056283981},{"$f":"IFERROR(IF(OR(T68=\"\",'Combined scenario - input'!$D53=\"\"),\"\",T68/'Combined scenario - input'!$D53),\"\")","v":11.263664344211623},{"$f":"IFERROR(IF(OR(U68=\"\",'Combined scenario - input'!$D53=\"\"),\"\",U68/'Combined scenario - input'!$D53),\"\")","v":10.647676029547528},{"$f":"IFERROR(IF(OR(V68=\"\",'Combined scenario - input'!$D53=\"\"),\"\",V68/'Combined scenario - input'!$D53),\"\")","v":9.9919116372898245},{"$f":"IFERROR(IF(OR(W68=\"\",'Combined scenario - input'!$D53=\"\"),\"\",W68/'Combined scenario - input'!$D53),\"\")","v":9.3259409002830171}]
[{"$f":"IFERROR('Combined scenario - input'!A54,\"\")","v":6},{"$f":"IFERROR('Combined scenario - input'!B54,\"\")","v":"UNDERGROUND CABLES"},{"$f":"IFERROR('Combined scenario - input'!C54,\"\")","v":"> 66 kv & < = 132 kv"},{"$f":"IFERROR(repcalc('Combined scenario - input'!$CV54:$GH54,'Combined scenario - input'!$G54,'Combined scenario - input'!$E54,'Combined scenario - input'!$F54,20,TRUE,TRUE),\"\")","v":3.4205166271989358E-3},6.6872759437567788E-3,1.2858794642090615E-2,2.4319364417598046E-2,4.5239026112839101E-2,8.2773665455735043E-2,0.14896995529065629,0.26372012460700772,0.45923759684929644,0.78667207989050947,1.3256409333910872,2.1976015841138641,3.5840934459644957,5.7508888097122259,9.0789485979163231,14.102710203904637,21.555571612485821,32.42142621107093,47.989730940239284,69.909901552648861,{"$f":"IFERROR(IF(OR(D69=\"\",'Combined scenario - input'!$D54=\"\"),\"\",D69/'Combined scenario - input'!$D54),\"\")","v":3.6172023843566416E-6},{"$f":"IFERROR(IF(OR(E69=\"\",'Combined scenario - input'!$D54=\"\"),\"\",E69/'Combined scenario - input'!$D54),\"\")","v":7.0718061407046616E-6},{"$f":"IFERROR(IF(OR(F69=\"\",'Combined scenario - input'!$D54=\"\"),\"\",F69/'Combined scenario - input'!$D54),\"\")","v":1.3598198081969859E-5},{"$f":"IFERROR(IF(OR(G69=\"\",'Combined scenario - input'!$D54=\"\"),\"\",G69/'Combined scenario - input'!$D54),\"\")","v":2.5717770893986519E-5},{"$f":"IFERROR(IF(OR(H69=\"\",'Combined scenario - input'!$D54=\"\"),\"\",H69/'Combined scenario - input'!$D54),\"\")","v":4.7840350144807763E-5},{"$f":"IFERROR(IF(OR(I69=\"\",'Combined scenario - input'!$D54=\"\"),\"\",I69/'Combined scenario - input'!$D54),\"\")","v":8.7533297650890294E-5},{"$f":"IFERROR(IF(OR(J69=\"\",'Combined scenario - input'!$D54=\"\"),\"\",J69/'Combined scenario - input'!$D54),\"\")","v":1.5753599125642394E-4},{"$f":"IFERROR(IF(OR(K69=\"\",'Combined scenario - input'!$D54=\"\"),\"\",K69/'Combined scenario - input'!$D54),\"\")","v":2.7888449830821969E-4},{"$f":"IFERROR(IF(OR(L69=\"\",'Combined scenario - input'!$D54=\"\"),\"\",L69/'Combined scenario - input'!$D54),\"\")","v":4.856445710862721E-4},{"$f":"IFERROR(IF(OR(M69=\"\",'Combined scenario - input'!$D54=\"\"),\"\",M69/'Combined scenario - input'!$D54),\"\")","v":8.3190711615308672E-4},{"$f":"IFERROR(IF(OR(N69=\"\",'Combined scenario - input'!$D54=\"\"),\"\",N69/'Combined scenario - input'!$D54),\"\")","v":1.4018676321973403E-3},{"$f":"IFERROR(IF(OR(O69=\"\",'Combined scenario - input'!$D54=\"\"),\"\",O69/'Combined scenario - input'!$D54),\"\")","v":2.3239675628860148E-3},{"$f":"IFERROR(IF(OR(P69=\"\",'Combined scenario - input'!$D54=\"\"),\"\",P69/'Combined scenario - input'!$D54),\"\")","v":3.7901851595781712E-3},{"$f":"IFERROR(IF(OR(Q69=\"\",'Combined scenario - input'!$D54=\"\"),\"\",Q69/'Combined scenario - input'!$D54),\"\")","v":6.0815750899289953E-3},{"$f":"IFERROR(IF(OR(R69=\"\",'Combined scenario - input'!$D54=\"\"),\"\",R69/'Combined scenario - input'!$D54),\"\")","v":9.6010042034870447E-3},{"$f":"IFERROR(IF(OR(S69=\"\",'Combined scenario - input'!$D54=\"\"),\"\",S69/'Combined scenario - input'!$D54),\"\")","v":1.4913640989147495E-2},{"$f":"IFERROR(IF(OR(T69=\"\",'Combined scenario - input'!$D54=\"\"),\"\",T69/'Combined scenario - input'!$D54),\"\")","v":2.2795055113269385E-2},{"$f":"IFERROR(IF(OR(U69=\"\",'Combined scenario - input'!$D54=\"\"),\"\",U69/'Combined scenario - input'!$D54),\"\")","v":3.428571557360479E-2},{"$f":"IFERROR(IF(OR(V69=\"\",'Combined scenario - input'!$D54=\"\"),\"\",V69/'Combined scenario - input'!$D54),\"\")","v":5.0749225365941016E-2},{"$f":"IFERROR(IF(OR(W69=\"\",'Combined scenario - input'!$D54=\"\"),\"\",W69/'Combined scenario - input'!$D54),\"\")","v":7.3929844566626698E-2}]
[{"$f":"IFERROR('Combined scenario - input'!A55,\"\")","v":""},{"$f":"IFERROR('Combined scenario - input'!B55,\"\")","v":""},{"$f":"IFERROR('Combined scenario - input'!C55,\"\")","v":""},{"$f":"IFERROR(repcalc('Combined scenario - input'!$CV55:$GH55,'Combined scenario - input'!$G55,'Combined scenario - input'!$E55,'Combined scenario - input'!$F55,20,TRUE,TRUE),\"\")","v":""},"","","","","","","","","","","","","","","","","","","",{"$f":"IFERROR(IF(OR(D70=\"\",'Combined scenario - input'!$D55=\"\"),\"\",D70/'Combined scenario - input'!$D55),\"\")","v":""},{"$f":"IFERROR(IF(OR(E70=\"\",'Combined scenario - input'!$D55=\"\"),\"\",E70/'Combined scenario - input'!$D55),\"\")","v":""},{"$f":"IFERROR(IF(OR(F70=\"\",'Combined scenario - input'!$D55=\"\"),\"\",F70/'Combined scenario - input'!$D55),\"\")","v":""},{"$f":"IFERROR(IF(OR(G70=\"\",'Combined scenario - input'!$D55=\"\"),\"\",G70/'Combined scenario - input'!$D55),\"\")","v":""},{"$f":"IFERROR(IF(OR(H70=\"\",'Combined scenario - input'!$D55=\"\"),\"\",H70/'Combined scenario - input'!$D55),\"\")","v":""},{"$f":"IFERROR(IF(OR(I70=\"\",'Combined scenario - input'!$D55=\"\"),\"\",I70/'Combined scenario - input'!$D55),\"\")","v":""},{"$f":"IFERROR(IF(OR(J70=\"\",'Combined scenario - input'!$D55=\"\"),\"\",J70/'Combined scenario - input'!$D55),\"\")","v":""},{"$f":"IFERROR(IF(OR(K70=\"\",'Combined scenario - input'!$D55=\"\"),\"\",K70/'Combined scenario - input'!$D55),\"\")","v":""},{"$f":"IFERROR(IF(OR(L70=\"\",'Combined scenario - input'!$D55=\"\"),\"\",L70/'Combined scenario - input'!$D55),\"\")","v":""},{"$f":"IFERROR(IF(OR(M70=\"\",'Combined scenario - input'!$D55=\"\"),\"\",M70/'Combined scenario - input'!$D55),\"\")","v":""},{"$f":"IFERROR(IF(OR(N70=\"\",'Combined scenario - input'!$D55=\"\"),\"\",N70/'Combined scenario - input'!$D55),\"\")","v":""},{"$f":"IFERROR(IF(OR(O70=\"\",'Combined scenario - input'!$D55=\"\"),\"\",O70/'Combined scenario - input'!$D55),\"\")","v":""},{"$f":"IFERROR(IF(OR(P70=\"\",'Combined scenario - input'!$D55=\"\"),\"\",P70/'Combined scenario - input'!$D55),\"\")","v":""},{"$f":"IFERROR(IF(OR(Q70=\"\",'Combined scenario - input'!$D55=\"\"),\"\",Q70/'Combined scenario - input'!$D55),\"\")","v":""},{"$f":"IFERROR(IF(OR(R70=\"\",'Combined scenario - input'!$D55=\"\"),\"\",R70/'Combined scenario - input'!$D55),\"\")","v":""},{"$f":"IFERROR(IF(OR(S70=\"\",'Combined scenario - input'!$D55=\"\"),\"\",S70/'Combined scenario - input'!$D55),\"\")","v":""},{"$f":"IFERROR(IF(OR(T70=\"\",'Combined scenario - input'!$D55=\"\"),\"\",T70/'Combined scenario - input'!$D55),\"\")","v":""},{"$f":"IFERROR(IF(OR(U70=\"\",'Combined scenario - input'!$D55=\"\"),\"\",U70/'Combined scenario - input'!$D55),\"\")","v":""},{"$f":"IFERROR(IF(OR(V70=\"\",'Combined scenario - input'!$D55=\"\"),\"\",V70/'Combined scenario - input'!$D55),\"\")","v":""},{"$f":"IFERROR(IF(OR(W70=\"\",'Combined scenario - input'!$D55=\"\"),\"\",W70/'Combined scenario - input'!$D55),\"\")","v":""}]
[{"$f":"IFERROR('Combined scenario - input'!A56,\"\")","v":""},{"$f":"IFERROR('Combined scenario - input'!B56,\"\")","v":""},{"$f":"IFERROR('Combined scenario - input'!C56,\"\")","v":""},{"$f":"IFERROR(repcalc('Combined scenario - input'!$CV56:$GH56,'Combined scenario - input'!$G56,'Combined scenario - input'!$E56,'Combined scenario - input'!$F56,20,TRUE,TRUE),\"\")","v":""},"","","","","","","","","","","","","","","","","","","",{"$f":"IFERROR(IF(OR(D71=\"\",'Combined scenario - input'!$D56=\"\"),\"\",D71/'Combined scenario - input'!$D56),\"\")","v":""},{"$f":"IFERROR(IF(OR(E71=\"\",'Combined scenario - input'!$D56=\"\"),\"\",E71/'Combined scenario - input'!$D56),\"\")","v":""},{"$f":"IFERROR(IF(OR(F71=\"\",'Combined scenario - input'!$D56=\"\"),\"\",F71/'Combined scenario - input'!$D56),\"\")","v":""},{"$f":"IFERROR(IF(OR(G71=\"\",'Combined scenario - input'!$D56=\"\"),\"\",G71/'Combined scenario - input'!$D56),\"\")","v":""},{"$f":"IFERROR(IF(OR(H71=\"\",'Combined scenario - input'!$D56=\"\"),\"\",H71/'Combined scenario - input'!$D56),\"\")","v":""},{"$f":"IFERROR(IF(OR(I71=\"\",'Combined scenario - input'!$D56=\"\"),\"\",I71/'Combined scenario - input'!$D56),\"\")","v":""},{"$f":"IFERROR(IF(OR(J71=\"\",'Combined scenario - input'!$D56=\"\"),\"\",J71/'Combined scenario - input'!$D56),\"\")","v":""},{"$f":"IFERROR(IF(OR(K71=\"\",'Combined scenario - input'!$D56=\"\"),\"\",K71/'Combined scenario - input'!$D56),\"\")","v":""},{"$f":"IFERROR(IF(OR(L71=\"\",'Combined scenario - input'!$D56=\"\"),\"\",L71/'Combined scenario - input'!$D56),\"\")","v":""},{"$f":"IFERROR(IF(OR(M71=\"\",'Combined scenario - input'!$D56=\"\"),\"\",M71/'Combined scenario - input'!$D56),\"\")","v":""},{"$f":"IFERROR(IF(OR(N71=\"\",'Combined scenario - input'!$D56=\"\"),\"\",N71/'Combined scenario - input'!$D56),\"\")","v":""},{"$f":"IFERROR(IF(OR(O71=\"\",'Combined scenario - input'!$D56=\"\"),\"\",O71/'Combined scenario - input'!$D56),\"\")","v":""},{"$f":"IFERROR(IF(OR(P71=\"\",'Combined scenario - input'!$D56=\"\"),\"\",P71/'Combined scenario - input'!$D56),\"\")","v":""},{"$f":"IFERROR(IF(OR(Q71=\"\",'Combined scenario - input'!$D56=\"\"),\"\",Q71/'Combined scenario - input'!$D56),\"\")","v":""},{"$f":"IFERROR(IF(OR(R71=\"\",'Combined scenario - input'!$D56=\"\"),\"\",R71/'Combined scenario - input'!$D56),\"\")","v":""},{"$f":"IFERROR(IF(OR(S71=\"\",'Combined scenario - input'!$D56=\"\"),\"\",S71/'Combined scenario - input'!$D56),\"\")","v":""},{"$f":"IFERROR(IF(OR(T71=\"\",'Combined scenario - input'!$D56=\"\"),\"\",T71/'Combined scenario - input'!$D56),\"\")","v":""},{"$f":"IFERROR(IF(OR(U71=\"\",'Combined scenario - input'!$D56=\"\"),\"\",U71/'Combined scenario - input'!$D56),\"\")","v":""},{"$f":"IFERROR(IF(OR(V71=\"\",'Combined scenario - input'!$D56=\"\"),\"\",V71/'Combined scenario - input'!$D56),\"\")","v":""},{"$f":"IFERROR(IF(OR(W71=\"\",'Combined scenario - input'!$D56=\"\"),\"\",W71/'Combined scenario - input'!$D56),\"\")","v":""}]
[{"$f":"IFERROR('Combined scenario - input'!A57,\"\")","v":""},{"$f":"IFERROR('Combined scenario - input'!B57,\"\")","v":""},{"$f":"IFERROR('Combined scenario - input'!C57,\"\")","v":""},{"$f":"IFERROR(repcalc('Combined scenario - input'!$CV57:$GH57,'Combined scenario - input'!$G57,'Combined scenario - input'!$E57,'Combined scenario - input'!$F57,20,TRUE,TRUE),\"\")","v":""},"","","","","","","","","","","","","","","","","","","",{"$f":"IFERROR(IF(OR(D72=\"\",'Combined scenario - input'!$D57=\"\"),\"\",D72/'Combined scenario - input'!$D57),\"\")","v":""},{"$f":"IFERROR(IF(OR(E72=\"\",'Combined scenario - input'!$D57=\"\"),\"\",E72/'Combined scenario - input'!$D57),\"\")","v":""},{"$f":"IFERROR(IF(OR(F72=\"\",'Combined scenario - input'!$D57=\"\"),\"\",F72/'Combined scenario - input'!$D57),\"\")","v":""},{"$f":"IFERROR(IF(OR(G72=\"\",'Combined scenario - input'!$D57=\"\"),\"\",G72/'Combined scenario - input'!$D57),\"\")","v":""},{"$f":"IFERROR(IF(OR(H72=\"\",'Combined scenario - input'!$D57=\"\"),\"\",H72/'Combined scenario - input'!$D57),\"\")","v":""},{"$f":"IFERROR(IF(OR(I72=\"\",'Combined scenario - input'!$D57=\"\"),\"\",I72/'Combined scenario - input'!$D57),\"\")","v":""},{"$f":"IFERROR(IF(OR(J72=\"\",'Combined scenario - input'!$D57=\"\"),\"\",J72/'Combined scenario - input'!$D57),\"\")","v":""},{"$f":"IFERROR(IF(OR(K72=\"\",'Combined scenario - input'!$D57=\"\"),\"\",K72/'Combined scenario - input'!$D57),\"\")","v":""},{"$f":"IFERROR(IF(OR(L72=\"\",'Combined scenario - input'!$D57=\"\"),\"\",L72/'Combined scenario - input'!$D57),\"\")","v":""},{"$f":"IFERROR(IF(OR(M72=\"\",'Combined scenario - input'!$D57=\"\"),\"\",M72/'Combined scenario - input'!$D57),\"\")","v":""},{"$f":"IFERROR(IF(OR(N72=\"\",'Combined scenario - input'!$D57=\"\"),\"\",N72/'Combined scenario - input'!$D57),\"\")","v":""},{"$f":"IFERROR(IF(OR(O72=\"\",'Combined scenario - input'!$D57=\"\"),\"\",O72/'Combined scenario - input'!$D57),\"\")","v":""},{"$f":"IFERROR(IF(OR(P72=\"\",'Combined scenario - input'!$D57=\"\"),\"\",P72/'Combined scenario - input'!$D57),\"\")","v":""},{"$f":"IFERROR(IF(OR(Q72=\"\",'Combined scenario - input'!$D57=\"\"),\"\",Q72/'Combined scenario - input'!$D57),\"\")","v":""},{"$f":"IFERROR(IF(OR(R72=\"\",'Combined scenario - input'!$D57=\"\"),\"\",R72/'Combined scenario - input'!$D57),\"\")","v":""},{"$f":"IFERROR(IF(OR(S72=\"\",'Combined scenario - input'!$D57=\"\"),\"\",S72/'Combined scenario - input'!$D57),\"\")","v":""},{"$f":"IFERROR(IF(OR(T72=\"\",'Combined scenario - input'!$D57=\"\"),\"\",T72/'Combined scenario - input'!$D57),\"\")","v":""},{"$f":"IFERROR(IF(OR(U72=\"\",'Combined scenario - input'!$D57=\"\"),\"\",U72/'Combined scenario - input'!$D57),\"\")","v":""},{"$f":"IFERROR(IF(OR(V72=\"\",'Combined scenario - input'!$D57=\"\"),\"\",V72/'Combined scenario - input'!$D57),\"\")","v":""},{"$f":"IFERROR(IF(OR(W72=\"\",'Combined scenario - input'!$D57=\"\"),\"\",W72/'Combined scenario - input'!$D57),\"\")","v":""}]
[{"$f":"IFERROR('Combined scenario - input'!A58,\"\")","v":""},{"$f":"IFERROR('Combined scenario - input'!B58,\"\")","v":""},{"$f":"IFERROR('Combined scenario - input'!C58,\"\")","v":""},{"$f":"IFERROR(repcalc('Combined scenario - input'!$CV58:$GH58,'Combined scenario - input'!$G58,'Combined scenario - input'!$E58,'Combined scenario - input'!$F58,20,TRUE,TRUE),\"\")","v":""},"","","","","","","","","","","","","","","","","","","",{"$f":"IFERROR(IF(OR(D73=\"\",'Combined scenario - input'!$D58=\"\"),\"\",D73/'Combined scenario - input'!$D58),\"\")","v":""},{"$f":"IFERROR(IF(OR(E73=\"\",'Combined scenario - input'!$D58=\"\"),\"\",E73/'Combined scenario - input'!$D58),\"\")","v":""},{"$f":"IFERROR(IF(OR(F73=\"\",'Combined scenario - input'!$D58=\"\"),\"\",F73/'Combined scenario - input'!$D58),\"\")","v":""},{"$f":"IFERROR(IF(OR(G73=\"\",'Combined scenario - input'!$D58=\"\"),\"\",G73/'Combined scenario - input'!$D58),\"\")","v":""},{"$f":"IFERROR(IF(OR(H73=\"\",'Combined scenario - input'!$D58=\"\"),\"\",H73/'Combined scenario - input'!$D58),\"\")","v":""},{"$f":"IFERROR(IF(OR(I73=\"\",'Combined scenario - input'!$D58=\"\"),\"\",I73/'Combined scenario - input'!$D58),\"\")","v":""},{"$f":"IFERROR(IF(OR(J73=\"\",'Combined scenario - input'!$D58=\"\"),\"\",J73/'Combined scenario - input'!$D58),\"\")","v":""},{"$f":"IFERROR(IF(OR(K73=\"\",'Combined scenario - input'!$D58=\"\"),\"\",K73/'Combined scenario - input'!$D58),\"\")","v":""},{"$f":"IFERROR(IF(OR(L73=\"\",'Combined scenario - input'!$D58=\"\"),\"\",L73/'Combined scenario - input'!$D58),\"\")","v":""},{"$f":"IFERROR(IF(OR(M73=\"\",'Combined scenario - input'!$D58=\"\"),\"\",M73/'Combined scenario - input'!$D58),\"\")","v":""},{"$f":"IFERROR(IF(OR(N73=\"\",'Combined scenario - input'!$D58=\"\"),\"\",N73/'Combined scenario - input'!$D58),\"\")","v":""},{"$f":"IFERROR(IF(OR(O73=\"\",'Combined scenario - input'!$D58=\"\"),\"\",O73/'Combined scenario - input'!$D58),\"\")","v":""},{"$f":"IFERROR(IF(OR(P73=\"\",'Combined scenario - input'!$D58=\"\"),\"\",P73/'Combined scenario - input'!$D58),\"\")","v":""},{"$f":"IFERROR(IF(OR(Q73=\"\",'Combined scenario - input'!$D58=\"\"),\"\",Q73/'Combined scenario - input'!$D58),\"\")","v":""},{"$f":"IFERROR(IF(OR(R73=\"\",'Combined scenario - input'!$D58=\"\"),\"\",R73/'Combined scenario - input'!$D58),\"\")","v":""},{"$f":"IFERROR(IF(OR(S73=\"\",'Combined scenario - input'!$D58=\"\"),\"\",S73/'Combined scenario - input'!$D58),\"\")","v":""},{"$f":"IFERROR(IF(OR(T73=\"\",'Combined scenario - input'!$D58=\"\"),\"\",T73/'Combined scenario - input'!$D58),\"\")","v":""},{"$f":"IFERROR(IF(OR(U73=\"\",'Combined scenario - input'!$D58=\"\"),\"\",U73/'Combined scenario - input'!$D58),\"\")","v":""},{"$f":"IFERROR(IF(OR(V73=\"\",'Combined scenario - input'!$D58=\"\"),\"\",V73/'Combined scenario - input'!$D58),\"\")","v":""},{"$f":"IFERROR(IF(OR(W73=\"\",'Combined scenario - input'!$D58=\"\"),\"\",W73/'Combined scenario - input'!$D58),\"\")","v":""}]
[{"$f":"IFERROR('Combined scenario - input'!A59,\"\")","v":""},{"$f":"IFERROR('Combined scenario - input'!B59,\"\")","v":""},{"$f":"IFERROR('Combined scenario - input'!C59,\"\")","v":""},{"$f":"IFERROR(repcalc('Combined scenario - input'!$CV59:$GH59,'Combined scenario - input'!$G59,'Combined scenario - input'!$E59,'Combined scenario - input'!$F59,20,TRUE,TRUE),\"\")","v":""},"","","","","","","","","","","","","","","","","","","",{"$f":"IFERROR(IF(OR(D74=\"\",'Combined scenario - input'!$D59=\"\"),\"\",D74/'Combined scenario - input'!$D59),\"\")","v":""},{"$f":"IFERROR(IF(OR(E74=\"\",'Combined scenario - input'!$D59=\"\"),\"\",E74/'Combined scenario - input'!$D59),\"\")","v":""},{"$f":"IFERROR(IF(OR(F74=\"\",'Combined scenario - input'!$D59=\"\"),\"\",F74/'Combined scenario - input'!$D59),\"\")","v":""},{"$f":"IFERROR(IF(OR(G74=\"\",'Combined scenario - input'!$D59=\"\"),\"\",G74/'Combined scenario - input'!$D59),\"\")","v":""},{"$f":"IFERROR(IF(OR(H74=\"\",'Combined scenario - input'!$D59=\"\"),\"\",H74/'Combined scenario - input'!$D59),\"\")","v":""},{"$f":"IFERROR(IF(OR(I74=\"\",'Combined scenario - input'!$D59=\"\"),\"\",I74/'Combined scenario - input'!$D59),\"\")","v":""},{"$f":"IFERROR(IF(OR(J74=\"\",'Combined scenario - input'!$D59=\"\"),\"\",J74/'Combined scenario - input'!$D59),\"\")","v":""},{"$f":"IFERROR(IF(OR(K74=\"\",'Combined scenario - input'!$D59=\"\"),\"\",K74/'Combined scenario - input'!$D59),\"\")","v":""},{"$f":"IFERROR(IF(OR(L74=\"\",'Combined scenario - input'!$D59=\"\"),\"\",L74/'Combined scenario - input'!$D59),\"\")","v":""},{"$f":"IFERROR(IF(OR(M74=\"\",'Combined scenario - input'!$D59=\"\"),\"\",M74/'Combined scenario - input'!$D59),\"\")","v":""},{"$f":"IFERROR(IF(OR(N74=\"\",'Combined scenario - input'!$D59=\"\"),\"\",N74/'Combined scenario - input'!$D59),\"\")","v":""},{"$f":"IFERROR(IF(OR(O74=\"\",'Combined scenario - input'!$D59=\"\"),\"\",O74/'Combined scenario - input'!$D59),\"\")","v":""},{"$f":"IFERROR(IF(OR(P74=\"\",'Combined scenario - input'!$D59=\"\"),\"\",P74/'Combined scenario - input'!$D59),\"\")","v":""},{"$f":"IFERROR(IF(OR(Q74=\"\",'Combined scenario - input'!$D59=\"\"),\"\",Q74/'Combined scenario - input'!$D59),\"\")","v":""},{"$f":"IFERROR(IF(OR(R74=\"\",'Combined scenario - input'!$D59=\"\"),\"\",R74/'Combined scenario - input'!$D59),\"\")","v":""},{"$f":"IFERROR(IF(OR(S74=\"\",'Combined scenario - input'!$D59=\"\"),\"\",S74/'Combined scenario - input'!$D59),\"\")","v":""},{"$f":"IFERROR(IF(OR(T74=\"\",'Combined scenario - input'!$D59=\"\"),\"\",T74/'Combined scenario - input'!$D59),\"\")","v":""},{"$f":"IFERROR(IF(OR(U74=\"\",'Combined scenario - input'!$D59=\"\"),\"\",U74/'Combined scenario - input'!$D59),\"\")","v":""},{"$f":"IFERROR(IF(OR(V74=\"\",'Combined scenario - input'!$D59=\"\"),\"\",V74/'Combined scenario - input'!$D59),\"\")","v":""},{"$f":"IFERROR(IF(OR(W74=\"\",'Combined scenario - input'!$D59=\"\"),\"\",W74/'Combined scenario - input'!$D59),\"\")","v":""}]
[{"$f":"IFERROR('Combined scenario - input'!A60,\"\")","v":""},{"$f":"IFERROR('Combined scenario - input'!B60,\"\")","v":""},{"$f":"IFERROR('Combined scenario - input'!C60,\"\")","v":""},{"$f":"IFERROR(repcalc('Combined scenario - input'!$CV60:$GH60,'Combined scenario - input'!$G60,'Combined scenario - input'!$E60,'Combined scenario - input'!$F60,20,TRUE,TRUE),\"\")","v":""},"","","","","","","","","","","","","","","","","","","",{"$f":"IFERROR(IF(OR(D75=\"\",'Combined scenario - input'!$D60=\"\"),\"\",D75/'Combined scenario - input'!$D60),\"\")","v":""},{"$f":"IFERROR(IF(OR(E75=\"\",'Combined scenario - input'!$D60=\"\"),\"\",E75/'Combined scenario - input'!$D60),\"\")","v":""},{"$f":"IFERROR(IF(OR(F75=\"\",'Combined scenario - input'!$D60=\"\"),\"\",F75/'Combined scenario - input'!$D60),\"\")","v":""},{"$f":"IFERROR(IF(OR(G75=\"\",'Combined scenario - input'!$D60=\"\"),\"\",G75/'Combined scenario - input'!$D60),\"\")","v":""},{"$f":"IFERROR(IF(OR(H75=\"\",'Combined scenario - input'!$D60=\"\"),\"\",H75/'Combined scenario - input'!$D60),\"\")","v":""},{"$f":"IFERROR(IF(OR(I75=\"\",'Combined scenario - input'!$D60=\"\"),\"\",I75/'Combined scenario - input'!$D60),\"\")","v":""},{"$f":"IFERROR(IF(OR(J75=\"\",'Combined scenario - input'!$D60=\"\"),\"\",J75/'Combined scenario - input'!$D60),\"\")","v":""},{"$f":"IFERROR(IF(OR(K75=\"\",'Combined scenario - input'!$D60=\"\"),\"\",K75/'Combined scenario - input'!$D60),\"\")","v":""},{"$f":"IFERROR(IF(OR(L75=\"\",'Combined scenario - input'!$D60=\"\"),\"\",L75/'Combined scenario - input'!$D60),\"\")","v":""},{"$f":"IFERROR(IF(OR(M75=\"\",'Combined scenario - input'!$D60=\"\"),\"\",M75/'Combined scenario - input'!$D60),\"\")","v":""},{"$f":"IFERROR(IF(OR(N75=\"\",'Combined scenario - input'!$D60=\"\"),\"\",N75/'Combined scenario - input'!$D60),\"\")","v":""},{"$f":"IFERROR(IF(OR(O75=\"\",'Combined scenario - input'!$D60=\"\"),\"\",O75/'Combined scenario - input'!$D60),\"\")","v":""},{"$f":"IFERROR(IF(OR(P75=\"\",'Combined scenario - input'!$D60=\"\"),\"\",P75/'Combined scenario - input'!$D60),\"\")","v":""},{"$f":"IFERROR(IF(OR(Q75=\"\",'Combined scenario - input'!$D60=\"\"),\"\",Q75/'Combined scenario - input'!$D60),\"\")","v":""},{"$f":"IFERROR(IF(OR(R75=\"\",'Combined scenario - input'!$D60=\"\"),\"\",R75/'Combined scenario - input'!$D60),\"\")","v":""},{"$f":"IFERROR(IF(OR(S75=\"\",'Combined scenario - input'!$D60=\"\"),\"\",S75/'Combined scenario - input'!$D60),\"\")","v":""},{"$f":"IFERROR(IF(OR(T75=\"\",'Combined scenario - input'!$D60=\"\"),\"\",T75/'Combined scenario - input'!$D60),\"\")","v":""},{"$f":"IFERROR(IF(OR(U75=\"\",'Combined scenario - input'!$D60=\"\"),\"\",U75/'Combined scenario - input'!$D60),\"\")","v":""},{"$f":"IFERROR(IF(OR(V75=\"\",'Combined scenario - input'!$D60=\"\"),\"\",V75/'Combined scenario - input'!$D60),\"\")","v":""},{"$f":"IFERROR(IF(OR(W75=\"\",'Combined scenario - input'!$D60=\"\"),\"\",W75/'Combined scenario - input'!$D60),\"\")","v":""}]
[{"$f":"IFERROR('Combined scenario - input'!A61,\"\")","v":""},{"$f":"IFERROR('Combined scenario - input'!B61,\"\")","v":""},{"$f":"IFERROR('Combined scenario - input'!C61,\"\")","v":""},{"$f":"IFERROR(repcalc('Combined scenario - input'!$CV61:$GH61,'Combined scenario - input'!$G61,'Combined scenario - input'!$E61,'Combined scenario - input'!$F61,20,TRUE,TRUE),\"\")","v":""},"","","","","","","","","","","","","","","","","","","",{"$f":"IFERROR(IF(OR(D76=\"\",'Combined scenario - input'!$D61=\"\"),\"\",D76/'Combined scenario - input'!$D61),\"\")","v":""},{"$f":"IFERROR(IF(OR(E76=\"\",'Combined scenario - input'!$D61=\"\"),\"\",E76/'Combined scenario - input'!$D61),\"\")","v":""},{"$f":"IFERROR(IF(OR(F76=\"\",'Combined scenario - input'!$D61=\"\"),\"\",F76/'Combined scenario - input'!$D61),\"\")","v":""},{"$f":"IFERROR(IF(OR(G76=\"\",'Combined scenario - input'!$D61=\"\"),\"\",G76/'Combined scenario - input'!$D61),\"\")","v":""},{"$f":"IFERROR(IF(OR(H76=\"\",'Combined scenario - input'!$D61=\"\"),\"\",H76/'Combined scenario - input'!$D61),\"\")","v":""},{"$f":"IFERROR(IF(OR(I76=\"\",'Combined scenario - input'!$D61=\"\"),\"\",I76/'Combined scenario - input'!$D61),\"\")","v":""},{"$f":"IFERROR(IF(OR(J76=\"\",'Combined scenario - input'!$D61=\"\"),\"\",J76/'Combined scenario - input'!$D61),\"\")","v":""},{"$f":"IFERROR(IF(OR(K76=\"\",'Combined scenario - input'!$D61=\"\"),\"\",K76/'Combined scenario - input'!$D61),\"\")","v":""},{"$f":"IFERROR(IF(OR(L76=\"\",'Combined scenario - input'!$D61=\"\"),\"\",L76/'Combined scenario - input'!$D61),\"\")","v":""},{"$f":"IFERROR(IF(OR(M76=\"\",'Combined scenario - input'!$D61=\"\"),\"\",M76/'Combined scenario - input'!$D61),\"\")","v":""},{"$f":"IFERROR(IF(OR(N76=\"\",'Combined scenario - input'!$D61=\"\"),\"\",N76/'Combined scenario - input'!$D61),\"\")","v":""},{"$f":"IFERROR(IF(OR(O76=\"\",'Combined scenario - input'!$D61=\"\"),\"\",O76/'Combined scenario - input'!$D61),\"\")","v":""},{"$f":"IFERROR(IF(OR(P76=\"\",'Combined scenario - input'!$D61=\"\"),\"\",P76/'Combined scenario - input'!$D61),\"\")","v":""},{"$f":"IFERROR(IF(OR(Q76=\"\",'Combined scenario - input'!$D61=\"\"),\"\",Q76/'Combined scenario - input'!$D61),\"\")","v":""},{"$f":"IFERROR(IF(OR(R76=\"\",'Combined scenario - input'!$D61=\"\"),\"\",R76/'Combined scenario - input'!$D61),\"\")","v":""},{"$f":"IFERROR(IF(OR(S76=\"\",'Combined scenario - input'!$D61=\"\"),\"\",S76/'Combined scenario - input'!$D61),\"\")","v":""},{"$f":"IFERROR(IF(OR(T76=\"\",'Combined scenario - input'!$D61=\"\"),\"\",T76/'Combined scenario - input'!$D61),\"\")","v":""},{"$f":"IFERROR(IF(OR(U76=\"\",'Combined scenario - input'!$D61=\"\"),\"\",U76/'Combined scenario - input'!$D61),\"\")","v":""},{"$f":"IFERROR(IF(OR(V76=\"\",'Combined scenario - input'!$D61=\"\"),\"\",V76/'Combined scenario - input'!$D61),\"\")","v":""},{"$f":"IFERROR(IF(OR(W76=\"\",'Combined scenario - input'!$D61=\"\"),\"\",W76/'Combined scenario - input'!$D61),\"\")","v":""}]
[{"$f":"IFERROR('Combined scenario - input'!A62,\"\")","v":""},{"$f":"IFERROR('Combined scenario - input'!B62,\"\")","v":""},{"$f":"IFERROR('Combined scenario - input'!C62,\"\")","v":""},{"$f":"IFERROR(repcalc('Combined scenario - input'!$CV62:$GH62,'Combined scenario - input'!$G62,'Combined scenario - input'!$E62,'Combined scenario - input'!$F62,20,TRUE,TRUE),\"\")","v":""},"","","","","","","","","","","","","","","","","","","",{"$f":"IFERROR(IF(OR(D77=\"\",'Combined scenario - input'!$D62=\"\"),\"\",D77/'Combined scenario - input'!$D62),\"\")","v":""},{"$f":"IFERROR(IF(OR(E77=\"\",'Combined scenario - input'!$D62=\"\"),\"\",E77/'Combined scenario - input'!$D62),\"\")","v":""},{"$f":"IFERROR(IF(OR(F77=\"\",'Combined scenario - input'!$D62=\"\"),\"\",F77/'Combined scenario - input'!$D62),\"\")","v":""},{"$f":"IFERROR(IF(OR(G77=\"\",'Combined scenario - input'!$D62=\"\"),\"\",G77/'Combined scenario - input'!$D62),\"\")","v":""},{"$f":"IFERROR(IF(OR(H77=\"\",'Combined scenario - input'!$D62=\"\"),\"\",H77/'Combined scenario - input'!$D62),\"\")","v":""},{"$f":"IFERROR(IF(OR(I77=\"\",'Combined scenario - input'!$D62=\"\"),\"\",I77/'Combined scenario - input'!$D62),\"\")","v":""},{"$f":"IFERROR(IF(OR(J77=\"\",'Combined scenario - input'!$D62=\"\"),\"\",J77/'Combined scenario - input'!$D62),\"\")","v":""},{"$f":"IFERROR(IF(OR(K77=\"\",'Combined scenario - input'!$D62=\"\"),\"\",K77/'Combined scenario - input'!$D62),\"\")","v":""},{"$f":"IFERROR(IF(OR(L77=\"\",'Combined scenario - input'!$D62=\"\"),\"\",L77/'Combined scenario - input'!$D62),\"\")","v":""},{"$f":"IFERROR(IF(OR(M77=\"\",'Combined scenario - input'!$D62=\"\"),\"\",M77/'Combined scenario - input'!$D62),\"\")","v":""},{"$f":"IFERROR(IF(OR(N77=\"\",'Combined scenario - input'!$D62=\"\"),\"\",N77/'Combined scenario - input'!$D62),\"\")","v":""},{"$f":"IFERROR(IF(OR(O77=\"\",'Combined scenario - input'!$D62=\"\"),\"\",O77/'Combined scenario - input'!$D62),\"\")","v":""},{"$f":"IFERROR(IF(OR(P77=\"\",'Combined scenario - input'!$D62=\"\"),\"\",P77/'Combined scenario - input'!$D62),\"\")","v":""},{"$f":"IFERROR(IF(OR(Q77=\"\",'Combined scenario - input'!$D62=\"\"),\"\",Q77/'Combined scenario - input'!$D62),\"\")","v":""},{"$f":"IFERROR(IF(OR(R77=\"\",'Combined scenario - input'!$D62=\"\"),\"\",R77/'Combined scenario - input'!$D62),\"\")","v":""},{"$f":"IFERROR(IF(OR(S77=\"\",'Combined scenario - input'!$D62=\"\"),\"\",S77/'Combined scenario - input'!$D62),\"\")","v":""},{"$f":"IFERROR(IF(OR(T77=\"\",'Combined scenario - input'!$D62=\"\"),\"\",T77/'Combined scenario - input'!$D62),\"\")","v":""},{"$f":"IFERROR(IF(OR(U77=\"\",'Combined scenario - input'!$D62=\"\"),\"\",U77/'Combined scenario - input'!$D62),\"\")","v":""},{"$f":"IFERROR(IF(OR(V77=\"\",'Combined scenario - input'!$D62=\"\"),\"\",V77/'Combined scenario - input'!$D62),\"\")","v":""},{"$f":"IFERROR(IF(OR(W77=\"\",'Combined scenario - input'!$D62=\"\"),\"\",W77/'Combined scenario - input'!$D62),\"\")","v":""}]
[{"$f":"IFERROR('Combined scenario - input'!A63,\"\")","v":""},{"$f":"IFERROR('Combined scenario - input'!B63,\"\")","v":""},{"$f":"IFERROR('Combined scenario - input'!C63,\"\")","v":""},{"$f":"IFERROR(repcalc('Combined scenario - input'!$CV63:$GH63,'Combined scenario - input'!$G63,'Combined scenario - input'!$E63,'Combined scenario - input'!$F63,20,TRUE,TRUE),\"\")","v":""},"","","","","","","","","","","","","","","","","","","",{"$f":"IFERROR(IF(OR(D78=\"\",'Combined scenario - input'!$D63=\"\"),\"\",D78/'Combined scenario - input'!$D63),\"\")","v":""},{"$f":"IFERROR(IF(OR(E78=\"\",'Combined scenario - input'!$D63=\"\"),\"\",E78/'Combined scenario - input'!$D63),\"\")","v":""},{"$f":"IFERROR(IF(OR(F78=\"\",'Combined scenario - input'!$D63=\"\"),\"\",F78/'Combined scenario - input'!$D63),\"\")","v":""},{"$f":"IFERROR(IF(OR(G78=\"\",'Combined scenario - input'!$D63=\"\"),\"\",G78/'Combined scenario - input'!$D63),\"\")","v":""},{"$f":"IFERROR(IF(OR(H78=\"\",'Combined scenario - input'!$D63=\"\"),\"\",H78/'Combined scenario - input'!$D63),\"\")","v":""},{"$f":"IFERROR(IF(OR(I78=\"\",'Combined scenario - input'!$D63=\"\"),\"\",I78/'Combined scenario - input'!$D63),\"\")","v":""},{"$f":"IFERROR(IF(OR(J78=\"\",'Combined scenario - input'!$D63=\"\"),\"\",J78/'Combined scenario - input'!$D63),\"\")","v":""},{"$f":"IFERROR(IF(OR(K78=\"\",'Combined scenario - input'!$D63=\"\"),\"\",K78/'Combined scenario - input'!$D63),\"\")","v":""},{"$f":"IFERROR(IF(OR(L78=\"\",'Combined scenario - input'!$D63=\"\"),\"\",L78/'Combined scenario - input'!$D63),\"\")","v":""},{"$f":"IFERROR(IF(OR(M78=\"\",'Combined scenario - input'!$D63=\"\"),\"\",M78/'Combined scenario - input'!$D63),\"\")","v":""},{"$f":"IFERROR(IF(OR(N78=\"\",'Combined scenario - input'!$D63=\"\"),\"\",N78/'Combined scenario - input'!$D63),\"\")","v":""},{"$f":"IFERROR(IF(OR(O78=\"\",'Combined scenario - input'!$D63=\"\"),\"\",O78/'Combined scenario - input'!$D63),\"\")","v":""},{"$f":"IFERROR(IF(OR(P78=\"\",'Combined scenario - input'!$D63=\"\"),\"\",P78/'Combined scenario - input'!$D63),\"\")","v":""},{"$f":"IFERROR(IF(OR(Q78=\"\",'Combined scenario - input'!$D63=\"\"),\"\",Q78/'Combined scenario - input'!$D63),\"\")","v":""},{"$f":"IFERROR(IF(OR(R78=\"\",'Combined scenario - input'!$D63=\"\"),\"\",R78/'Combined scenario - input'!$D63),\"\")","v":""},{"$f":"IFERROR(IF(OR(S78=\"\",'Combined scenario - input'!$D63=\"\"),\"\",S78/'Combined scenario - input'!$D63),\"\")","v":""},{"$f":"IFERROR(IF(OR(T78=\"\",'Combined scenario - input'!$D63=\"\"),\"\",T78/'Combined scenario - input'!$D63),\"\")","v":""},{"$f":"IFERROR(IF(OR(U78=\"\",'Combined scenario - input'!$D63=\"\"),\"\",U78/'Combined scenario - input'!$D63),\"\")","v":""},{"$f":"IFERROR(IF(OR(V78=\"\",'Combined scenario - input'!$D63=\"\"),\"\",V78/'Combined scenario - input'!$D63),\"\")","v":""},{"$f":"IFERROR(IF(OR(W78=\"\",'Combined scenario - input'!$D63=\"\"),\"\",W78/'Combined scenario - input'!$D63),\"\")","v":""}]
[{"$f":"IFERROR('Combined scenario - input'!A64,\"\")","v":""},{"$f":"IFERROR('Combined scenario - input'!B64,\"\")","v":""},{"$f":"IFERROR('Combined scenario - input'!C64,\"\")","v":""},{"$f":"IFERROR(repcalc('Combined scenario - input'!$CV64:$GH64,'Combined scenario - input'!$G64,'Combined scenario - input'!$E64,'Combined scenario - input'!$F64,20,TRUE,TRUE),\"\")","v":""},"","","","","","","","","","","","","","","","","","","",{"$f":"IFERROR(IF(OR(D79=\"\",'Combined scenario - input'!$D64=\"\"),\"\",D79/'Combined scenario - input'!$D64),\"\")","v":""},{"$f":"IFERROR(IF(OR(E79=\"\",'Combined scenario - input'!$D64=\"\"),\"\",E79/'Combined scenario - input'!$D64),\"\")","v":""},{"$f":"IFERROR(IF(OR(F79=\"\",'Combined scenario - input'!$D64=\"\"),\"\",F79/'Combined scenario - input'!$D64),\"\")","v":""},{"$f":"IFERROR(IF(OR(G79=\"\",'Combined scenario - input'!$D64=\"\"),\"\",G79/'Combined scenario - input'!$D64),\"\")","v":""},{"$f":"IFERROR(IF(OR(H79=\"\",'Combined scenario - input'!$D64=\"\"),\"\",H79/'Combined scenario - input'!$D64),\"\")","v":""},{"$f":"IFERROR(IF(OR(I79=\"\",'Combined scenario - input'!$D64=\"\"),\"\",I79/'Combined scenario - input'!$D64),\"\")","v":""},{"$f":"IFERROR(IF(OR(J79=\"\",'Combined scenario - input'!$D64=\"\"),\"\",J79/'Combined scenario - input'!$D64),\"\")","v":""},{"$f":"IFERROR(IF(OR(K79=\"\",'Combined scenario - input'!$D64=\"\"),\"\",K79/'Combined scenario - input'!$D64),\"\")","v":""},{"$f":"IFERROR(IF(OR(L79=\"\",'Combined scenario - input'!$D64=\"\"),\"\",L79/'Combined scenario - input'!$D64),\"\")","v":""},{"$f":"IFERROR(IF(OR(M79=\"\",'Combined scenario - input'!$D64=\"\"),\"\",M79/'Combined scenario - input'!$D64),\"\")","v":""},{"$f":"IFERROR(IF(OR(N79=\"\",'Combined scenario - input'!$D64=\"\"),\"\",N79/'Combined scenario - input'!$D64),\"\")","v":""},{"$f":"IFERROR(IF(OR(O79=\"\",'Combined scenario - input'!$D64=\"\"),\"\",O79/'Combined scenario - input'!$D64),\"\")","v":""},{"$f":"IFERROR(IF(OR(P79=\"\",'Combined scenario - input'!$D64=\"\"),\"\",P79/'Combined scenario - input'!$D64),\"\")","v":""},{"$f":"IFERROR(IF(OR(Q79=\"\",'Combined scenario - input'!$D64=\"\"),\"\",Q79/'Combined scenario - input'!$D64),\"\")","v":""},{"$f":"IFERROR(IF(OR(R79=\"\",'Combined scenario - input'!$D64=\"\"),\"\",R79/'Combined scenario - input'!$D64),\"\")","v":""},{"$f":"IFERROR(IF(OR(S79=\"\",'Combined scenario - input'!$D64=\"\"),\"\",S79/'Combined scenario - input'!$D64),\"\")","v":""},{"$f":"IFERROR(IF(OR(T79=\"\",'Combined scenario - input'!$D64=\"\"),\"\",T79/'Combined scenario - input'!$D64),\"\")","v":""},{"$f":"IFERROR(IF(OR(U79=\"\",'Combined scenario - input'!$D64=\"\"),\"\",U79/'Combined scenario - input'!$D64),\"\")","v":""},{"$f":"IFERROR(IF(OR(V79=\"\",'Combined scenario - input'!$D64=\"\"),\"\",V79/'Combined scenario - input'!$D64),\"\")","v":""},{"$f":"IFERROR(IF(OR(W79=\"\",'Combined scenario - input'!$D64=\"\"),\"\",W79/'Combined scenario - input'!$D64),\"\")","v":""}]
[{"$f":"IFERROR('Combined scenario - input'!A65,\"\")","v":""},{"$f":"IFERROR('Combined scenario - input'!B65,\"\")","v":""},{"$f":"IFERROR('Combined scenario - input'!C65,\"\")","v":""},{"$f":"IFERROR(repcalc('Combined scenario - input'!$CV65:$GH65,'Combined scenario - input'!$G65,'Combined scenario - input'!$E65,'Combined scenario - input'!$F65,20,TRUE,TRUE),\"\")","v":""},"","","","","","","","","","","","","","","","","","","",{"$f":"IFERROR(IF(OR(D80=\"\",'Combined scenario - input'!$D65=\"\"),\"\",D80/'Combined scenario - input'!$D65),\"\")","v":""},{"$f":"IFERROR(IF(OR(E80=\"\",'Combined scenario - input'!$D65=\"\"),\"\",E80/'Combined scenario - input'!$D65),\"\")","v":""},{"$f":"IFERROR(IF(OR(F80=\"\",'Combined scenario - input'!$D65=\"\"),\"\",F80/'Combined scenario - input'!$D65),\"\")","v":""},{"$f":"IFERROR(IF(OR(G80=\"\",'Combined scenario - input'!$D65=\"\"),\"\",G80/'Combined scenario - input'!$D65),\"\")","v":""},{"$f":"IFERROR(IF(OR(H80=\"\",'Combined scenario - input'!$D65=\"\"),\"\",H80/'Combined scenario - input'!$D65),\"\")","v":""},{"$f":"IFERROR(IF(OR(I80=\"\",'Combined scenario - input'!$D65=\"\"),\"\",I80/'Combined scenario - input'!$D65),\"\")","v":""},{"$f":"IFERROR(IF(OR(J80=\"\",'Combined scenario - input'!$D65=\"\"),\"\",J80/'Combined scenario - input'!$D65),\"\")","v":""},{"$f":"IFERROR(IF(OR(K80=\"\",'Combined scenario - input'!$D65=\"\"),\"\",K80/'Combined scenario - input'!$D65),\"\")","v":""},{"$f":"IFERROR(IF(OR(L80=\"\",'Combined scenario - input'!$D65=\"\"),\"\",L80/'Combined scenario - input'!$D65),\"\")","v":""},{"$f":"IFERROR(IF(OR(M80=\"\",'Combined scenario - input'!$D65=\"\"),\"\",M80/'Combined scenario - input'!$D65),\"\")","v":""},{"$f":"IFERROR(IF(OR(N80=\"\",'Combined scenario - input'!$D65=\"\"),\"\",N80/'Combined scenario - input'!$D65),\"\")","v":""},{"$f":"IFERROR(IF(OR(O80=\"\",'Combined scenario - input'!$D65=\"\"),\"\",O80/'Combined scenario - input'!$D65),\"\")","v":""},{"$f":"IFERROR(IF(OR(P80=\"\",'Combined scenario - input'!$D65=\"\"),\"\",P80/'Combined scenario - input'!$D65),\"\")","v":""},{"$f":"IFERROR(IF(OR(Q80=\"\",'Combined scenario - input'!$D65=\"\"),\"\",Q80/'Combined scenario - input'!$D65),\"\")","v":""},{"$f":"IFERROR(IF(OR(R80=\"\",'Combined scenario - input'!$D65=\"\"),\"\",R80/'Combined scenario - input'!$D65),\"\")","v":""},{"$f":"IFERROR(IF(OR(S80=\"\",'Combined scenario - input'!$D65=\"\"),\"\",S80/'Combined scenario - input'!$D65),\"\")","v":""},{"$f":"IFERROR(IF(OR(T80=\"\",'Combined scenario - input'!$D65=\"\"),\"\",T80/'Combined scenario - input'!$D65),\"\")","v":""},{"$f":"IFERROR(IF(OR(U80=\"\",'Combined scenario - input'!$D65=\"\"),\"\",U80/'Combined scenario - input'!$D65),\"\")","v":""},{"$f":"IFERROR(IF(OR(V80=\"\",'Combined scenario - input'!$D65=\"\"),\"\",V80/'Combined scenario - input'!$D65),\"\")","v":""},{"$f":"IFERROR(IF(OR(W80=\"\",'Combined scenario - input'!$D65=\"\"),\"\",W80/'Combined scenario - input'!$D65),\"\")","v":""}]
[{"$f":"IFERROR('Combined scenario - input'!A66,\"\")","v":""},{"$f":"IFERROR('Combined scenario - input'!B66,\"\")","v":""},{"$f":"IFERROR('Combined scenario - input'!C66,\"\")","v":""},{"$f":"IFERROR(repcalc('Combined scenario - input'!$CV66:$GH66,'Combined scenario - input'!$G66,'Combined scenario - input'!$E66,'Combined scenario - input'!$F66,20,TRUE,TRUE),\"\")","v":""},"","","","","","","","","","","","","","","","","","","",{"$f":"IFERROR(IF(OR(D81=\"\",'Combined scenario - input'!$D66=\"\"),\"\",D81/'Combined scenario - input'!$D66),\"\")","v":""},{"$f":"IFERROR(IF(OR(E81=\"\",'Combined scenario - input'!$D66=\"\"),\"\",E81/'Combined scenario - input'!$D66),\"\")","v":""},{"$f":"IFERROR(IF(OR(F81=\"\",'Combined scenario - input'!$D66=\"\"),\"\",F81/'Combined scenario - input'!$D66),\"\")","v":""},{"$f":"IFERROR(IF(OR(G81=\"\",'Combined scenario - input'!$D66=\"\"),\"\",G81/'Combined scenario - input'!$D66),\"\")","v":""},{"$f":"IFERROR(IF(OR(H81=\"\",'Combined scenario - input'!$D66=\"\"),\"\",H81/'Combined scenario - input'!$D66),\"\")","v":""},{"$f":"IFERROR(IF(OR(I81=\"\",'Combined scenario - input'!$D66=\"\"),\"\",I81/'Combined scenario - input'!$D66),\"\")","v":""},{"$f":"IFERROR(IF(OR(J81=\"\",'Combined scenario - input'!$D66=\"\"),\"\",J81/'Combined scenario - input'!$D66),\"\")","v":""},{"$f":"IFERROR(IF(OR(K81=\"\",'Combined scenario - input'!$D66=\"\"),\"\",K81/'Combined scenario - input'!$D66),\"\")","v":""},{"$f":"IFERROR(IF(OR(L81=\"\",'Combined scenario - input'!$D66=\"\"),\"\",L81/'Combined scenario - input'!$D66),\"\")","v":""},{"$f":"IFERROR(IF(OR(M81=\"\",'Combined scenario - input'!$D66=\"\"),\"\",M81/'Combined scenario - input'!$D66),\"\")","v":""},{"$f":"IFERROR(IF(OR(N81=\"\",'Combined scenario - input'!$D66=\"\"),\"\",N81/'Combined scenario - input'!$D66),\"\")","v":""},{"$f":"IFERROR(IF(OR(O81=\"\",'Combined scenario - input'!$D66=\"\"),\"\",O81/'Combined scenario - input'!$D66),\"\")","v":""},{"$f":"IFERROR(IF(OR(P81=\"\",'Combined scenario - input'!$D66=\"\"),\"\",P81/'Combined scenario - input'!$D66),\"\")","v":""},{"$f":"IFERROR(IF(OR(Q81=\"\",'Combined scenario - input'!$D66=\"\"),\"\",Q81/'Combined scenario - input'!$D66),\"\")","v":""},{"$f":"IFERROR(IF(OR(R81=\"\",'Combined scenario - input'!$D66=\"\"),\"\",R81/'Combined scenario - input'!$D66),\"\")","v":""},{"$f":"IFERROR(IF(OR(S81=\"\",'Combined scenario - input'!$D66=\"\"),\"\",S81/'Combined scenario - input'!$D66),\"\")","v":""},{"$f":"IFERROR(IF(OR(T81=\"\",'Combined scenario - input'!$D66=\"\"),\"\",T81/'Combined scenario - input'!$D66),\"\")","v":""},{"$f":"IFERROR(IF(OR(U81=\"\",'Combined scenario - input'!$D66=\"\"),\"\",U81/'Combined scenario - input'!$D66),\"\")","v":""},{"$f":"IFERROR(IF(OR(V81=\"\",'Combined scenario - input'!$D66=\"\"),\"\",V81/'Combined scenario - input'!$D66),\"\")","v":""},{"$f":"IFERROR(IF(OR(W81=\"\",'Combined scenario - input'!$D66=\"\"),\"\",W81/'Combined scenario - input'!$D66),\"\")","v":""}]
[{"$f":"IFERROR('Combined scenario - input'!A67,\"\")","v":""},{"$f":"IFERROR('Combined scenario - input'!B67,\"\")","v":""},{"$f":"IFERROR('Combined scenario - input'!C67,\"\")","v":""},{"$f":"IFERROR(repcalc('Combined scenario - input'!$CV67:$GH67,'Combined scenario - input'!$G67,'Combined scenario - input'!$E67,'Combined scenario - input'!$F67,20,TRUE,TRUE),\"\")","v":""},"","","","","","","","","","","","","","","","","","","",{"$f":"IFERROR(IF(OR(D82=\"\",'Combined scenario - input'!$D67=\"\"),\"\",D82/'Combined scenario - input'!$D67),\"\")","v":""},{"$f":"IFERROR(IF(OR(E82=\"\",'Combined scenario - input'!$D67=\"\"),\"\",E82/'Combined scenario - input'!$D67),\"\")","v":""},{"$f":"IFERROR(IF(OR(F82=\"\",'Combined scenario - input'!$D67=\"\"),\"\",F82/'Combined scenario - input'!$D67),\"\")","v":""},{"$f":"IFERROR(IF(OR(G82=\"\",'Combined scenario - input'!$D67=\"\"),\"\",G82/'Combined scenario - input'!$D67),\"\")","v":""},{"$f":"IFERROR(IF(OR(H82=\"\",'Combined scenario - input'!$D67=\"\"),\"\",H82/'Combined scenario - input'!$D67),\"\")","v":""},{"$f":"IFERROR(IF(OR(I82=\"\",'Combined scenario - input'!$D67=\"\"),\"\",I82/'Combined scenario - input'!$D67),\"\")","v":""},{"$f":"IFERROR(IF(OR(J82=\"\",'Combined scenario - input'!$D67=\"\"),\"\",J82/'Combined scenario - input'!$D67),\"\")","v":""},{"$f":"IFERROR(IF(OR(K82=\"\",'Combined scenario - input'!$D67=\"\"),\"\",K82/'Combined scenario - input'!$D67),\"\")","v":""},{"$f":"IFERROR(IF(OR(L82=\"\",'Combined scenario - input'!$D67=\"\"),\"\",L82/'Combined scenario - input'!$D67),\"\")","v":""},{"$f":"IFERROR(IF(OR(M82=\"\",'Combined scenario - input'!$D67=\"\"),\"\",M82/'Combined scenario - input'!$D67),\"\")","v":""},{"$f":"IFERROR(IF(OR(N82=\"\",'Combined scenario - input'!$D67=\"\"),\"\",N82/'Combined scenario - input'!$D67),\"\")","v":""},{"$f":"IFERROR(IF(OR(O82=\"\",'Combined scenario - input'!$D67=\"\"),\"\",O82/'Combined scenario - input'!$D67),\"\")","v":""},{"$f":"IFERROR(IF(OR(P82=\"\",'Combined scenario - input'!$D67=\"\"),\"\",P82/'Combined scenario - input'!$D67),\"\")","v":""},{"$f":"IFERROR(IF(OR(Q82=\"\",'Combined scenario - input'!$D67=\"\"),\"\",Q82/'Combined scenario - input'!$D67),\"\")","v":""},{"$f":"IFERROR(IF(OR(R82=\"\",'Combined scenario - input'!$D67=\"\"),\"\",R82/'Combined scenario - input'!$D67),\"\")","v":""},{"$f":"IFERROR(IF(OR(S82=\"\",'Combined scenario - input'!$D67=\"\"),\"\",S82/'Combined scenario - input'!$D67),\"\")","v":""},{"$f":"IFERROR(IF(OR(T82=\"\",'Combined scenario - input'!$D67=\"\"),\"\",T82/'Combined scenario - input'!$D67),\"\")","v":""},{"$f":"IFERROR(IF(OR(U82=\"\",'Combined scenario - input'!$D67=\"\"),\"\",U82/'Combined scenario - input'!$D67),\"\")","v":""},{"$f":"IFERROR(IF(OR(V82=\"\",'Combined scenario - input'!$D67=\"\"),\"\",V82/'Combined scenario - input'!$D67),\"\")","v":""},{"$f":"IFERROR(IF(OR(W82=\"\",'Combined scenario - input'!$D67=\"\"),\"\",W82/'Combined scenario - input'!$D67),\"\")","v":""}]
[{"$f":"IFERROR('Combined scenario - input'!A68,\"\")","v":""},{"$f":"IFERROR('Combined scenario - input'!B68,\"\")","v":""},{"$f":"IFERROR('Combined scenario - input'!C68,\"\")","v":""},{"$f":"IFERROR(repcalc('Combined scenario - input'!$CV68:$GH68,'Combined scenario - input'!$G68,'Combined scenario - input'!$E68,'Combined scenario - input'!$F68,20,TRUE,TRUE),\"\")","v":""},"","","","","","","","","","","","","","","","","","","",{"$f":"IFERROR(IF(OR(D83=\"\",'Combined scenario - input'!$D68=\"\"),\"\",D83/'Combined scenario - input'!$D68),\"\")","v":""},{"$f":"IFERROR(IF(OR(E83=\"\",'Combined scenario - input'!$D68=\"\"),\"\",E83/'Combined scenario - input'!$D68),\"\")","v":""},{"$f":"IFERROR(IF(OR(F83=\"\",'Combined scenario - input'!$D68=\"\"),\"\",F83/'Combined scenario - input'!$D68),\"\")","v":""},{"$f":"IFERROR(IF(OR(G83=\"\",'Combined scenario - input'!$D68=\"\"),\"\",G83/'Combined scenario - input'!$D68),\"\")","v":""},{"$f":"IFERROR(IF(OR(H83=\"\",'Combined scenario - input'!$D68=\"\"),\"\",H83/'Combined scenario - input'!$D68),\"\")","v":""},{"$f":"IFERROR(IF(OR(I83=\"\",'Combined scenario - input'!$D68=\"\"),\"\",I83/'Combined scenario - input'!$D68),\"\")","v":""},{"$f":"IFERROR(IF(OR(J83=\"\",'Combined scenario - input'!$D68=\"\"),\"\",J83/'Combined scenario - input'!$D68),\"\")","v":""},{"$f":"IFERROR(IF(OR(K83=\"\",'Combined scenario - input'!$D68=\"\"),\"\",K83/'Combined scenario - input'!$D68),\"\")","v":""},{"$f":"IFERROR(IF(OR(L83=\"\",'Combined scenario - input'!$D68=\"\"),\"\",L83/'Combined scenario - input'!$D68),\"\")","v":""},{"$f":"IFERROR(IF(OR(M83=\"\",'Combined scenario - input'!$D68=\"\"),\"\",M83/'Combined scenario - input'!$D68),\"\")","v":""},{"$f":"IFERROR(IF(OR(N83=\"\",'Combined scenario - input'!$D68=\"\"),\"\",N83/'Combined scenario - input'!$D68),\"\")","v":""},{"$f":"IFERROR(IF(OR(O83=\"\",'Combined scenario - input'!$D68=\"\"),\"\",O83/'Combined scenario - input'!$D68),\"\")","v":""},{"$f":"IFERROR(IF(OR(P83=\"\",'Combined scenario - input'!$D68=\"\"),\"\",P83/'Combined scenario - input'!$D68),\"\")","v":""},{"$f":"IFERROR(IF(OR(Q83=\"\",'Combined scenario - input'!$D68=\"\"),\"\",Q83/'Combined scenario - input'!$D68),\"\")","v":""},{"$f":"IFERROR(IF(OR(R83=\"\",'Combined scenario - input'!$D68=\"\"),\"\",R83/'Combined scenario - input'!$D68),\"\")","v":""},{"$f":"IFERROR(IF(OR(S83=\"\",'Combined scenario - input'!$D68=\"\"),\"\",S83/'Combined scenario - input'!$D68),\"\")","v":""},{"$f":"IFERROR(IF(OR(T83=\"\",'Combined scenario - input'!$D68=\"\"),\"\",T83/'Combined scenario - input'!$D68),\"\")","v":""},{"$f":"IFERROR(IF(OR(U83=\"\",'Combined scenario - input'!$D68=\"\"),\"\",U83/'Combined scenario - input'!$D68),\"\")","v":""},{"$f":"IFERROR(IF(OR(V83=\"\",'Combined scenario - input'!$D68=\"\"),\"\",V83/'Combined scenario - input'!$D68),\"\")","v":""},{"$f":"IFERROR(IF(OR(W83=\"\",'Combined scenario - input'!$D68=\"\"),\"\",W83/'Combined scenario - input'!$D68),\"\")","v":""}]
[{"$f":"IFERROR('Combined scenario - input'!A69,\"\")","v":""},{"$f":"IFERROR('Combined scenario - input'!B69,\"\")","v":""},{"$f":"IFERROR('Combined scenario - input'!C69,\"\")","v":""},{"$f":"IFERROR(repcalc('Combined scenario - input'!$CV69:$GH69,'Combined scenario - input'!$G69,'Combined scenario - input'!$E69,'Combined scenario - input'!$F69,20,TRUE,TRUE),\"\")","v":""},"","","","","","","","","","","","","","","","","","","",{"$f":"IFERROR(IF(OR(D84=\"\",'Combined scenario - input'!$D69=\"\"),\"\",D84/'Combined scenario - input'!$D69),\"\")","v":""},{"$f":"IFERROR(IF(OR(E84=\"\",'Combined scenario - input'!$D69=\"\"),\"\",E84/'Combined scenario - input'!$D69),\"\")","v":""},{"$f":"IFERROR(IF(OR(F84=\"\",'Combined scenario - input'!$D69=\"\"),\"\",F84/'Combined scenario - input'!$D69),\"\")","v":""},{"$f":"IFERROR(IF(OR(G84=\"\",'Combined scenario - input'!$D69=\"\"),\"\",G84/'Combined scenario - input'!$D69),\"\")","v":""},{"$f":"IFERROR(IF(OR(H84=\"\",'Combined scenario - input'!$D69=\"\"),\"\",H84/'Combined scenario - input'!$D69),\"\")","v":""},{"$f":"IFERROR(IF(OR(I84=\"\",'Combined scenario - input'!$D69=\"\"),\"\",I84/'Combined scenario - input'!$D69),\"\")","v":""},{"$f":"IFERROR(IF(OR(J84=\"\",'Combined scenario - input'!$D69=\"\"),\"\",J84/'Combined scenario - input'!$D69),\"\")","v":""},{"$f":"IFERROR(IF(OR(K84=\"\",'Combined scenario - input'!$D69=\"\"),\"\",K84/'Combined scenario - input'!$D69),\"\")","v":""},{"$f":"IFERROR(IF(OR(L84=\"\",'Combined scenario - input'!$D69=\"\"),\"\",L84/'Combined scenario - input'!$D69),\"\")","v":""},{"$f":"IFERROR(IF(OR(M84=\"\",'Combined scenario - input'!$D69=\"\"),\"\",M84/'Combined scenario - input'!$D69),\"\")","v":""},{"$f":"IFERROR(IF(OR(N84=\"\",'Combined scenario - input'!$D69=\"\"),\"\",N84/'Combined scenario - input'!$D69),\"\")","v":""},{"$f":"IFERROR(IF(OR(O84=\"\",'Combined scenario - input'!$D69=\"\"),\"\",O84/'Combined scenario - input'!$D69),\"\")","v":""},{"$f":"IFERROR(IF(OR(P84=\"\",'Combined scenario - input'!$D69=\"\"),\"\",P84/'Combined scenario - input'!$D69),\"\")","v":""},{"$f":"IFERROR(IF(OR(Q84=\"\",'Combined scenario - input'!$D69=\"\"),\"\",Q84/'Combined scenario - input'!$D69),\"\")","v":""},{"$f":"IFERROR(IF(OR(R84=\"\",'Combined scenario - input'!$D69=\"\"),\"\",R84/'Combined scenario - input'!$D69),\"\")","v":""},{"$f":"IFERROR(IF(OR(S84=\"\",'Combined scenario - input'!$D69=\"\"),\"\",S84/'Combined scenario - input'!$D69),\"\")","v":""},{"$f":"IFERROR(IF(OR(T84=\"\",'Combined scenario - input'!$D69=\"\"),\"\",T84/'Combined scenario - input'!$D69),\"\")","v":""},{"$f":"IFERROR(IF(OR(U84=\"\",'Combined scenario - input'!$D69=\"\"),\"\",U84/'Combined scenario - input'!$D69),\"\")","v":""},{"$f":"IFERROR(IF(OR(V84=\"\",'Combined scenario - input'!$D69=\"\"),\"\",V84/'Combined scenario - input'!$D69),\"\")","v":""},{"$f":"IFERROR(IF(OR(W84=\"\",'Combined scenario - input'!$D69=\"\"),\"\",W84/'Combined scenario - input'!$D69),\"\")","v":""}]
[{"$f":"IFERROR('Combined scenario - input'!A70,\"\")","v":""},{"$f":"IFERROR('Combined scenario - input'!B70,\"\")","v":""},{"$f":"IFERROR('Combined scenario - input'!C70,\"\")","v":""},{"$f":"IFERROR(repcalc('Combined scenario - input'!$CV70:$GH70,'Combined scenario - input'!$G70,'Combined scenario - input'!$E70,'Combined scenario - input'!$F70,20,TRUE,TRUE),\"\")","v":""},"","","","","","","","","","","","","","","","","","","",{"$f":"IFERROR(IF(OR(D85=\"\",'Combined scenario - input'!$D70=\"\"),\"\",D85/'Combined scenario - input'!$D70),\"\")","v":""},{"$f":"IFERROR(IF(OR(E85=\"\",'Combined scenario - input'!$D70=\"\"),\"\",E85/'Combined scenario - input'!$D70),\"\")","v":""},{"$f":"IFERROR(IF(OR(F85=\"\",'Combined scenario - input'!$D70=\"\"),\"\",F85/'Combined scenario - input'!$D70),\"\")","v":""},{"$f":"IFERROR(IF(OR(G85=\"\",'Combined scenario - input'!$D70=\"\"),\"\",G85/'Combined scenario - input'!$D70),\"\")","v":""},{"$f":"IFERROR(IF(OR(H85=\"\",'Combined scenario - input'!$D70=\"\"),\"\",H85/'Combined scenario - input'!$D70),\"\")","v":""},{"$f":"IFERROR(IF(OR(I85=\"\",'Combined scenario - input'!$D70=\"\"),\"\",I85/'Combined scenario - input'!$D70),\"\")","v":""},{"$f":"IFERROR(IF(OR(J85=\"\",'Combined scenario - input'!$D70=\"\"),\"\",J85/'Combined scenario - input'!$D70),\"\")","v":""},{"$f":"IFERROR(IF(OR(K85=\"\",'Combined scenario - input'!$D70=\"\"),\"\",K85/'Combined scenario - input'!$D70),\"\")","v":""},{"$f":"IFERROR(IF(OR(L85=\"\",'Combined scenario - input'!$D70=\"\"),\"\",L85/'Combined scenario - input'!$D70),\"\")","v":""},{"$f":"IFERROR(IF(OR(M85=\"\",'Combined scenario - input'!$D70=\"\"),\"\",M85/'Combined scenario - input'!$D70),\"\")","v":""},{"$f":"IFERROR(IF(OR(N85=\"\",'Combined scenario - input'!$D70=\"\"),\"\",N85/'Combined scenario - input'!$D70),\"\")","v":""},{"$f":"IFERROR(IF(OR(O85=\"\",'Combined scenario - input'!$D70=\"\"),\"\",O85/'Combined scenario - input'!$D70),\"\")","v":""},{"$f":"IFERROR(IF(OR(P85=\"\",'Combined scenario - input'!$D70=\"\"),\"\",P85/'Combined scenario - input'!$D70),\"\")","v":""},{"$f":"IFERROR(IF(OR(Q85=\"\",'Combined scenario - input'!$D70=\"\"),\"\",Q85/'Combined scenario - input'!$D70),\"\")","v":""},{"$f":"IFERROR(IF(OR(R85=\"\",'Combined scenario - input'!$D70=\"\"),\"\",R85/'Combined scenario - input'!$D70),\"\")","v":""},{"$f":"IFERROR(IF(OR(S85=\"\",'Combined scenario - input'!$D70=\"\"),\"\",S85/'Combined scenario - input'!$D70),\"\")","v":""},{"$f":"IFERROR(IF(OR(T85=\"\",'Combined scenario - input'!$D70=\"\"),\"\",T85/'Combined scenario - input'!$D70),\"\")","v":""},{"$f":"IFERROR(IF(OR(U85=\"\",'Combined scenario - input'!$D70=\"\"),\"\",U85/'Combined scenario - input'!$D70),\"\")","v":""},{"$f":"IFERROR(IF(OR(V85=\"\",'Combined scenario - input'!$D70=\"\"),\"\",V85/'Combined scenario - input'!$D70),\"\")","v":""},{"$f":"IFERROR(IF(OR(W85=\"\",'Combined scenario - input'!$D70=\"\"),\"\",W85/'Combined scenario - input'!$D70),\"\")","v":""}]
[{"$f":"IFERROR('Combined scenario - input'!A71,\"\")","v":""},{"$f":"IFERROR('Combined scenario - input'!B71,\"\")","v":""},{"$f":"IFERROR('Combined scenario - input'!C71,\"\")","v":""},{"$f":"IFERROR(repcalc('Combined scenario - input'!$CV71:$GH71,'Combined scenario - input'!$G71,'Combined scenario - input'!$E71,'Combined scenario - input'!$F71,20,TRUE,TRUE),\"\")","v":""},"","","","","","","","","","","","","","","","","","","",{"$f":"IFERROR(IF(OR(D86=\"\",'Combined scenario - input'!$D71=\"\"),\"\",D86/'Combined scenario - input'!$D71),\"\")","v":""},{"$f":"IFERROR(IF(OR(E86=\"\",'Combined scenario - input'!$D71=\"\"),\"\",E86/'Combined scenario - input'!$D71),\"\")","v":""},{"$f":"IFERROR(IF(OR(F86=\"\",'Combined scenario - input'!$D71=\"\"),\"\",F86/'Combined scenario - input'!$D71),\"\")","v":""},{"$f":"IFERROR(IF(OR(G86=\"\",'Combined scenario - input'!$D71=\"\"),\"\",G86/'Combined scenario - input'!$D71),\"\")","v":""},{"$f":"IFERROR(IF(OR(H86=\"\",'Combined scenario - input'!$D71=\"\"),\"\",H86/'Combined scenario - input'!$D71),\"\")","v":""},{"$f":"IFERROR(IF(OR(I86=\"\",'Combined scenario - input'!$D71=\"\"),\"\",I86/'Combined scenario - input'!$D71),\"\")","v":""},{"$f":"IFERROR(IF(OR(J86=\"\",'Combined scenario - input'!$D71=\"\"),\"\",J86/'Combined scenario - input'!$D71),\"\")","v":""},{"$f":"IFERROR(IF(OR(K86=\"\",'Combined scenario - input'!$D71=\"\"),\"\",K86/'Combined scenario - input'!$D71),\"\")","v":""},{"$f":"IFERROR(IF(OR(L86=\"\",'Combined scenario - input'!$D71=\"\"),\"\",L86/'Combined scenario - input'!$D71),\"\")","v":""},{"$f":"IFERROR(IF(OR(M86=\"\",'Combined scenario - input'!$D71=\"\"),\"\",M86/'Combined scenario - input'!$D71),\"\")","v":""},{"$f":"IFERROR(IF(OR(N86=\"\",'Combined scenario - input'!$D71=\"\"),\"\",N86/'Combined scenario - input'!$D71),\"\")","v":""},{"$f":"IFERROR(IF(OR(O86=\"\",'Combined scenario - input'!$D71=\"\"),\"\",O86/'Combined scenario - input'!$D71),\"\")","v":""},{"$f":"IFERROR(IF(OR(P86=\"\",'Combined scenario - input'!$D71=\"\"),\"\",P86/'Combined scenario - input'!$D71),\"\")","v":""},{"$f":"IFERROR(IF(OR(Q86=\"\",'Combined scenario - input'!$D71=\"\"),\"\",Q86/'Combined scenario - input'!$D71),\"\")","v":""},{"$f":"IFERROR(IF(OR(R86=\"\",'Combined scenario - input'!$D71=\"\"),\"\",R86/'Combined scenario - input'!$D71),\"\")","v":""},{"$f":"IFERROR(IF(OR(S86=\"\",'Combined scenario - input'!$D71=\"\"),\"\",S86/'Combined scenario - input'!$D71),\"\")","v":""},{"$f":"IFERROR(IF(OR(T86=\"\",'Combined scenario - input'!$D71=\"\"),\"\",T86/'Combined scenario - input'!$D71),\"\")","v":""},{"$f":"IFERROR(IF(OR(U86=\"\",'Combined scenario - input'!$D71=\"\"),\"\",U86/'Combined scenario - input'!$D71),\"\")","v":""},{"$f":"IFERROR(IF(OR(V86=\"\",'Combined scenario - input'!$D71=\"\"),\"\",V86/'Combined scenario - input'!$D71),\"\")","v":""},{"$f":"IFERROR(IF(OR(W86=\"\",'Combined scenario - input'!$D71=\"\"),\"\",W86/'Combined scenario - input'!$D71),\"\")","v":""}]
[{"$f":"IFERROR('Combined scenario - input'!A72,\"\")","v":""},{"$f":"IFERROR('Combined scenario - input'!B72,\"\")","v":""},{"$f":"IFERROR('Combined scenario - input'!C72,\"\")","v":""},{"$f":"IFERROR(repcalc('Combined scenario - input'!$CV72:$GH72,'Combined scenario - input'!$G72,'Combined scenario - input'!$E72,'Combined scenario - input'!$F72,20,TRUE,TRUE),\"\")","v":""},"","","","","","","","","","","","","","","","","","","",{"$f":"IFERROR(IF(OR(D87=\"\",'Combined scenario - input'!$D72=\"\"),\"\",D87/'Combined scenario - input'!$D72),\"\")","v":""},{"$f":"IFERROR(IF(OR(E87=\"\",'Combined scenario - input'!$D72=\"\"),\"\",E87/'Combined scenario - input'!$D72),\"\")","v":""},{"$f":"IFERROR(IF(OR(F87=\"\",'Combined scenario - input'!$D72=\"\"),\"\",F87/'Combined scenario - input'!$D72),\"\")","v":""},{"$f":"IFERROR(IF(OR(G87=\"\",'Combined scenario - input'!$D72=\"\"),\"\",G87/'Combined scenario - input'!$D72),\"\")","v":""},{"$f":"IFERROR(IF(OR(H87=\"\",'Combined scenario - input'!$D72=\"\"),\"\",H87/'Combined scenario - input'!$D72),\"\")","v":""},{"$f":"IFERROR(IF(OR(I87=\"\",'Combined scenario - input'!$D72=\"\"),\"\",I87/'Combined scenario - input'!$D72),\"\")","v":""},{"$f":"IFERROR(IF(OR(J87=\"\",'Combined scenario - input'!$D72=\"\"),\"\",J87/'Combined scenario - input'!$D72),\"\")","v":""},{"$f":"IFERROR(IF(OR(K87=\"\",'Combined scenario - input'!$D72=\"\"),\"\",K87/'Combined scenario - input'!$D72),\"\")","v":""},{"$f":"IFERROR(IF(OR(L87=\"\",'Combined scenario - input'!$D72=\"\"),\"\",L87/'Combined scenario - input'!$D72),\"\")","v":""},{"$f":"IFERROR(IF(OR(M87=\"\",'Combined scenario - input'!$D72=\"\"),\"\",M87/'Combined scenario - input'!$D72),\"\")","v":""},{"$f":"IFERROR(IF(OR(N87=\"\",'Combined scenario - input'!$D72=\"\"),\"\",N87/'Combined scenario - input'!$D72),\"\")","v":""},{"$f":"IFERROR(IF(OR(O87=\"\",'Combined scenario - input'!$D72=\"\"),\"\",O87/'Combined scenario - input'!$D72),\"\")","v":""},{"$f":"IFERROR(IF(OR(P87=\"\",'Combined scenario - input'!$D72=\"\"),\"\",P87/'Combined scenario - input'!$D72),\"\")","v":""},{"$f":"IFERROR(IF(OR(Q87=\"\",'Combined scenario - input'!$D72=\"\"),\"\",Q87/'Combined scenario - input'!$D72),\"\")","v":""},{"$f":"IFERROR(IF(OR(R87=\"\",'Combined scenario - input'!$D72=\"\"),\"\",R87/'Combined scenario - input'!$D72),\"\")","v":""},{"$f":"IFERROR(IF(OR(S87=\"\",'Combined scenario - input'!$D72=\"\"),\"\",S87/'Combined scenario - input'!$D72),\"\")","v":""},{"$f":"IFERROR(IF(OR(T87=\"\",'Combined scenario - input'!$D72=\"\"),\"\",T87/'Combined scenario - input'!$D72),\"\")","v":""},{"$f":"IFERROR(IF(OR(U87=\"\",'Combined scenario - input'!$D72=\"\"),\"\",U87/'Combined scenario - input'!$D72),\"\")","v":""},{"$f":"IFERROR(IF(OR(V87=\"\",'Combined scenario - input'!$D72=\"\"),\"\",V87/'Combined scenario - input'!$D72),\"\")","v":""},{"$f":"IFERROR(IF(OR(W87=\"\",'Combined scenario - input'!$D72=\"\"),\"\",W87/'Combined scenario - input'!$D72),\"\")","v":""}]
[{"$f":"IFERROR('Combined scenario - input'!A73,\"\")","v":""},{"$f":"IFERROR('Combined scenario - input'!B73,\"\")","v":""},{"$f":"IFERROR('Combined scenario - input'!C73,\"\")","v":""},{"$f":"IFERROR(repcalc('Combined scenario - input'!$CV73:$GH73,'Combined scenario - input'!$G73,'Combined scenario - input'!$E73,'Combined scenario - input'!$F73,20,TRUE,TRUE),\"\")","v":""},"","","","","","","","","","","","","","","","","","","",{"$f":"IFERROR(IF(OR(D88=\"\",'Combined scenario - input'!$D73=\"\"),\"\",D88/'Combined scenario - input'!$D73),\"\")","v":""},{"$f":"IFERROR(IF(OR(E88=\"\",'Combined scenario - input'!$D73=\"\"),\"\",E88/'Combined scenario - input'!$D73),\"\")","v":""},{"$f":"IFERROR(IF(OR(F88=\"\",'Combined scenario - input'!$D73=\"\"),\"\",F88/'Combined scenario - input'!$D73),\"\")","v":""},{"$f":"IFERROR(IF(OR(G88=\"\",'Combined scenario - input'!$D73=\"\"),\"\",G88/'Combined scenario - input'!$D73),\"\")","v":""},{"$f":"IFERROR(IF(OR(H88=\"\",'Combined scenario - input'!$D73=\"\"),\"\",H88/'Combined scenario - input'!$D73),\"\")","v":""},{"$f":"IFERROR(IF(OR(I88=\"\",'Combined scenario - input'!$D73=\"\"),\"\",I88/'Combined scenario - input'!$D73),\"\")","v":""},{"$f":"IFERROR(IF(OR(J88=\"\",'Combined scenario - input'!$D73=\"\"),\"\",J88/'Combined scenario - input'!$D73),\"\")","v":""},{"$f":"IFERROR(IF(OR(K88=\"\",'Combined scenario - input'!$D73=\"\"),\"\",K88/'Combined scenario - input'!$D73),\"\")","v":""},{"$f":"IFERROR(IF(OR(L88=\"\",'Combined scenario - input'!$D73=\"\"),\"\",L88/'Combined scenario - input'!$D73),\"\")","v":""},{"$f":"IFERROR(IF(OR(M88=\"\",'Combined scenario - input'!$D73=\"\"),\"\",M88/'Combined scenario - input'!$D73),\"\")","v":""},{"$f":"IFERROR(IF(OR(N88=\"\",'Combined scenario - input'!$D73=\"\"),\"\",N88/'Combined scenario - input'!$D73),\"\")","v":""},{"$f":"IFERROR(IF(OR(O88=\"\",'Combined scenario - input'!$D73=\"\"),\"\",O88/'Combined scenario - input'!$D73),\"\")","v":""},{"$f":"IFERROR(IF(OR(P88=\"\",'Combined scenario - input'!$D73=\"\"),\"\",P88/'Combined scenario - input'!$D73),\"\")","v":""},{"$f":"IFERROR(IF(OR(Q88=\"\",'Combined scenario - input'!$D73=\"\"),\"\",Q88/'Combined scenario - input'!$D73),\"\")","v":""},{"$f":"IFERROR(IF(OR(R88=\"\",'Combined scenario - input'!$D73=\"\"),\"\",R88/'Combined scenario - input'!$D73),\"\")","v":""},{"$f":"IFERROR(IF(OR(S88=\"\",'Combined scenario - input'!$D73=\"\"),\"\",S88/'Combined scenario - input'!$D73),\"\")","v":""},{"$f":"IFERROR(IF(OR(T88=\"\",'Combined scenario - input'!$D73=\"\"),\"\",T88/'Combined scenario - input'!$D73),\"\")","v":""},{"$f":"IFERROR(IF(OR(U88=\"\",'Combined scenario - input'!$D73=\"\"),\"\",U88/'Combined scenario - input'!$D73),\"\")","v":""},{"$f":"IFERROR(IF(OR(V88=\"\",'Combined scenario - input'!$D73=\"\"),\"\",V88/'Combined scenario - input'!$D73),\"\")","v":""},{"$f":"IFERROR(IF(OR(W88=\"\",'Combined scenario - input'!$D73=\"\"),\"\",W88/'Combined scenario - input'!$D73),\"\")","v":""}]
[{"$f":"IFERROR('Combined scenario - input'!A74,\"\")","v":""},{"$f":"IFERROR('Combined scenario - input'!B74,\"\")","v":""},{"$f":"IFERROR('Combined scenario - input'!C74,\"\")","v":""},{"$f":"IFERROR(repcalc('Combined scenario - input'!$CV74:$GH74,'Combined scenario - input'!$G74,'Combined scenario - input'!$E74,'Combined scenario - input'!$F74,20,TRUE,TRUE),\"\")","v":""},"","","","","","","","","","","","","","","","","","","",{"$f":"IFERROR(IF(OR(D89=\"\",'Combined scenario - input'!$D74=\"\"),\"\",D89/'Combined scenario - input'!$D74),\"\")","v":""},{"$f":"IFERROR(IF(OR(E89=\"\",'Combined scenario - input'!$D74=\"\"),\"\",E89/'Combined scenario - input'!$D74),\"\")","v":""},{"$f":"IFERROR(IF(OR(F89=\"\",'Combined scenario - input'!$D74=\"\"),\"\",F89/'Combined scenario - input'!$D74),\"\")","v":""},{"$f":"IFERROR(IF(OR(G89=\"\",'Combined scenario - input'!$D74=\"\"),\"\",G89/'Combined scenario - input'!$D74),\"\")","v":""},{"$f":"IFERROR(IF(OR(H89=\"\",'Combined scenario - input'!$D74=\"\"),\"\",H89/'Combined scenario - input'!$D74),\"\")","v":""},{"$f":"IFERROR(IF(OR(I89=\"\",'Combined scenario - input'!$D74=\"\"),\"\",I89/'Combined scenario - input'!$D74),\"\")","v":""},{"$f":"IFERROR(IF(OR(J89=\"\",'Combined scenario - input'!$D74=\"\"),\"\",J89/'Combined scenario - input'!$D74),\"\")","v":""},{"$f":"IFERROR(IF(OR(K89=\"\",'Combined scenario - input'!$D74=\"\"),\"\",K89/'Combined scenario - input'!$D74),\"\")","v":""},{"$f":"IFERROR(IF(OR(L89=\"\",'Combined scenario - input'!$D74=\"\"),\"\",L89/'Combined scenario - input'!$D74),\"\")","v":""},{"$f":"IFERROR(IF(OR(M89=\"\",'Combined scenario - input'!$D74=\"\"),\"\",M89/'Combined scenario - input'!$D74),\"\")","v":""},{"$f":"IFERROR(IF(OR(N89=\"\",'Combined scenario - input'!$D74=\"\"),\"\",N89/'Combined scenario - input'!$D74),\"\")","v":""},{"$f":"IFERROR(IF(OR(O89=\"\",'Combined scenario - input'!$D74=\"\"),\"\",O89/'Combined scenario - input'!$D74),\"\")","v":""},{"$f":"IFERROR(IF(OR(P89=\"\",'Combined scenario - input'!$D74=\"\"),\"\",P89/'Combined scenario - input'!$D74),\"\")","v":""},{"$f":"IFERROR(IF(OR(Q89=\"\",'Combined scenario - input'!$D74=\"\"),\"\",Q89/'Combined scenario - input'!$D74),\"\")","v":""},{"$f":"IFERROR(IF(OR(R89=\"\",'Combined scenario - input'!$D74=\"\"),\"\",R89/'Combined scenario - input'!$D74),\"\")","v":""},{"$f":"IFERROR(IF(OR(S89=\"\",'Combined scenario - input'!$D74=\"\"),\"\",S89/'Combined scenario - input'!$D74),\"\")","v":""},{"$f":"IFERROR(IF(OR(T89=\"\",'Combined scenario - input'!$D74=\"\"),\"\",T89/'Combined scenario - input'!$D74),\"\")","v":""},{"$f":"IFERROR(IF(OR(U89=\"\",'Combined scenario - input'!$D74=\"\"),\"\",U89/'Combined scenario - input'!$D74),\"\")","v":""},{"$f":"IFERROR(IF(OR(V89=\"\",'Combined scenario - input'!$D74=\"\"),\"\",V89/'Combined scenario - input'!$D74),\"\")","v":""},{"$f":"IFERROR(IF(OR(W89=\"\",'Combined scenario - input'!$D74=\"\"),\"\",W89/'Combined scenario - input'!$D74),\"\")","v":""}]
[{"$f":"IFERROR('Combined scenario - input'!A75,\"\")","v":""},{"$f":"IFERROR('Combined scenario - input'!B75,\"\")","v":""},{"$f":"IFERROR('Combined scenario - input'!C75,\"\")","v":""},{"$f":"IFERROR(repcalc('Combined scenario - input'!$CV75:$GH75,'Combined scenario - input'!$G75,'Combined scenario - input'!$E75,'Combined scenario - input'!$F75,20,TRUE,TRUE),\"\")","v":""},"","","","","","","","","","","","","","","","","","","",{"$f":"IFERROR(IF(OR(D90=\"\",'Combined scenario - input'!$D75=\"\"),\"\",D90/'Combined scenario - input'!$D75),\"\")","v":""},{"$f":"IFERROR(IF(OR(E90=\"\",'Combined scenario - input'!$D75=\"\"),\"\",E90/'Combined scenario - input'!$D75),\"\")","v":""},{"$f":"IFERROR(IF(OR(F90=\"\",'Combined scenario - input'!$D75=\"\"),\"\",F90/'Combined scenario - input'!$D75),\"\")","v":""},{"$f":"IFERROR(IF(OR(G90=\"\",'Combined scenario - input'!$D75=\"\"),\"\",G90/'Combined scenario - input'!$D75),\"\")","v":""},{"$f":"IFERROR(IF(OR(H90=\"\",'Combined scenario - input'!$D75=\"\"),\"\",H90/'Combined scenario - input'!$D75),\"\")","v":""},{"$f":"IFERROR(IF(OR(I90=\"\",'Combined scenario - input'!$D75=\"\"),\"\",I90/'Combined scenario - input'!$D75),\"\")","v":""},{"$f":"IFERROR(IF(OR(J90=\"\",'Combined scenario - input'!$D75=\"\"),\"\",J90/'Combined scenario - input'!$D75),\"\")","v":""},{"$f":"IFERROR(IF(OR(K90=\"\",'Combined scenario - input'!$D75=\"\"),\"\",K90/'Combined scenario - input'!$D75),\"\")","v":""},{"$f":"IFERROR(IF(OR(L90=\"\",'Combined scenario - input'!$D75=\"\"),\"\",L90/'Combined scenario - input'!$D75),\"\")","v":""},{"$f":"IFERROR(IF(OR(M90=\"\",'Combined scenario - input'!$D75=\"\"),\"\",M90/'Combined scenario - input'!$D75),\"\")","v":""},{"$f":"IFERROR(IF(OR(N90=\"\",'Combined scenario - input'!$D75=\"\"),\"\",N90/'Combined scenario - input'!$D75),\"\")","v":""},{"$f":"IFERROR(IF(OR(O90=\"\",'Combined scenario - input'!$D75=\"\"),\"\",O90/'Combined scenario - input'!$D75),\"\")","v":""},{"$f":"IFERROR(IF(OR(P90=\"\",'Combined scenario - input'!$D75=\"\"),\"\",P90/'Combined scenario - input'!$D75),\"\")","v":""},{"$f":"IFERROR(IF(OR(Q90=\"\",'Combined scenario - input'!$D75=\"\"),\"\",Q90/'Combined scenario - input'!$D75),\"\")","v":""},{"$f":"IFERROR(IF(OR(R90=\"\",'Combined scenario - input'!$D75=\"\"),\"\",R90/'Combined scenario - input'!$D75),\"\")","v":""},{"$f":"IFERROR(IF(OR(S90=\"\",'Combined scenario - input'!$D75=\"\"),\"\",S90/'Combined scenario - input'!$D75),\"\")","v":""},{"$f":"IFERROR(IF(OR(T90=\"\",'Combined scenario - input'!$D75=\"\"),\"\",T90/'Combined scenario - input'!$D75),\"\")","v":""},{"$f":"IFERROR(IF(OR(U90=\"\",'Combined scenario - input'!$D75=\"\"),\"\",U90/'Combined scenario - input'!$D75),\"\")","v":""},{"$f":"IFERROR(IF(OR(V90=\"\",'Combined scenario - input'!$D75=\"\"),\"\",V90/'Combined scenario - input'!$D75),\"\")","v":""},{"$f":"IFERROR(IF(OR(W90=\"\",'Combined scenario - input'!$D75=\"\"),\"\",W90/'Combined scenario - input'!$D75),\"\")","v":""}]
[{"$f":"IFERROR('Combined scenario - input'!A76,\"\")","v":""},{"$f":"IFERROR('Combined scenario - input'!B76,\"\")","v":""},{"$f":"IFERROR('Combined scenario - input'!C76,\"\")","v":""},{"$f":"IFERROR(repcalc('Combined scenario - input'!$CV76:$GH76,'Combined scenario - input'!$G76,'Combined scenario - input'!$E76,'Combined scenario - input'!$F76,20,TRUE,TRUE),\"\")","v":""},"","","","","","","","","","","","","","","","","","","",{"$f":"IFERROR(IF(OR(D91=\"\",'Combined scenario - input'!$D76=\"\"),\"\",D91/'Combined scenario - input'!$D76),\"\")","v":""},{"$f":"IFERROR(IF(OR(E91=\"\",'Combined scenario - input'!$D76=\"\"),\"\",E91/'Combined scenario - input'!$D76),\"\")","v":""},{"$f":"IFERROR(IF(OR(F91=\"\",'Combined scenario - input'!$D76=\"\"),\"\",F91/'Combined scenario - input'!$D76),\"\")","v":""},{"$f":"IFERROR(IF(OR(G91=\"\",'Combined scenario - input'!$D76=\"\"),\"\",G91/'Combined scenario - input'!$D76),\"\")","v":""},{"$f":"IFERROR(IF(OR(H91=\"\",'Combined scenario - input'!$D76=\"\"),\"\",H91/'Combined scenario - input'!$D76),\"\")","v":""},{"$f":"IFERROR(IF(OR(I91=\"\",'Combined scenario - input'!$D76=\"\"),\"\",I91/'Combined scenario - input'!$D76),\"\")","v":""},{"$f":"IFERROR(IF(OR(J91=\"\",'Combined scenario - input'!$D76=\"\"),\"\",J91/'Combined scenario - input'!$D76),\"\")","v":""},{"$f":"IFERROR(IF(OR(K91=\"\",'Combined scenario - input'!$D76=\"\"),\"\",K91/'Combined scenario - input'!$D76),\"\")","v":""},{"$f":"IFERROR(IF(OR(L91=\"\",'Combined scenario - input'!$D76=\"\"),\"\",L91/'Combined scenario - input'!$D76),\"\")","v":""},{"$f":"IFERROR(IF(OR(M91=\"\",'Combined scenario - input'!$D76=\"\"),\"\",M91/'Combined scenario - input'!$D76),\"\")","v":""},{"$f":"IFERROR(IF(OR(N91=\"\",'Combined scenario - input'!$D76=\"\"),\"\",N91/'Combined scenario - input'!$D76),\"\")","v":""},{"$f":"IFERROR(IF(OR(O91=\"\",'Combined scenario - input'!$D76=\"\"),\"\",O91/'Combined scenario - input'!$D76),\"\")","v":""},{"$f":"IFERROR(IF(OR(P91=\"\",'Combined scenario - input'!$D76=\"\"),\"\",P91/'Combined scenario - input'!$D76),\"\")","v":""},{"$f":"IFERROR(IF(OR(Q91=\"\",'Combined scenario - input'!$D76=\"\"),\"\",Q91/'Combined scenario - input'!$D76),\"\")","v":""},{"$f":"IFERROR(IF(OR(R91=\"\",'Combined scenario - input'!$D76=\"\"),\"\",R91/'Combined scenario - input'!$D76),\"\")","v":""},{"$f":"IFERROR(IF(OR(S91=\"\",'Combined scenario - input'!$D76=\"\"),\"\",S91/'Combined scenario - input'!$D76),\"\")","v":""},{"$f":"IFERROR(IF(OR(T91=\"\",'Combined scenario - input'!$D76=\"\"),\"\",T91/'Combined scenario - input'!$D76),\"\")","v":""},{"$f":"IFERROR(IF(OR(U91=\"\",'Combined scenario - input'!$D76=\"\"),\"\",U91/'Combined scenario - input'!$D76),\"\")","v":""},{"$f":"IFERROR(IF(OR(V91=\"\",'Combined scenario - input'!$D76=\"\"),\"\",V91/'Combined scenario - input'!$D76),\"\")","v":""},{"$f":"IFERROR(IF(OR(W91=\"\",'Combined scenario - input'!$D76=\"\"),\"\",W91/'Combined scenario - input'!$D76),\"\")","v":""}]
[{"$f":"IFERROR('Combined scenario - input'!A77,\"\")","v":""},{"$f":"IFERROR('Combined scenario - input'!B77,\"\")","v":""},{"$f":"IFERROR('Combined scenario - input'!C77,\"\")","v":""},{"$f":"IFERROR(repcalc('Combined scenario - input'!$CV77:$GH77,'Combined scenario - input'!$G77,'Combined scenario - input'!$E77,'Combined scenario - input'!$F77,20,TRUE,TRUE),\"\")","v":""},"","","","","","","","","","","","","","","","","","","",{"$f":"IFERROR(IF(OR(D92=\"\",'Combined scenario - input'!$D77=\"\"),\"\",D92/'Combined scenario - input'!$D77),\"\")","v":""},{"$f":"IFERROR(IF(OR(E92=\"\",'Combined scenario - input'!$D77=\"\"),\"\",E92/'Combined scenario - input'!$D77),\"\")","v":""},{"$f":"IFERROR(IF(OR(F92=\"\",'Combined scenario - input'!$D77=\"\"),\"\",F92/'Combined scenario - input'!$D77),\"\")","v":""},{"$f":"IFERROR(IF(OR(G92=\"\",'Combined scenario - input'!$D77=\"\"),\"\",G92/'Combined scenario - input'!$D77),\"\")","v":""},{"$f":"IFERROR(IF(OR(H92=\"\",'Combined scenario - input'!$D77=\"\"),\"\",H92/'Combined scenario - input'!$D77),\"\")","v":""},{"$f":"IFERROR(IF(OR(I92=\"\",'Combined scenario - input'!$D77=\"\"),\"\",I92/'Combined scenario - input'!$D77),\"\")","v":""},{"$f":"IFERROR(IF(OR(J92=\"\",'Combined scenario - input'!$D77=\"\"),\"\",J92/'Combined scenario - input'!$D77),\"\")","v":""},{"$f":"IFERROR(IF(OR(K92=\"\",'Combined scenario - input'!$D77=\"\"),\"\",K92/'Combined scenario - input'!$D77),\"\")","v":""},{"$f":"IFERROR(IF(OR(L92=\"\",'Combined scenario - input'!$D77=\"\"),\"\",L92/'Combined scenario - input'!$D77),\"\")","v":""},{"$f":"IFERROR(IF(OR(M92=\"\",'Combined scenario - input'!$D77=\"\"),\"\",M92/'Combined scenario - input'!$D77),\"\")","v":""},{"$f":"IFERROR(IF(OR(N92=\"\",'Combined scenario - input'!$D77=\"\"),\"\",N92/'Combined scenario - input'!$D77),\"\")","v":""},{"$f":"IFERROR(IF(OR(O92=\"\",'Combined scenario - input'!$D77=\"\"),\"\",O92/'Combined scenario - input'!$D77),\"\")","v":""},{"$f":"IFERROR(IF(OR(P92=\"\",'Combined scenario - input'!$D77=\"\"),\"\",P92/'Combined scenario - input'!$D77),\"\")","v":""},{"$f":"IFERROR(IF(OR(Q92=\"\",'Combined scenario - input'!$D77=\"\"),\"\",Q92/'Combined scenario - input'!$D77),\"\")","v":""},{"$f":"IFERROR(IF(OR(R92=\"\",'Combined scenario - input'!$D77=\"\"),\"\",R92/'Combined scenario - input'!$D77),\"\")","v":""},{"$f":"IFERROR(IF(OR(S92=\"\",'Combined scenario - input'!$D77=\"\"),\"\",S92/'Combined scenario - input'!$D77),\"\")","v":""},{"$f":"IFERROR(IF(OR(T92=\"\",'Combined scenario - input'!$D77=\"\"),\"\",T92/'Combined scenario - input'!$D77),\"\")","v":""},{"$f":"IFERROR(IF(OR(U92=\"\",'Combined scenario - input'!$D77=\"\"),\"\",U92/'Combined scenario - input'!$D77),\"\")","v":""},{"$f":"IFERROR(IF(OR(V92=\"\",'Combined scenario - input'!$D77=\"\"),\"\",V92/'Combined scenario - input'!$D77),\"\")","v":""},{"$f":"IFERROR(IF(OR(W92=\"\",'Combined scenario - input'!$D77=\"\"),\"\",W92/'Combined scenario - input'!$D77),\"\")","v":""}]
[{"$f":"IFERROR('Combined scenario - input'!A78,\"\")","v":""},{"$f":"IFERROR('Combined scenario - input'!B78,\"\")","v":""},{"$f":"IFERROR('Combined scenario - input'!C78,\"\")","v":""},{"$f":"IFERROR(repcalc('Combined scenario - input'!$CV78:$GH78,'Combined scenario - input'!$G78,'Combined scenario - input'!$E78,'Combined scenario - input'!$F78,20,TRUE,TRUE),\"\")","v":""},"","","","","","","","","","","","","","","","","","","",{"$f":"IFERROR(IF(OR(D93=\"\",'Combined scenario - input'!$D78=\"\"),\"\",D93/'Combined scenario - input'!$D78),\"\")","v":""},{"$f":"IFERROR(IF(OR(E93=\"\",'Combined scenario - input'!$D78=\"\"),\"\",E93/'Combined scenario - input'!$D78),\"\")","v":""},{"$f":"IFERROR(IF(OR(F93=\"\",'Combined scenario - input'!$D78=\"\"),\"\",F93/'Combined scenario - input'!$D78),\"\")","v":""},{"$f":"IFERROR(IF(OR(G93=\"\",'Combined scenario - input'!$D78=\"\"),\"\",G93/'Combined scenario - input'!$D78),\"\")","v":""},{"$f":"IFERROR(IF(OR(H93=\"\",'Combined scenario - input'!$D78=\"\"),\"\",H93/'Combined scenario - input'!$D78),\"\")","v":""},{"$f":"IFERROR(IF(OR(I93=\"\",'Combined scenario - input'!$D78=\"\"),\"\",I93/'Combined scenario - input'!$D78),\"\")","v":""},{"$f":"IFERROR(IF(OR(J93=\"\",'Combined scenario - input'!$D78=\"\"),\"\",J93/'Combined scenario - input'!$D78),\"\")","v":""},{"$f":"IFERROR(IF(OR(K93=\"\",'Combined scenario - input'!$D78=\"\"),\"\",K93/'Combined scenario - input'!$D78),\"\")","v":""},{"$f":"IFERROR(IF(OR(L93=\"\",'Combined scenario - input'!$D78=\"\"),\"\",L93/'Combined scenario - input'!$D78),\"\")","v":""},{"$f":"IFERROR(IF(OR(M93=\"\",'Combined scenario - input'!$D78=\"\"),\"\",M93/'Combined scenario - input'!$D78),\"\")","v":""},{"$f":"IFERROR(IF(OR(N93=\"\",'Combined scenario - input'!$D78=\"\"),\"\",N93/'Combined scenario - input'!$D78),\"\")","v":""},{"$f":"IFERROR(IF(OR(O93=\"\",'Combined scenario - input'!$D78=\"\"),\"\",O93/'Combined scenario - input'!$D78),\"\")","v":""},{"$f":"IFERROR(IF(OR(P93=\"\",'Combined scenario - input'!$D78=\"\"),\"\",P93/'Combined scenario - input'!$D78),\"\")","v":""},{"$f":"IFERROR(IF(OR(Q93=\"\",'Combined scenario - input'!$D78=\"\"),\"\",Q93/'Combined scenario - input'!$D78),\"\")","v":""},{"$f":"IFERROR(IF(OR(R93=\"\",'Combined scenario - input'!$D78=\"\"),\"\",R93/'Combined scenario - input'!$D78),\"\")","v":""},{"$f":"IFERROR(IF(OR(S93=\"\",'Combined scenario - input'!$D78=\"\"),\"\",S93/'Combined scenario - input'!$D78),\"\")","v":""},{"$f":"IFERROR(IF(OR(T93=\"\",'Combined scenario - input'!$D78=\"\"),\"\",T93/'Combined scenario - input'!$D78),\"\")","v":""},{"$f":"IFERROR(IF(OR(U93=\"\",'Combined scenario - input'!$D78=\"\"),\"\",U93/'Combined scenario - input'!$D78),\"\")","v":""},{"$f":"IFERROR(IF(OR(V93=\"\",'Combined scenario - input'!$D78=\"\"),\"\",V93/'Combined scenario - input'!$D78),\"\")","v":""},{"$f":"IFERROR(IF(OR(W93=\"\",'Combined scenario - input'!$D78=\"\"),\"\",W93/'Combined scenario - input'!$D78),\"\")","v":""}]
[{"$f":"IFERROR('Combined scenario - input'!A79,\"\")","v":""},{"$f":"IFERROR('Combined scenario - input'!B79,\"\")","v":""},{"$f":"IFERROR('Combined scenario - input'!C79,\"\")","v":""},{"$f":"IFERROR(repcalc('Combined scenario - input'!$CV79:$GH79,'Combined scenario - input'!$G79,'Combined scenario - input'!$E79,'Combined scenario - input'!$F79,20,TRUE,TRUE),\"\")","v":""},"","","","","","","","","","","","","","","","","","","",{"$f":"IFERROR(IF(OR(D94=\"\",'Combined scenario - input'!$D79=\"\"),\"\",D94/'Combined scenario - input'!$D79),\"\")","v":""},{"$f":"IFERROR(IF(OR(E94=\"\",'Combined scenario - input'!$D79=\"\"),\"\",E94/'Combined scenario - input'!$D79),\"\")","v":""},{"$f":"IFERROR(IF(OR(F94=\"\",'Combined scenario - input'!$D79=\"\"),\"\",F94/'Combined scenario - input'!$D79),\"\")","v":""},{"$f":"IFERROR(IF(OR(G94=\"\",'Combined scenario - input'!$D79=\"\"),\"\",G94/'Combined scenario - input'!$D79),\"\")","v":""},{"$f":"IFERROR(IF(OR(H94=\"\",'Combined scenario - input'!$D79=\"\"),\"\",H94/'Combined scenario - input'!$D79),\"\")","v":""},{"$f":"IFERROR(IF(OR(I94=\"\",'Combined scenario - input'!$D79=\"\"),\"\",I94/'Combined scenario - input'!$D79),\"\")","v":""},{"$f":"IFERROR(IF(OR(J94=\"\",'Combined scenario - input'!$D79=\"\"),\"\",J94/'Combined scenario - input'!$D79),\"\")","v":""},{"$f":"IFERROR(IF(OR(K94=\"\",'Combined scenario - input'!$D79=\"\"),\"\",K94/'Combined scenario - input'!$D79),\"\")","v":""},{"$f":"IFERROR(IF(OR(L94=\"\",'Combined scenario - input'!$D79=\"\"),\"\",L94/'Combined scenario - input'!$D79),\"\")","v":""},{"$f":"IFERROR(IF(OR(M94=\"\",'Combined scenario - input'!$D79=\"\"),\"\",M94/'Combined scenario - input'!$D79),\"\")","v":""},{"$f":"IFERROR(IF(OR(N94=\"\",'Combined scenario - input'!$D79=\"\"),\"\",N94/'Combined scenario - input'!$D79),\"\")","v":""},{"$f":"IFERROR(IF(OR(O94=\"\",'Combined scenario - input'!$D79=\"\"),\"\",O94/'Combined scenario - input'!$D79),\"\")","v":""},{"$f":"IFERROR(IF(OR(P94=\"\",'Combined scenario - input'!$D79=\"\"),\"\",P94/'Combined scenario - input'!$D79),\"\")","v":""},{"$f":"IFERROR(IF(OR(Q94=\"\",'Combined scenario - input'!$D79=\"\"),\"\",Q94/'Combined scenario - input'!$D79),\"\")","v":""},{"$f":"IFERROR(IF(OR(R94=\"\",'Combined scenario - input'!$D79=\"\"),\"\",R94/'Combined scenario - input'!$D79),\"\")","v":""},{"$f":"IFERROR(IF(OR(S94=\"\",'Combined scenario - input'!$D79=\"\"),\"\",S94/'Combined scenario - input'!$D79),\"\")","v":""},{"$f":"IFERROR(IF(OR(T94=\"\",'Combined scenario - input'!$D79=\"\"),\"\",T94/'Combined scenario - input'!$D79),\"\")","v":""},{"$f":"IFERROR(IF(OR(U94=\"\",'Combined scenario - input'!$D79=\"\"),\"\",U94/'Combined scenario - input'!$D79),\"\")","v":""},{"$f":"IFERROR(IF(OR(V94=\"\",'Combined scenario - input'!$D79=\"\"),\"\",V94/'Combined scenario - input'!$D79),\"\")","v":""},{"$f":"IFERROR(IF(OR(W94=\"\",'Combined scenario - input'!$D79=\"\"),\"\",W94/'Combined scenario - input'!$D79),\"\")","v":""}]
[{"$f":"IFERROR('Combined scenario - input'!A80,\"\")","v":""},{"$f":"IFERROR('Combined scenario - input'!B80,\"\")","v":""},{"$f":"IFERROR('Combined scenario - input'!C80,\"\")","v":""},{"$f":"IFERROR(repcalc('Combined scenario - input'!$CV80:$GH80,'Combined scenario - input'!$G80,'Combined scenario - input'!$E80,'Combined scenario - input'!$F80,20,TRUE,TRUE),\"\")","v":""},"","","","","","","","","","","","","","","","","","","",{"$f":"IFERROR(IF(OR(D95=\"\",'Combined scenario - input'!$D80=\"\"),\"\",D95/'Combined scenario - input'!$D80),\"\")","v":""},{"$f":"IFERROR(IF(OR(E95=\"\",'Combined scenario - input'!$D80=\"\"),\"\",E95/'Combined scenario - input'!$D80),\"\")","v":""},{"$f":"IFERROR(IF(OR(F95=\"\",'Combined scenario - input'!$D80=\"\"),\"\",F95/'Combined scenario - input'!$D80),\"\")","v":""},{"$f":"IFERROR(IF(OR(G95=\"\",'Combined scenario - input'!$D80=\"\"),\"\",G95/'Combined scenario - input'!$D80),\"\")","v":""},{"$f":"IFERROR(IF(OR(H95=\"\",'Combined scenario - input'!$D80=\"\"),\"\",H95/'Combined scenario - input'!$D80),\"\")","v":""},{"$f":"IFERROR(IF(OR(I95=\"\",'Combined scenario - input'!$D80=\"\"),\"\",I95/'Combined scenario - input'!$D80),\"\")","v":""},{"$f":"IFERROR(IF(OR(J95=\"\",'Combined scenario - input'!$D80=\"\"),\"\",J95/'Combined scenario - input'!$D80),\"\")","v":""},{"$f":"IFERROR(IF(OR(K95=\"\",'Combined scenario - input'!$D80=\"\"),\"\",K95/'Combined scenario - input'!$D80),\"\")","v":""},{"$f":"IFERROR(IF(OR(L95=\"\",'Combined scenario - input'!$D80=\"\"),\"\",L95/'Combined scenario - input'!$D80),\"\")","v":""},{"$f":"IFERROR(IF(OR(M95=\"\",'Combined scenario - input'!$D80=\"\"),\"\",M95/'Combined scenario - input'!$D80),\"\")","v":""},{"$f":"IFERROR(IF(OR(N95=\"\",'Combined scenario - input'!$D80=\"\"),\"\",N95/'Combined scenario - input'!$D80),\"\")","v":""},{"$f":"IFERROR(IF(OR(O95=\"\",'Combined scenario - input'!$D80=\"\"),\"\",O95/'Combined scenario - input'!$D80),\"\")","v":""},{"$f":"IFERROR(IF(OR(P95=\"\",'Combined scenario - input'!$D80=\"\"),\"\",P95/'Combined scenario - input'!$D80),\"\")","v":""},{"$f":"IFERROR(IF(OR(Q95=\"\",'Combined scenario - input'!$D80=\"\"),\"\",Q95/'Combined scenario - input'!$D80),\"\")","v":""},{"$f":"IFERROR(IF(OR(R95=\"\",'Combined scenario - input'!$D80=\"\"),\"\",R95/'Combined scenario - input'!$D80),\"\")","v":""},{"$f":"IFERROR(IF(OR(S95=\"\",'Combined scenario - input'!$D80=\"\"),\"\",S95/'Combined scenario - input'!$D80),\"\")","v":""},{"$f":"IFERROR(IF(OR(T95=\"\",'Combined scenario - input'!$D80=\"\"),\"\",T95/'Combined scenario - input'!$D80),\"\")","v":""},{"$f":"IFERROR(IF(OR(U95=\"\",'Combined scenario - input'!$D80=\"\"),\"\",U95/'Combined scenario - input'!$D80),\"\")","v":""},{"$f":"IFERROR(IF(OR(V95=\"\",'Combined scenario - input'!$D80=\"\"),\"\",V95/'Combined scenario - input'!$D80),\"\")","v":""},{"$f":"IFERROR(IF(OR(W95=\"\",'Combined scenario - input'!$D80=\"\"),\"\",W95/'Combined scenario - input'!$D80),\"\")","v":""}]
[{"$f":"IFERROR('Combined scenario - input'!A81,\"\")","v":""},{"$f":"IFERROR('Combined scenario - input'!B81,\"\")","v":""},{"$f":"IFERROR('Combined scenario - input'!C81,\"\")","v":""},{"$f":"IFERROR(repcalc('Combined scenario - input'!$CV81:$GH81,'Combined scenario - input'!$G81,'Combined scenario - input'!$E81,'Combined scenario - input'!$F81,20,TRUE,TRUE),\"\")","v":""},"","","","","","","","","","","","","","","","","","","",{"$f":"IFERROR(IF(OR(D96=\"\",'Combined scenario - input'!$D81=\"\"),\"\",D96/'Combined scenario - input'!$D81),\"\")","v":""},{"$f":"IFERROR(IF(OR(E96=\"\",'Combined scenario - input'!$D81=\"\"),\"\",E96/'Combined scenario - input'!$D81),\"\")","v":""},{"$f":"IFERROR(IF(OR(F96=\"\",'Combined scenario - input'!$D81=\"\"),\"\",F96/'Combined scenario - input'!$D81),\"\")","v":""},{"$f":"IFERROR(IF(OR(G96=\"\",'Combined scenario - input'!$D81=\"\"),\"\",G96/'Combined scenario - input'!$D81),\"\")","v":""},{"$f":"IFERROR(IF(OR(H96=\"\",'Combined scenario - input'!$D81=\"\"),\"\",H96/'Combined scenario - input'!$D81),\"\")","v":""},{"$f":"IFERROR(IF(OR(I96=\"\",'Combined scenario - input'!$D81=\"\"),\"\",I96/'Combined scenario - input'!$D81),\"\")","v":""},{"$f":"IFERROR(IF(OR(J96=\"\",'Combined scenario - input'!$D81=\"\"),\"\",J96/'Combined scenario - input'!$D81),\"\")","v":""},{"$f":"IFERROR(IF(OR(K96=\"\",'Combined scenario - input'!$D81=\"\"),\"\",K96/'Combined scenario - input'!$D81),\"\")","v":""},{"$f":"IFERROR(IF(OR(L96=\"\",'Combined scenario - input'!$D81=\"\"),\"\",L96/'Combined scenario - input'!$D81),\"\")","v":""},{"$f":"IFERROR(IF(OR(M96=\"\",'Combined scenario - input'!$D81=\"\"),\"\",M96/'Combined scenario - input'!$D81),\"\")","v":""},{"$f":"IFERROR(IF(OR(N96=\"\",'Combined scenario - input'!$D81=\"\"),\"\",N96/'Combined scenario - input'!$D81),\"\")","v":""},{"$f":"IFERROR(IF(OR(O96=\"\",'Combined scenario - input'!$D81=\"\"),\"\",O96/'Combined scenario - input'!$D81),\"\")","v":""},{"$f":"IFERROR(IF(OR(P96=\"\",'Combined scenario - input'!$D81=\"\"),\"\",P96/'Combined scenario - input'!$D81),\"\")","v":""},{"$f":"IFERROR(IF(OR(Q96=\"\",'Combined scenario - input'!$D81=\"\"),\"\",Q96/'Combined scenario - input'!$D81),\"\")","v":""},{"$f":"IFERROR(IF(OR(R96=\"\",'Combined scenario - input'!$D81=\"\"),\"\",R96/'Combined scenario - input'!$D81),\"\")","v":""},{"$f":"IFERROR(IF(OR(S96=\"\",'Combined scenario - input'!$D81=\"\"),\"\",S96/'Combined scenario - input'!$D81),\"\")","v":""},{"$f":"IFERROR(IF(OR(T96=\"\",'Combined scenario - input'!$D81=\"\"),\"\",T96/'Combined scenario - input'!$D81),\"\")","v":""},{"$f":"IFERROR(IF(OR(U96=\"\",'Combined scenario - input'!$D81=\"\"),\"\",U96/'Combined scenario - input'!$D81),\"\")","v":""},{"$f":"IFERROR(IF(OR(V96=\"\",'Combined scenario - input'!$D81=\"\"),\"\",V96/'Combined scenario - input'!$D81),\"\")","v":""},{"$f":"IFERROR(IF(OR(W96=\"\",'Combined scenario - input'!$D81=\"\"),\"\",W96/'Combined scenario - input'!$D81),\"\")","v":""}]
[{"$f":"IFERROR('Combined scenario - input'!A82,\"\")","v":""},{"$f":"IFERROR('Combined scenario - input'!B82,\"\")","v":""},{"$f":"IFERROR('Combined scenario - input'!C82,\"\")","v":""},{"$f":"IFERROR(repcalc('Combined scenario - input'!$CV82:$GH82,'Combined scenario - input'!$G82,'Combined scenario - input'!$E82,'Combined scenario - input'!$F82,20,TRUE,TRUE),\"\")","v":""},"","","","","","","","","","","","","","","","","","","",{"$f":"IFERROR(IF(OR(D97=\"\",'Combined scenario - input'!$D82=\"\"),\"\",D97/'Combined scenario - input'!$D82),\"\")","v":""},{"$f":"IFERROR(IF(OR(E97=\"\",'Combined scenario - input'!$D82=\"\"),\"\",E97/'Combined scenario - input'!$D82),\"\")","v":""},{"$f":"IFERROR(IF(OR(F97=\"\",'Combined scenario - input'!$D82=\"\"),\"\",F97/'Combined scenario - input'!$D82),\"\")","v":""},{"$f":"IFERROR(IF(OR(G97=\"\",'Combined scenario - input'!$D82=\"\"),\"\",G97/'Combined scenario - input'!$D82),\"\")","v":""},{"$f":"IFERROR(IF(OR(H97=\"\",'Combined scenario - input'!$D82=\"\"),\"\",H97/'Combined scenario - input'!$D82),\"\")","v":""},{"$f":"IFERROR(IF(OR(I97=\"\",'Combined scenario - input'!$D82=\"\"),\"\",I97/'Combined scenario - input'!$D82),\"\")","v":""},{"$f":"IFERROR(IF(OR(J97=\"\",'Combined scenario - input'!$D82=\"\"),\"\",J97/'Combined scenario - input'!$D82),\"\")","v":""},{"$f":"IFERROR(IF(OR(K97=\"\",'Combined scenario - input'!$D82=\"\"),\"\",K97/'Combined scenario - input'!$D82),\"\")","v":""},{"$f":"IFERROR(IF(OR(L97=\"\",'Combined scenario - input'!$D82=\"\"),\"\",L97/'Combined scenario - input'!$D82),\"\")","v":""},{"$f":"IFERROR(IF(OR(M97=\"\",'Combined scenario - input'!$D82=\"\"),\"\",M97/'Combined scenario - input'!$D82),\"\")","v":""},{"$f":"IFERROR(IF(OR(N97=\"\",'Combined scenario - input'!$D82=\"\"),\"\",N97/'Combined scenario - input'!$D82),\"\")","v":""},{"$f":"IFERROR(IF(OR(O97=\"\",'Combined scenario - input'!$D82=\"\"),\"\",O97/'Combined scenario - input'!$D82),\"\")","v":""},{"$f":"IFERROR(IF(OR(P97=\"\",'Combined scenario - input'!$D82=\"\"),\"\",P97/'Combined scenario - input'!$D82),\"\")","v":""},{"$f":"IFERROR(IF(OR(Q97=\"\",'Combined scenario - input'!$D82=\"\"),\"\",Q97/'Combined scenario - input'!$D82),\"\")","v":""},{"$f":"IFERROR(IF(OR(R97=\"\",'Combined scenario - input'!$D82=\"\"),\"\",R97/'Combined scenario - input'!$D82),\"\")","v":""},{"$f":"IFERROR(IF(OR(S97=\"\",'Combined scenario - input'!$D82=\"\"),\"\",S97/'Combined scenario - input'!$D82),\"\")","v":""},{"$f":"IFERROR(IF(OR(T97=\"\",'Combined scenario - input'!$D82=\"\"),\"\",T97/'Combined scenario - input'!$D82),\"\")","v":""},{"$f":"IFERROR(IF(OR(U97=\"\",'Combined scenario - input'!$D82=\"\"),\"\",U97/'Combined scenario - input'!$D82),\"\")","v":""},{"$f":"IFERROR(IF(OR(V97=\"\",'Combined scenario - input'!$D82=\"\"),\"\",V97/'Combined scenario - input'!$D82),\"\")","v":""},{"$f":"IFERROR(IF(OR(W97=\"\",'Combined scenario - input'!$D82=\"\"),\"\",W97/'Combined scenario - input'!$D82),\"\")","v":""}]
[{"$f":"IFERROR('Combined scenario - input'!A83,\"\")","v":""},{"$f":"IFERROR('Combined scenario - input'!B83,\"\")","v":""},{"$f":"IFERROR('Combined scenario - input'!C83,\"\")","v":""},{"$f":"IFERROR(repcalc('Combined scenario - input'!$CV83:$GH83,'Combined scenario - input'!$G83,'Combined scenario - input'!$E83,'Combined scenario - input'!$F83,20,TRUE,TRUE),\"\")","v":""},"","","","","","","","","","","","","","","","","","","",{"$f":"IFERROR(IF(OR(D98=\"\",'Combined scenario - input'!$D83=\"\"),\"\",D98/'Combined scenario - input'!$D83),\"\")","v":""},{"$f":"IFERROR(IF(OR(E98=\"\",'Combined scenario - input'!$D83=\"\"),\"\",E98/'Combined scenario - input'!$D83),\"\")","v":""},{"$f":"IFERROR(IF(OR(F98=\"\",'Combined scenario - input'!$D83=\"\"),\"\",F98/'Combined scenario - input'!$D83),\"\")","v":""},{"$f":"IFERROR(IF(OR(G98=\"\",'Combined scenario - input'!$D83=\"\"),\"\",G98/'Combined scenario - input'!$D83),\"\")","v":""},{"$f":"IFERROR(IF(OR(H98=\"\",'Combined scenario - input'!$D83=\"\"),\"\",H98/'Combined scenario - input'!$D83),\"\")","v":""},{"$f":"IFERROR(IF(OR(I98=\"\",'Combined scenario - input'!$D83=\"\"),\"\",I98/'Combined scenario - input'!$D83),\"\")","v":""},{"$f":"IFERROR(IF(OR(J98=\"\",'Combined scenario - input'!$D83=\"\"),\"\",J98/'Combined scenario - input'!$D83),\"\")","v":""},{"$f":"IFERROR(IF(OR(K98=\"\",'Combined scenario - input'!$D83=\"\"),\"\",K98/'Combined scenario - input'!$D83),\"\")","v":""},{"$f":"IFERROR(IF(OR(L98=\"\",'Combined scenario - input'!$D83=\"\"),\"\",L98/'Combined scenario - input'!$D83),\"\")","v":""},{"$f":"IFERROR(IF(OR(M98=\"\",'Combined scenario - input'!$D83=\"\"),\"\",M98/'Combined scenario - input'!$D83),\"\")","v":""},{"$f":"IFERROR(IF(OR(N98=\"\",'Combined scenario - input'!$D83=\"\"),\"\",N98/'Combined scenario - input'!$D83),\"\")","v":""},{"$f":"IFERROR(IF(OR(O98=\"\",'Combined scenario - input'!$D83=\"\"),\"\",O98/'Combined scenario - input'!$D83),\"\")","v":""},{"$f":"IFERROR(IF(OR(P98=\"\",'Combined scenario - input'!$D83=\"\"),\"\",P98/'Combined scenario - input'!$D83),\"\")","v":""},{"$f":"IFERROR(IF(OR(Q98=\"\",'Combined scenario - input'!$D83=\"\"),\"\",Q98/'Combined scenario - input'!$D83),\"\")","v":""},{"$f":"IFERROR(IF(OR(R98=\"\",'Combined scenario - input'!$D83=\"\"),\"\",R98/'Combined scenario - input'!$D83),\"\")","v":""},{"$f":"IFERROR(IF(OR(S98=\"\",'Combined scenario - input'!$D83=\"\"),\"\",S98/'Combined scenario - input'!$D83),\"\")","v":""},{"$f":"IFERROR(IF(OR(T98=\"\",'Combined scenario - input'!$D83=\"\"),\"\",T98/'Combined scenario - input'!$D83),\"\")","v":""},{"$f":"IFERROR(IF(OR(U98=\"\",'Combined scenario - input'!$D83=\"\"),\"\",U98/'Combined scenario - input'!$D83),\"\")","v":""},{"$f":"IFERROR(IF(OR(V98=\"\",'Combined scenario - input'!$D83=\"\"),\"\",V98/'Combined scenario - input'!$D83),\"\")","v":""},{"$f":"IFERROR(IF(OR(W98=\"\",'Combined scenario - input'!$D83=\"\"),\"\",W98/'Combined scenario - input'!$D83),\"\")","v":""}]
[{"$f":"IFERROR('Combined scenario - input'!A84,\"\")","v":""},{"$f":"IFERROR('Combined scenario - input'!B84,\"\")","v":""},{"$f":"IFERROR('Combined scenario - input'!C84,\"\")","v":""},{"$f":"IFERROR(repcalc('Combined scenario - input'!$CV84:$GH84,'Combined scenario - input'!$G84,'Combined scenario - input'!$E84,'Combined scenario - input'!$F84,20,TRUE,TRUE),\"\")","v":""},"","","","","","","","","","","","","","","","","","","",{"$f":"IFERROR(IF(OR(D99=\"\",'Combined scenario - input'!$D84=\"\"),\"\",D99/'Combined scenario - input'!$D84),\"\")","v":""},{"$f":"IFERROR(IF(OR(E99=\"\",'Combined scenario - input'!$D84=\"\"),\"\",E99/'Combined scenario - input'!$D84),\"\")","v":""},{"$f":"IFERROR(IF(OR(F99=\"\",'Combined scenario - input'!$D84=\"\"),\"\",F99/'Combined scenario - input'!$D84),\"\")","v":""},{"$f":"IFERROR(IF(OR(G99=\"\",'Combined scenario - input'!$D84=\"\"),\"\",G99/'Combined scenario - input'!$D84),\"\")","v":""},{"$f":"IFERROR(IF(OR(H99=\"\",'Combined scenario - input'!$D84=\"\"),\"\",H99/'Combined scenario - input'!$D84),\"\")","v":""},{"$f":"IFERROR(IF(OR(I99=\"\",'Combined scenario - input'!$D84=\"\"),\"\",I99/'Combined scenario - input'!$D84),\"\")","v":""},{"$f":"IFERROR(IF(OR(J99=\"\",'Combined scenario - input'!$D84=\"\"),\"\",J99/'Combined scenario - input'!$D84),\"\")","v":""},{"$f":"IFERROR(IF(OR(K99=\"\",'Combined scenario - input'!$D84=\"\"),\"\",K99/'Combined scenario - input'!$D84),\"\")","v":""},{"$f":"IFERROR(IF(OR(L99=\"\",'Combined scenario - input'!$D84=\"\"),\"\",L99/'Combined scenario - input'!$D84),\"\")","v":""},{"$f":"IFERROR(IF(OR(M99=\"\",'Combined scenario - input'!$D84=\"\"),\"\",M99/'Combined scenario - input'!$D84),\"\")","v":""},{"$f":"IFERROR(IF(OR(N99=\"\",'Combined scenario - input'!$D84=\"\"),\"\",N99/'Combined scenario - input'!$D84),\"\")","v":""},{"$f":"IFERROR(IF(OR(O99=\"\",'Combined scenario - input'!$D84=\"\"),\"\",O99/'Combined scenario - input'!$D84),\"\")","v":""},{"$f":"IFERROR(IF(OR(P99=\"\",'Combined scenario - input'!$D84=\"\"),\"\",P99/'Combined scenario - input'!$D84),\"\")","v":""},{"$f":"IFERROR(IF(OR(Q99=\"\",'Combined scenario - input'!$D84=\"\"),\"\",Q99/'Combined scenario - input'!$D84),\"\")","v":""},{"$f":"IFERROR(IF(OR(R99=\"\",'Combined scenario - input'!$D84=\"\"),\"\",R99/'Combined scenario - input'!$D84),\"\")","v":""},{"$f":"IFERROR(IF(OR(S99=\"\",'Combined scenario - input'!$D84=\"\"),\"\",S99/'Combined scenario - input'!$D84),\"\")","v":""},{"$f":"IFERROR(IF(OR(T99=\"\",'Combined scenario - input'!$D84=\"\"),\"\",T99/'Combined scenario - input'!$D84),\"\")","v":""},{"$f":"IFERROR(IF(OR(U99=\"\",'Combined scenario - input'!$D84=\"\"),\"\",U99/'Combined scenario - input'!$D84),\"\")","v":""},{"$f":"IFERROR(IF(OR(V99=\"\",'Combined scenario - input'!$D84=\"\"),\"\",V99/'Combined scenario - input'!$D84),\"\")","v":""},{"$f":"IFERROR(IF(OR(W99=\"\",'Combined scenario - input'!$D84=\"\"),\"\",W99/'Combined scenario - input'!$D84),\"\")","v":""}]
[{"$f":"IFERROR('Combined scenario - input'!A85,\"\")","v":""},{"$f":"IFERROR('Combined scenario - input'!B85,\"\")","v":""},{"$f":"IFERROR('Combined scenario - input'!C85,\"\")","v":""},{"$f":"IFERROR(repcalc('Combined scenario - input'!$CV85:$GH85,'Combined scenario - input'!$G85,'Combined scenario - input'!$E85,'Combined scenario - input'!$F85,20,TRUE,TRUE),\"\")","v":""},"","","","","","","","","","","","","","","","","","","",{"$f":"IFERROR(IF(OR(D100=\"\",'Combined scenario - input'!$D85=\"\"),\"\",D100/'Combined scenario - input'!$D85),\"\")","v":""},{"$f":"IFERROR(IF(OR(E100=\"\",'Combined scenario - input'!$D85=\"\"),\"\",E100/'Combined scenario - input'!$D85),\"\")","v":""},{"$f":"IFERROR(IF(OR(F100=\"\",'Combined scenario - input'!$D85=\"\"),\"\",F100/'Combined scenario - input'!$D85),\"\")","v":""},{"$f":"IFERROR(IF(OR(G100=\"\",'Combined scenario - input'!$D85=\"\"),\"\",G100/'Combined scenario - input'!$D85),\"\")","v":""},{"$f":"IFERROR(IF(OR(H100=\"\",'Combined scenario - input'!$D85=\"\"),\"\",H100/'Combined scenario - input'!$D85),\"\")","v":""},{"$f":"IFERROR(IF(OR(I100=\"\",'Combined scenario - input'!$D85=\"\"),\"\",I100/'Combined scenario - input'!$D85),\"\")","v":""},{"$f":"IFERROR(IF(OR(J100=\"\",'Combined scenario - input'!$D85=\"\"),\"\",J100/'Combined scenario - input'!$D85),\"\")","v":""},{"$f":"IFERROR(IF(OR(K100=\"\",'Combined scenario - input'!$D85=\"\"),\"\",K100/'Combined scenario - input'!$D85),\"\")","v":""},{"$f":"IFERROR(IF(OR(L100=\"\",'Combined scenario - input'!$D85=\"\"),\"\",L100/'Combined scenario - input'!$D85),\"\")","v":""},{"$f":"IFERROR(IF(OR(M100=\"\",'Combined scenario - input'!$D85=\"\"),\"\",M100/'Combined scenario - input'!$D85),\"\")","v":""},{"$f":"IFERROR(IF(OR(N100=\"\",'Combined scenario - input'!$D85=\"\"),\"\",N100/'Combined scenario - input'!$D85),\"\")","v":""},{"$f":"IFERROR(IF(OR(O100=\"\",'Combined scenario - input'!$D85=\"\"),\"\",O100/'Combined scenario - input'!$D85),\"\")","v":""},{"$f":"IFERROR(IF(OR(P100=\"\",'Combined scenario - input'!$D85=\"\"),\"\",P100/'Combined scenario - input'!$D85),\"\")","v":""},{"$f":"IFERROR(IF(OR(Q100=\"\",'Combined scenario - input'!$D85=\"\"),\"\",Q100/'Combined scenario - input'!$D85),\"\")","v":""},{"$f":"IFERROR(IF(OR(R100=\"\",'Combined scenario - input'!$D85=\"\"),\"\",R100/'Combined scenario - input'!$D85),\"\")","v":""},{"$f":"IFERROR(IF(OR(S100=\"\",'Combined scenario - input'!$D85=\"\"),\"\",S100/'Combined scenario - input'!$D85),\"\")","v":""},{"$f":"IFERROR(IF(OR(T100=\"\",'Combined scenario - input'!$D85=\"\"),\"\",T100/'Combined scenario - input'!$D85),\"\")","v":""},{"$f":"IFERROR(IF(OR(U100=\"\",'Combined scenario - input'!$D85=\"\"),\"\",U100/'Combined scenario - input'!$D85),\"\")","v":""},{"$f":"IFERROR(IF(OR(V100=\"\",'Combined scenario - input'!$D85=\"\"),\"\",V100/'Combined scenario - input'!$D85),\"\")","v":""},{"$f":"IFERROR(IF(OR(W100=\"\",'Combined scenario - input'!$D85=\"\"),\"\",W100/'Combined scenario - input'!$D85),\"\")","v":""}]
[{"$f":"IFERROR('Combined scenario - input'!A86,\"\")","v":""},{"$f":"IFERROR('Combined scenario - input'!B86,\"\")","v":""},{"$f":"IFERROR('Combined scenario - input'!C86,\"\")","v":""},{"$f":"IFERROR(repcalc('Combined scenario - input'!$CV86:$GH86,'Combined scenario - input'!$G86,'Combined scenario - input'!$E86,'Combined scenario - input'!$F86,20,TRUE,TRUE),\"\")","v":""},"","","","","","","","","","","","","","","","","","","",{"$f":"IFERROR(IF(OR(D101=\"\",'Combined scenario - input'!$D86=\"\"),\"\",D101/'Combined scenario - input'!$D86),\"\")","v":""},{"$f":"IFERROR(IF(OR(E101=\"\",'Combined scenario - input'!$D86=\"\"),\"\",E101/'Combined scenario - input'!$D86),\"\")","v":""},{"$f":"IFERROR(IF(OR(F101=\"\",'Combined scenario - input'!$D86=\"\"),\"\",F101/'Combined scenario - input'!$D86),\"\")","v":""},{"$f":"IFERROR(IF(OR(G101=\"\",'Combined scenario - input'!$D86=\"\"),\"\",G101/'Combined scenario - input'!$D86),\"\")","v":""},{"$f":"IFERROR(IF(OR(H101=\"\",'Combined scenario - input'!$D86=\"\"),\"\",H101/'Combined scenario - input'!$D86),\"\")","v":""},{"$f":"IFERROR(IF(OR(I101=\"\",'Combined scenario - input'!$D86=\"\"),\"\",I101/'Combined scenario - input'!$D86),\"\")","v":""},{"$f":"IFERROR(IF(OR(J101=\"\",'Combined scenario - input'!$D86=\"\"),\"\",J101/'Combined scenario - input'!$D86),\"\")","v":""},{"$f":"IFERROR(IF(OR(K101=\"\",'Combined scenario - input'!$D86=\"\"),\"\",K101/'Combined scenario - input'!$D86),\"\")","v":""},{"$f":"IFERROR(IF(OR(L101=\"\",'Combined scenario - input'!$D86=\"\"),\"\",L101/'Combined scenario - input'!$D86),\"\")","v":""},{"$f":"IFERROR(IF(OR(M101=\"\",'Combined scenario - input'!$D86=\"\"),\"\",M101/'Combined scenario - input'!$D86),\"\")","v":""},{"$f":"IFERROR(IF(OR(N101=\"\",'Combined scenario - input'!$D86=\"\"),\"\",N101/'Combined scenario - input'!$D86),\"\")","v":""},{"$f":"IFERROR(IF(OR(O101=\"\",'Combined scenario - input'!$D86=\"\"),\"\",O101/'Combined scenario - input'!$D86),\"\")","v":""},{"$f":"IFERROR(IF(OR(P101=\"\",'Combined scenario - input'!$D86=\"\"),\"\",P101/'Combined scenario - input'!$D86),\"\")","v":""},{"$f":"IFERROR(IF(OR(Q101=\"\",'Combined scenario - input'!$D86=\"\"),\"\",Q101/'Combined scenario - input'!$D86),\"\")","v":""},{"$f":"IFERROR(IF(OR(R101=\"\",'Combined scenario - input'!$D86=\"\"),\"\",R101/'Combined scenario - input'!$D86),\"\")","v":""},{"$f":"IFERROR(IF(OR(S101=\"\",'Combined scenario - input'!$D86=\"\"),\"\",S101/'Combined scenario - input'!$D86),\"\")","v":""},{"$f":"IFERROR(IF(OR(T101=\"\",'Combined scenario - input'!$D86=\"\"),\"\",T101/'Combined scenario - input'!$D86),\"\")","v":""},{"$f":"IFERROR(IF(OR(U101=\"\",'Combined scenario - input'!$D86=\"\"),\"\",U101/'Combined scenario - input'!$D86),\"\")","v":""},{"$f":"IFERROR(IF(OR(V101=\"\",'Combined scenario - input'!$D86=\"\"),\"\",V101/'Combined scenario - input'!$D86),\"\")","v":""},{"$f":"IFERROR(IF(OR(W101=\"\",'Combined scenario - input'!$D86=\"\"),\"\",W101/'Combined scenario - input'!$D86),\"\")","v":""}]
[{"$f":"IFERROR('Combined scenario - input'!A87,\"\")","v":""},{"$f":"IFERROR('Combined scenario - input'!B87,\"\")","v":""},{"$f":"IFERROR('Combined scenario - input'!C87,\"\")","v":""},{"$f":"IFERROR(repcalc('Combined scenario - input'!$CV87:$GH87,'Combined scenario - input'!$G87,'Combined scenario - input'!$E87,'Combined scenario - input'!$F87,20,TRUE,TRUE),\"\")","v":""},"","","","","","","","","","","","","","","","","","","",{"$f":"IFERROR(IF(OR(D102=\"\",'Combined scenario - input'!$D87=\"\"),\"\",D102/'Combined scenario - input'!$D87),\"\")","v":""},{"$f":"IFERROR(IF(OR(E102=\"\",'Combined scenario - input'!$D87=\"\"),\"\",E102/'Combined scenario - input'!$D87),\"\")","v":""},{"$f":"IFERROR(IF(OR(F102=\"\",'Combined scenario - input'!$D87=\"\"),\"\",F102/'Combined scenario - input'!$D87),\"\")","v":""},{"$f":"IFERROR(IF(OR(G102=\"\",'Combined scenario - input'!$D87=\"\"),\"\",G102/'Combined scenario - input'!$D87),\"\")","v":""},{"$f":"IFERROR(IF(OR(H102=\"\",'Combined scenario - input'!$D87=\"\"),\"\",H102/'Combined scenario - input'!$D87),\"\")","v":""},{"$f":"IFERROR(IF(OR(I102=\"\",'Combined scenario - input'!$D87=\"\"),\"\",I102/'Combined scenario - input'!$D87),\"\")","v":""},{"$f":"IFERROR(IF(OR(J102=\"\",'Combined scenario - input'!$D87=\"\"),\"\",J102/'Combined scenario - input'!$D87),\"\")","v":""},{"$f":"IFERROR(IF(OR(K102=\"\",'Combined scenario - input'!$D87=\"\"),\"\",K102/'Combined scenario - input'!$D87),\"\")","v":""},{"$f":"IFERROR(IF(OR(L102=\"\",'Combined scenario - input'!$D87=\"\"),\"\",L102/'Combined scenario - input'!$D87),\"\")","v":""},{"$f":"IFERROR(IF(OR(M102=\"\",'Combined scenario - input'!$D87=\"\"),\"\",M102/'Combined scenario - input'!$D87),\"\")","v":""},{"$f":"IFERROR(IF(OR(N102=\"\",'Combined scenario - input'!$D87=\"\"),\"\",N102/'Combined scenario - input'!$D87),\"\")","v":""},{"$f":"IFERROR(IF(OR(O102=\"\",'Combined scenario - input'!$D87=\"\"),\"\",O102/'Combined scenario - input'!$D87),\"\")","v":""},{"$f":"IFERROR(IF(OR(P102=\"\",'Combined scenario - input'!$D87=\"\"),\"\",P102/'Combined scenario - input'!$D87),\"\")","v":""},{"$f":"IFERROR(IF(OR(Q102=\"\",'Combined scenario - input'!$D87=\"\"),\"\",Q102/'Combined scenario - input'!$D87),\"\")","v":""},{"$f":"IFERROR(IF(OR(R102=\"\",'Combined scenario - input'!$D87=\"\"),\"\",R102/'Combined scenario - input'!$D87),\"\")","v":""},{"$f":"IFERROR(IF(OR(S102=\"\",'Combined scenario - input'!$D87=\"\"),\"\",S102/'Combined scenario - input'!$D87),\"\")","v":""},{"$f":"IFERROR(IF(OR(T102=\"\",'Combined scenario - input'!$D87=\"\"),\"\",T102/'Combined scenario - input'!$D87),\"\")","v":""},{"$f":"IFERROR(IF(OR(U102=\"\",'Combined scenario - input'!$D87=\"\"),\"\",U102/'Combined scenario - input'!$D87),\"\")","v":""},{"$f":"IFERROR(IF(OR(V102=\"\",'Combined scenario - input'!$D87=\"\"),\"\",V102/'Combined scenario - input'!$D87),\"\")","v":""},{"$f":"IFERROR(IF(OR(W102=\"\",'Combined scenario - input'!$D87=\"\"),\"\",W102/'Combined scenario - input'!$D87),\"\")","v":""}]
[{"$f":"IFERROR('Combined scenario - input'!A88,\"\")","v":""},{"$f":"IFERROR('Combined scenario - input'!B88,\"\")","v":""},{"$f":"IFERROR('Combined scenario - input'!C88,\"\")","v":""},{"$f":"IFERROR(repcalc('Combined scenario - input'!$CV88:$GH88,'Combined scenario - input'!$G88,'Combined scenario - input'!$E88,'Combined scenario - input'!$F88,20,TRUE,TRUE),\"\")","v":""},"","","","","","","","","","","","","","","","","","","",{"$f":"IFERROR(IF(OR(D103=\"\",'Combined scenario - input'!$D88=\"\"),\"\",D103/'Combined scenario - input'!$D88),\"\")","v":""},{"$f":"IFERROR(IF(OR(E103=\"\",'Combined scenario - input'!$D88=\"\"),\"\",E103/'Combined scenario - input'!$D88),\"\")","v":""},{"$f":"IFERROR(IF(OR(F103=\"\",'Combined scenario - input'!$D88=\"\"),\"\",F103/'Combined scenario - input'!$D88),\"\")","v":""},{"$f":"IFERROR(IF(OR(G103=\"\",'Combined scenario - input'!$D88=\"\"),\"\",G103/'Combined scenario - input'!$D88),\"\")","v":""},{"$f":"IFERROR(IF(OR(H103=\"\",'Combined scenario - input'!$D88=\"\"),\"\",H103/'Combined scenario - input'!$D88),\"\")","v":""},{"$f":"IFERROR(IF(OR(I103=\"\",'Combined scenario - input'!$D88=\"\"),\"\",I103/'Combined scenario - input'!$D88),\"\")","v":""},{"$f":"IFERROR(IF(OR(J103=\"\",'Combined scenario - input'!$D88=\"\"),\"\",J103/'Combined scenario - input'!$D88),\"\")","v":""},{"$f":"IFERROR(IF(OR(K103=\"\",'Combined scenario - input'!$D88=\"\"),\"\",K103/'Combined scenario - input'!$D88),\"\")","v":""},{"$f":"IFERROR(IF(OR(L103=\"\",'Combined scenario - input'!$D88=\"\"),\"\",L103/'Combined scenario - input'!$D88),\"\")","v":""},{"$f":"IFERROR(IF(OR(M103=\"\",'Combined scenario - input'!$D88=\"\"),\"\",M103/'Combined scenario - input'!$D88),\"\")","v":""},{"$f":"IFERROR(IF(OR(N103=\"\",'Combined scenario - input'!$D88=\"\"),\"\",N103/'Combined scenario - input'!$D88),\"\")","v":""},{"$f":"IFERROR(IF(OR(O103=\"\",'Combined scenario - input'!$D88=\"\"),\"\",O103/'Combined scenario - input'!$D88),\"\")","v":""},{"$f":"IFERROR(IF(OR(P103=\"\",'Combined scenario - input'!$D88=\"\"),\"\",P103/'Combined scenario - input'!$D88),\"\")","v":""},{"$f":"IFERROR(IF(OR(Q103=\"\",'Combined scenario - input'!$D88=\"\"),\"\",Q103/'Combined scenario - input'!$D88),\"\")","v":""},{"$f":"IFERROR(IF(OR(R103=\"\",'Combined scenario - input'!$D88=\"\"),\"\",R103/'Combined scenario - input'!$D88),\"\")","v":""},{"$f":"IFERROR(IF(OR(S103=\"\",'Combined scenario - input'!$D88=\"\"),\"\",S103/'Combined scenario - input'!$D88),\"\")","v":""},{"$f":"IFERROR(IF(OR(T103=\"\",'Combined scenario - input'!$D88=\"\"),\"\",T103/'Combined scenario - input'!$D88),\"\")","v":""},{"$f":"IFERROR(IF(OR(U103=\"\",'Combined scenario - input'!$D88=\"\"),\"\",U103/'Combined scenario - input'!$D88),\"\")","v":""},{"$f":"IFERROR(IF(OR(V103=\"\",'Combined scenario - input'!$D88=\"\"),\"\",V103/'Combined scenario - input'!$D88),\"\")","v":""},{"$f":"IFERROR(IF(OR(W103=\"\",'Combined scenario - input'!$D88=\"\"),\"\",W103/'Combined scenario - input'!$D88),\"\")","v":""}]
[{"$f":"IFERROR('Combined scenario - input'!A89,\"\")","v":""},{"$f":"IFERROR('Combined scenario - input'!B89,\"\")","v":""},{"$f":"IFERROR('Combined scenario - input'!C89,\"\")","v":""},{"$f":"IFERROR(repcalc('Combined scenario - input'!$CV89:$GH89,'Combined scenario - input'!$G89,'Combined scenario - input'!$E89,'Combined scenario - input'!$F89,20,TRUE,TRUE),\"\")","v":""},"","","","","","","","","","","","","","","","","","","",{"$f":"IFERROR(IF(OR(D104=\"\",'Combined scenario - input'!$D89=\"\"),\"\",D104/'Combined scenario - input'!$D89),\"\")","v":""},{"$f":"IFERROR(IF(OR(E104=\"\",'Combined scenario - input'!$D89=\"\"),\"\",E104/'Combined scenario - input'!$D89),\"\")","v":""},{"$f":"IFERROR(IF(OR(F104=\"\",'Combined scenario - input'!$D89=\"\"),\"\",F104/'Combined scenario - input'!$D89),\"\")","v":""},{"$f":"IFERROR(IF(OR(G104=\"\",'Combined scenario - input'!$D89=\"\"),\"\",G104/'Combined scenario - input'!$D89),\"\")","v":""},{"$f":"IFERROR(IF(OR(H104=\"\",'Combined scenario - input'!$D89=\"\"),\"\",H104/'Combined scenario - input'!$D89),\"\")","v":""},{"$f":"IFERROR(IF(OR(I104=\"\",'Combined scenario - input'!$D89=\"\"),\"\",I104/'Combined scenario - input'!$D89),\"\")","v":""},{"$f":"IFERROR(IF(OR(J104=\"\",'Combined scenario - input'!$D89=\"\"),\"\",J104/'Combined scenario - input'!$D89),\"\")","v":""},{"$f":"IFERROR(IF(OR(K104=\"\",'Combined scenario - input'!$D89=\"\"),\"\",K104/'Combined scenario - input'!$D89),\"\")","v":""},{"$f":"IFERROR(IF(OR(L104=\"\",'Combined scenario - input'!$D89=\"\"),\"\",L104/'Combined scenario - input'!$D89),\"\")","v":""},{"$f":"IFERROR(IF(OR(M104=\"\",'Combined scenario - input'!$D89=\"\"),\"\",M104/'Combined scenario - input'!$D89),\"\")","v":""},{"$f":"IFERROR(IF(OR(N104=\"\",'Combined scenario - input'!$D89=\"\"),\"\",N104/'Combined scenario - input'!$D89),\"\")","v":""},{"$f":"IFERROR(IF(OR(O104=\"\",'Combined scenario - input'!$D89=\"\"),\"\",O104/'Combined scenario - input'!$D89),\"\")","v":""},{"$f":"IFERROR(IF(OR(P104=\"\",'Combined scenario - input'!$D89=\"\"),\"\",P104/'Combined scenario - input'!$D89),\"\")","v":""},{"$f":"IFERROR(IF(OR(Q104=\"\",'Combined scenario - input'!$D89=\"\"),\"\",Q104/'Combined scenario - input'!$D89),\"\")","v":""},{"$f":"IFERROR(IF(OR(R104=\"\",'Combined scenario - input'!$D89=\"\"),\"\",R104/'Combined scenario - input'!$D89),\"\")","v":""},{"$f":"IFERROR(IF(OR(S104=\"\",'Combined scenario - input'!$D89=\"\"),\"\",S104/'Combined scenario - input'!$D89),\"\")","v":""},{"$f":"IFERROR(IF(OR(T104=\"\",'Combined scenario - input'!$D89=\"\"),\"\",T104/'Combined scenario - input'!$D89),\"\")","v":""},{"$f":"IFERROR(IF(OR(U104=\"\",'Combined scenario - input'!$D89=\"\"),\"\",U104/'Combined scenario - input'!$D89),\"\")","v":""},{"$f":"IFERROR(IF(OR(V104=\"\",'Combined scenario - input'!$D89=\"\"),\"\",V104/'Combined scenario - input'!$D89),\"\")","v":""},{"$f":"IFERROR(IF(OR(W104=\"\",'Combined scenario - input'!$D89=\"\"),\"\",W104/'Combined scenario - input'!$D89),\"\")","v":""}]
[{"$f":"IFERROR('Combined scenario - input'!A90,\"\")","v":""},{"$f":"IFERROR('Combined scenario - input'!B90,\"\")","v":""},{"$f":"IFERROR('Combined scenario - input'!C90,\"\")","v":""},{"$f":"IFERROR(repcalc('Combined scenario - input'!$CV90:$GH90,'Combined scenario - input'!$G90,'Combined scenario - input'!$E90,'Combined scenario - input'!$F90,20,TRUE,TRUE),\"\")","v":""},"","","","","","","","","","","","","","","","","","","",{"$f":"IFERROR(IF(OR(D105=\"\",'Combined scenario - input'!$D90=\"\"),\"\",D105/'Combined scenario - input'!$D90),\"\")","v":""},{"$f":"IFERROR(IF(OR(E105=\"\",'Combined scenario - input'!$D90=\"\"),\"\",E105/'Combined scenario - input'!$D90),\"\")","v":""},{"$f":"IFERROR(IF(OR(F105=\"\",'Combined scenario - input'!$D90=\"\"),\"\",F105/'Combined scenario - input'!$D90),\"\")","v":""},{"$f":"IFERROR(IF(OR(G105=\"\",'Combined scenario - input'!$D90=\"\"),\"\",G105/'Combined scenario - input'!$D90),\"\")","v":""},{"$f":"IFERROR(IF(OR(H105=\"\",'Combined scenario - input'!$D90=\"\"),\"\",H105/'Combined scenario - input'!$D90),\"\")","v":""},{"$f":"IFERROR(IF(OR(I105=\"\",'Combined scenario - input'!$D90=\"\"),\"\",I105/'Combined scenario - input'!$D90),\"\")","v":""},{"$f":"IFERROR(IF(OR(J105=\"\",'Combined scenario - input'!$D90=\"\"),\"\",J105/'Combined scenario - input'!$D90),\"\")","v":""},{"$f":"IFERROR(IF(OR(K105=\"\",'Combined scenario - input'!$D90=\"\"),\"\",K105/'Combined scenario - input'!$D90),\"\")","v":""},{"$f":"IFERROR(IF(OR(L105=\"\",'Combined scenario - input'!$D90=\"\"),\"\",L105/'Combined scenario - input'!$D90),\"\")","v":""},{"$f":"IFERROR(IF(OR(M105=\"\",'Combined scenario - input'!$D90=\"\"),\"\",M105/'Combined scenario - input'!$D90),\"\")","v":""},{"$f":"IFERROR(IF(OR(N105=\"\",'Combined scenario - input'!$D90=\"\"),\"\",N105/'Combined scenario - input'!$D90),\"\")","v":""},{"$f":"IFERROR(IF(OR(O105=\"\",'Combined scenario - input'!$D90=\"\"),\"\",O105/'Combined scenario - input'!$D90),\"\")","v":""},{"$f":"IFERROR(IF(OR(P105=\"\",'Combined scenario - input'!$D90=\"\"),\"\",P105/'Combined scenario - input'!$D90),\"\")","v":""},{"$f":"IFERROR(IF(OR(Q105=\"\",'Combined scenario - input'!$D90=\"\"),\"\",Q105/'Combined scenario - input'!$D90),\"\")","v":""},{"$f":"IFERROR(IF(OR(R105=\"\",'Combined scenario - input'!$D90=\"\"),\"\",R105/'Combined scenario - input'!$D90),\"\")","v":""},{"$f":"IFERROR(IF(OR(S105=\"\",'Combined scenario - input'!$D90=\"\"),\"\",S105/'Combined scenario - input'!$D90),\"\")","v":""},{"$f":"IFERROR(IF(OR(T105=\"\",'Combined scenario - input'!$D90=\"\"),\"\",T105/'Combined scenario - input'!$D90),\"\")","v":""},{"$f":"IFERROR(IF(OR(U105=\"\",'Combined scenario - input'!$D90=\"\"),\"\",U105/'Combined scenario - input'!$D90),\"\")","v":""},{"$f":"IFERROR(IF(OR(V105=\"\",'Combined scenario - input'!$D90=\"\"),\"\",V105/'Combined scenario - input'!$D90),\"\")","v":""},{"$f":"IFERROR(IF(OR(W105=\"\",'Combined scenario - input'!$D90=\"\"),\"\",W105/'Combined scenario - input'!$D90),\"\")","v":""}]
[{"$f":"IFERROR('Combined scenario - input'!A91,\"\")","v":""},{"$f":"IFERROR('Combined scenario - input'!B91,\"\")","v":""},{"$f":"IFERROR('Combined scenario - input'!C91,\"\")","v":""},{"$f":"IFERROR(repcalc('Combined scenario - input'!$CV91:$GH91,'Combined scenario - input'!$G91,'Combined scenario - input'!$E91,'Combined scenario - input'!$F91,20,TRUE,TRUE),\"\")","v":""},"","","","","","","","","","","","","","","","","","","",{"$f":"IFERROR(IF(OR(D106=\"\",'Combined scenario - input'!$D91=\"\"),\"\",D106/'Combined scenario - input'!$D91),\"\")","v":""},{"$f":"IFERROR(IF(OR(E106=\"\",'Combined scenario - input'!$D91=\"\"),\"\",E106/'Combined scenario - input'!$D91),\"\")","v":""},{"$f":"IFERROR(IF(OR(F106=\"\",'Combined scenario - input'!$D91=\"\"),\"\",F106/'Combined scenario - input'!$D91),\"\")","v":""},{"$f":"IFERROR(IF(OR(G106=\"\",'Combined scenario - input'!$D91=\"\"),\"\",G106/'Combined scenario - input'!$D91),\"\")","v":""},{"$f":"IFERROR(IF(OR(H106=\"\",'Combined scenario - input'!$D91=\"\"),\"\",H106/'Combined scenario - input'!$D91),\"\")","v":""},{"$f":"IFERROR(IF(OR(I106=\"\",'Combined scenario - input'!$D91=\"\"),\"\",I106/'Combined scenario - input'!$D91),\"\")","v":""},{"$f":"IFERROR(IF(OR(J106=\"\",'Combined scenario - input'!$D91=\"\"),\"\",J106/'Combined scenario - input'!$D91),\"\")","v":""},{"$f":"IFERROR(IF(OR(K106=\"\",'Combined scenario - input'!$D91=\"\"),\"\",K106/'Combined scenario - input'!$D91),\"\")","v":""},{"$f":"IFERROR(IF(OR(L106=\"\",'Combined scenario - input'!$D91=\"\"),\"\",L106/'Combined scenario - input'!$D91),\"\")","v":""},{"$f":"IFERROR(IF(OR(M106=\"\",'Combined scenario - input'!$D91=\"\"),\"\",M106/'Combined scenario - input'!$D91),\"\")","v":""},{"$f":"IFERROR(IF(OR(N106=\"\",'Combined scenario - input'!$D91=\"\"),\"\",N106/'Combined scenario - input'!$D91),\"\")","v":""},{"$f":"IFERROR(IF(OR(O106=\"\",'Combined scenario - input'!$D91=\"\"),\"\",O106/'Combined scenario - input'!$D91),\"\")","v":""},{"$f":"IFERROR(IF(OR(P106=\"\",'Combined scenario - input'!$D91=\"\"),\"\",P106/'Combined scenario - input'!$D91),\"\")","v":""},{"$f":"IFERROR(IF(OR(Q106=\"\",'Combined scenario - input'!$D91=\"\"),\"\",Q106/'Combined scenario - input'!$D91),\"\")","v":""},{"$f":"IFERROR(IF(OR(R106=\"\",'Combined scenario - input'!$D91=\"\"),\"\",R106/'Combined scenario - input'!$D91),\"\")","v":""},{"$f":"IFERROR(IF(OR(S106=\"\",'Combined scenario - input'!$D91=\"\"),\"\",S106/'Combined scenario - input'!$D91),\"\")","v":""},{"$f":"IFERROR(IF(OR(T106=\"\",'Combined scenario - input'!$D91=\"\"),\"\",T106/'Combined scenario - input'!$D91),\"\")","v":""},{"$f":"IFERROR(IF(OR(U106=\"\",'Combined scenario - input'!$D91=\"\"),\"\",U106/'Combined scenario - input'!$D91),\"\")","v":""},{"$f":"IFERROR(IF(OR(V106=\"\",'Combined scenario - input'!$D91=\"\"),\"\",V106/'Combined scenario - input'!$D91),\"\")","v":""},{"$f":"IFERROR(IF(OR(W106=\"\",'Combined scenario - input'!$D91=\"\"),\"\",W106/'Combined scenario - input'!$D91),\"\")","v":""}]
[{"$f":"IFERROR('Combined scenario - input'!A92,\"\")","v":""},{"$f":"IFERROR('Combined scenario - input'!B92,\"\")","v":""},{"$f":"IFERROR('Combined scenario - input'!C92,\"\")","v":""},{"$f":"IFERROR(repcalc('Combined scenario - input'!$CV92:$GH92,'Combined scenario - input'!$G92,'Combined scenario - input'!$E92,'Combined scenario - input'!$F92,20,TRUE,TRUE),\"\")","v":""},"","","","","","","","","","","","","","","","","","","",{"$f":"IFERROR(IF(OR(D107=\"\",'Combined scenario - input'!$D92=\"\"),\"\",D107/'Combined scenario - input'!$D92),\"\")","v":""},{"$f":"IFERROR(IF(OR(E107=\"\",'Combined scenario - input'!$D92=\"\"),\"\",E107/'Combined scenario - input'!$D92),\"\")","v":""},{"$f":"IFERROR(IF(OR(F107=\"\",'Combined scenario - input'!$D92=\"\"),\"\",F107/'Combined scenario - input'!$D92),\"\")","v":""},{"$f":"IFERROR(IF(OR(G107=\"\",'Combined scenario - input'!$D92=\"\"),\"\",G107/'Combined scenario - input'!$D92),\"\")","v":""},{"$f":"IFERROR(IF(OR(H107=\"\",'Combined scenario - input'!$D92=\"\"),\"\",H107/'Combined scenario - input'!$D92),\"\")","v":""},{"$f":"IFERROR(IF(OR(I107=\"\",'Combined scenario - input'!$D92=\"\"),\"\",I107/'Combined scenario - input'!$D92),\"\")","v":""},{"$f":"IFERROR(IF(OR(J107=\"\",'Combined scenario - input'!$D92=\"\"),\"\",J107/'Combined scenario - input'!$D92),\"\")","v":""},{"$f":"IFERROR(IF(OR(K107=\"\",'Combined scenario - input'!$D92=\"\"),\"\",K107/'Combined scenario - input'!$D92),\"\")","v":""},{"$f":"IFERROR(IF(OR(L107=\"\",'Combined scenario - input'!$D92=\"\"),\"\",L107/'Combined scenario - input'!$D92),\"\")","v":""},{"$f":"IFERROR(IF(OR(M107=\"\",'Combined scenario - input'!$D92=\"\"),\"\",M107/'Combined scenario - input'!$D92),\"\")","v":""},{"$f":"IFERROR(IF(OR(N107=\"\",'Combined scenario - input'!$D92=\"\"),\"\",N107/'Combined scenario - input'!$D92),\"\")","v":""},{"$f":"IFERROR(IF(OR(O107=\"\",'Combined scenario - input'!$D92=\"\"),\"\",O107/'Combined scenario - input'!$D92),\"\")","v":""},{"$f":"IFERROR(IF(OR(P107=\"\",'Combined scenario - input'!$D92=\"\"),\"\",P107/'Combined scenario - input'!$D92),\"\")","v":""},{"$f":"IFERROR(IF(OR(Q107=\"\",'Combined scenario - input'!$D92=\"\"),\"\",Q107/'Combined scenario - input'!$D92),\"\")","v":""},{"$f":"IFERROR(IF(OR(R107=\"\",'Combined scenario - input'!$D92=\"\"),\"\",R107/'Combined scenario - input'!$D92),\"\")","v":""},{"$f":"IFERROR(IF(OR(S107=\"\",'Combined scenario - input'!$D92=\"\"),\"\",S107/'Combined scenario - input'!$D92),\"\")","v":""},{"$f":"IFERROR(IF(OR(T107=\"\",'Combined scenario - input'!$D92=\"\"),\"\",T107/'Combined scenario - input'!$D92),\"\")","v":""},{"$f":"IFERROR(IF(OR(U107=\"\",'Combined scenario - input'!$D92=\"\"),\"\",U107/'Combined scenario - input'!$D92),\"\")","v":""},{"$f":"IFERROR(IF(OR(V107=\"\",'Combined scenario - input'!$D92=\"\"),\"\",V107/'Combined scenario - input'!$D92),\"\")","v":""},{"$f":"IFERROR(IF(OR(W107=\"\",'Combined scenario - input'!$D92=\"\"),\"\",W107/'Combined scenario - input'!$D92),\"\")","v":""}]
[{"$f":"IFERROR('Combined scenario - input'!A93,\"\")","v":""},{"$f":"IFERROR('Combined scenario - input'!B93,\"\")","v":""},{"$f":"IFERROR('Combined scenario - input'!C93,\"\")","v":""},{"$f":"IFERROR(repcalc('Combined scenario - input'!$CV93:$GH93,'Combined scenario - input'!$G93,'Combined scenario - input'!$E93,'Combined scenario - input'!$F93,20,TRUE,TRUE),\"\")","v":""},"","","","","","","","","","","","","","","","","","","",{"$f":"IFERROR(IF(OR(D108=\"\",'Combined scenario - input'!$D93=\"\"),\"\",D108/'Combined scenario - input'!$D93),\"\")","v":""},{"$f":"IFERROR(IF(OR(E108=\"\",'Combined scenario - input'!$D93=\"\"),\"\",E108/'Combined scenario - input'!$D93),\"\")","v":""},{"$f":"IFERROR(IF(OR(F108=\"\",'Combined scenario - input'!$D93=\"\"),\"\",F108/'Combined scenario - input'!$D93),\"\")","v":""},{"$f":"IFERROR(IF(OR(G108=\"\",'Combined scenario - input'!$D93=\"\"),\"\",G108/'Combined scenario - input'!$D93),\"\")","v":""},{"$f":"IFERROR(IF(OR(H108=\"\",'Combined scenario - input'!$D93=\"\"),\"\",H108/'Combined scenario - input'!$D93),\"\")","v":""},{"$f":"IFERROR(IF(OR(I108=\"\",'Combined scenario - input'!$D93=\"\"),\"\",I108/'Combined scenario - input'!$D93),\"\")","v":""},{"$f":"IFERROR(IF(OR(J108=\"\",'Combined scenario - input'!$D93=\"\"),\"\",J108/'Combined scenario - input'!$D93),\"\")","v":""},{"$f":"IFERROR(IF(OR(K108=\"\",'Combined scenario - input'!$D93=\"\"),\"\",K108/'Combined scenario - input'!$D93),\"\")","v":""},{"$f":"IFERROR(IF(OR(L108=\"\",'Combined scenario - input'!$D93=\"\"),\"\",L108/'Combined scenario - input'!$D93),\"\")","v":""},{"$f":"IFERROR(IF(OR(M108=\"\",'Combined scenario - input'!$D93=\"\"),\"\",M108/'Combined scenario - input'!$D93),\"\")","v":""},{"$f":"IFERROR(IF(OR(N108=\"\",'Combined scenario - input'!$D93=\"\"),\"\",N108/'Combined scenario - input'!$D93),\"\")","v":""},{"$f":"IFERROR(IF(OR(O108=\"\",'Combined scenario - input'!$D93=\"\"),\"\",O108/'Combined scenario - input'!$D93),\"\")","v":""},{"$f":"IFERROR(IF(OR(P108=\"\",'Combined scenario - input'!$D93=\"\"),\"\",P108/'Combined scenario - input'!$D93),\"\")","v":""},{"$f":"IFERROR(IF(OR(Q108=\"\",'Combined scenario - input'!$D93=\"\"),\"\",Q108/'Combined scenario - input'!$D93),\"\")","v":""},{"$f":"IFERROR(IF(OR(R108=\"\",'Combined scenario - input'!$D93=\"\"),\"\",R108/'Combined scenario - input'!$D93),\"\")","v":""},{"$f":"IFERROR(IF(OR(S108=\"\",'Combined scenario - input'!$D93=\"\"),\"\",S108/'Combined scenario - input'!$D93),\"\")","v":""},{"$f":"IFERROR(IF(OR(T108=\"\",'Combined scenario - input'!$D93=\"\"),\"\",T108/'Combined scenario - input'!$D93),\"\")","v":""},{"$f":"IFERROR(IF(OR(U108=\"\",'Combined scenario - input'!$D93=\"\"),\"\",U108/'Combined scenario - input'!$D93),\"\")","v":""},{"$f":"IFERROR(IF(OR(V108=\"\",'Combined scenario - input'!$D93=\"\"),\"\",V108/'Combined scenario - input'!$D93),\"\")","v":""},{"$f":"IFERROR(IF(OR(W108=\"\",'Combined scenario - input'!$D93=\"\"),\"\",W108/'Combined scenario - input'!$D93),\"\")","v":""}]
[{"$f":"IFERROR('Combined scenario - input'!A94,\"\")","v":""},{"$f":"IFERROR('Combined scenario - input'!B94,\"\")","v":""},{"$f":"IFERROR('Combined scenario - input'!C94,\"\")","v":""},{"$f":"IFERROR(repcalc('Combined scenario - input'!$CV94:$GH94,'Combined scenario - input'!$G94,'Combined scenario - input'!$E94,'Combined scenario - input'!$F94,20,TRUE,TRUE),\"\")","v":""},"","","","","","","","","","","","","","","","","","","",{"$f":"IFERROR(IF(OR(D109=\"\",'Combined scenario - input'!$D94=\"\"),\"\",D109/'Combined scenario - input'!$D94),\"\")","v":""},{"$f":"IFERROR(IF(OR(E109=\"\",'Combined scenario - input'!$D94=\"\"),\"\",E109/'Combined scenario - input'!$D94),\"\")","v":""},{"$f":"IFERROR(IF(OR(F109=\"\",'Combined scenario - input'!$D94=\"\"),\"\",F109/'Combined scenario - input'!$D94),\"\")","v":""},{"$f":"IFERROR(IF(OR(G109=\"\",'Combined scenario - input'!$D94=\"\"),\"\",G109/'Combined scenario - input'!$D94),\"\")","v":""},{"$f":"IFERROR(IF(OR(H109=\"\",'Combined scenario - input'!$D94=\"\"),\"\",H109/'Combined scenario - input'!$D94),\"\")","v":""},{"$f":"IFERROR(IF(OR(I109=\"\",'Combined scenario - input'!$D94=\"\"),\"\",I109/'Combined scenario - input'!$D94),\"\")","v":""},{"$f":"IFERROR(IF(OR(J109=\"\",'Combined scenario - input'!$D94=\"\"),\"\",J109/'Combined scenario - input'!$D94),\"\")","v":""},{"$f":"IFERROR(IF(OR(K109=\"\",'Combined scenario - input'!$D94=\"\"),\"\",K109/'Combined scenario - input'!$D94),\"\")","v":""},{"$f":"IFERROR(IF(OR(L109=\"\",'Combined scenario - input'!$D94=\"\"),\"\",L109/'Combined scenario - input'!$D94),\"\")","v":""},{"$f":"IFERROR(IF(OR(M109=\"\",'Combined scenario - input'!$D94=\"\"),\"\",M109/'Combined scenario - input'!$D94),\"\")","v":""},{"$f":"IFERROR(IF(OR(N109=\"\",'Combined scenario - input'!$D94=\"\"),\"\",N109/'Combined scenario - input'!$D94),\"\")","v":""},{"$f":"IFERROR(IF(OR(O109=\"\",'Combined scenario - input'!$D94=\"\"),\"\",O109/'Combined scenario - input'!$D94),\"\")","v":""},{"$f":"IFERROR(IF(OR(P109=\"\",'Combined scenario - input'!$D94=\"\"),\"\",P109/'Combined scenario - input'!$D94),\"\")","v":""},{"$f":"IFERROR(IF(OR(Q109=\"\",'Combined scenario - input'!$D94=\"\"),\"\",Q109/'Combined scenario - input'!$D94),\"\")","v":""},{"$f":"IFERROR(IF(OR(R109=\"\",'Combined scenario - input'!$D94=\"\"),\"\",R109/'Combined scenario - input'!$D94),\"\")","v":""},{"$f":"IFERROR(IF(OR(S109=\"\",'Combined scenario - input'!$D94=\"\"),\"\",S109/'Combined scenario - input'!$D94),\"\")","v":""},{"$f":"IFERROR(IF(OR(T109=\"\",'Combined scenario - input'!$D94=\"\"),\"\",T109/'Combined scenario - input'!$D94),\"\")","v":""},{"$f":"IFERROR(IF(OR(U109=\"\",'Combined scenario - input'!$D94=\"\"),\"\",U109/'Combined scenario - input'!$D94),\"\")","v":""},{"$f":"IFERROR(IF(OR(V109=\"\",'Combined scenario - input'!$D94=\"\"),\"\",V109/'Combined scenario - input'!$D94),\"\")","v":""},{"$f":"IFERROR(IF(OR(W109=\"\",'Combined scenario - input'!$D94=\"\"),\"\",W109/'Combined scenario - input'!$D94),\"\")","v":""}]
[{"$f":"IFERROR('Combined scenario - input'!A95,\"\")","v":""},{"$f":"IFERROR('Combined scenario - input'!B95,\"\")","v":""},{"$f":"IFERROR('Combined scenario - input'!C95,\"\")","v":""},{"$f":"IFERROR(repcalc('Combined scenario - input'!$CV95:$GH95,'Combined scenario - input'!$G95,'Combined scenario - input'!$E95,'Combined scenario - input'!$F95,20,TRUE,TRUE),\"\")","v":""},"","","","","","","","","","","","","","","","","","","",{"$f":"IFERROR(IF(OR(D110=\"\",'Combined scenario - input'!$D95=\"\"),\"\",D110/'Combined scenario - input'!$D95),\"\")","v":""},{"$f":"IFERROR(IF(OR(E110=\"\",'Combined scenario - input'!$D95=\"\"),\"\",E110/'Combined scenario - input'!$D95),\"\")","v":""},{"$f":"IFERROR(IF(OR(F110=\"\",'Combined scenario - input'!$D95=\"\"),\"\",F110/'Combined scenario - input'!$D95),\"\")","v":""},{"$f":"IFERROR(IF(OR(G110=\"\",'Combined scenario - input'!$D95=\"\"),\"\",G110/'Combined scenario - input'!$D95),\"\")","v":""},{"$f":"IFERROR(IF(OR(H110=\"\",'Combined scenario - input'!$D95=\"\"),\"\",H110/'Combined scenario - input'!$D95),\"\")","v":""},{"$f":"IFERROR(IF(OR(I110=\"\",'Combined scenario - input'!$D95=\"\"),\"\",I110/'Combined scenario - input'!$D95),\"\")","v":""},{"$f":"IFERROR(IF(OR(J110=\"\",'Combined scenario - input'!$D95=\"\"),\"\",J110/'Combined scenario - input'!$D95),\"\")","v":""},{"$f":"IFERROR(IF(OR(K110=\"\",'Combined scenario - input'!$D95=\"\"),\"\",K110/'Combined scenario - input'!$D95),\"\")","v":""},{"$f":"IFERROR(IF(OR(L110=\"\",'Combined scenario - input'!$D95=\"\"),\"\",L110/'Combined scenario - input'!$D95),\"\")","v":""},{"$f":"IFERROR(IF(OR(M110=\"\",'Combined scenario - input'!$D95=\"\"),\"\",M110/'Combined scenario - input'!$D95),\"\")","v":""},{"$f":"IFERROR(IF(OR(N110=\"\",'Combined scenario - input'!$D95=\"\"),\"\",N110/'Combined scenario - input'!$D95),\"\")","v":""},{"$f":"IFERROR(IF(OR(O110=\"\",'Combined scenario - input'!$D95=\"\"),\"\",O110/'Combined scenario - input'!$D95),\"\")","v":""},{"$f":"IFERROR(IF(OR(P110=\"\",'Combined scenario - input'!$D95=\"\"),\"\",P110/'Combined scenario - input'!$D95),\"\")","v":""},{"$f":"IFERROR(IF(OR(Q110=\"\",'Combined scenario - input'!$D95=\"\"),\"\",Q110/'Combined scenario - input'!$D95),\"\")","v":""},{"$f":"IFERROR(IF(OR(R110=\"\",'Combined scenario - input'!$D95=\"\"),\"\",R110/'Combined scenario - input'!$D95),\"\")","v":""},{"$f":"IFERROR(IF(OR(S110=\"\",'Combined scenario - input'!$D95=\"\"),\"\",S110/'Combined scenario - input'!$D95),\"\")","v":""},{"$f":"IFERROR(IF(OR(T110=\"\",'Combined scenario - input'!$D95=\"\"),\"\",T110/'Combined scenario - input'!$D95),\"\")","v":""},{"$f":"IFERROR(IF(OR(U110=\"\",'Combined scenario - input'!$D95=\"\"),\"\",U110/'Combined scenario - input'!$D95),\"\")","v":""},{"$f":"IFERROR(IF(OR(V110=\"\",'Combined scenario - input'!$D95=\"\"),\"\",V110/'Combined scenario - input'!$D95),\"\")","v":""},{"$f":"IFERROR(IF(OR(W110=\"\",'Combined scenario - input'!$D95=\"\"),\"\",W110/'Combined scenario - input'!$D95),\"\")","v":""}]
[{"$f":"IFERROR('Combined scenario - input'!A96,\"\")","v":""},{"$f":"IFERROR('Combined scenario - input'!B96,\"\")","v":""},{"$f":"IFERROR('Combined scenario - input'!C96,\"\")","v":""},{"$f":"IFERROR(repcalc('Combined scenario - input'!$CV96:$GH96,'Combined scenario - input'!$G96,'Combined scenario - input'!$E96,'Combined scenario - input'!$F96,20,TRUE,TRUE),\"\")","v":""},"","","","","","","","","","","","","","","","","","","",{"$f":"IFERROR(IF(OR(D111=\"\",'Combined scenario - input'!$D96=\"\"),\"\",D111/'Combined scenario - input'!$D96),\"\")","v":""},{"$f":"IFERROR(IF(OR(E111=\"\",'Combined scenario - input'!$D96=\"\"),\"\",E111/'Combined scenario - input'!$D96),\"\")","v":""},{"$f":"IFERROR(IF(OR(F111=\"\",'Combined scenario - input'!$D96=\"\"),\"\",F111/'Combined scenario - input'!$D96),\"\")","v":""},{"$f":"IFERROR(IF(OR(G111=\"\",'Combined scenario - input'!$D96=\"\"),\"\",G111/'Combined scenario - input'!$D96),\"\")","v":""},{"$f":"IFERROR(IF(OR(H111=\"\",'Combined scenario - input'!$D96=\"\"),\"\",H111/'Combined scenario - input'!$D96),\"\")","v":""},{"$f":"IFERROR(IF(OR(I111=\"\",'Combined scenario - input'!$D96=\"\"),\"\",I111/'Combined scenario - input'!$D96),\"\")","v":""},{"$f":"IFERROR(IF(OR(J111=\"\",'Combined scenario - input'!$D96=\"\"),\"\",J111/'Combined scenario - input'!$D96),\"\")","v":""},{"$f":"IFERROR(IF(OR(K111=\"\",'Combined scenario - input'!$D96=\"\"),\"\",K111/'Combined scenario - input'!$D96),\"\")","v":""},{"$f":"IFERROR(IF(OR(L111=\"\",'Combined scenario - input'!$D96=\"\"),\"\",L111/'Combined scenario - input'!$D96),\"\")","v":""},{"$f":"IFERROR(IF(OR(M111=\"\",'Combined scenario - input'!$D96=\"\"),\"\",M111/'Combined scenario - input'!$D96),\"\")","v":""},{"$f":"IFERROR(IF(OR(N111=\"\",'Combined scenario - input'!$D96=\"\"),\"\",N111/'Combined scenario - input'!$D96),\"\")","v":""},{"$f":"IFERROR(IF(OR(O111=\"\",'Combined scenario - input'!$D96=\"\"),\"\",O111/'Combined scenario - input'!$D96),\"\")","v":""},{"$f":"IFERROR(IF(OR(P111=\"\",'Combined scenario - input'!$D96=\"\"),\"\",P111/'Combined scenario - input'!$D96),\"\")","v":""},{"$f":"IFERROR(IF(OR(Q111=\"\",'Combined scenario - input'!$D96=\"\"),\"\",Q111/'Combined scenario - input'!$D96),\"\")","v":""},{"$f":"IFERROR(IF(OR(R111=\"\",'Combined scenario - input'!$D96=\"\"),\"\",R111/'Combined scenario - input'!$D96),\"\")","v":""},{"$f":"IFERROR(IF(OR(S111=\"\",'Combined scenario - input'!$D96=\"\"),\"\",S111/'Combined scenario - input'!$D96),\"\")","v":""},{"$f":"IFERROR(IF(OR(T111=\"\",'Combined scenario - input'!$D96=\"\"),\"\",T111/'Combined scenario - input'!$D96),\"\")","v":""},{"$f":"IFERROR(IF(OR(U111=\"\",'Combined scenario - input'!$D96=\"\"),\"\",U111/'Combined scenario - input'!$D96),\"\")","v":""},{"$f":"IFERROR(IF(OR(V111=\"\",'Combined scenario - input'!$D96=\"\"),\"\",V111/'Combined scenario - input'!$D96),\"\")","v":""},{"$f":"IFERROR(IF(OR(W111=\"\",'Combined scenario - input'!$D96=\"\"),\"\",W111/'Combined scenario - input'!$D96),\"\")","v":""}]
[{"$f":"IFERROR('Combined scenario - input'!A97,\"\")","v":""},{"$f":"IFERROR('Combined scenario - input'!B97,\"\")","v":""},{"$f":"IFERROR('Combined scenario - input'!C97,\"\")","v":""},{"$f":"IFERROR(repcalc('Combined scenario - input'!$CV97:$GH97,'Combined scenario - input'!$G97,'Combined scenario - input'!$E97,'Combined scenario - input'!$F97,20,TRUE,TRUE),\"\")","v":""},"","","","","","","","","","","","","","","","","","","",{"$f":"IFERROR(IF(OR(D112=\"\",'Combined scenario - input'!$D97=\"\"),\"\",D112/'Combined scenario - input'!$D97),\"\")","v":""},{"$f":"IFERROR(IF(OR(E112=\"\",'Combined scenario - input'!$D97=\"\"),\"\",E112/'Combined scenario - input'!$D97),\"\")","v":""},{"$f":"IFERROR(IF(OR(F112=\"\",'Combined scenario - input'!$D97=\"\"),\"\",F112/'Combined scenario - input'!$D97),\"\")","v":""},{"$f":"IFERROR(IF(OR(G112=\"\",'Combined scenario - input'!$D97=\"\"),\"\",G112/'Combined scenario - input'!$D97),\"\")","v":""},{"$f":"IFERROR(IF(OR(H112=\"\",'Combined scenario - input'!$D97=\"\"),\"\",H112/'Combined scenario - input'!$D97),\"\")","v":""},{"$f":"IFERROR(IF(OR(I112=\"\",'Combined scenario - input'!$D97=\"\"),\"\",I112/'Combined scenario - input'!$D97),\"\")","v":""},{"$f":"IFERROR(IF(OR(J112=\"\",'Combined scenario - input'!$D97=\"\"),\"\",J112/'Combined scenario - input'!$D97),\"\")","v":""},{"$f":"IFERROR(IF(OR(K112=\"\",'Combined scenario - input'!$D97=\"\"),\"\",K112/'Combined scenario - input'!$D97),\"\")","v":""},{"$f":"IFERROR(IF(OR(L112=\"\",'Combined scenario - input'!$D97=\"\"),\"\",L112/'Combined scenario - input'!$D97),\"\")","v":""},{"$f":"IFERROR(IF(OR(M112=\"\",'Combined scenario - input'!$D97=\"\"),\"\",M112/'Combined scenario - input'!$D97),\"\")","v":""},{"$f":"IFERROR(IF(OR(N112=\"\",'Combined scenario - input'!$D97=\"\"),\"\",N112/'Combined scenario - input'!$D97),\"\")","v":""},{"$f":"IFERROR(IF(OR(O112=\"\",'Combined scenario - input'!$D97=\"\"),\"\",O112/'Combined scenario - input'!$D97),\"\")","v":""},{"$f":"IFERROR(IF(OR(P112=\"\",'Combined scenario - input'!$D97=\"\"),\"\",P112/'Combined scenario - input'!$D97),\"\")","v":""},{"$f":"IFERROR(IF(OR(Q112=\"\",'Combined scenario - input'!$D97=\"\"),\"\",Q112/'Combined scenario - input'!$D97),\"\")","v":""},{"$f":"IFERROR(IF(OR(R112=\"\",'Combined scenario - input'!$D97=\"\"),\"\",R112/'Combined scenario - input'!$D97),\"\")","v":""},{"$f":"IFERROR(IF(OR(S112=\"\",'Combined scenario - input'!$D97=\"\"),\"\",S112/'Combined scenario - input'!$D97),\"\")","v":""},{"$f":"IFERROR(IF(OR(T112=\"\",'Combined scenario - input'!$D97=\"\"),\"\",T112/'Combined scenario - input'!$D97),\"\")","v":""},{"$f":"IFERROR(IF(OR(U112=\"\",'Combined scenario - input'!$D97=\"\"),\"\",U112/'Combined scenario - input'!$D97),\"\")","v":""},{"$f":"IFERROR(IF(OR(V112=\"\",'Combined scenario - input'!$D97=\"\"),\"\",V112/'Combined scenario - input'!$D97),\"\")","v":""},{"$f":"IFERROR(IF(OR(W112=\"\",'Combined scenario - input'!$D97=\"\"),\"\",W112/'Combined scenario - input'!$D97),\"\")","v":""}]
[{"$f":"IFERROR('Combined scenario - input'!A98,\"\")","v":""},{"$f":"IFERROR('Combined scenario - input'!B98,\"\")","v":""},{"$f":"IFERROR('Combined scenario - input'!C98,\"\")","v":""},{"$f":"IFERROR(repcalc('Combined scenario - input'!$CV98:$GH98,'Combined scenario - input'!$G98,'Combined scenario - input'!$E98,'Combined scenario - input'!$F98,20,TRUE,TRUE),\"\")","v":""},"","","","","","","","","","","","","","","","","","","",{"$f":"IFERROR(IF(OR(D113=\"\",'Combined scenario - input'!$D98=\"\"),\"\",D113/'Combined scenario - input'!$D98),\"\")","v":""},{"$f":"IFERROR(IF(OR(E113=\"\",'Combined scenario - input'!$D98=\"\"),\"\",E113/'Combined scenario - input'!$D98),\"\")","v":""},{"$f":"IFERROR(IF(OR(F113=\"\",'Combined scenario - input'!$D98=\"\"),\"\",F113/'Combined scenario - input'!$D98),\"\")","v":""},{"$f":"IFERROR(IF(OR(G113=\"\",'Combined scenario - input'!$D98=\"\"),\"\",G113/'Combined scenario - input'!$D98),\"\")","v":""},{"$f":"IFERROR(IF(OR(H113=\"\",'Combined scenario - input'!$D98=\"\"),\"\",H113/'Combined scenario - input'!$D98),\"\")","v":""},{"$f":"IFERROR(IF(OR(I113=\"\",'Combined scenario - input'!$D98=\"\"),\"\",I113/'Combined scenario - input'!$D98),\"\")","v":""},{"$f":"IFERROR(IF(OR(J113=\"\",'Combined scenario - input'!$D98=\"\"),\"\",J113/'Combined scenario - input'!$D98),\"\")","v":""},{"$f":"IFERROR(IF(OR(K113=\"\",'Combined scenario - input'!$D98=\"\"),\"\",K113/'Combined scenario - input'!$D98),\"\")","v":""},{"$f":"IFERROR(IF(OR(L113=\"\",'Combined scenario - input'!$D98=\"\"),\"\",L113/'Combined scenario - input'!$D98),\"\")","v":""},{"$f":"IFERROR(IF(OR(M113=\"\",'Combined scenario - input'!$D98=\"\"),\"\",M113/'Combined scenario - input'!$D98),\"\")","v":""},{"$f":"IFERROR(IF(OR(N113=\"\",'Combined scenario - input'!$D98=\"\"),\"\",N113/'Combined scenario - input'!$D98),\"\")","v":""},{"$f":"IFERROR(IF(OR(O113=\"\",'Combined scenario - input'!$D98=\"\"),\"\",O113/'Combined scenario - input'!$D98),\"\")","v":""},{"$f":"IFERROR(IF(OR(P113=\"\",'Combined scenario - input'!$D98=\"\"),\"\",P113/'Combined scenario - input'!$D98),\"\")","v":""},{"$f":"IFERROR(IF(OR(Q113=\"\",'Combined scenario - input'!$D98=\"\"),\"\",Q113/'Combined scenario - input'!$D98),\"\")","v":""},{"$f":"IFERROR(IF(OR(R113=\"\",'Combined scenario - input'!$D98=\"\"),\"\",R113/'Combined scenario - input'!$D98),\"\")","v":""},{"$f":"IFERROR(IF(OR(S113=\"\",'Combined scenario - input'!$D98=\"\"),\"\",S113/'Combined scenario - input'!$D98),\"\")","v":""},{"$f":"IFERROR(IF(OR(T113=\"\",'Combined scenario - input'!$D98=\"\"),\"\",T113/'Combined scenario - input'!$D98),\"\")","v":""},{"$f":"IFERROR(IF(OR(U113=\"\",'Combined scenario - input'!$D98=\"\"),\"\",U113/'Combined scenario - input'!$D98),\"\")","v":""},{"$f":"IFERROR(IF(OR(V113=\"\",'Combined scenario - input'!$D98=\"\"),\"\",V113/'Combined scenario - input'!$D98),\"\")","v":""},{"$f":"IFERROR(IF(OR(W113=\"\",'Combined scenario - input'!$D98=\"\"),\"\",W113/'Combined scenario - input'!$D98),\"\")","v":""}]
[{"$f":"IFERROR('Combined scenario - input'!A99,\"\")","v":""},{"$f":"IFERROR('Combined scenario - input'!B99,\"\")","v":""},{"$f":"IFERROR('Combined scenario - input'!C99,\"\")","v":""},{"$f":"IFERROR(repcalc('Combined scenario - input'!$CV99:$GH99,'Combined scenario - input'!$G99,'Combined scenario - input'!$E99,'Combined scenario - input'!$F99,20,TRUE,TRUE),\"\")","v":""},"","","","","","","","","","","","","","","","","","","",{"$f":"IFERROR(IF(OR(D114=\"\",'Combined scenario - input'!$D99=\"\"),\"\",D114/'Combined scenario - input'!$D99),\"\")","v":""},{"$f":"IFERROR(IF(OR(E114=\"\",'Combined scenario - input'!$D99=\"\"),\"\",E114/'Combined scenario - input'!$D99),\"\")","v":""},{"$f":"IFERROR(IF(OR(F114=\"\",'Combined scenario - input'!$D99=\"\"),\"\",F114/'Combined scenario - input'!$D99),\"\")","v":""},{"$f":"IFERROR(IF(OR(G114=\"\",'Combined scenario - input'!$D99=\"\"),\"\",G114/'Combined scenario - input'!$D99),\"\")","v":""},{"$f":"IFERROR(IF(OR(H114=\"\",'Combined scenario - input'!$D99=\"\"),\"\",H114/'Combined scenario - input'!$D99),\"\")","v":""},{"$f":"IFERROR(IF(OR(I114=\"\",'Combined scenario - input'!$D99=\"\"),\"\",I114/'Combined scenario - input'!$D99),\"\")","v":""},{"$f":"IFERROR(IF(OR(J114=\"\",'Combined scenario - input'!$D99=\"\"),\"\",J114/'Combined scenario - input'!$D99),\"\")","v":""},{"$f":"IFERROR(IF(OR(K114=\"\",'Combined scenario - input'!$D99=\"\"),\"\",K114/'Combined scenario - input'!$D99),\"\")","v":""},{"$f":"IFERROR(IF(OR(L114=\"\",'Combined scenario - input'!$D99=\"\"),\"\",L114/'Combined scenario - input'!$D99),\"\")","v":""},{"$f":"IFERROR(IF(OR(M114=\"\",'Combined scenario - input'!$D99=\"\"),\"\",M114/'Combined scenario - input'!$D99),\"\")","v":""},{"$f":"IFERROR(IF(OR(N114=\"\",'Combined scenario - input'!$D99=\"\"),\"\",N114/'Combined scenario - input'!$D99),\"\")","v":""},{"$f":"IFERROR(IF(OR(O114=\"\",'Combined scenario - input'!$D99=\"\"),\"\",O114/'Combined scenario - input'!$D99),\"\")","v":""},{"$f":"IFERROR(IF(OR(P114=\"\",'Combined scenario - input'!$D99=\"\"),\"\",P114/'Combined scenario - input'!$D99),\"\")","v":""},{"$f":"IFERROR(IF(OR(Q114=\"\",'Combined scenario - input'!$D99=\"\"),\"\",Q114/'Combined scenario - input'!$D99),\"\")","v":""},{"$f":"IFERROR(IF(OR(R114=\"\",'Combined scenario - input'!$D99=\"\"),\"\",R114/'Combined scenario - input'!$D99),\"\")","v":""},{"$f":"IFERROR(IF(OR(S114=\"\",'Combined scenario - input'!$D99=\"\"),\"\",S114/'Combined scenario - input'!$D99),\"\")","v":""},{"$f":"IFERROR(IF(OR(T114=\"\",'Combined scenario - input'!$D99=\"\"),\"\",T114/'Combined scenario - input'!$D99),\"\")","v":""},{"$f":"IFERROR(IF(OR(U114=\"\",'Combined scenario - input'!$D99=\"\"),\"\",U114/'Combined scenario - input'!$D99),\"\")","v":""},{"$f":"IFERROR(IF(OR(V114=\"\",'Combined scenario - input'!$D99=\"\"),\"\",V114/'Combined scenario - input'!$D99),\"\")","v":""},{"$f":"IFERROR(IF(OR(W114=\"\",'Combined scenario - input'!$D99=\"\"),\"\",W114/'Combined scenario - input'!$D99),\"\")","v":""}]
[{"$f":"IFERROR('Combined scenario - input'!A100,\"\")","v":""},{"$f":"IFERROR('Combined scenario - input'!B100,\"\")","v":""},{"$f":"IFERROR('Combined scenario - input'!C100,\"\")","v":""},{"$f":"IFERROR(repcalc('Combined scenario - input'!$CV100:$GH100,'Combined scenario - input'!$G100,'Combined scenario - input'!$E100,'Combined scenario - input'!$F100,20,TRUE,TRUE),\"\")","v":""},"","","","","","","","","","","","","","","","","","","",{"$f":"IFERROR(IF(OR(D115=\"\",'Combined scenario - input'!$D100=\"\"),\"\",D115/'Combined scenario - input'!$D100),\"\")","v":""},{"$f":"IFERROR(IF(OR(E115=\"\",'Combined scenario - input'!$D100=\"\"),\"\",E115/'Combined scenario - input'!$D100),\"\")","v":""},{"$f":"IFERROR(IF(OR(F115=\"\",'Combined scenario - input'!$D100=\"\"),\"\",F115/'Combined scenario - input'!$D100),\"\")","v":""},{"$f":"IFERROR(IF(OR(G115=\"\",'Combined scenario - input'!$D100=\"\"),\"\",G115/'Combined scenario - input'!$D100),\"\")","v":""},{"$f":"IFERROR(IF(OR(H115=\"\",'Combined scenario - input'!$D100=\"\"),\"\",H115/'Combined scenario - input'!$D100),\"\")","v":""},{"$f":"IFERROR(IF(OR(I115=\"\",'Combined scenario - input'!$D100=\"\"),\"\",I115/'Combined scenario - input'!$D100),\"\")","v":""},{"$f":"IFERROR(IF(OR(J115=\"\",'Combined scenario - input'!$D100=\"\"),\"\",J115/'Combined scenario - input'!$D100),\"\")","v":""},{"$f":"IFERROR(IF(OR(K115=\"\",'Combined scenario - input'!$D100=\"\"),\"\",K115/'Combined scenario - input'!$D100),\"\")","v":""},{"$f":"IFERROR(IF(OR(L115=\"\",'Combined scenario - input'!$D100=\"\"),\"\",L115/'Combined scenario - input'!$D100),\"\")","v":""},{"$f":"IFERROR(IF(OR(M115=\"\",'Combined scenario - input'!$D100=\"\"),\"\",M115/'Combined scenario - input'!$D100),\"\")","v":""},{"$f":"IFERROR(IF(OR(N115=\"\",'Combined scenario - input'!$D100=\"\"),\"\",N115/'Combined scenario - input'!$D100),\"\")","v":""},{"$f":"IFERROR(IF(OR(O115=\"\",'Combined scenario - input'!$D100=\"\"),\"\",O115/'Combined scenario - input'!$D100),\"\")","v":""},{"$f":"IFERROR(IF(OR(P115=\"\",'Combined scenario - input'!$D100=\"\"),\"\",P115/'Combined scenario - input'!$D100),\"\")","v":""},{"$f":"IFERROR(IF(OR(Q115=\"\",'Combined scenario - input'!$D100=\"\"),\"\",Q115/'Combined scenario - input'!$D100),\"\")","v":""},{"$f":"IFERROR(IF(OR(R115=\"\",'Combined scenario - input'!$D100=\"\"),\"\",R115/'Combined scenario - input'!$D100),\"\")","v":""},{"$f":"IFERROR(IF(OR(S115=\"\",'Combined scenario - input'!$D100=\"\"),\"\",S115/'Combined scenario - input'!$D100),\"\")","v":""},{"$f":"IFERROR(IF(OR(T115=\"\",'Combined scenario - input'!$D100=\"\"),\"\",T115/'Combined scenario - input'!$D100),\"\")","v":""},{"$f":"IFERROR(IF(OR(U115=\"\",'Combined scenario - input'!$D100=\"\"),\"\",U115/'Combined scenario - input'!$D100),\"\")","v":""},{"$f":"IFERROR(IF(OR(V115=\"\",'Combined scenario - input'!$D100=\"\"),\"\",V115/'Combined scenario - input'!$D100),\"\")","v":""},{"$f":"IFERROR(IF(OR(W115=\"\",'Combined scenario - input'!$D100=\"\"),\"\",W115/'Combined scenario - input'!$D100),\"\")","v":""}]
[{"$f":"IFERROR('Combined scenario - input'!A101,\"\")","v":""},{"$f":"IFERROR('Combined scenario - input'!B101,\"\")","v":""},{"$f":"IFERROR('Combined scenario - input'!C101,\"\")","v":""},{"$f":"IFERROR(repcalc('Combined scenario - input'!$CV101:$GH101,'Combined scenario - input'!$G101,'Combined scenario - input'!$E101,'Combined scenario - input'!$F101,20,TRUE,TRUE),\"\")","v":""},"","","","","","","","","","","","","","","","","","","",{"$f":"IFERROR(IF(OR(D116=\"\",'Combined scenario - input'!$D101=\"\"),\"\",D116/'Combined scenario - input'!$D101),\"\")","v":""},{"$f":"IFERROR(IF(OR(E116=\"\",'Combined scenario - input'!$D101=\"\"),\"\",E116/'Combined scenario - input'!$D101),\"\")","v":""},{"$f":"IFERROR(IF(OR(F116=\"\",'Combined scenario - input'!$D101=\"\"),\"\",F116/'Combined scenario - input'!$D101),\"\")","v":""},{"$f":"IFERROR(IF(OR(G116=\"\",'Combined scenario - input'!$D101=\"\"),\"\",G116/'Combined scenario - input'!$D101),\"\")","v":""},{"$f":"IFERROR(IF(OR(H116=\"\",'Combined scenario - input'!$D101=\"\"),\"\",H116/'Combined scenario - input'!$D101),\"\")","v":""},{"$f":"IFERROR(IF(OR(I116=\"\",'Combined scenario - input'!$D101=\"\"),\"\",I116/'Combined scenario - input'!$D101),\"\")","v":""},{"$f":"IFERROR(IF(OR(J116=\"\",'Combined scenario - input'!$D101=\"\"),\"\",J116/'Combined scenario - input'!$D101),\"\")","v":""},{"$f":"IFERROR(IF(OR(K116=\"\",'Combined scenario - input'!$D101=\"\"),\"\",K116/'Combined scenario - input'!$D101),\"\")","v":""},{"$f":"IFERROR(IF(OR(L116=\"\",'Combined scenario - input'!$D101=\"\"),\"\",L116/'Combined scenario - input'!$D101),\"\")","v":""},{"$f":"IFERROR(IF(OR(M116=\"\",'Combined scenario - input'!$D101=\"\"),\"\",M116/'Combined scenario - input'!$D101),\"\")","v":""},{"$f":"IFERROR(IF(OR(N116=\"\",'Combined scenario - input'!$D101=\"\"),\"\",N116/'Combined scenario - input'!$D101),\"\")","v":""},{"$f":"IFERROR(IF(OR(O116=\"\",'Combined scenario - input'!$D101=\"\"),\"\",O116/'Combined scenario - input'!$D101),\"\")","v":""},{"$f":"IFERROR(IF(OR(P116=\"\",'Combined scenario - input'!$D101=\"\"),\"\",P116/'Combined scenario - input'!$D101),\"\")","v":""},{"$f":"IFERROR(IF(OR(Q116=\"\",'Combined scenario - input'!$D101=\"\"),\"\",Q116/'Combined scenario - input'!$D101),\"\")","v":""},{"$f":"IFERROR(IF(OR(R116=\"\",'Combined scenario - input'!$D101=\"\"),\"\",R116/'Combined scenario - input'!$D101),\"\")","v":""},{"$f":"IFERROR(IF(OR(S116=\"\",'Combined scenario - input'!$D101=\"\"),\"\",S116/'Combined scenario - input'!$D101),\"\")","v":""},{"$f":"IFERROR(IF(OR(T116=\"\",'Combined scenario - input'!$D101=\"\"),\"\",T116/'Combined scenario - input'!$D101),\"\")","v":""},{"$f":"IFERROR(IF(OR(U116=\"\",'Combined scenario - input'!$D101=\"\"),\"\",U116/'Combined scenario - input'!$D101),\"\")","v":""},{"$f":"IFERROR(IF(OR(V116=\"\",'Combined scenario - input'!$D101=\"\"),\"\",V116/'Combined scenario - input'!$D101),\"\")","v":""},{"$f":"IFERROR(IF(OR(W116=\"\",'Combined scenario - input'!$D101=\"\"),\"\",W116/'Combined scenario - input'!$D101),\"\")","v":""}]
[{"$f":"IFERROR('Combined scenario - input'!A102,\"\")","v":""},{"$f":"IFERROR('Combined scenario - input'!B102,\"\")","v":""},{"$f":"IFERROR('Combined scenario - input'!C102,\"\")","v":""},{"$f":"IFERROR(repcalc('Combined scenario - input'!$CV102:$GH102,'Combined scenario - input'!$G102,'Combined scenario - input'!$E102,'Combined scenario - input'!$F102,20,TRUE,TRUE),\"\")","v":""},"","","","","","","","","","","","","","","","","","","",{"$f":"IFERROR(IF(OR(D117=\"\",'Combined scenario - input'!$D102=\"\"),\"\",D117/'Combined scenario - input'!$D102),\"\")","v":""},{"$f":"IFERROR(IF(OR(E117=\"\",'Combined scenario - input'!$D102=\"\"),\"\",E117/'Combined scenario - input'!$D102),\"\")","v":""},{"$f":"IFERROR(IF(OR(F117=\"\",'Combined scenario - input'!$D102=\"\"),\"\",F117/'Combined scenario - input'!$D102),\"\")","v":""},{"$f":"IFERROR(IF(OR(G117=\"\",'Combined scenario - input'!$D102=\"\"),\"\",G117/'Combined scenario - input'!$D102),\"\")","v":""},{"$f":"IFERROR(IF(OR(H117=\"\",'Combined scenario - input'!$D102=\"\"),\"\",H117/'Combined scenario - input'!$D102),\"\")","v":""},{"$f":"IFERROR(IF(OR(I117=\"\",'Combined scenario - input'!$D102=\"\"),\"\",I117/'Combined scenario - input'!$D102),\"\")","v":""},{"$f":"IFERROR(IF(OR(J117=\"\",'Combined scenario - input'!$D102=\"\"),\"\",J117/'Combined scenario - input'!$D102),\"\")","v":""},{"$f":"IFERROR(IF(OR(K117=\"\",'Combined scenario - input'!$D102=\"\"),\"\",K117/'Combined scenario - input'!$D102),\"\")","v":""},{"$f":"IFERROR(IF(OR(L117=\"\",'Combined scenario - input'!$D102=\"\"),\"\",L117/'Combined scenario - input'!$D102),\"\")","v":""},{"$f":"IFERROR(IF(OR(M117=\"\",'Combined scenario - input'!$D102=\"\"),\"\",M117/'Combined scenario - input'!$D102),\"\")","v":""},{"$f":"IFERROR(IF(OR(N117=\"\",'Combined scenario - input'!$D102=\"\"),\"\",N117/'Combined scenario - input'!$D102),\"\")","v":""},{"$f":"IFERROR(IF(OR(O117=\"\",'Combined scenario - input'!$D102=\"\"),\"\",O117/'Combined scenario - input'!$D102),\"\")","v":""},{"$f":"IFERROR(IF(OR(P117=\"\",'Combined scenario - input'!$D102=\"\"),\"\",P117/'Combined scenario - input'!$D102),\"\")","v":""},{"$f":"IFERROR(IF(OR(Q117=\"\",'Combined scenario - input'!$D102=\"\"),\"\",Q117/'Combined scenario - input'!$D102),\"\")","v":""},{"$f":"IFERROR(IF(OR(R117=\"\",'Combined scenario - input'!$D102=\"\"),\"\",R117/'Combined scenario - input'!$D102),\"\")","v":""},{"$f":"IFERROR(IF(OR(S117=\"\",'Combined scenario - input'!$D102=\"\"),\"\",S117/'Combined scenario - input'!$D102),\"\")","v":""},{"$f":"IFERROR(IF(OR(T117=\"\",'Combined scenario - input'!$D102=\"\"),\"\",T117/'Combined scenario - input'!$D102),\"\")","v":""},{"$f":"IFERROR(IF(OR(U117=\"\",'Combined scenario - input'!$D102=\"\"),\"\",U117/'Combined scenario - input'!$D102),\"\")","v":""},{"$f":"IFERROR(IF(OR(V117=\"\",'Combined scenario - input'!$D102=\"\"),\"\",V117/'Combined scenario - input'!$D102),\"\")","v":""},{"$f":"IFERROR(IF(OR(W117=\"\",'Combined scenario - input'!$D102=\"\"),\"\",W117/'Combined scenario - input'!$D102),\"\")","v":""}]
[{"$f":"IFERROR('Combined scenario - input'!A103,\"\")","v":""},{"$f":"IFERROR('Combined scenario - input'!B103,\"\")","v":""},{"$f":"IFERROR('Combined scenario - input'!C103,\"\")","v":""},{"$f":"IFERROR(repcalc('Combined scenario - input'!$CV103:$GH103,'Combined scenario - input'!$G103,'Combined scenario - input'!$E103,'Combined scenario - input'!$F103,20,TRUE,TRUE),\"\")","v":""},"","","","","","","","","","","","","","","","","","","",{"$f":"IFERROR(IF(OR(D118=\"\",'Combined scenario - input'!$D103=\"\"),\"\",D118/'Combined scenario - input'!$D103),\"\")","v":""},{"$f":"IFERROR(IF(OR(E118=\"\",'Combined scenario - input'!$D103=\"\"),\"\",E118/'Combined scenario - input'!$D103),\"\")","v":""},{"$f":"IFERROR(IF(OR(F118=\"\",'Combined scenario - input'!$D103=\"\"),\"\",F118/'Combined scenario - input'!$D103),\"\")","v":""},{"$f":"IFERROR(IF(OR(G118=\"\",'Combined scenario - input'!$D103=\"\"),\"\",G118/'Combined scenario - input'!$D103),\"\")","v":""},{"$f":"IFERROR(IF(OR(H118=\"\",'Combined scenario - input'!$D103=\"\"),\"\",H118/'Combined scenario - input'!$D103),\"\")","v":""},{"$f":"IFERROR(IF(OR(I118=\"\",'Combined scenario - input'!$D103=\"\"),\"\",I118/'Combined scenario - input'!$D103),\"\")","v":""},{"$f":"IFERROR(IF(OR(J118=\"\",'Combined scenario - input'!$D103=\"\"),\"\",J118/'Combined scenario - input'!$D103),\"\")","v":""},{"$f":"IFERROR(IF(OR(K118=\"\",'Combined scenario - input'!$D103=\"\"),\"\",K118/'Combined scenario - input'!$D103),\"\")","v":""},{"$f":"IFERROR(IF(OR(L118=\"\",'Combined scenario - input'!$D103=\"\"),\"\",L118/'Combined scenario - input'!$D103),\"\")","v":""},{"$f":"IFERROR(IF(OR(M118=\"\",'Combined scenario - input'!$D103=\"\"),\"\",M118/'Combined scenario - input'!$D103),\"\")","v":""},{"$f":"IFERROR(IF(OR(N118=\"\",'Combined scenario - input'!$D103=\"\"),\"\",N118/'Combined scenario - input'!$D103),\"\")","v":""},{"$f":"IFERROR(IF(OR(O118=\"\",'Combined scenario - input'!$D103=\"\"),\"\",O118/'Combined scenario - input'!$D103),\"\")","v":""},{"$f":"IFERROR(IF(OR(P118=\"\",'Combined scenario - input'!$D103=\"\"),\"\",P118/'Combined scenario - input'!$D103),\"\")","v":""},{"$f":"IFERROR(IF(OR(Q118=\"\",'Combined scenario - input'!$D103=\"\"),\"\",Q118/'Combined scenario - input'!$D103),\"\")","v":""},{"$f":"IFERROR(IF(OR(R118=\"\",'Combined scenario - input'!$D103=\"\"),\"\",R118/'Combined scenario - input'!$D103),\"\")","v":""},{"$f":"IFERROR(IF(OR(S118=\"\",'Combined scenario - input'!$D103=\"\"),\"\",S118/'Combined scenario - input'!$D103),\"\")","v":""},{"$f":"IFERROR(IF(OR(T118=\"\",'Combined scenario - input'!$D103=\"\"),\"\",T118/'Combined scenario - input'!$D103),\"\")","v":""},{"$f":"IFERROR(IF(OR(U118=\"\",'Combined scenario - input'!$D103=\"\"),\"\",U118/'Combined scenario - input'!$D103),\"\")","v":""},{"$f":"IFERROR(IF(OR(V118=\"\",'Combined scenario - input'!$D103=\"\"),\"\",V118/'Combined scenario - input'!$D103),\"\")","v":""},{"$f":"IFERROR(IF(OR(W118=\"\",'Combined scenario - input'!$D103=\"\"),\"\",W118/'Combined scenario - input'!$D103),\"\")","v":""}]
[{"$f":"IFERROR('Combined scenario - input'!A104,\"\")","v":""},{"$f":"IFERROR('Combined scenario - input'!B104,\"\")","v":""},{"$f":"IFERROR('Combined scenario - input'!C104,\"\")","v":""},{"$f":"IFERROR(repcalc('Combined scenario - input'!$CV104:$GH104,'Combined scenario - input'!$G104,'Combined scenario - input'!$E104,'Combined scenario - input'!$F104,20,TRUE,TRUE),\"\")","v":""},"","","","","","","","","","","","","","","","","","","",{"$f":"IFERROR(IF(OR(D119=\"\",'Combined scenario - input'!$D104=\"\"),\"\",D119/'Combined scenario - input'!$D104),\"\")","v":""},{"$f":"IFERROR(IF(OR(E119=\"\",'Combined scenario - input'!$D104=\"\"),\"\",E119/'Combined scenario - input'!$D104),\"\")","v":""},{"$f":"IFERROR(IF(OR(F119=\"\",'Combined scenario - input'!$D104=\"\"),\"\",F119/'Combined scenario - input'!$D104),\"\")","v":""},{"$f":"IFERROR(IF(OR(G119=\"\",'Combined scenario - input'!$D104=\"\"),\"\",G119/'Combined scenario - input'!$D104),\"\")","v":""},{"$f":"IFERROR(IF(OR(H119=\"\",'Combined scenario - input'!$D104=\"\"),\"\",H119/'Combined scenario - input'!$D104),\"\")","v":""},{"$f":"IFERROR(IF(OR(I119=\"\",'Combined scenario - input'!$D104=\"\"),\"\",I119/'Combined scenario - input'!$D104),\"\")","v":""},{"$f":"IFERROR(IF(OR(J119=\"\",'Combined scenario - input'!$D104=\"\"),\"\",J119/'Combined scenario - input'!$D104),\"\")","v":""},{"$f":"IFERROR(IF(OR(K119=\"\",'Combined scenario - input'!$D104=\"\"),\"\",K119/'Combined scenario - input'!$D104),\"\")","v":""},{"$f":"IFERROR(IF(OR(L119=\"\",'Combined scenario - input'!$D104=\"\"),\"\",L119/'Combined scenario - input'!$D104),\"\")","v":""},{"$f":"IFERROR(IF(OR(M119=\"\",'Combined scenario - input'!$D104=\"\"),\"\",M119/'Combined scenario - input'!$D104),\"\")","v":""},{"$f":"IFERROR(IF(OR(N119=\"\",'Combined scenario - input'!$D104=\"\"),\"\",N119/'Combined scenario - input'!$D104),\"\")","v":""},{"$f":"IFERROR(IF(OR(O119=\"\",'Combined scenario - input'!$D104=\"\"),\"\",O119/'Combined scenario - input'!$D104),\"\")","v":""},{"$f":"IFERROR(IF(OR(P119=\"\",'Combined scenario - input'!$D104=\"\"),\"\",P119/'Combined scenario - input'!$D104),\"\")","v":""},{"$f":"IFERROR(IF(OR(Q119=\"\",'Combined scenario - input'!$D104=\"\"),\"\",Q119/'Combined scenario - input'!$D104),\"\")","v":""},{"$f":"IFERROR(IF(OR(R119=\"\",'Combined scenario - input'!$D104=\"\"),\"\",R119/'Combined scenario - input'!$D104),\"\")","v":""},{"$f":"IFERROR(IF(OR(S119=\"\",'Combined scenario - input'!$D104=\"\"),\"\",S119/'Combined scenario - input'!$D104),\"\")","v":""},{"$f":"IFERROR(IF(OR(T119=\"\",'Combined scenario - input'!$D104=\"\"),\"\",T119/'Combined scenario - input'!$D104),\"\")","v":""},{"$f":"IFERROR(IF(OR(U119=\"\",'Combined scenario - input'!$D104=\"\"),\"\",U119/'Combined scenario - input'!$D104),\"\")","v":""},{"$f":"IFERROR(IF(OR(V119=\"\",'Combined scenario - input'!$D104=\"\"),\"\",V119/'Combined scenario - input'!$D104),\"\")","v":""},{"$f":"IFERROR(IF(OR(W119=\"\",'Combined scenario - input'!$D104=\"\"),\"\",W119/'Combined scenario - input'!$D104),\"\")","v":""}]
[{"$f":"IFERROR('Combined scenario - input'!A105,\"\")","v":""},{"$f":"IFERROR('Combined scenario - input'!B105,\"\")","v":""},{"$f":"IFERROR('Combined scenario - input'!C105,\"\")","v":""},{"$f":"IFERROR(repcalc('Combined scenario - input'!$CV105:$GH105,'Combined scenario - input'!$G105,'Combined scenario - input'!$E105,'Combined scenario - input'!$F105,20,TRUE,TRUE),\"\")","v":""},"","","","","","","","","","","","","","","","","","","",{"$f":"IFERROR(IF(OR(D120=\"\",'Combined scenario - input'!$D105=\"\"),\"\",D120/'Combined scenario - input'!$D105),\"\")","v":""},{"$f":"IFERROR(IF(OR(E120=\"\",'Combined scenario - input'!$D105=\"\"),\"\",E120/'Combined scenario - input'!$D105),\"\")","v":""},{"$f":"IFERROR(IF(OR(F120=\"\",'Combined scenario - input'!$D105=\"\"),\"\",F120/'Combined scenario - input'!$D105),\"\")","v":""},{"$f":"IFERROR(IF(OR(G120=\"\",'Combined scenario - input'!$D105=\"\"),\"\",G120/'Combined scenario - input'!$D105),\"\")","v":""},{"$f":"IFERROR(IF(OR(H120=\"\",'Combined scenario - input'!$D105=\"\"),\"\",H120/'Combined scenario - input'!$D105),\"\")","v":""},{"$f":"IFERROR(IF(OR(I120=\"\",'Combined scenario - input'!$D105=\"\"),\"\",I120/'Combined scenario - input'!$D105),\"\")","v":""},{"$f":"IFERROR(IF(OR(J120=\"\",'Combined scenario - input'!$D105=\"\"),\"\",J120/'Combined scenario - input'!$D105),\"\")","v":""},{"$f":"IFERROR(IF(OR(K120=\"\",'Combined scenario - input'!$D105=\"\"),\"\",K120/'Combined scenario - input'!$D105),\"\")","v":""},{"$f":"IFERROR(IF(OR(L120=\"\",'Combined scenario - input'!$D105=\"\"),\"\",L120/'Combined scenario - input'!$D105),\"\")","v":""},{"$f":"IFERROR(IF(OR(M120=\"\",'Combined scenario - input'!$D105=\"\"),\"\",M120/'Combined scenario - input'!$D105),\"\")","v":""},{"$f":"IFERROR(IF(OR(N120=\"\",'Combined scenario - input'!$D105=\"\"),\"\",N120/'Combined scenario - input'!$D105),\"\")","v":""},{"$f":"IFERROR(IF(OR(O120=\"\",'Combined scenario - input'!$D105=\"\"),\"\",O120/'Combined scenario - input'!$D105),\"\")","v":""},{"$f":"IFERROR(IF(OR(P120=\"\",'Combined scenario - input'!$D105=\"\"),\"\",P120/'Combined scenario - input'!$D105),\"\")","v":""},{"$f":"IFERROR(IF(OR(Q120=\"\",'Combined scenario - input'!$D105=\"\"),\"\",Q120/'Combined scenario - input'!$D105),\"\")","v":""},{"$f":"IFERROR(IF(OR(R120=\"\",'Combined scenario - input'!$D105=\"\"),\"\",R120/'Combined scenario - input'!$D105),\"\")","v":""},{"$f":"IFERROR(IF(OR(S120=\"\",'Combined scenario - input'!$D105=\"\"),\"\",S120/'Combined scenario - input'!$D105),\"\")","v":""},{"$f":"IFERROR(IF(OR(T120=\"\",'Combined scenario - input'!$D105=\"\"),\"\",T120/'Combined scenario - input'!$D105),\"\")","v":""},{"$f":"IFERROR(IF(OR(U120=\"\",'Combined scenario - input'!$D105=\"\"),\"\",U120/'Combined scenario - input'!$D105),\"\")","v":""},{"$f":"IFERROR(IF(OR(V120=\"\",'Combined scenario - input'!$D105=\"\"),\"\",V120/'Combined scenario - input'!$D105),\"\")","v":""},{"$f":"IFERROR(IF(OR(W120=\"\",'Combined scenario - input'!$D105=\"\"),\"\",W120/'Combined scenario - input'!$D105),\"\")","v":""}]
[{"$f":"IFERROR('Combined scenario - input'!A106,\"\")","v":""},{"$f":"IFERROR('Combined scenario - input'!B106,\"\")","v":""},{"$f":"IFERROR('Combined scenario - input'!C106,\"\")","v":""},{"$f":"IFERROR(repcalc('Combined scenario - input'!$CV106:$GH106,'Combined scenario - input'!$G106,'Combined scenario - input'!$E106,'Combined scenario - input'!$F106,20,TRUE,TRUE),\"\")","v":""},"","","","","","","","","","","","","","","","","","","",{"$f":"IFERROR(IF(OR(D121=\"\",'Combined scenario - input'!$D106=\"\"),\"\",D121/'Combined scenario - input'!$D106),\"\")","v":""},{"$f":"IFERROR(IF(OR(E121=\"\",'Combined scenario - input'!$D106=\"\"),\"\",E121/'Combined scenario - input'!$D106),\"\")","v":""},{"$f":"IFERROR(IF(OR(F121=\"\",'Combined scenario - input'!$D106=\"\"),\"\",F121/'Combined scenario - input'!$D106),\"\")","v":""},{"$f":"IFERROR(IF(OR(G121=\"\",'Combined scenario - input'!$D106=\"\"),\"\",G121/'Combined scenario - input'!$D106),\"\")","v":""},{"$f":"IFERROR(IF(OR(H121=\"\",'Combined scenario - input'!$D106=\"\"),\"\",H121/'Combined scenario - input'!$D106),\"\")","v":""},{"$f":"IFERROR(IF(OR(I121=\"\",'Combined scenario - input'!$D106=\"\"),\"\",I121/'Combined scenario - input'!$D106),\"\")","v":""},{"$f":"IFERROR(IF(OR(J121=\"\",'Combined scenario - input'!$D106=\"\"),\"\",J121/'Combined scenario - input'!$D106),\"\")","v":""},{"$f":"IFERROR(IF(OR(K121=\"\",'Combined scenario - input'!$D106=\"\"),\"\",K121/'Combined scenario - input'!$D106),\"\")","v":""},{"$f":"IFERROR(IF(OR(L121=\"\",'Combined scenario - input'!$D106=\"\"),\"\",L121/'Combined scenario - input'!$D106),\"\")","v":""},{"$f":"IFERROR(IF(OR(M121=\"\",'Combined scenario - input'!$D106=\"\"),\"\",M121/'Combined scenario - input'!$D106),\"\")","v":""},{"$f":"IFERROR(IF(OR(N121=\"\",'Combined scenario - input'!$D106=\"\"),\"\",N121/'Combined scenario - input'!$D106),\"\")","v":""},{"$f":"IFERROR(IF(OR(O121=\"\",'Combined scenario - input'!$D106=\"\"),\"\",O121/'Combined scenario - input'!$D106),\"\")","v":""},{"$f":"IFERROR(IF(OR(P121=\"\",'Combined scenario - input'!$D106=\"\"),\"\",P121/'Combined scenario - input'!$D106),\"\")","v":""},{"$f":"IFERROR(IF(OR(Q121=\"\",'Combined scenario - input'!$D106=\"\"),\"\",Q121/'Combined scenario - input'!$D106),\"\")","v":""},{"$f":"IFERROR(IF(OR(R121=\"\",'Combined scenario - input'!$D106=\"\"),\"\",R121/'Combined scenario - input'!$D106),\"\")","v":""},{"$f":"IFERROR(IF(OR(S121=\"\",'Combined scenario - input'!$D106=\"\"),\"\",S121/'Combined scenario - input'!$D106),\"\")","v":""},{"$f":"IFERROR(IF(OR(T121=\"\",'Combined scenario - input'!$D106=\"\"),\"\",T121/'Combined scenario - input'!$D106),\"\")","v":""},{"$f":"IFERROR(IF(OR(U121=\"\",'Combined scenario - input'!$D106=\"\"),\"\",U121/'Combined scenario - input'!$D106),\"\")","v":""},{"$f":"IFERROR(IF(OR(V121=\"\",'Combined scenario - input'!$D106=\"\"),\"\",V121/'Combined scenario - input'!$D106),\"\")","v":""},{"$f":"IFERROR(IF(OR(W121=\"\",'Combined scenario - input'!$D106=\"\"),\"\",W121/'Combined scenario - input'!$D106),\"\")","v":""}]
[{"$f":"IFERROR('Combined scenario - input'!A107,\"\")","v":""},{"$f":"IFERROR('Combined scenario - input'!B107,\"\")","v":""},{"$f":"IFERROR('Combined scenario - input'!C107,\"\")","v":""},{"$f":"IFERROR(repcalc('Combined scenario - input'!$CV107:$GH107,'Combined scenario - input'!$G107,'Combined scenario - input'!$E107,'Combined scenario - input'!$F107,20,TRUE,TRUE),\"\")","v":""},"","","","","","","","","","","","","","","","","","","",{"$f":"IFERROR(IF(OR(D122=\"\",'Combined scenario - input'!$D107=\"\"),\"\",D122/'Combined scenario - input'!$D107),\"\")","v":""},{"$f":"IFERROR(IF(OR(E122=\"\",'Combined scenario - input'!$D107=\"\"),\"\",E122/'Combined scenario - input'!$D107),\"\")","v":""},{"$f":"IFERROR(IF(OR(F122=\"\",'Combined scenario - input'!$D107=\"\"),\"\",F122/'Combined scenario - input'!$D107),\"\")","v":""},{"$f":"IFERROR(IF(OR(G122=\"\",'Combined scenario - input'!$D107=\"\"),\"\",G122/'Combined scenario - input'!$D107),\"\")","v":""},{"$f":"IFERROR(IF(OR(H122=\"\",'Combined scenario - input'!$D107=\"\"),\"\",H122/'Combined scenario - input'!$D107),\"\")","v":""},{"$f":"IFERROR(IF(OR(I122=\"\",'Combined scenario - input'!$D107=\"\"),\"\",I122/'Combined scenario - input'!$D107),\"\")","v":""},{"$f":"IFERROR(IF(OR(J122=\"\",'Combined scenario - input'!$D107=\"\"),\"\",J122/'Combined scenario - input'!$D107),\"\")","v":""},{"$f":"IFERROR(IF(OR(K122=\"\",'Combined scenario - input'!$D107=\"\"),\"\",K122/'Combined scenario - input'!$D107),\"\")","v":""},{"$f":"IFERROR(IF(OR(L122=\"\",'Combined scenario - input'!$D107=\"\"),\"\",L122/'Combined scenario - input'!$D107),\"\")","v":""},{"$f":"IFERROR(IF(OR(M122=\"\",'Combined scenario - input'!$D107=\"\"),\"\",M122/'Combined scenario - input'!$D107),\"\")","v":""},{"$f":"IFERROR(IF(OR(N122=\"\",'Combined scenario - input'!$D107=\"\"),\"\",N122/'Combined scenario - input'!$D107),\"\")","v":""},{"$f":"IFERROR(IF(OR(O122=\"\",'Combined scenario - input'!$D107=\"\"),\"\",O122/'Combined scenario - input'!$D107),\"\")","v":""},{"$f":"IFERROR(IF(OR(P122=\"\",'Combined scenario - input'!$D107=\"\"),\"\",P122/'Combined scenario - input'!$D107),\"\")","v":""},{"$f":"IFERROR(IF(OR(Q122=\"\",'Combined scenario - input'!$D107=\"\"),\"\",Q122/'Combined scenario - input'!$D107),\"\")","v":""},{"$f":"IFERROR(IF(OR(R122=\"\",'Combined scenario - input'!$D107=\"\"),\"\",R122/'Combined scenario - input'!$D107),\"\")","v":""},{"$f":"IFERROR(IF(OR(S122=\"\",'Combined scenario - input'!$D107=\"\"),\"\",S122/'Combined scenario - input'!$D107),\"\")","v":""},{"$f":"IFERROR(IF(OR(T122=\"\",'Combined scenario - input'!$D107=\"\"),\"\",T122/'Combined scenario - input'!$D107),\"\")","v":""},{"$f":"IFERROR(IF(OR(U122=\"\",'Combined scenario - input'!$D107=\"\"),\"\",U122/'Combined scenario - input'!$D107),\"\")","v":""},{"$f":"IFERROR(IF(OR(V122=\"\",'Combined scenario - input'!$D107=\"\"),\"\",V122/'Combined scenario - input'!$D107),\"\")","v":""},{"$f":"IFERROR(IF(OR(W122=\"\",'Combined scenario - input'!$D107=\"\"),\"\",W122/'Combined scenario - input'!$D107),\"\")","v":""}]
[{"$f":"IFERROR('Combined scenario - input'!A108,\"\")","v":""},{"$f":"IFERROR('Combined scenario - input'!B108,\"\")","v":""},{"$f":"IFERROR('Combined scenario - input'!C108,\"\")","v":""},{"$f":"IFERROR(repcalc('Combined scenario - input'!$CV108:$GH108,'Combined scenario - input'!$G108,'Combined scenario - input'!$E108,'Combined scenario - input'!$F108,20,TRUE,TRUE),\"\")","v":""},"","","","","","","","","","","","","","","","","","","",{"$f":"IFERROR(IF(OR(D123=\"\",'Combined scenario - input'!$D108=\"\"),\"\",D123/'Combined scenario - input'!$D108),\"\")","v":""},{"$f":"IFERROR(IF(OR(E123=\"\",'Combined scenario - input'!$D108=\"\"),\"\",E123/'Combined scenario - input'!$D108),\"\")","v":""},{"$f":"IFERROR(IF(OR(F123=\"\",'Combined scenario - input'!$D108=\"\"),\"\",F123/'Combined scenario - input'!$D108),\"\")","v":""},{"$f":"IFERROR(IF(OR(G123=\"\",'Combined scenario - input'!$D108=\"\"),\"\",G123/'Combined scenario - input'!$D108),\"\")","v":""},{"$f":"IFERROR(IF(OR(H123=\"\",'Combined scenario - input'!$D108=\"\"),\"\",H123/'Combined scenario - input'!$D108),\"\")","v":""},{"$f":"IFERROR(IF(OR(I123=\"\",'Combined scenario - input'!$D108=\"\"),\"\",I123/'Combined scenario - input'!$D108),\"\")","v":""},{"$f":"IFERROR(IF(OR(J123=\"\",'Combined scenario - input'!$D108=\"\"),\"\",J123/'Combined scenario - input'!$D108),\"\")","v":""},{"$f":"IFERROR(IF(OR(K123=\"\",'Combined scenario - input'!$D108=\"\"),\"\",K123/'Combined scenario - input'!$D108),\"\")","v":""},{"$f":"IFERROR(IF(OR(L123=\"\",'Combined scenario - input'!$D108=\"\"),\"\",L123/'Combined scenario - input'!$D108),\"\")","v":""},{"$f":"IFERROR(IF(OR(M123=\"\",'Combined scenario - input'!$D108=\"\"),\"\",M123/'Combined scenario - input'!$D108),\"\")","v":""},{"$f":"IFERROR(IF(OR(N123=\"\",'Combined scenario - input'!$D108=\"\"),\"\",N123/'Combined scenario - input'!$D108),\"\")","v":""},{"$f":"IFERROR(IF(OR(O123=\"\",'Combined scenario - input'!$D108=\"\"),\"\",O123/'Combined scenario - input'!$D108),\"\")","v":""},{"$f":"IFERROR(IF(OR(P123=\"\",'Combined scenario - input'!$D108=\"\"),\"\",P123/'Combined scenario - input'!$D108),\"\")","v":""},{"$f":"IFERROR(IF(OR(Q123=\"\",'Combined scenario - input'!$D108=\"\"),\"\",Q123/'Combined scenario - input'!$D108),\"\")","v":""},{"$f":"IFERROR(IF(OR(R123=\"\",'Combined scenario - input'!$D108=\"\"),\"\",R123/'Combined scenario - input'!$D108),\"\")","v":""},{"$f":"IFERROR(IF(OR(S123=\"\",'Combined scenario - input'!$D108=\"\"),\"\",S123/'Combined scenario - input'!$D108),\"\")","v":""},{"$f":"IFERROR(IF(OR(T123=\"\",'Combined scenario - input'!$D108=\"\"),\"\",T123/'Combined scenario - input'!$D108),\"\")","v":""},{"$f":"IFERROR(IF(OR(U123=\"\",'Combined scenario - input'!$D108=\"\"),\"\",U123/'Combined scenario - input'!$D108),\"\")","v":""},{"$f":"IFERROR(IF(OR(V123=\"\",'Combined scenario - input'!$D108=\"\"),\"\",V123/'Combined scenario - input'!$D108),\"\")","v":""},{"$f":"IFERROR(IF(OR(W123=\"\",'Combined scenario - input'!$D108=\"\"),\"\",W123/'Combined scenario - input'!$D108),\"\")","v":""}]
[{"$f":"IFERROR('Combined scenario - input'!A109,\"\")","v":""},{"$f":"IFERROR('Combined scenario - input'!B109,\"\")","v":""},{"$f":"IFERROR('Combined scenario - input'!C109,\"\")","v":""},{"$f":"IFERROR(repcalc('Combined scenario - input'!$CV109:$GH109,'Combined scenario - input'!$G109,'Combined scenario - input'!$E109,'Combined scenario - input'!$F109,20,TRUE,TRUE),\"\")","v":""},"","","","","","","","","","","","","","","","","","","",{"$f":"IFERROR(IF(OR(D124=\"\",'Combined scenario - input'!$D109=\"\"),\"\",D124/'Combined scenario - input'!$D109),\"\")","v":""},{"$f":"IFERROR(IF(OR(E124=\"\",'Combined scenario - input'!$D109=\"\"),\"\",E124/'Combined scenario - input'!$D109),\"\")","v":""},{"$f":"IFERROR(IF(OR(F124=\"\",'Combined scenario - input'!$D109=\"\"),\"\",F124/'Combined scenario - input'!$D109),\"\")","v":""},{"$f":"IFERROR(IF(OR(G124=\"\",'Combined scenario - input'!$D109=\"\"),\"\",G124/'Combined scenario - input'!$D109),\"\")","v":""},{"$f":"IFERROR(IF(OR(H124=\"\",'Combined scenario - input'!$D109=\"\"),\"\",H124/'Combined scenario - input'!$D109),\"\")","v":""},{"$f":"IFERROR(IF(OR(I124=\"\",'Combined scenario - input'!$D109=\"\"),\"\",I124/'Combined scenario - input'!$D109),\"\")","v":""},{"$f":"IFERROR(IF(OR(J124=\"\",'Combined scenario - input'!$D109=\"\"),\"\",J124/'Combined scenario - input'!$D109),\"\")","v":""},{"$f":"IFERROR(IF(OR(K124=\"\",'Combined scenario - input'!$D109=\"\"),\"\",K124/'Combined scenario - input'!$D109),\"\")","v":""},{"$f":"IFERROR(IF(OR(L124=\"\",'Combined scenario - input'!$D109=\"\"),\"\",L124/'Combined scenario - input'!$D109),\"\")","v":""},{"$f":"IFERROR(IF(OR(M124=\"\",'Combined scenario - input'!$D109=\"\"),\"\",M124/'Combined scenario - input'!$D109),\"\")","v":""},{"$f":"IFERROR(IF(OR(N124=\"\",'Combined scenario - input'!$D109=\"\"),\"\",N124/'Combined scenario - input'!$D109),\"\")","v":""},{"$f":"IFERROR(IF(OR(O124=\"\",'Combined scenario - input'!$D109=\"\"),\"\",O124/'Combined scenario - input'!$D109),\"\")","v":""},{"$f":"IFERROR(IF(OR(P124=\"\",'Combined scenario - input'!$D109=\"\"),\"\",P124/'Combined scenario - input'!$D109),\"\")","v":""},{"$f":"IFERROR(IF(OR(Q124=\"\",'Combined scenario - input'!$D109=\"\"),\"\",Q124/'Combined scenario - input'!$D109),\"\")","v":""},{"$f":"IFERROR(IF(OR(R124=\"\",'Combined scenario - input'!$D109=\"\"),\"\",R124/'Combined scenario - input'!$D109),\"\")","v":""},{"$f":"IFERROR(IF(OR(S124=\"\",'Combined scenario - input'!$D109=\"\"),\"\",S124/'Combined scenario - input'!$D109),\"\")","v":""},{"$f":"IFERROR(IF(OR(T124=\"\",'Combined scenario - input'!$D109=\"\"),\"\",T124/'Combined scenario - input'!$D109),\"\")","v":""},{"$f":"IFERROR(IF(OR(U124=\"\",'Combined scenario - input'!$D109=\"\"),\"\",U124/'Combined scenario - input'!$D109),\"\")","v":""},{"$f":"IFERROR(IF(OR(V124=\"\",'Combined scenario - input'!$D109=\"\"),\"\",V124/'Combined scenario - input'!$D109),\"\")","v":""},{"$f":"IFERROR(IF(OR(W124=\"\",'Combined scenario - input'!$D109=\"\"),\"\",W124/'Combined scenario - input'!$D109),\"\")","v":""}]
[{"$f":"IFERROR('Combined scenario - input'!A110,\"\")","v":""},{"$f":"IFERROR('Combined scenario - input'!B110,\"\")","v":""},{"$f":"IFERROR('Combined scenario - input'!C110,\"\")","v":""},{"$f":"IFERROR(repcalc('Combined scenario - input'!$CV110:$GH110,'Combined scenario - input'!$G110,'Combined scenario - input'!$E110,'Combined scenario - input'!$F110,20,TRUE,TRUE),\"\")","v":""},"","","","","","","","","","","","","","","","","","","",{"$f":"IFERROR(IF(OR(D125=\"\",'Combined scenario - input'!$D110=\"\"),\"\",D125/'Combined scenario - input'!$D110),\"\")","v":""},{"$f":"IFERROR(IF(OR(E125=\"\",'Combined scenario - input'!$D110=\"\"),\"\",E125/'Combined scenario - input'!$D110),\"\")","v":""},{"$f":"IFERROR(IF(OR(F125=\"\",'Combined scenario - input'!$D110=\"\"),\"\",F125/'Combined scenario - input'!$D110),\"\")","v":""},{"$f":"IFERROR(IF(OR(G125=\"\",'Combined scenario - input'!$D110=\"\"),\"\",G125/'Combined scenario - input'!$D110),\"\")","v":""},{"$f":"IFERROR(IF(OR(H125=\"\",'Combined scenario - input'!$D110=\"\"),\"\",H125/'Combined scenario - input'!$D110),\"\")","v":""},{"$f":"IFERROR(IF(OR(I125=\"\",'Combined scenario - input'!$D110=\"\"),\"\",I125/'Combined scenario - input'!$D110),\"\")","v":""},{"$f":"IFERROR(IF(OR(J125=\"\",'Combined scenario - input'!$D110=\"\"),\"\",J125/'Combined scenario - input'!$D110),\"\")","v":""},{"$f":"IFERROR(IF(OR(K125=\"\",'Combined scenario - input'!$D110=\"\"),\"\",K125/'Combined scenario - input'!$D110),\"\")","v":""},{"$f":"IFERROR(IF(OR(L125=\"\",'Combined scenario - input'!$D110=\"\"),\"\",L125/'Combined scenario - input'!$D110),\"\")","v":""},{"$f":"IFERROR(IF(OR(M125=\"\",'Combined scenario - input'!$D110=\"\"),\"\",M125/'Combined scenario - input'!$D110),\"\")","v":""},{"$f":"IFERROR(IF(OR(N125=\"\",'Combined scenario - input'!$D110=\"\"),\"\",N125/'Combined scenario - input'!$D110),\"\")","v":""},{"$f":"IFERROR(IF(OR(O125=\"\",'Combined scenario - input'!$D110=\"\"),\"\",O125/'Combined scenario - input'!$D110),\"\")","v":""},{"$f":"IFERROR(IF(OR(P125=\"\",'Combined scenario - input'!$D110=\"\"),\"\",P125/'Combined scenario - input'!$D110),\"\")","v":""},{"$f":"IFERROR(IF(OR(Q125=\"\",'Combined scenario - input'!$D110=\"\"),\"\",Q125/'Combined scenario - input'!$D110),\"\")","v":""},{"$f":"IFERROR(IF(OR(R125=\"\",'Combined scenario - input'!$D110=\"\"),\"\",R125/'Combined scenario - input'!$D110),\"\")","v":""},{"$f":"IFERROR(IF(OR(S125=\"\",'Combined scenario - input'!$D110=\"\"),\"\",S125/'Combined scenario - input'!$D110),\"\")","v":""},{"$f":"IFERROR(IF(OR(T125=\"\",'Combined scenario - input'!$D110=\"\"),\"\",T125/'Combined scenario - input'!$D110),\"\")","v":""},{"$f":"IFERROR(IF(OR(U125=\"\",'Combined scenario - input'!$D110=\"\"),\"\",U125/'Combined scenario - input'!$D110),\"\")","v":""},{"$f":"IFERROR(IF(OR(V125=\"\",'Combined scenario - input'!$D110=\"\"),\"\",V125/'Combined scenario - input'!$D110),\"\")","v":""},{"$f":"IFERROR(IF(OR(W125=\"\",'Combined scenario - input'!$D110=\"\"),\"\",W125/'Combined scenario - input'!$D110),\"\")","v":""}]
[{"$f":"IFERROR('Combined scenario - input'!A111,\"\")","v":""},{"$f":"IFERROR('Combined scenario - input'!B111,\"\")","v":""},{"$f":"IFERROR('Combined scenario - input'!C111,\"\")","v":""},{"$f":"IFERROR(repcalc('Combined scenario - input'!$CV111:$GH111,'Combined scenario - input'!$G111,'Combined scenario - input'!$E111,'Combined scenario - input'!$F111,20,TRUE,TRUE),\"\")","v":""},"","","","","","","","","","","","","","","","","","","",{"$f":"IFERROR(IF(OR(D126=\"\",'Combined scenario - input'!$D111=\"\"),\"\",D126/'Combined scenario - input'!$D111),\"\")","v":""},{"$f":"IFERROR(IF(OR(E126=\"\",'Combined scenario - input'!$D111=\"\"),\"\",E126/'Combined scenario - input'!$D111),\"\")","v":""},{"$f":"IFERROR(IF(OR(F126=\"\",'Combined scenario - input'!$D111=\"\"),\"\",F126/'Combined scenario - input'!$D111),\"\")","v":""},{"$f":"IFERROR(IF(OR(G126=\"\",'Combined scenario - input'!$D111=\"\"),\"\",G126/'Combined scenario - input'!$D111),\"\")","v":""},{"$f":"IFERROR(IF(OR(H126=\"\",'Combined scenario - input'!$D111=\"\"),\"\",H126/'Combined scenario - input'!$D111),\"\")","v":""},{"$f":"IFERROR(IF(OR(I126=\"\",'Combined scenario - input'!$D111=\"\"),\"\",I126/'Combined scenario - input'!$D111),\"\")","v":""},{"$f":"IFERROR(IF(OR(J126=\"\",'Combined scenario - input'!$D111=\"\"),\"\",J126/'Combined scenario - input'!$D111),\"\")","v":""},{"$f":"IFERROR(IF(OR(K126=\"\",'Combined scenario - input'!$D111=\"\"),\"\",K126/'Combined scenario - input'!$D111),\"\")","v":""},{"$f":"IFERROR(IF(OR(L126=\"\",'Combined scenario - input'!$D111=\"\"),\"\",L126/'Combined scenario - input'!$D111),\"\")","v":""},{"$f":"IFERROR(IF(OR(M126=\"\",'Combined scenario - input'!$D111=\"\"),\"\",M126/'Combined scenario - input'!$D111),\"\")","v":""},{"$f":"IFERROR(IF(OR(N126=\"\",'Combined scenario - input'!$D111=\"\"),\"\",N126/'Combined scenario - input'!$D111),\"\")","v":""},{"$f":"IFERROR(IF(OR(O126=\"\",'Combined scenario - input'!$D111=\"\"),\"\",O126/'Combined scenario - input'!$D111),\"\")","v":""},{"$f":"IFERROR(IF(OR(P126=\"\",'Combined scenario - input'!$D111=\"\"),\"\",P126/'Combined scenario - input'!$D111),\"\")","v":""},{"$f":"IFERROR(IF(OR(Q126=\"\",'Combined scenario - input'!$D111=\"\"),\"\",Q126/'Combined scenario - input'!$D111),\"\")","v":""},{"$f":"IFERROR(IF(OR(R126=\"\",'Combined scenario - input'!$D111=\"\"),\"\",R126/'Combined scenario - input'!$D111),\"\")","v":""},{"$f":"IFERROR(IF(OR(S126=\"\",'Combined scenario - input'!$D111=\"\"),\"\",S126/'Combined scenario - input'!$D111),\"\")","v":""},{"$f":"IFERROR(IF(OR(T126=\"\",'Combined scenario - input'!$D111=\"\"),\"\",T126/'Combined scenario - input'!$D111),\"\")","v":""},{"$f":"IFERROR(IF(OR(U126=\"\",'Combined scenario - input'!$D111=\"\"),\"\",U126/'Combined scenario - input'!$D111),\"\")","v":""},{"$f":"IFERROR(IF(OR(V126=\"\",'Combined scenario - input'!$D111=\"\"),\"\",V126/'Combined scenario - input'!$D111),\"\")","v":""},{"$f":"IFERROR(IF(OR(W126=\"\",'Combined scenario - input'!$D111=\"\"),\"\",W126/'Combined scenario - input'!$D111),\"\")","v":""}]
[{"$f":"IFERROR('Combined scenario - input'!A112,\"\")","v":""},{"$f":"IFERROR('Combined scenario - input'!B112,\"\")","v":""},{"$f":"IFERROR('Combined scenario - input'!C112,\"\")","v":""},{"$f":"IFERROR(repcalc('Combined scenario - input'!$CV112:$GH112,'Combined scenario - input'!$G112,'Combined scenario - input'!$E112,'Combined scenario - input'!$F112,20,TRUE,TRUE),\"\")","v":""},"","","","","","","","","","","","","","","","","","","",{"$f":"IFERROR(IF(OR(D127=\"\",'Combined scenario - input'!$D112=\"\"),\"\",D127/'Combined scenario - input'!$D112),\"\")","v":""},{"$f":"IFERROR(IF(OR(E127=\"\",'Combined scenario - input'!$D112=\"\"),\"\",E127/'Combined scenario - input'!$D112),\"\")","v":""},{"$f":"IFERROR(IF(OR(F127=\"\",'Combined scenario - input'!$D112=\"\"),\"\",F127/'Combined scenario - input'!$D112),\"\")","v":""},{"$f":"IFERROR(IF(OR(G127=\"\",'Combined scenario - input'!$D112=\"\"),\"\",G127/'Combined scenario - input'!$D112),\"\")","v":""},{"$f":"IFERROR(IF(OR(H127=\"\",'Combined scenario - input'!$D112=\"\"),\"\",H127/'Combined scenario - input'!$D112),\"\")","v":""},{"$f":"IFERROR(IF(OR(I127=\"\",'Combined scenario - input'!$D112=\"\"),\"\",I127/'Combined scenario - input'!$D112),\"\")","v":""},{"$f":"IFERROR(IF(OR(J127=\"\",'Combined scenario - input'!$D112=\"\"),\"\",J127/'Combined scenario - input'!$D112),\"\")","v":""},{"$f":"IFERROR(IF(OR(K127=\"\",'Combined scenario - input'!$D112=\"\"),\"\",K127/'Combined scenario - input'!$D112),\"\")","v":""},{"$f":"IFERROR(IF(OR(L127=\"\",'Combined scenario - input'!$D112=\"\"),\"\",L127/'Combined scenario - input'!$D112),\"\")","v":""},{"$f":"IFERROR(IF(OR(M127=\"\",'Combined scenario - input'!$D112=\"\"),\"\",M127/'Combined scenario - input'!$D112),\"\")","v":""},{"$f":"IFERROR(IF(OR(N127=\"\",'Combined scenario - input'!$D112=\"\"),\"\",N127/'Combined scenario - input'!$D112),\"\")","v":""},{"$f":"IFERROR(IF(OR(O127=\"\",'Combined scenario - input'!$D112=\"\"),\"\",O127/'Combined scenario - input'!$D112),\"\")","v":""},{"$f":"IFERROR(IF(OR(P127=\"\",'Combined scenario - input'!$D112=\"\"),\"\",P127/'Combined scenario - input'!$D112),\"\")","v":""},{"$f":"IFERROR(IF(OR(Q127=\"\",'Combined scenario - input'!$D112=\"\"),\"\",Q127/'Combined scenario - input'!$D112),\"\")","v":""},{"$f":"IFERROR(IF(OR(R127=\"\",'Combined scenario - input'!$D112=\"\"),\"\",R127/'Combined scenario - input'!$D112),\"\")","v":""},{"$f":"IFERROR(IF(OR(S127=\"\",'Combined scenario - input'!$D112=\"\"),\"\",S127/'Combined scenario - input'!$D112),\"\")","v":""},{"$f":"IFERROR(IF(OR(T127=\"\",'Combined scenario - input'!$D112=\"\"),\"\",T127/'Combined scenario - input'!$D112),\"\")","v":""},{"$f":"IFERROR(IF(OR(U127=\"\",'Combined scenario - input'!$D112=\"\"),\"\",U127/'Combined scenario - input'!$D112),\"\")","v":""},{"$f":"IFERROR(IF(OR(V127=\"\",'Combined scenario - input'!$D112=\"\"),\"\",V127/'Combined scenario - input'!$D112),\"\")","v":""},{"$f":"IFERROR(IF(OR(W127=\"\",'Combined scenario - input'!$D112=\"\"),\"\",W127/'Combined scenario - input'!$D112),\"\")","v":""}]
[{"$f":"IFERROR('Combined scenario - input'!A113,\"\")","v":""},{"$f":"IFERROR('Combined scenario - input'!B113,\"\")","v":""},{"$f":"IFERROR('Combined scenario - input'!C113,\"\")","v":""},{"$f":"IFERROR(repcalc('Combined scenario - input'!$CV113:$GH113,'Combined scenario - input'!$G113,'Combined scenario - input'!$E113,'Combined scenario - input'!$F113,20,TRUE,TRUE),\"\")","v":""},"","","","","","","","","","","","","","","","","","","",{"$f":"IFERROR(IF(OR(D128=\"\",'Combined scenario - input'!$D113=\"\"),\"\",D128/'Combined scenario - input'!$D113),\"\")","v":""},{"$f":"IFERROR(IF(OR(E128=\"\",'Combined scenario - input'!$D113=\"\"),\"\",E128/'Combined scenario - input'!$D113),\"\")","v":""},{"$f":"IFERROR(IF(OR(F128=\"\",'Combined scenario - input'!$D113=\"\"),\"\",F128/'Combined scenario - input'!$D113),\"\")","v":""},{"$f":"IFERROR(IF(OR(G128=\"\",'Combined scenario - input'!$D113=\"\"),\"\",G128/'Combined scenario - input'!$D113),\"\")","v":""},{"$f":"IFERROR(IF(OR(H128=\"\",'Combined scenario - input'!$D113=\"\"),\"\",H128/'Combined scenario - input'!$D113),\"\")","v":""},{"$f":"IFERROR(IF(OR(I128=\"\",'Combined scenario - input'!$D113=\"\"),\"\",I128/'Combined scenario - input'!$D113),\"\")","v":""},{"$f":"IFERROR(IF(OR(J128=\"\",'Combined scenario - input'!$D113=\"\"),\"\",J128/'Combined scenario - input'!$D113),\"\")","v":""},{"$f":"IFERROR(IF(OR(K128=\"\",'Combined scenario - input'!$D113=\"\"),\"\",K128/'Combined scenario - input'!$D113),\"\")","v":""},{"$f":"IFERROR(IF(OR(L128=\"\",'Combined scenario - input'!$D113=\"\"),\"\",L128/'Combined scenario - input'!$D113),\"\")","v":""},{"$f":"IFERROR(IF(OR(M128=\"\",'Combined scenario - input'!$D113=\"\"),\"\",M128/'Combined scenario - input'!$D113),\"\")","v":""},{"$f":"IFERROR(IF(OR(N128=\"\",'Combined scenario - input'!$D113=\"\"),\"\",N128/'Combined scenario - input'!$D113),\"\")","v":""},{"$f":"IFERROR(IF(OR(O128=\"\",'Combined scenario - input'!$D113=\"\"),\"\",O128/'Combined scenario - input'!$D113),\"\")","v":""},{"$f":"IFERROR(IF(OR(P128=\"\",'Combined scenario - input'!$D113=\"\"),\"\",P128/'Combined scenario - input'!$D113),\"\")","v":""},{"$f":"IFERROR(IF(OR(Q128=\"\",'Combined scenario - input'!$D113=\"\"),\"\",Q128/'Combined scenario - input'!$D113),\"\")","v":""},{"$f":"IFERROR(IF(OR(R128=\"\",'Combined scenario - input'!$D113=\"\"),\"\",R128/'Combined scenario - input'!$D113),\"\")","v":""},{"$f":"IFERROR(IF(OR(S128=\"\",'Combined scenario - input'!$D113=\"\"),\"\",S128/'Combined scenario - input'!$D113),\"\")","v":""},{"$f":"IFERROR(IF(OR(T128=\"\",'Combined scenario - input'!$D113=\"\"),\"\",T128/'Combined scenario - input'!$D113),\"\")","v":""},{"$f":"IFERROR(IF(OR(U128=\"\",'Combined scenario - input'!$D113=\"\"),\"\",U128/'Combined scenario - input'!$D113),\"\")","v":""},{"$f":"IFERROR(IF(OR(V128=\"\",'Combined scenario - input'!$D113=\"\"),\"\",V128/'Combined scenario - input'!$D113),\"\")","v":""},{"$f":"IFERROR(IF(OR(W128=\"\",'Combined scenario - input'!$D113=\"\"),\"\",W128/'Combined scenario - input'!$D113),\"\")","v":""}]
[{"$f":"IFERROR('Combined scenario - input'!A114,\"\")","v":""},{"$f":"IFERROR('Combined scenario - input'!B114,\"\")","v":""},{"$f":"IFERROR('Combined scenario - input'!C114,\"\")","v":""},{"$f":"IFERROR(repcalc('Combined scenario - input'!$CV114:$GH114,'Combined scenario - input'!$G114,'Combined scenario - input'!$E114,'Combined scenario - input'!$F114,20,TRUE,TRUE),\"\")","v":""},"","","","","","","","","","","","","","","","","","","",{"$f":"IFERROR(IF(OR(D129=\"\",'Combined scenario - input'!$D114=\"\"),\"\",D129/'Combined scenario - input'!$D114),\"\")","v":""},{"$f":"IFERROR(IF(OR(E129=\"\",'Combined scenario - input'!$D114=\"\"),\"\",E129/'Combined scenario - input'!$D114),\"\")","v":""},{"$f":"IFERROR(IF(OR(F129=\"\",'Combined scenario - input'!$D114=\"\"),\"\",F129/'Combined scenario - input'!$D114),\"\")","v":""},{"$f":"IFERROR(IF(OR(G129=\"\",'Combined scenario - input'!$D114=\"\"),\"\",G129/'Combined scenario - input'!$D114),\"\")","v":""},{"$f":"IFERROR(IF(OR(H129=\"\",'Combined scenario - input'!$D114=\"\"),\"\",H129/'Combined scenario - input'!$D114),\"\")","v":""},{"$f":"IFERROR(IF(OR(I129=\"\",'Combined scenario - input'!$D114=\"\"),\"\",I129/'Combined scenario - input'!$D114),\"\")","v":""},{"$f":"IFERROR(IF(OR(J129=\"\",'Combined scenario - input'!$D114=\"\"),\"\",J129/'Combined scenario - input'!$D114),\"\")","v":""},{"$f":"IFERROR(IF(OR(K129=\"\",'Combined scenario - input'!$D114=\"\"),\"\",K129/'Combined scenario - input'!$D114),\"\")","v":""},{"$f":"IFERROR(IF(OR(L129=\"\",'Combined scenario - input'!$D114=\"\"),\"\",L129/'Combined scenario - input'!$D114),\"\")","v":""},{"$f":"IFERROR(IF(OR(M129=\"\",'Combined scenario - input'!$D114=\"\"),\"\",M129/'Combined scenario - input'!$D114),\"\")","v":""},{"$f":"IFERROR(IF(OR(N129=\"\",'Combined scenario - input'!$D114=\"\"),\"\",N129/'Combined scenario - input'!$D114),\"\")","v":""},{"$f":"IFERROR(IF(OR(O129=\"\",'Combined scenario - input'!$D114=\"\"),\"\",O129/'Combined scenario - input'!$D114),\"\")","v":""},{"$f":"IFERROR(IF(OR(P129=\"\",'Combined scenario - input'!$D114=\"\"),\"\",P129/'Combined scenario - input'!$D114),\"\")","v":""},{"$f":"IFERROR(IF(OR(Q129=\"\",'Combined scenario - input'!$D114=\"\"),\"\",Q129/'Combined scenario - input'!$D114),\"\")","v":""},{"$f":"IFERROR(IF(OR(R129=\"\",'Combined scenario - input'!$D114=\"\"),\"\",R129/'Combined scenario - input'!$D114),\"\")","v":""},{"$f":"IFERROR(IF(OR(S129=\"\",'Combined scenario - input'!$D114=\"\"),\"\",S129/'Combined scenario - input'!$D114),\"\")","v":""},{"$f":"IFERROR(IF(OR(T129=\"\",'Combined scenario - input'!$D114=\"\"),\"\",T129/'Combined scenario - input'!$D114),\"\")","v":""},{"$f":"IFERROR(IF(OR(U129=\"\",'Combined scenario - input'!$D114=\"\"),\"\",U129/'Combined scenario - input'!$D114),\"\")","v":""},{"$f":"IFERROR(IF(OR(V129=\"\",'Combined scenario - input'!$D114=\"\"),\"\",V129/'Combined scenario - input'!$D114),\"\")","v":""},{"$f":"IFERROR(IF(OR(W129=\"\",'Combined scenario - input'!$D114=\"\"),\"\",W129/'Combined scenario - input'!$D114),\"\")","v":""}]
[{"$f":"IFERROR('Combined scenario - input'!A115,\"\")","v":""},{"$f":"IFERROR('Combined scenario - input'!B115,\"\")","v":""},{"$f":"IFERROR('Combined scenario - input'!C115,\"\")","v":""},{"$f":"IFERROR(repcalc('Combined scenario - input'!$CV115:$GH115,'Combined scenario - input'!$G115,'Combined scenario - input'!$E115,'Combined scenario - input'!$F115,20,TRUE,TRUE),\"\")","v":""},"","","","","","","","","","","","","","","","","","","",{"$f":"IFERROR(IF(OR(D130=\"\",'Combined scenario - input'!$D115=\"\"),\"\",D130/'Combined scenario - input'!$D115),\"\")","v":""},{"$f":"IFERROR(IF(OR(E130=\"\",'Combined scenario - input'!$D115=\"\"),\"\",E130/'Combined scenario - input'!$D115),\"\")","v":""},{"$f":"IFERROR(IF(OR(F130=\"\",'Combined scenario - input'!$D115=\"\"),\"\",F130/'Combined scenario - input'!$D115),\"\")","v":""},{"$f":"IFERROR(IF(OR(G130=\"\",'Combined scenario - input'!$D115=\"\"),\"\",G130/'Combined scenario - input'!$D115),\"\")","v":""},{"$f":"IFERROR(IF(OR(H130=\"\",'Combined scenario - input'!$D115=\"\"),\"\",H130/'Combined scenario - input'!$D115),\"\")","v":""},{"$f":"IFERROR(IF(OR(I130=\"\",'Combined scenario - input'!$D115=\"\"),\"\",I130/'Combined scenario - input'!$D115),\"\")","v":""},{"$f":"IFERROR(IF(OR(J130=\"\",'Combined scenario - input'!$D115=\"\"),\"\",J130/'Combined scenario - input'!$D115),\"\")","v":""},{"$f":"IFERROR(IF(OR(K130=\"\",'Combined scenario - input'!$D115=\"\"),\"\",K130/'Combined scenario - input'!$D115),\"\")","v":""},{"$f":"IFERROR(IF(OR(L130=\"\",'Combined scenario - input'!$D115=\"\"),\"\",L130/'Combined scenario - input'!$D115),\"\")","v":""},{"$f":"IFERROR(IF(OR(M130=\"\",'Combined scenario - input'!$D115=\"\"),\"\",M130/'Combined scenario - input'!$D115),\"\")","v":""},{"$f":"IFERROR(IF(OR(N130=\"\",'Combined scenario - input'!$D115=\"\"),\"\",N130/'Combined scenario - input'!$D115),\"\")","v":""},{"$f":"IFERROR(IF(OR(O130=\"\",'Combined scenario - input'!$D115=\"\"),\"\",O130/'Combined scenario - input'!$D115),\"\")","v":""},{"$f":"IFERROR(IF(OR(P130=\"\",'Combined scenario - input'!$D115=\"\"),\"\",P130/'Combined scenario - input'!$D115),\"\")","v":""},{"$f":"IFERROR(IF(OR(Q130=\"\",'Combined scenario - input'!$D115=\"\"),\"\",Q130/'Combined scenario - input'!$D115),\"\")","v":""},{"$f":"IFERROR(IF(OR(R130=\"\",'Combined scenario - input'!$D115=\"\"),\"\",R130/'Combined scenario - input'!$D115),\"\")","v":""},{"$f":"IFERROR(IF(OR(S130=\"\",'Combined scenario - input'!$D115=\"\"),\"\",S130/'Combined scenario - input'!$D115),\"\")","v":""},{"$f":"IFERROR(IF(OR(T130=\"\",'Combined scenario - input'!$D115=\"\"),\"\",T130/'Combined scenario - input'!$D115),\"\")","v":""},{"$f":"IFERROR(IF(OR(U130=\"\",'Combined scenario - input'!$D115=\"\"),\"\",U130/'Combined scenario - input'!$D115),\"\")","v":""},{"$f":"IFERROR(IF(OR(V130=\"\",'Combined scenario - input'!$D115=\"\"),\"\",V130/'Combined scenario - input'!$D115),\"\")","v":""},{"$f":"IFERROR(IF(OR(W130=\"\",'Combined scenario - input'!$D115=\"\"),\"\",W130/'Combined scenario - input'!$D115),\"\")","v":""}]
[{"$f":"IFERROR('Combined scenario - input'!A116,\"\")","v":""},{"$f":"IFERROR('Combined scenario - input'!B116,\"\")","v":""},{"$f":"IFERROR('Combined scenario - input'!C116,\"\")","v":""},{"$f":"IFERROR(repcalc('Combined scenario - input'!$CV116:$GH116,'Combined scenario - input'!$G116,'Combined scenario - input'!$E116,'Combined scenario - input'!$F116,20,TRUE,TRUE),\"\")","v":""},"","","","","","","","","","","","","","","","","","","",{"$f":"IFERROR(IF(OR(D131=\"\",'Combined scenario - input'!$D116=\"\"),\"\",D131/'Combined scenario - input'!$D116),\"\")","v":""},{"$f":"IFERROR(IF(OR(E131=\"\",'Combined scenario - input'!$D116=\"\"),\"\",E131/'Combined scenario - input'!$D116),\"\")","v":""},{"$f":"IFERROR(IF(OR(F131=\"\",'Combined scenario - input'!$D116=\"\"),\"\",F131/'Combined scenario - input'!$D116),\"\")","v":""},{"$f":"IFERROR(IF(OR(G131=\"\",'Combined scenario - input'!$D116=\"\"),\"\",G131/'Combined scenario - input'!$D116),\"\")","v":""},{"$f":"IFERROR(IF(OR(H131=\"\",'Combined scenario - input'!$D116=\"\"),\"\",H131/'Combined scenario - input'!$D116),\"\")","v":""},{"$f":"IFERROR(IF(OR(I131=\"\",'Combined scenario - input'!$D116=\"\"),\"\",I131/'Combined scenario - input'!$D116),\"\")","v":""},{"$f":"IFERROR(IF(OR(J131=\"\",'Combined scenario - input'!$D116=\"\"),\"\",J131/'Combined scenario - input'!$D116),\"\")","v":""},{"$f":"IFERROR(IF(OR(K131=\"\",'Combined scenario - input'!$D116=\"\"),\"\",K131/'Combined scenario - input'!$D116),\"\")","v":""},{"$f":"IFERROR(IF(OR(L131=\"\",'Combined scenario - input'!$D116=\"\"),\"\",L131/'Combined scenario - input'!$D116),\"\")","v":""},{"$f":"IFERROR(IF(OR(M131=\"\",'Combined scenario - input'!$D116=\"\"),\"\",M131/'Combined scenario - input'!$D116),\"\")","v":""},{"$f":"IFERROR(IF(OR(N131=\"\",'Combined scenario - input'!$D116=\"\"),\"\",N131/'Combined scenario - input'!$D116),\"\")","v":""},{"$f":"IFERROR(IF(OR(O131=\"\",'Combined scenario - input'!$D116=\"\"),\"\",O131/'Combined scenario - input'!$D116),\"\")","v":""},{"$f":"IFERROR(IF(OR(P131=\"\",'Combined scenario - input'!$D116=\"\"),\"\",P131/'Combined scenario - input'!$D116),\"\")","v":""},{"$f":"IFERROR(IF(OR(Q131=\"\",'Combined scenario - input'!$D116=\"\"),\"\",Q131/'Combined scenario - input'!$D116),\"\")","v":""},{"$f":"IFERROR(IF(OR(R131=\"\",'Combined scenario - input'!$D116=\"\"),\"\",R131/'Combined scenario - input'!$D116),\"\")","v":""},{"$f":"IFERROR(IF(OR(S131=\"\",'Combined scenario - input'!$D116=\"\"),\"\",S131/'Combined scenario - input'!$D116),\"\")","v":""},{"$f":"IFERROR(IF(OR(T131=\"\",'Combined scenario - input'!$D116=\"\"),\"\",T131/'Combined scenario - input'!$D116),\"\")","v":""},{"$f":"IFERROR(IF(OR(U131=\"\",'Combined scenario - input'!$D116=\"\"),\"\",U131/'Combined scenario - input'!$D116),\"\")","v":""},{"$f":"IFERROR(IF(OR(V131=\"\",'Combined scenario - input'!$D116=\"\"),\"\",V131/'Combined scenario - input'!$D116),\"\")","v":""},{"$f":"IFERROR(IF(OR(W131=\"\",'Combined scenario - input'!$D116=\"\"),\"\",W131/'Combined scenario - input'!$D116),\"\")","v":""}]
[{"$f":"IFERROR('Combined scenario - input'!A117,\"\")","v":""},{"$f":"IFERROR('Combined scenario - input'!B117,\"\")","v":""},{"$f":"IFERROR('Combined scenario - input'!C117,\"\")","v":""},{"$f":"IFERROR(repcalc('Combined scenario - input'!$CV117:$GH117,'Combined scenario - input'!$G117,'Combined scenario - input'!$E117,'Combined scenario - input'!$F117,20,TRUE,TRUE),\"\")","v":""},"","","","","","","","","","","","","","","","","","","",{"$f":"IFERROR(IF(OR(D132=\"\",'Combined scenario - input'!$D117=\"\"),\"\",D132/'Combined scenario - input'!$D117),\"\")","v":""},{"$f":"IFERROR(IF(OR(E132=\"\",'Combined scenario - input'!$D117=\"\"),\"\",E132/'Combined scenario - input'!$D117),\"\")","v":""},{"$f":"IFERROR(IF(OR(F132=\"\",'Combined scenario - input'!$D117=\"\"),\"\",F132/'Combined scenario - input'!$D117),\"\")","v":""},{"$f":"IFERROR(IF(OR(G132=\"\",'Combined scenario - input'!$D117=\"\"),\"\",G132/'Combined scenario - input'!$D117),\"\")","v":""},{"$f":"IFERROR(IF(OR(H132=\"\",'Combined scenario - input'!$D117=\"\"),\"\",H132/'Combined scenario - input'!$D117),\"\")","v":""},{"$f":"IFERROR(IF(OR(I132=\"\",'Combined scenario - input'!$D117=\"\"),\"\",I132/'Combined scenario - input'!$D117),\"\")","v":""},{"$f":"IFERROR(IF(OR(J132=\"\",'Combined scenario - input'!$D117=\"\"),\"\",J132/'Combined scenario - input'!$D117),\"\")","v":""},{"$f":"IFERROR(IF(OR(K132=\"\",'Combined scenario - input'!$D117=\"\"),\"\",K132/'Combined scenario - input'!$D117),\"\")","v":""},{"$f":"IFERROR(IF(OR(L132=\"\",'Combined scenario - input'!$D117=\"\"),\"\",L132/'Combined scenario - input'!$D117),\"\")","v":""},{"$f":"IFERROR(IF(OR(M132=\"\",'Combined scenario - input'!$D117=\"\"),\"\",M132/'Combined scenario - input'!$D117),\"\")","v":""},{"$f":"IFERROR(IF(OR(N132=\"\",'Combined scenario - input'!$D117=\"\"),\"\",N132/'Combined scenario - input'!$D117),\"\")","v":""},{"$f":"IFERROR(IF(OR(O132=\"\",'Combined scenario - input'!$D117=\"\"),\"\",O132/'Combined scenario - input'!$D117),\"\")","v":""},{"$f":"IFERROR(IF(OR(P132=\"\",'Combined scenario - input'!$D117=\"\"),\"\",P132/'Combined scenario - input'!$D117),\"\")","v":""},{"$f":"IFERROR(IF(OR(Q132=\"\",'Combined scenario - input'!$D117=\"\"),\"\",Q132/'Combined scenario - input'!$D117),\"\")","v":""},{"$f":"IFERROR(IF(OR(R132=\"\",'Combined scenario - input'!$D117=\"\"),\"\",R132/'Combined scenario - input'!$D117),\"\")","v":""},{"$f":"IFERROR(IF(OR(S132=\"\",'Combined scenario - input'!$D117=\"\"),\"\",S132/'Combined scenario - input'!$D117),\"\")","v":""},{"$f":"IFERROR(IF(OR(T132=\"\",'Combined scenario - input'!$D117=\"\"),\"\",T132/'Combined scenario - input'!$D117),\"\")","v":""},{"$f":"IFERROR(IF(OR(U132=\"\",'Combined scenario - input'!$D117=\"\"),\"\",U132/'Combined scenario - input'!$D117),\"\")","v":""},{"$f":"IFERROR(IF(OR(V132=\"\",'Combined scenario - input'!$D117=\"\"),\"\",V132/'Combined scenario - input'!$D117),\"\")","v":""},{"$f":"IFERROR(IF(OR(W132=\"\",'Combined scenario - input'!$D117=\"\"),\"\",W132/'Combined scenario - input'!$D117),\"\")","v":""}]
[{"$f":"IFERROR('Combined scenario - input'!A118,\"\")","v":""},{"$f":"IFERROR('Combined scenario - input'!B118,\"\")","v":""},{"$f":"IFERROR('Combined scenario - input'!C118,\"\")","v":""},{"$f":"IFERROR(repcalc('Combined scenario - input'!$CV118:$GH118,'Combined scenario - input'!$G118,'Combined scenario - input'!$E118,'Combined scenario - input'!$F118,20,TRUE,TRUE),\"\")","v":""},"","","","","","","","","","","","","","","","","","","",{"$f":"IFERROR(IF(OR(D133=\"\",'Combined scenario - input'!$D118=\"\"),\"\",D133/'Combined scenario - input'!$D118),\"\")","v":""},{"$f":"IFERROR(IF(OR(E133=\"\",'Combined scenario - input'!$D118=\"\"),\"\",E133/'Combined scenario - input'!$D118),\"\")","v":""},{"$f":"IFERROR(IF(OR(F133=\"\",'Combined scenario - input'!$D118=\"\"),\"\",F133/'Combined scenario - input'!$D118),\"\")","v":""},{"$f":"IFERROR(IF(OR(G133=\"\",'Combined scenario - input'!$D118=\"\"),\"\",G133/'Combined scenario - input'!$D118),\"\")","v":""},{"$f":"IFERROR(IF(OR(H133=\"\",'Combined scenario - input'!$D118=\"\"),\"\",H133/'Combined scenario - input'!$D118),\"\")","v":""},{"$f":"IFERROR(IF(OR(I133=\"\",'Combined scenario - input'!$D118=\"\"),\"\",I133/'Combined scenario - input'!$D118),\"\")","v":""},{"$f":"IFERROR(IF(OR(J133=\"\",'Combined scenario - input'!$D118=\"\"),\"\",J133/'Combined scenario - input'!$D118),\"\")","v":""},{"$f":"IFERROR(IF(OR(K133=\"\",'Combined scenario - input'!$D118=\"\"),\"\",K133/'Combined scenario - input'!$D118),\"\")","v":""},{"$f":"IFERROR(IF(OR(L133=\"\",'Combined scenario - input'!$D118=\"\"),\"\",L133/'Combined scenario - input'!$D118),\"\")","v":""},{"$f":"IFERROR(IF(OR(M133=\"\",'Combined scenario - input'!$D118=\"\"),\"\",M133/'Combined scenario - input'!$D118),\"\")","v":""},{"$f":"IFERROR(IF(OR(N133=\"\",'Combined scenario - input'!$D118=\"\"),\"\",N133/'Combined scenario - input'!$D118),\"\")","v":""},{"$f":"IFERROR(IF(OR(O133=\"\",'Combined scenario - input'!$D118=\"\"),\"\",O133/'Combined scenario - input'!$D118),\"\")","v":""},{"$f":"IFERROR(IF(OR(P133=\"\",'Combined scenario - input'!$D118=\"\"),\"\",P133/'Combined scenario - input'!$D118),\"\")","v":""},{"$f":"IFERROR(IF(OR(Q133=\"\",'Combined scenario - input'!$D118=\"\"),\"\",Q133/'Combined scenario - input'!$D118),\"\")","v":""},{"$f":"IFERROR(IF(OR(R133=\"\",'Combined scenario - input'!$D118=\"\"),\"\",R133/'Combined scenario - input'!$D118),\"\")","v":""},{"$f":"IFERROR(IF(OR(S133=\"\",'Combined scenario - input'!$D118=\"\"),\"\",S133/'Combined scenario - input'!$D118),\"\")","v":""},{"$f":"IFERROR(IF(OR(T133=\"\",'Combined scenario - input'!$D118=\"\"),\"\",T133/'Combined scenario - input'!$D118),\"\")","v":""},{"$f":"IFERROR(IF(OR(U133=\"\",'Combined scenario - input'!$D118=\"\"),\"\",U133/'Combined scenario - input'!$D118),\"\")","v":""},{"$f":"IFERROR(IF(OR(V133=\"\",'Combined scenario - input'!$D118=\"\"),\"\",V133/'Combined scenario - input'!$D118),\"\")","v":""},{"$f":"IFERROR(IF(OR(W133=\"\",'Combined scenario - input'!$D118=\"\"),\"\",W133/'Combined scenario - input'!$D118),\"\")","v":""}]
[{"$f":"IFERROR('Combined scenario - input'!A119,\"\")","v":""},{"$f":"IFERROR('Combined scenario - input'!B119,\"\")","v":""},{"$f":"IFERROR('Combined scenario - input'!C119,\"\")","v":""},{"$f":"IFERROR(repcalc('Combined scenario - input'!$CV119:$GH119,'Combined scenario - input'!$G119,'Combined scenario - input'!$E119,'Combined scenario - input'!$F119,20,TRUE,TRUE),\"\")","v":""},"","","","","","","","","","","","","","","","","","","",{"$f":"IFERROR(IF(OR(D134=\"\",'Combined scenario - input'!$D119=\"\"),\"\",D134/'Combined scenario - input'!$D119),\"\")","v":""},{"$f":"IFERROR(IF(OR(E134=\"\",'Combined scenario - input'!$D119=\"\"),\"\",E134/'Combined scenario - input'!$D119),\"\")","v":""},{"$f":"IFERROR(IF(OR(F134=\"\",'Combined scenario - input'!$D119=\"\"),\"\",F134/'Combined scenario - input'!$D119),\"\")","v":""},{"$f":"IFERROR(IF(OR(G134=\"\",'Combined scenario - input'!$D119=\"\"),\"\",G134/'Combined scenario - input'!$D119),\"\")","v":""},{"$f":"IFERROR(IF(OR(H134=\"\",'Combined scenario - input'!$D119=\"\"),\"\",H134/'Combined scenario - input'!$D119),\"\")","v":""},{"$f":"IFERROR(IF(OR(I134=\"\",'Combined scenario - input'!$D119=\"\"),\"\",I134/'Combined scenario - input'!$D119),\"\")","v":""},{"$f":"IFERROR(IF(OR(J134=\"\",'Combined scenario - input'!$D119=\"\"),\"\",J134/'Combined scenario - input'!$D119),\"\")","v":""},{"$f":"IFERROR(IF(OR(K134=\"\",'Combined scenario - input'!$D119=\"\"),\"\",K134/'Combined scenario - input'!$D119),\"\")","v":""},{"$f":"IFERROR(IF(OR(L134=\"\",'Combined scenario - input'!$D119=\"\"),\"\",L134/'Combined scenario - input'!$D119),\"\")","v":""},{"$f":"IFERROR(IF(OR(M134=\"\",'Combined scenario - input'!$D119=\"\"),\"\",M134/'Combined scenario - input'!$D119),\"\")","v":""},{"$f":"IFERROR(IF(OR(N134=\"\",'Combined scenario - input'!$D119=\"\"),\"\",N134/'Combined scenario - input'!$D119),\"\")","v":""},{"$f":"IFERROR(IF(OR(O134=\"\",'Combined scenario - input'!$D119=\"\"),\"\",O134/'Combined scenario - input'!$D119),\"\")","v":""},{"$f":"IFERROR(IF(OR(P134=\"\",'Combined scenario - input'!$D119=\"\"),\"\",P134/'Combined scenario - input'!$D119),\"\")","v":""},{"$f":"IFERROR(IF(OR(Q134=\"\",'Combined scenario - input'!$D119=\"\"),\"\",Q134/'Combined scenario - input'!$D119),\"\")","v":""},{"$f":"IFERROR(IF(OR(R134=\"\",'Combined scenario - input'!$D119=\"\"),\"\",R134/'Combined scenario - input'!$D119),\"\")","v":""},{"$f":"IFERROR(IF(OR(S134=\"\",'Combined scenario - input'!$D119=\"\"),\"\",S134/'Combined scenario - input'!$D119),\"\")","v":""},{"$f":"IFERROR(IF(OR(T134=\"\",'Combined scenario - input'!$D119=\"\"),\"\",T134/'Combined scenario - input'!$D119),\"\")","v":""},{"$f":"IFERROR(IF(OR(U134=\"\",'Combined scenario - input'!$D119=\"\"),\"\",U134/'Combined scenario - input'!$D119),\"\")","v":""},{"$f":"IFERROR(IF(OR(V134=\"\",'Combined scenario - input'!$D119=\"\"),\"\",V134/'Combined scenario - input'!$D119),\"\")","v":""},{"$f":"IFERROR(IF(OR(W134=\"\",'Combined scenario - input'!$D119=\"\"),\"\",W134/'Combined scenario - input'!$D119),\"\")","v":""}]
[{"$f":"IFERROR('Combined scenario - input'!A120,\"\")","v":""},{"$f":"IFERROR('Combined scenario - input'!B120,\"\")","v":""},{"$f":"IFERROR('Combined scenario - input'!C120,\"\")","v":""},{"$f":"IFERROR(repcalc('Combined scenario - input'!$CV120:$GH120,'Combined scenario - input'!$G120,'Combined scenario - input'!$E120,'Combined scenario - input'!$F120,20,TRUE,TRUE),\"\")","v":""},"","","","","","","","","","","","","","","","","","","",{"$f":"IFERROR(IF(OR(D135=\"\",'Combined scenario - input'!$D120=\"\"),\"\",D135/'Combined scenario - input'!$D120),\"\")","v":""},{"$f":"IFERROR(IF(OR(E135=\"\",'Combined scenario - input'!$D120=\"\"),\"\",E135/'Combined scenario - input'!$D120),\"\")","v":""},{"$f":"IFERROR(IF(OR(F135=\"\",'Combined scenario - input'!$D120=\"\"),\"\",F135/'Combined scenario - input'!$D120),\"\")","v":""},{"$f":"IFERROR(IF(OR(G135=\"\",'Combined scenario - input'!$D120=\"\"),\"\",G135/'Combined scenario - input'!$D120),\"\")","v":""},{"$f":"IFERROR(IF(OR(H135=\"\",'Combined scenario - input'!$D120=\"\"),\"\",H135/'Combined scenario - input'!$D120),\"\")","v":""},{"$f":"IFERROR(IF(OR(I135=\"\",'Combined scenario - input'!$D120=\"\"),\"\",I135/'Combined scenario - input'!$D120),\"\")","v":""},{"$f":"IFERROR(IF(OR(J135=\"\",'Combined scenario - input'!$D120=\"\"),\"\",J135/'Combined scenario - input'!$D120),\"\")","v":""},{"$f":"IFERROR(IF(OR(K135=\"\",'Combined scenario - input'!$D120=\"\"),\"\",K135/'Combined scenario - input'!$D120),\"\")","v":""},{"$f":"IFERROR(IF(OR(L135=\"\",'Combined scenario - input'!$D120=\"\"),\"\",L135/'Combined scenario - input'!$D120),\"\")","v":""},{"$f":"IFERROR(IF(OR(M135=\"\",'Combined scenario - input'!$D120=\"\"),\"\",M135/'Combined scenario - input'!$D120),\"\")","v":""},{"$f":"IFERROR(IF(OR(N135=\"\",'Combined scenario - input'!$D120=\"\"),\"\",N135/'Combined scenario - input'!$D120),\"\")","v":""},{"$f":"IFERROR(IF(OR(O135=\"\",'Combined scenario - input'!$D120=\"\"),\"\",O135/'Combined scenario - input'!$D120),\"\")","v":""},{"$f":"IFERROR(IF(OR(P135=\"\",'Combined scenario - input'!$D120=\"\"),\"\",P135/'Combined scenario - input'!$D120),\"\")","v":""},{"$f":"IFERROR(IF(OR(Q135=\"\",'Combined scenario - input'!$D120=\"\"),\"\",Q135/'Combined scenario - input'!$D120),\"\")","v":""},{"$f":"IFERROR(IF(OR(R135=\"\",'Combined scenario - input'!$D120=\"\"),\"\",R135/'Combined scenario - input'!$D120),\"\")","v":""},{"$f":"IFERROR(IF(OR(S135=\"\",'Combined scenario - input'!$D120=\"\"),\"\",S135/'Combined scenario - input'!$D120),\"\")","v":""},{"$f":"IFERROR(IF(OR(T135=\"\",'Combined scenario - input'!$D120=\"\"),\"\",T135/'Combined scenario - input'!$D120),\"\")","v":""},{"$f":"IFERROR(IF(OR(U135=\"\",'Combined scenario - input'!$D120=\"\"),\"\",U135/'Combined scenario - input'!$D120),\"\")","v":""},{"$f":"IFERROR(IF(OR(V135=\"\",'Combined scenario - input'!$D120=\"\"),\"\",V135/'Combined scenario - input'!$D120),\"\")","v":""},{"$f":"IFERROR(IF(OR(W135=\"\",'Combined scenario - input'!$D120=\"\"),\"\",W135/'Combined scenario - input'!$D120),\"\")","v":""}]
[{"$f":"IFERROR('Combined scenario - input'!A121,\"\")","v":""},{"$f":"IFERROR('Combined scenario - input'!B121,\"\")","v":""},{"$f":"IFERROR('Combined scenario - input'!C121,\"\")","v":""},{"$f":"IFERROR(repcalc('Combined scenario - input'!$CV121:$GH121,'Combined scenario - input'!$G121,'Combined scenario - input'!$E121,'Combined scenario - input'!$F121,20,TRUE,TRUE),\"\")","v":""},"","","","","","","","","","","","","","","","","","","",{"$f":"IFERROR(IF(OR(D136=\"\",'Combined scenario - input'!$D121=\"\"),\"\",D136/'Combined scenario - input'!$D121),\"\")","v":""},{"$f":"IFERROR(IF(OR(E136=\"\",'Combined scenario - input'!$D121=\"\"),\"\",E136/'Combined scenario - input'!$D121),\"\")","v":""},{"$f":"IFERROR(IF(OR(F136=\"\",'Combined scenario - input'!$D121=\"\"),\"\",F136/'Combined scenario - input'!$D121),\"\")","v":""},{"$f":"IFERROR(IF(OR(G136=\"\",'Combined scenario - input'!$D121=\"\"),\"\",G136/'Combined scenario - input'!$D121),\"\")","v":""},{"$f":"IFERROR(IF(OR(H136=\"\",'Combined scenario - input'!$D121=\"\"),\"\",H136/'Combined scenario - input'!$D121),\"\")","v":""},{"$f":"IFERROR(IF(OR(I136=\"\",'Combined scenario - input'!$D121=\"\"),\"\",I136/'Combined scenario - input'!$D121),\"\")","v":""},{"$f":"IFERROR(IF(OR(J136=\"\",'Combined scenario - input'!$D121=\"\"),\"\",J136/'Combined scenario - input'!$D121),\"\")","v":""},{"$f":"IFERROR(IF(OR(K136=\"\",'Combined scenario - input'!$D121=\"\"),\"\",K136/'Combined scenario - input'!$D121),\"\")","v":""},{"$f":"IFERROR(IF(OR(L136=\"\",'Combined scenario - input'!$D121=\"\"),\"\",L136/'Combined scenario - input'!$D121),\"\")","v":""},{"$f":"IFERROR(IF(OR(M136=\"\",'Combined scenario - input'!$D121=\"\"),\"\",M136/'Combined scenario - input'!$D121),\"\")","v":""},{"$f":"IFERROR(IF(OR(N136=\"\",'Combined scenario - input'!$D121=\"\"),\"\",N136/'Combined scenario - input'!$D121),\"\")","v":""},{"$f":"IFERROR(IF(OR(O136=\"\",'Combined scenario - input'!$D121=\"\"),\"\",O136/'Combined scenario - input'!$D121),\"\")","v":""},{"$f":"IFERROR(IF(OR(P136=\"\",'Combined scenario - input'!$D121=\"\"),\"\",P136/'Combined scenario - input'!$D121),\"\")","v":""},{"$f":"IFERROR(IF(OR(Q136=\"\",'Combined scenario - input'!$D121=\"\"),\"\",Q136/'Combined scenario - input'!$D121),\"\")","v":""},{"$f":"IFERROR(IF(OR(R136=\"\",'Combined scenario - input'!$D121=\"\"),\"\",R136/'Combined scenario - input'!$D121),\"\")","v":""},{"$f":"IFERROR(IF(OR(S136=\"\",'Combined scenario - input'!$D121=\"\"),\"\",S136/'Combined scenario - input'!$D121),\"\")","v":""},{"$f":"IFERROR(IF(OR(T136=\"\",'Combined scenario - input'!$D121=\"\"),\"\",T136/'Combined scenario - input'!$D121),\"\")","v":""},{"$f":"IFERROR(IF(OR(U136=\"\",'Combined scenario - input'!$D121=\"\"),\"\",U136/'Combined scenario - input'!$D121),\"\")","v":""},{"$f":"IFERROR(IF(OR(V136=\"\",'Combined scenario - input'!$D121=\"\"),\"\",V136/'Combined scenario - input'!$D121),\"\")","v":""},{"$f":"IFERROR(IF(OR(W136=\"\",'Combined scenario - input'!$D121=\"\"),\"\",W136/'Combined scenario - input'!$D121),\"\")","v":""}]
[{"$f":"IFERROR('Combined scenario - input'!A122,\"\")","v":""},{"$f":"IFERROR('Combined scenario - input'!B122,\"\")","v":""},{"$f":"IFERROR('Combined scenario - input'!C122,\"\")","v":""},{"$f":"IFERROR(repcalc('Combined scenario - input'!$CV122:$GH122,'Combined scenario - input'!$G122,'Combined scenario - input'!$E122,'Combined scenario - input'!$F122,20,TRUE,TRUE),\"\")","v":""},"","","","","","","","","","","","","","","","","","","",{"$f":"IFERROR(IF(OR(D137=\"\",'Combined scenario - input'!$D122=\"\"),\"\",D137/'Combined scenario - input'!$D122),\"\")","v":""},{"$f":"IFERROR(IF(OR(E137=\"\",'Combined scenario - input'!$D122=\"\"),\"\",E137/'Combined scenario - input'!$D122),\"\")","v":""},{"$f":"IFERROR(IF(OR(F137=\"\",'Combined scenario - input'!$D122=\"\"),\"\",F137/'Combined scenario - input'!$D122),\"\")","v":""},{"$f":"IFERROR(IF(OR(G137=\"\",'Combined scenario - input'!$D122=\"\"),\"\",G137/'Combined scenario - input'!$D122),\"\")","v":""},{"$f":"IFERROR(IF(OR(H137=\"\",'Combined scenario - input'!$D122=\"\"),\"\",H137/'Combined scenario - input'!$D122),\"\")","v":""},{"$f":"IFERROR(IF(OR(I137=\"\",'Combined scenario - input'!$D122=\"\"),\"\",I137/'Combined scenario - input'!$D122),\"\")","v":""},{"$f":"IFERROR(IF(OR(J137=\"\",'Combined scenario - input'!$D122=\"\"),\"\",J137/'Combined scenario - input'!$D122),\"\")","v":""},{"$f":"IFERROR(IF(OR(K137=\"\",'Combined scenario - input'!$D122=\"\"),\"\",K137/'Combined scenario - input'!$D122),\"\")","v":""},{"$f":"IFERROR(IF(OR(L137=\"\",'Combined scenario - input'!$D122=\"\"),\"\",L137/'Combined scenario - input'!$D122),\"\")","v":""},{"$f":"IFERROR(IF(OR(M137=\"\",'Combined scenario - input'!$D122=\"\"),\"\",M137/'Combined scenario - input'!$D122),\"\")","v":""},{"$f":"IFERROR(IF(OR(N137=\"\",'Combined scenario - input'!$D122=\"\"),\"\",N137/'Combined scenario - input'!$D122),\"\")","v":""},{"$f":"IFERROR(IF(OR(O137=\"\",'Combined scenario - input'!$D122=\"\"),\"\",O137/'Combined scenario - input'!$D122),\"\")","v":""},{"$f":"IFERROR(IF(OR(P137=\"\",'Combined scenario - input'!$D122=\"\"),\"\",P137/'Combined scenario - input'!$D122),\"\")","v":""},{"$f":"IFERROR(IF(OR(Q137=\"\",'Combined scenario - input'!$D122=\"\"),\"\",Q137/'Combined scenario - input'!$D122),\"\")","v":""},{"$f":"IFERROR(IF(OR(R137=\"\",'Combined scenario - input'!$D122=\"\"),\"\",R137/'Combined scenario - input'!$D122),\"\")","v":""},{"$f":"IFERROR(IF(OR(S137=\"\",'Combined scenario - input'!$D122=\"\"),\"\",S137/'Combined scenario - input'!$D122),\"\")","v":""},{"$f":"IFERROR(IF(OR(T137=\"\",'Combined scenario - input'!$D122=\"\"),\"\",T137/'Combined scenario - input'!$D122),\"\")","v":""},{"$f":"IFERROR(IF(OR(U137=\"\",'Combined scenario - input'!$D122=\"\"),\"\",U137/'Combined scenario - input'!$D122),\"\")","v":""},{"$f":"IFERROR(IF(OR(V137=\"\",'Combined scenario - input'!$D122=\"\"),\"\",V137/'Combined scenario - input'!$D122),\"\")","v":""},{"$f":"IFERROR(IF(OR(W137=\"\",'Combined scenario - input'!$D122=\"\"),\"\",W137/'Combined scenario - input'!$D122),\"\")","v":""}]
[{"$f":"IFERROR('Combined scenario - input'!A123,\"\")","v":""},{"$f":"IFERROR('Combined scenario - input'!B123,\"\")","v":""},{"$f":"IFERROR('Combined scenario - input'!C123,\"\")","v":""},{"$f":"IFERROR(repcalc('Combined scenario - input'!$CV123:$GH123,'Combined scenario - input'!$G123,'Combined scenario - input'!$E123,'Combined scenario - input'!$F123,20,TRUE,TRUE),\"\")","v":""},"","","","","","","","","","","","","","","","","","","",{"$f":"IFERROR(IF(OR(D138=\"\",'Combined scenario - input'!$D123=\"\"),\"\",D138/'Combined scenario - input'!$D123),\"\")","v":""},{"$f":"IFERROR(IF(OR(E138=\"\",'Combined scenario - input'!$D123=\"\"),\"\",E138/'Combined scenario - input'!$D123),\"\")","v":""},{"$f":"IFERROR(IF(OR(F138=\"\",'Combined scenario - input'!$D123=\"\"),\"\",F138/'Combined scenario - input'!$D123),\"\")","v":""},{"$f":"IFERROR(IF(OR(G138=\"\",'Combined scenario - input'!$D123=\"\"),\"\",G138/'Combined scenario - input'!$D123),\"\")","v":""},{"$f":"IFERROR(IF(OR(H138=\"\",'Combined scenario - input'!$D123=\"\"),\"\",H138/'Combined scenario - input'!$D123),\"\")","v":""},{"$f":"IFERROR(IF(OR(I138=\"\",'Combined scenario - input'!$D123=\"\"),\"\",I138/'Combined scenario - input'!$D123),\"\")","v":""},{"$f":"IFERROR(IF(OR(J138=\"\",'Combined scenario - input'!$D123=\"\"),\"\",J138/'Combined scenario - input'!$D123),\"\")","v":""},{"$f":"IFERROR(IF(OR(K138=\"\",'Combined scenario - input'!$D123=\"\"),\"\",K138/'Combined scenario - input'!$D123),\"\")","v":""},{"$f":"IFERROR(IF(OR(L138=\"\",'Combined scenario - input'!$D123=\"\"),\"\",L138/'Combined scenario - input'!$D123),\"\")","v":""},{"$f":"IFERROR(IF(OR(M138=\"\",'Combined scenario - input'!$D123=\"\"),\"\",M138/'Combined scenario - input'!$D123),\"\")","v":""},{"$f":"IFERROR(IF(OR(N138=\"\",'Combined scenario - input'!$D123=\"\"),\"\",N138/'Combined scenario - input'!$D123),\"\")","v":""},{"$f":"IFERROR(IF(OR(O138=\"\",'Combined scenario - input'!$D123=\"\"),\"\",O138/'Combined scenario - input'!$D123),\"\")","v":""},{"$f":"IFERROR(IF(OR(P138=\"\",'Combined scenario - input'!$D123=\"\"),\"\",P138/'Combined scenario - input'!$D123),\"\")","v":""},{"$f":"IFERROR(IF(OR(Q138=\"\",'Combined scenario - input'!$D123=\"\"),\"\",Q138/'Combined scenario - input'!$D123),\"\")","v":""},{"$f":"IFERROR(IF(OR(R138=\"\",'Combined scenario - input'!$D123=\"\"),\"\",R138/'Combined scenario - input'!$D123),\"\")","v":""},{"$f":"IFERROR(IF(OR(S138=\"\",'Combined scenario - input'!$D123=\"\"),\"\",S138/'Combined scenario - input'!$D123),\"\")","v":""},{"$f":"IFERROR(IF(OR(T138=\"\",'Combined scenario - input'!$D123=\"\"),\"\",T138/'Combined scenario - input'!$D123),\"\")","v":""},{"$f":"IFERROR(IF(OR(U138=\"\",'Combined scenario - input'!$D123=\"\"),\"\",U138/'Combined scenario - input'!$D123),\"\")","v":""},{"$f":"IFERROR(IF(OR(V138=\"\",'Combined scenario - input'!$D123=\"\"),\"\",V138/'Combined scenario - input'!$D123),\"\")","v":""},{"$f":"IFERROR(IF(OR(W138=\"\",'Combined scenario - input'!$D123=\"\"),\"\",W138/'Combined scenario - input'!$D123),\"\")","v":""}]
[{"$f":"IFERROR('Combined scenario - input'!A124,\"\")","v":""},{"$f":"IFERROR('Combined scenario - input'!B124,\"\")","v":""},{"$f":"IFERROR('Combined scenario - input'!C124,\"\")","v":""},{"$f":"IFERROR(repcalc('Combined scenario - input'!$CV124:$GH124,'Combined scenario - input'!$G124,'Combined scenario - input'!$E124,'Combined scenario - input'!$F124,20,TRUE,TRUE),\"\")","v":""},"","","","","","","","","","","","","","","","","","","",{"$f":"IFERROR(IF(OR(D139=\"\",'Combined scenario - input'!$D124=\"\"),\"\",D139/'Combined scenario - input'!$D124),\"\")","v":""},{"$f":"IFERROR(IF(OR(E139=\"\",'Combined scenario - input'!$D124=\"\"),\"\",E139/'Combined scenario - input'!$D124),\"\")","v":""},{"$f":"IFERROR(IF(OR(F139=\"\",'Combined scenario - input'!$D124=\"\"),\"\",F139/'Combined scenario - input'!$D124),\"\")","v":""},{"$f":"IFERROR(IF(OR(G139=\"\",'Combined scenario - input'!$D124=\"\"),\"\",G139/'Combined scenario - input'!$D124),\"\")","v":""},{"$f":"IFERROR(IF(OR(H139=\"\",'Combined scenario - input'!$D124=\"\"),\"\",H139/'Combined scenario - input'!$D124),\"\")","v":""},{"$f":"IFERROR(IF(OR(I139=\"\",'Combined scenario - input'!$D124=\"\"),\"\",I139/'Combined scenario - input'!$D124),\"\")","v":""},{"$f":"IFERROR(IF(OR(J139=\"\",'Combined scenario - input'!$D124=\"\"),\"\",J139/'Combined scenario - input'!$D124),\"\")","v":""},{"$f":"IFERROR(IF(OR(K139=\"\",'Combined scenario - input'!$D124=\"\"),\"\",K139/'Combined scenario - input'!$D124),\"\")","v":""},{"$f":"IFERROR(IF(OR(L139=\"\",'Combined scenario - input'!$D124=\"\"),\"\",L139/'Combined scenario - input'!$D124),\"\")","v":""},{"$f":"IFERROR(IF(OR(M139=\"\",'Combined scenario - input'!$D124=\"\"),\"\",M139/'Combined scenario - input'!$D124),\"\")","v":""},{"$f":"IFERROR(IF(OR(N139=\"\",'Combined scenario - input'!$D124=\"\"),\"\",N139/'Combined scenario - input'!$D124),\"\")","v":""},{"$f":"IFERROR(IF(OR(O139=\"\",'Combined scenario - input'!$D124=\"\"),\"\",O139/'Combined scenario - input'!$D124),\"\")","v":""},{"$f":"IFERROR(IF(OR(P139=\"\",'Combined scenario - input'!$D124=\"\"),\"\",P139/'Combined scenario - input'!$D124),\"\")","v":""},{"$f":"IFERROR(IF(OR(Q139=\"\",'Combined scenario - input'!$D124=\"\"),\"\",Q139/'Combined scenario - input'!$D124),\"\")","v":""},{"$f":"IFERROR(IF(OR(R139=\"\",'Combined scenario - input'!$D124=\"\"),\"\",R139/'Combined scenario - input'!$D124),\"\")","v":""},{"$f":"IFERROR(IF(OR(S139=\"\",'Combined scenario - input'!$D124=\"\"),\"\",S139/'Combined scenario - input'!$D124),\"\")","v":""},{"$f":"IFERROR(IF(OR(T139=\"\",'Combined scenario - input'!$D124=\"\"),\"\",T139/'Combined scenario - input'!$D124),\"\")","v":""},{"$f":"IFERROR(IF(OR(U139=\"\",'Combined scenario - input'!$D124=\"\"),\"\",U139/'Combined scenario - input'!$D124),\"\")","v":""},{"$f":"IFERROR(IF(OR(V139=\"\",'Combined scenario - input'!$D124=\"\"),\"\",V139/'Combined scenario - input'!$D124),\"\")","v":""},{"$f":"IFERROR(IF(OR(W139=\"\",'Combined scenario - input'!$D124=\"\"),\"\",W139/'Combined scenario - input'!$D124),\"\")","v":""}]
[{"$f":"IFERROR('Combined scenario - input'!A125,\"\")","v":""},{"$f":"IFERROR('Combined scenario - input'!B125,\"\")","v":""},{"$f":"IFERROR('Combined scenario - input'!C125,\"\")","v":""},{"$f":"IFERROR(repcalc('Combined scenario - input'!$CV125:$GH125,'Combined scenario - input'!$G125,'Combined scenario - input'!$E125,'Combined scenario - input'!$F125,20,TRUE,TRUE),\"\")","v":""},"","","","","","","","","","","","","","","","","","","",{"$f":"IFERROR(IF(OR(D140=\"\",'Combined scenario - input'!$D125=\"\"),\"\",D140/'Combined scenario - input'!$D125),\"\")","v":""},{"$f":"IFERROR(IF(OR(E140=\"\",'Combined scenario - input'!$D125=\"\"),\"\",E140/'Combined scenario - input'!$D125),\"\")","v":""},{"$f":"IFERROR(IF(OR(F140=\"\",'Combined scenario - input'!$D125=\"\"),\"\",F140/'Combined scenario - input'!$D125),\"\")","v":""},{"$f":"IFERROR(IF(OR(G140=\"\",'Combined scenario - input'!$D125=\"\"),\"\",G140/'Combined scenario - input'!$D125),\"\")","v":""},{"$f":"IFERROR(IF(OR(H140=\"\",'Combined scenario - input'!$D125=\"\"),\"\",H140/'Combined scenario - input'!$D125),\"\")","v":""},{"$f":"IFERROR(IF(OR(I140=\"\",'Combined scenario - input'!$D125=\"\"),\"\",I140/'Combined scenario - input'!$D125),\"\")","v":""},{"$f":"IFERROR(IF(OR(J140=\"\",'Combined scenario - input'!$D125=\"\"),\"\",J140/'Combined scenario - input'!$D125),\"\")","v":""},{"$f":"IFERROR(IF(OR(K140=\"\",'Combined scenario - input'!$D125=\"\"),\"\",K140/'Combined scenario - input'!$D125),\"\")","v":""},{"$f":"IFERROR(IF(OR(L140=\"\",'Combined scenario - input'!$D125=\"\"),\"\",L140/'Combined scenario - input'!$D125),\"\")","v":""},{"$f":"IFERROR(IF(OR(M140=\"\",'Combined scenario - input'!$D125=\"\"),\"\",M140/'Combined scenario - input'!$D125),\"\")","v":""},{"$f":"IFERROR(IF(OR(N140=\"\",'Combined scenario - input'!$D125=\"\"),\"\",N140/'Combined scenario - input'!$D125),\"\")","v":""},{"$f":"IFERROR(IF(OR(O140=\"\",'Combined scenario - input'!$D125=\"\"),\"\",O140/'Combined scenario - input'!$D125),\"\")","v":""},{"$f":"IFERROR(IF(OR(P140=\"\",'Combined scenario - input'!$D125=\"\"),\"\",P140/'Combined scenario - input'!$D125),\"\")","v":""},{"$f":"IFERROR(IF(OR(Q140=\"\",'Combined scenario - input'!$D125=\"\"),\"\",Q140/'Combined scenario - input'!$D125),\"\")","v":""},{"$f":"IFERROR(IF(OR(R140=\"\",'Combined scenario - input'!$D125=\"\"),\"\",R140/'Combined scenario - input'!$D125),\"\")","v":""},{"$f":"IFERROR(IF(OR(S140=\"\",'Combined scenario - input'!$D125=\"\"),\"\",S140/'Combined scenario - input'!$D125),\"\")","v":""},{"$f":"IFERROR(IF(OR(T140=\"\",'Combined scenario - input'!$D125=\"\"),\"\",T140/'Combined scenario - input'!$D125),\"\")","v":""},{"$f":"IFERROR(IF(OR(U140=\"\",'Combined scenario - input'!$D125=\"\"),\"\",U140/'Combined scenario - input'!$D125),\"\")","v":""},{"$f":"IFERROR(IF(OR(V140=\"\",'Combined scenario - input'!$D125=\"\"),\"\",V140/'Combined scenario - input'!$D125),\"\")","v":""},{"$f":"IFERROR(IF(OR(W140=\"\",'Combined scenario - input'!$D125=\"\"),\"\",W140/'Combined scenario - input'!$D125),\"\")","v":""}]
[{"$f":"IFERROR('Combined scenario - input'!A126,\"\")","v":""},{"$f":"IFERROR('Combined scenario - input'!B126,\"\")","v":""},{"$f":"IFERROR('Combined scenario - input'!C126,\"\")","v":""},{"$f":"IFERROR(repcalc('Combined scenario - input'!$CV126:$GH126,'Combined scenario - input'!$G126,'Combined scenario - input'!$E126,'Combined scenario - input'!$F126,20,TRUE,TRUE),\"\")","v":""},"","","","","","","","","","","","","","","","","","","",{"$f":"IFERROR(IF(OR(D141=\"\",'Combined scenario - input'!$D126=\"\"),\"\",D141/'Combined scenario - input'!$D126),\"\")","v":""},{"$f":"IFERROR(IF(OR(E141=\"\",'Combined scenario - input'!$D126=\"\"),\"\",E141/'Combined scenario - input'!$D126),\"\")","v":""},{"$f":"IFERROR(IF(OR(F141=\"\",'Combined scenario - input'!$D126=\"\"),\"\",F141/'Combined scenario - input'!$D126),\"\")","v":""},{"$f":"IFERROR(IF(OR(G141=\"\",'Combined scenario - input'!$D126=\"\"),\"\",G141/'Combined scenario - input'!$D126),\"\")","v":""},{"$f":"IFERROR(IF(OR(H141=\"\",'Combined scenario - input'!$D126=\"\"),\"\",H141/'Combined scenario - input'!$D126),\"\")","v":""},{"$f":"IFERROR(IF(OR(I141=\"\",'Combined scenario - input'!$D126=\"\"),\"\",I141/'Combined scenario - input'!$D126),\"\")","v":""},{"$f":"IFERROR(IF(OR(J141=\"\",'Combined scenario - input'!$D126=\"\"),\"\",J141/'Combined scenario - input'!$D126),\"\")","v":""},{"$f":"IFERROR(IF(OR(K141=\"\",'Combined scenario - input'!$D126=\"\"),\"\",K141/'Combined scenario - input'!$D126),\"\")","v":""},{"$f":"IFERROR(IF(OR(L141=\"\",'Combined scenario - input'!$D126=\"\"),\"\",L141/'Combined scenario - input'!$D126),\"\")","v":""},{"$f":"IFERROR(IF(OR(M141=\"\",'Combined scenario - input'!$D126=\"\"),\"\",M141/'Combined scenario - input'!$D126),\"\")","v":""},{"$f":"IFERROR(IF(OR(N141=\"\",'Combined scenario - input'!$D126=\"\"),\"\",N141/'Combined scenario - input'!$D126),\"\")","v":""},{"$f":"IFERROR(IF(OR(O141=\"\",'Combined scenario - input'!$D126=\"\"),\"\",O141/'Combined scenario - input'!$D126),\"\")","v":""},{"$f":"IFERROR(IF(OR(P141=\"\",'Combined scenario - input'!$D126=\"\"),\"\",P141/'Combined scenario - input'!$D126),\"\")","v":""},{"$f":"IFERROR(IF(OR(Q141=\"\",'Combined scenario - input'!$D126=\"\"),\"\",Q141/'Combined scenario - input'!$D126),\"\")","v":""},{"$f":"IFERROR(IF(OR(R141=\"\",'Combined scenario - input'!$D126=\"\"),\"\",R141/'Combined scenario - input'!$D126),\"\")","v":""},{"$f":"IFERROR(IF(OR(S141=\"\",'Combined scenario - input'!$D126=\"\"),\"\",S141/'Combined scenario - input'!$D126),\"\")","v":""},{"$f":"IFERROR(IF(OR(T141=\"\",'Combined scenario - input'!$D126=\"\"),\"\",T141/'Combined scenario - input'!$D126),\"\")","v":""},{"$f":"IFERROR(IF(OR(U141=\"\",'Combined scenario - input'!$D126=\"\"),\"\",U141/'Combined scenario - input'!$D126),\"\")","v":""},{"$f":"IFERROR(IF(OR(V141=\"\",'Combined scenario - input'!$D126=\"\"),\"\",V141/'Combined scenario - input'!$D126),\"\")","v":""},{"$f":"IFERROR(IF(OR(W141=\"\",'Combined scenario - input'!$D126=\"\"),\"\",W141/'Combined scenario - input'!$D126),\"\")","v":""}]
[{"$f":"IFERROR('Combined scenario - input'!A127,\"\")","v":""},{"$f":"IFERROR('Combined scenario - input'!B127,\"\")","v":""},{"$f":"IFERROR('Combined scenario - input'!C127,\"\")","v":""},{"$f":"IFERROR(repcalc('Combined scenario - input'!$CV127:$GH127,'Combined scenario - input'!$G127,'Combined scenario - input'!$E127,'Combined scenario - input'!$F127,20,TRUE,TRUE),\"\")","v":""},"","","","","","","","","","","","","","","","","","","",{"$f":"IFERROR(IF(OR(D142=\"\",'Combined scenario - input'!$D127=\"\"),\"\",D142/'Combined scenario - input'!$D127),\"\")","v":""},{"$f":"IFERROR(IF(OR(E142=\"\",'Combined scenario - input'!$D127=\"\"),\"\",E142/'Combined scenario - input'!$D127),\"\")","v":""},{"$f":"IFERROR(IF(OR(F142=\"\",'Combined scenario - input'!$D127=\"\"),\"\",F142/'Combined scenario - input'!$D127),\"\")","v":""},{"$f":"IFERROR(IF(OR(G142=\"\",'Combined scenario - input'!$D127=\"\"),\"\",G142/'Combined scenario - input'!$D127),\"\")","v":""},{"$f":"IFERROR(IF(OR(H142=\"\",'Combined scenario - input'!$D127=\"\"),\"\",H142/'Combined scenario - input'!$D127),\"\")","v":""},{"$f":"IFERROR(IF(OR(I142=\"\",'Combined scenario - input'!$D127=\"\"),\"\",I142/'Combined scenario - input'!$D127),\"\")","v":""},{"$f":"IFERROR(IF(OR(J142=\"\",'Combined scenario - input'!$D127=\"\"),\"\",J142/'Combined scenario - input'!$D127),\"\")","v":""},{"$f":"IFERROR(IF(OR(K142=\"\",'Combined scenario - input'!$D127=\"\"),\"\",K142/'Combined scenario - input'!$D127),\"\")","v":""},{"$f":"IFERROR(IF(OR(L142=\"\",'Combined scenario - input'!$D127=\"\"),\"\",L142/'Combined scenario - input'!$D127),\"\")","v":""},{"$f":"IFERROR(IF(OR(M142=\"\",'Combined scenario - input'!$D127=\"\"),\"\",M142/'Combined scenario - input'!$D127),\"\")","v":""},{"$f":"IFERROR(IF(OR(N142=\"\",'Combined scenario - input'!$D127=\"\"),\"\",N142/'Combined scenario - input'!$D127),\"\")","v":""},{"$f":"IFERROR(IF(OR(O142=\"\",'Combined scenario - input'!$D127=\"\"),\"\",O142/'Combined scenario - input'!$D127),\"\")","v":""},{"$f":"IFERROR(IF(OR(P142=\"\",'Combined scenario - input'!$D127=\"\"),\"\",P142/'Combined scenario - input'!$D127),\"\")","v":""},{"$f":"IFERROR(IF(OR(Q142=\"\",'Combined scenario - input'!$D127=\"\"),\"\",Q142/'Combined scenario - input'!$D127),\"\")","v":""},{"$f":"IFERROR(IF(OR(R142=\"\",'Combined scenario - input'!$D127=\"\"),\"\",R142/'Combined scenario - input'!$D127),\"\")","v":""},{"$f":"IFERROR(IF(OR(S142=\"\",'Combined scenario - input'!$D127=\"\"),\"\",S142/'Combined scenario - input'!$D127),\"\")","v":""},{"$f":"IFERROR(IF(OR(T142=\"\",'Combined scenario - input'!$D127=\"\"),\"\",T142/'Combined scenario - input'!$D127),\"\")","v":""},{"$f":"IFERROR(IF(OR(U142=\"\",'Combined scenario - input'!$D127=\"\"),\"\",U142/'Combined scenario - input'!$D127),\"\")","v":""},{"$f":"IFERROR(IF(OR(V142=\"\",'Combined scenario - input'!$D127=\"\"),\"\",V142/'Combined scenario - input'!$D127),\"\")","v":""},{"$f":"IFERROR(IF(OR(W142=\"\",'Combined scenario - input'!$D127=\"\"),\"\",W142/'Combined scenario - input'!$D127),\"\")","v":""}]
[{"$f":"IFERROR('Combined scenario - input'!A128,\"\")","v":""},{"$f":"IFERROR('Combined scenario - input'!B128,\"\")","v":""},{"$f":"IFERROR('Combined scenario - input'!C128,\"\")","v":""},{"$f":"IFERROR(repcalc('Combined scenario - input'!$CV128:$GH128,'Combined scenario - input'!$G128,'Combined scenario - input'!$E128,'Combined scenario - input'!$F128,20,TRUE,TRUE),\"\")","v":""},"","","","","","","","","","","","","","","","","","","",{"$f":"IFERROR(IF(OR(D143=\"\",'Combined scenario - input'!$D128=\"\"),\"\",D143/'Combined scenario - input'!$D128),\"\")","v":""},{"$f":"IFERROR(IF(OR(E143=\"\",'Combined scenario - input'!$D128=\"\"),\"\",E143/'Combined scenario - input'!$D128),\"\")","v":""},{"$f":"IFERROR(IF(OR(F143=\"\",'Combined scenario - input'!$D128=\"\"),\"\",F143/'Combined scenario - input'!$D128),\"\")","v":""},{"$f":"IFERROR(IF(OR(G143=\"\",'Combined scenario - input'!$D128=\"\"),\"\",G143/'Combined scenario - input'!$D128),\"\")","v":""},{"$f":"IFERROR(IF(OR(H143=\"\",'Combined scenario - input'!$D128=\"\"),\"\",H143/'Combined scenario - input'!$D128),\"\")","v":""},{"$f":"IFERROR(IF(OR(I143=\"\",'Combined scenario - input'!$D128=\"\"),\"\",I143/'Combined scenario - input'!$D128),\"\")","v":""},{"$f":"IFERROR(IF(OR(J143=\"\",'Combined scenario - input'!$D128=\"\"),\"\",J143/'Combined scenario - input'!$D128),\"\")","v":""},{"$f":"IFERROR(IF(OR(K143=\"\",'Combined scenario - input'!$D128=\"\"),\"\",K143/'Combined scenario - input'!$D128),\"\")","v":""},{"$f":"IFERROR(IF(OR(L143=\"\",'Combined scenario - input'!$D128=\"\"),\"\",L143/'Combined scenario - input'!$D128),\"\")","v":""},{"$f":"IFERROR(IF(OR(M143=\"\",'Combined scenario - input'!$D128=\"\"),\"\",M143/'Combined scenario - input'!$D128),\"\")","v":""},{"$f":"IFERROR(IF(OR(N143=\"\",'Combined scenario - input'!$D128=\"\"),\"\",N143/'Combined scenario - input'!$D128),\"\")","v":""},{"$f":"IFERROR(IF(OR(O143=\"\",'Combined scenario - input'!$D128=\"\"),\"\",O143/'Combined scenario - input'!$D128),\"\")","v":""},{"$f":"IFERROR(IF(OR(P143=\"\",'Combined scenario - input'!$D128=\"\"),\"\",P143/'Combined scenario - input'!$D128),\"\")","v":""},{"$f":"IFERROR(IF(OR(Q143=\"\",'Combined scenario - input'!$D128=\"\"),\"\",Q143/'Combined scenario - input'!$D128),\"\")","v":""},{"$f":"IFERROR(IF(OR(R143=\"\",'Combined scenario - input'!$D128=\"\"),\"\",R143/'Combined scenario - input'!$D128),\"\")","v":""},{"$f":"IFERROR(IF(OR(S143=\"\",'Combined scenario - input'!$D128=\"\"),\"\",S143/'Combined scenario - input'!$D128),\"\")","v":""},{"$f":"IFERROR(IF(OR(T143=\"\",'Combined scenario - input'!$D128=\"\"),\"\",T143/'Combined scenario - input'!$D128),\"\")","v":""},{"$f":"IFERROR(IF(OR(U143=\"\",'Combined scenario - input'!$D128=\"\"),\"\",U143/'Combined scenario - input'!$D128),\"\")","v":""},{"$f":"IFERROR(IF(OR(V143=\"\",'Combined scenario - input'!$D128=\"\"),\"\",V143/'Combined scenario - input'!$D128),\"\")","v":""},{"$f":"IFERROR(IF(OR(W143=\"\",'Combined scenario - input'!$D128=\"\"),\"\",W143/'Combined scenario - input'!$D128),\"\")","v":""}]
[{"$f":"IFERROR('Combined scenario - input'!A129,\"\")","v":""},{"$f":"IFERROR('Combined scenario - input'!B129,\"\")","v":""},{"$f":"IFERROR('Combined scenario - input'!C129,\"\")","v":""},{"$f":"IFERROR(repcalc('Combined scenario - input'!$CV129:$GH129,'Combined scenario - input'!$G129,'Combined scenario - input'!$E129,'Combined scenario - input'!$F129,20,TRUE,TRUE),\"\")","v":""},"","","","","","","","","","","","","","","","","","","",{"$f":"IFERROR(IF(OR(D144=\"\",'Combined scenario - input'!$D129=\"\"),\"\",D144/'Combined scenario - input'!$D129),\"\")","v":""},{"$f":"IFERROR(IF(OR(E144=\"\",'Combined scenario - input'!$D129=\"\"),\"\",E144/'Combined scenario - input'!$D129),\"\")","v":""},{"$f":"IFERROR(IF(OR(F144=\"\",'Combined scenario - input'!$D129=\"\"),\"\",F144/'Combined scenario - input'!$D129),\"\")","v":""},{"$f":"IFERROR(IF(OR(G144=\"\",'Combined scenario - input'!$D129=\"\"),\"\",G144/'Combined scenario - input'!$D129),\"\")","v":""},{"$f":"IFERROR(IF(OR(H144=\"\",'Combined scenario - input'!$D129=\"\"),\"\",H144/'Combined scenario - input'!$D129),\"\")","v":""},{"$f":"IFERROR(IF(OR(I144=\"\",'Combined scenario - input'!$D129=\"\"),\"\",I144/'Combined scenario - input'!$D129),\"\")","v":""},{"$f":"IFERROR(IF(OR(J144=\"\",'Combined scenario - input'!$D129=\"\"),\"\",J144/'Combined scenario - input'!$D129),\"\")","v":""},{"$f":"IFERROR(IF(OR(K144=\"\",'Combined scenario - input'!$D129=\"\"),\"\",K144/'Combined scenario - input'!$D129),\"\")","v":""},{"$f":"IFERROR(IF(OR(L144=\"\",'Combined scenario - input'!$D129=\"\"),\"\",L144/'Combined scenario - input'!$D129),\"\")","v":""},{"$f":"IFERROR(IF(OR(M144=\"\",'Combined scenario - input'!$D129=\"\"),\"\",M144/'Combined scenario - input'!$D129),\"\")","v":""},{"$f":"IFERROR(IF(OR(N144=\"\",'Combined scenario - input'!$D129=\"\"),\"\",N144/'Combined scenario - input'!$D129),\"\")","v":""},{"$f":"IFERROR(IF(OR(O144=\"\",'Combined scenario - input'!$D129=\"\"),\"\",O144/'Combined scenario - input'!$D129),\"\")","v":""},{"$f":"IFERROR(IF(OR(P144=\"\",'Combined scenario - input'!$D129=\"\"),\"\",P144/'Combined scenario - input'!$D129),\"\")","v":""},{"$f":"IFERROR(IF(OR(Q144=\"\",'Combined scenario - input'!$D129=\"\"),\"\",Q144/'Combined scenario - input'!$D129),\"\")","v":""},{"$f":"IFERROR(IF(OR(R144=\"\",'Combined scenario - input'!$D129=\"\"),\"\",R144/'Combined scenario - input'!$D129),\"\")","v":""},{"$f":"IFERROR(IF(OR(S144=\"\",'Combined scenario - input'!$D129=\"\"),\"\",S144/'Combined scenario - input'!$D129),\"\")","v":""},{"$f":"IFERROR(IF(OR(T144=\"\",'Combined scenario - input'!$D129=\"\"),\"\",T144/'Combined scenario - input'!$D129),\"\")","v":""},{"$f":"IFERROR(IF(OR(U144=\"\",'Combined scenario - input'!$D129=\"\"),\"\",U144/'Combined scenario - input'!$D129),\"\")","v":""},{"$f":"IFERROR(IF(OR(V144=\"\",'Combined scenario - input'!$D129=\"\"),\"\",V144/'Combined scenario - input'!$D129),\"\")","v":""},{"$f":"IFERROR(IF(OR(W144=\"\",'Combined scenario - input'!$D129=\"\"),\"\",W144/'Combined scenario - input'!$D129),\"\")","v":""}]
[{"$f":"IFERROR('Combined scenario - input'!A130,\"\")","v":""},{"$f":"IFERROR('Combined scenario - input'!B130,\"\")","v":""},{"$f":"IFERROR('Combined scenario - input'!C130,\"\")","v":""},{"$f":"IFERROR(repcalc('Combined scenario - input'!$CV130:$GH130,'Combined scenario - input'!$G130,'Combined scenario - input'!$E130,'Combined scenario - input'!$F130,20,TRUE,TRUE),\"\")","v":""},"","","","","","","","","","","","","","","","","","","",{"$f":"IFERROR(IF(OR(D145=\"\",'Combined scenario - input'!$D130=\"\"),\"\",D145/'Combined scenario - input'!$D130),\"\")","v":""},{"$f":"IFERROR(IF(OR(E145=\"\",'Combined scenario - input'!$D130=\"\"),\"\",E145/'Combined scenario - input'!$D130),\"\")","v":""},{"$f":"IFERROR(IF(OR(F145=\"\",'Combined scenario - input'!$D130=\"\"),\"\",F145/'Combined scenario - input'!$D130),\"\")","v":""},{"$f":"IFERROR(IF(OR(G145=\"\",'Combined scenario - input'!$D130=\"\"),\"\",G145/'Combined scenario - input'!$D130),\"\")","v":""},{"$f":"IFERROR(IF(OR(H145=\"\",'Combined scenario - input'!$D130=\"\"),\"\",H145/'Combined scenario - input'!$D130),\"\")","v":""},{"$f":"IFERROR(IF(OR(I145=\"\",'Combined scenario - input'!$D130=\"\"),\"\",I145/'Combined scenario - input'!$D130),\"\")","v":""},{"$f":"IFERROR(IF(OR(J145=\"\",'Combined scenario - input'!$D130=\"\"),\"\",J145/'Combined scenario - input'!$D130),\"\")","v":""},{"$f":"IFERROR(IF(OR(K145=\"\",'Combined scenario - input'!$D130=\"\"),\"\",K145/'Combined scenario - input'!$D130),\"\")","v":""},{"$f":"IFERROR(IF(OR(L145=\"\",'Combined scenario - input'!$D130=\"\"),\"\",L145/'Combined scenario - input'!$D130),\"\")","v":""},{"$f":"IFERROR(IF(OR(M145=\"\",'Combined scenario - input'!$D130=\"\"),\"\",M145/'Combined scenario - input'!$D130),\"\")","v":""},{"$f":"IFERROR(IF(OR(N145=\"\",'Combined scenario - input'!$D130=\"\"),\"\",N145/'Combined scenario - input'!$D130),\"\")","v":""},{"$f":"IFERROR(IF(OR(O145=\"\",'Combined scenario - input'!$D130=\"\"),\"\",O145/'Combined scenario - input'!$D130),\"\")","v":""},{"$f":"IFERROR(IF(OR(P145=\"\",'Combined scenario - input'!$D130=\"\"),\"\",P145/'Combined scenario - input'!$D130),\"\")","v":""},{"$f":"IFERROR(IF(OR(Q145=\"\",'Combined scenario - input'!$D130=\"\"),\"\",Q145/'Combined scenario - input'!$D130),\"\")","v":""},{"$f":"IFERROR(IF(OR(R145=\"\",'Combined scenario - input'!$D130=\"\"),\"\",R145/'Combined scenario - input'!$D130),\"\")","v":""},{"$f":"IFERROR(IF(OR(S145=\"\",'Combined scenario - input'!$D130=\"\"),\"\",S145/'Combined scenario - input'!$D130),\"\")","v":""},{"$f":"IFERROR(IF(OR(T145=\"\",'Combined scenario - input'!$D130=\"\"),\"\",T145/'Combined scenario - input'!$D130),\"\")","v":""},{"$f":"IFERROR(IF(OR(U145=\"\",'Combined scenario - input'!$D130=\"\"),\"\",U145/'Combined scenario - input'!$D130),\"\")","v":""},{"$f":"IFERROR(IF(OR(V145=\"\",'Combined scenario - input'!$D130=\"\"),\"\",V145/'Combined scenario - input'!$D130),\"\")","v":""},{"$f":"IFERROR(IF(OR(W145=\"\",'Combined scenario - input'!$D130=\"\"),\"\",W145/'Combined scenario - input'!$D130),\"\")","v":""}]
[{"$f":"IFERROR('Combined scenario - input'!A131,\"\")","v":""},{"$f":"IFERROR('Combined scenario - input'!B131,\"\")","v":""},{"$f":"IFERROR('Combined scenario - input'!C131,\"\")","v":""},{"$f":"IFERROR(repcalc('Combined scenario - input'!$CV131:$GH131,'Combined scenario - input'!$G131,'Combined scenario - input'!$E131,'Combined scenario - input'!$F131,20,TRUE,TRUE),\"\")","v":""},"","","","","","","","","","","","","","","","","","","",{"$f":"IFERROR(IF(OR(D146=\"\",'Combined scenario - input'!$D131=\"\"),\"\",D146/'Combined scenario - input'!$D131),\"\")","v":""},{"$f":"IFERROR(IF(OR(E146=\"\",'Combined scenario - input'!$D131=\"\"),\"\",E146/'Combined scenario - input'!$D131),\"\")","v":""},{"$f":"IFERROR(IF(OR(F146=\"\",'Combined scenario - input'!$D131=\"\"),\"\",F146/'Combined scenario - input'!$D131),\"\")","v":""},{"$f":"IFERROR(IF(OR(G146=\"\",'Combined scenario - input'!$D131=\"\"),\"\",G146/'Combined scenario - input'!$D131),\"\")","v":""},{"$f":"IFERROR(IF(OR(H146=\"\",'Combined scenario - input'!$D131=\"\"),\"\",H146/'Combined scenario - input'!$D131),\"\")","v":""},{"$f":"IFERROR(IF(OR(I146=\"\",'Combined scenario - input'!$D131=\"\"),\"\",I146/'Combined scenario - input'!$D131),\"\")","v":""},{"$f":"IFERROR(IF(OR(J146=\"\",'Combined scenario - input'!$D131=\"\"),\"\",J146/'Combined scenario - input'!$D131),\"\")","v":""},{"$f":"IFERROR(IF(OR(K146=\"\",'Combined scenario - input'!$D131=\"\"),\"\",K146/'Combined scenario - input'!$D131),\"\")","v":""},{"$f":"IFERROR(IF(OR(L146=\"\",'Combined scenario - input'!$D131=\"\"),\"\",L146/'Combined scenario - input'!$D131),\"\")","v":""},{"$f":"IFERROR(IF(OR(M146=\"\",'Combined scenario - input'!$D131=\"\"),\"\",M146/'Combined scenario - input'!$D131),\"\")","v":""},{"$f":"IFERROR(IF(OR(N146=\"\",'Combined scenario - input'!$D131=\"\"),\"\",N146/'Combined scenario - input'!$D131),\"\")","v":""},{"$f":"IFERROR(IF(OR(O146=\"\",'Combined scenario - input'!$D131=\"\"),\"\",O146/'Combined scenario - input'!$D131),\"\")","v":""},{"$f":"IFERROR(IF(OR(P146=\"\",'Combined scenario - input'!$D131=\"\"),\"\",P146/'Combined scenario - input'!$D131),\"\")","v":""},{"$f":"IFERROR(IF(OR(Q146=\"\",'Combined scenario - input'!$D131=\"\"),\"\",Q146/'Combined scenario - input'!$D131),\"\")","v":""},{"$f":"IFERROR(IF(OR(R146=\"\",'Combined scenario - input'!$D131=\"\"),\"\",R146/'Combined scenario - input'!$D131),\"\")","v":""},{"$f":"IFERROR(IF(OR(S146=\"\",'Combined scenario - input'!$D131=\"\"),\"\",S146/'Combined scenario - input'!$D131),\"\")","v":""},{"$f":"IFERROR(IF(OR(T146=\"\",'Combined scenario - input'!$D131=\"\"),\"\",T146/'Combined scenario - input'!$D131),\"\")","v":""},{"$f":"IFERROR(IF(OR(U146=\"\",'Combined scenario - input'!$D131=\"\"),\"\",U146/'Combined scenario - input'!$D131),\"\")","v":""},{"$f":"IFERROR(IF(OR(V146=\"\",'Combined scenario - input'!$D131=\"\"),\"\",V146/'Combined scenario - input'!$D131),\"\")","v":""},{"$f":"IFERROR(IF(OR(W146=\"\",'Combined scenario - input'!$D131=\"\"),\"\",W146/'Combined scenario - input'!$D131),\"\")","v":""}]
[{"$f":"IFERROR('Combined scenario - input'!A132,\"\")","v":""},{"$f":"IFERROR('Combined scenario - input'!B132,\"\")","v":""},{"$f":"IFERROR('Combined scenario - input'!C132,\"\")","v":""},{"$f":"IFERROR(repcalc('Combined scenario - input'!$CV132:$GH132,'Combined scenario - input'!$G132,'Combined scenario - input'!$E132,'Combined scenario - input'!$F132,20,TRUE,TRUE),\"\")","v":""},"","","","","","","","","","","","","","","","","","","",{"$f":"IFERROR(IF(OR(D147=\"\",'Combined scenario - input'!$D132=\"\"),\"\",D147/'Combined scenario - input'!$D132),\"\")","v":""},{"$f":"IFERROR(IF(OR(E147=\"\",'Combined scenario - input'!$D132=\"\"),\"\",E147/'Combined scenario - input'!$D132),\"\")","v":""},{"$f":"IFERROR(IF(OR(F147=\"\",'Combined scenario - input'!$D132=\"\"),\"\",F147/'Combined scenario - input'!$D132),\"\")","v":""},{"$f":"IFERROR(IF(OR(G147=\"\",'Combined scenario - input'!$D132=\"\"),\"\",G147/'Combined scenario - input'!$D132),\"\")","v":""},{"$f":"IFERROR(IF(OR(H147=\"\",'Combined scenario - input'!$D132=\"\"),\"\",H147/'Combined scenario - input'!$D132),\"\")","v":""},{"$f":"IFERROR(IF(OR(I147=\"\",'Combined scenario - input'!$D132=\"\"),\"\",I147/'Combined scenario - input'!$D132),\"\")","v":""},{"$f":"IFERROR(IF(OR(J147=\"\",'Combined scenario - input'!$D132=\"\"),\"\",J147/'Combined scenario - input'!$D132),\"\")","v":""},{"$f":"IFERROR(IF(OR(K147=\"\",'Combined scenario - input'!$D132=\"\"),\"\",K147/'Combined scenario - input'!$D132),\"\")","v":""},{"$f":"IFERROR(IF(OR(L147=\"\",'Combined scenario - input'!$D132=\"\"),\"\",L147/'Combined scenario - input'!$D132),\"\")","v":""},{"$f":"IFERROR(IF(OR(M147=\"\",'Combined scenario - input'!$D132=\"\"),\"\",M147/'Combined scenario - input'!$D132),\"\")","v":""},{"$f":"IFERROR(IF(OR(N147=\"\",'Combined scenario - input'!$D132=\"\"),\"\",N147/'Combined scenario - input'!$D132),\"\")","v":""},{"$f":"IFERROR(IF(OR(O147=\"\",'Combined scenario - input'!$D132=\"\"),\"\",O147/'Combined scenario - input'!$D132),\"\")","v":""},{"$f":"IFERROR(IF(OR(P147=\"\",'Combined scenario - input'!$D132=\"\"),\"\",P147/'Combined scenario - input'!$D132),\"\")","v":""},{"$f":"IFERROR(IF(OR(Q147=\"\",'Combined scenario - input'!$D132=\"\"),\"\",Q147/'Combined scenario - input'!$D132),\"\")","v":""},{"$f":"IFERROR(IF(OR(R147=\"\",'Combined scenario - input'!$D132=\"\"),\"\",R147/'Combined scenario - input'!$D132),\"\")","v":""},{"$f":"IFERROR(IF(OR(S147=\"\",'Combined scenario - input'!$D132=\"\"),\"\",S147/'Combined scenario - input'!$D132),\"\")","v":""},{"$f":"IFERROR(IF(OR(T147=\"\",'Combined scenario - input'!$D132=\"\"),\"\",T147/'Combined scenario - input'!$D132),\"\")","v":""},{"$f":"IFERROR(IF(OR(U147=\"\",'Combined scenario - input'!$D132=\"\"),\"\",U147/'Combined scenario - input'!$D132),\"\")","v":""},{"$f":"IFERROR(IF(OR(V147=\"\",'Combined scenario - input'!$D132=\"\"),\"\",V147/'Combined scenario - input'!$D132),\"\")","v":""},{"$f":"IFERROR(IF(OR(W147=\"\",'Combined scenario - input'!$D132=\"\"),\"\",W147/'Combined scenario - input'!$D132),\"\")","v":""}]
[{"$f":"IFERROR('Combined scenario - input'!A133,\"\")","v":""},{"$f":"IFERROR('Combined scenario - input'!B133,\"\")","v":""},{"$f":"IFERROR('Combined scenario - input'!C133,\"\")","v":""},{"$f":"IFERROR(repcalc('Combined scenario - input'!$CV133:$GH133,'Combined scenario - input'!$G133,'Combined scenario - input'!$E133,'Combined scenario - input'!$F133,20,TRUE,TRUE),\"\")","v":""},"","","","","","","","","","","","","","","","","","","",{"$f":"IFERROR(IF(OR(D148=\"\",'Combined scenario - input'!$D133=\"\"),\"\",D148/'Combined scenario - input'!$D133),\"\")","v":""},{"$f":"IFERROR(IF(OR(E148=\"\",'Combined scenario - input'!$D133=\"\"),\"\",E148/'Combined scenario - input'!$D133),\"\")","v":""},{"$f":"IFERROR(IF(OR(F148=\"\",'Combined scenario - input'!$D133=\"\"),\"\",F148/'Combined scenario - input'!$D133),\"\")","v":""},{"$f":"IFERROR(IF(OR(G148=\"\",'Combined scenario - input'!$D133=\"\"),\"\",G148/'Combined scenario - input'!$D133),\"\")","v":""},{"$f":"IFERROR(IF(OR(H148=\"\",'Combined scenario - input'!$D133=\"\"),\"\",H148/'Combined scenario - input'!$D133),\"\")","v":""},{"$f":"IFERROR(IF(OR(I148=\"\",'Combined scenario - input'!$D133=\"\"),\"\",I148/'Combined scenario - input'!$D133),\"\")","v":""},{"$f":"IFERROR(IF(OR(J148=\"\",'Combined scenario - input'!$D133=\"\"),\"\",J148/'Combined scenario - input'!$D133),\"\")","v":""},{"$f":"IFERROR(IF(OR(K148=\"\",'Combined scenario - input'!$D133=\"\"),\"\",K148/'Combined scenario - input'!$D133),\"\")","v":""},{"$f":"IFERROR(IF(OR(L148=\"\",'Combined scenario - input'!$D133=\"\"),\"\",L148/'Combined scenario - input'!$D133),\"\")","v":""},{"$f":"IFERROR(IF(OR(M148=\"\",'Combined scenario - input'!$D133=\"\"),\"\",M148/'Combined scenario - input'!$D133),\"\")","v":""},{"$f":"IFERROR(IF(OR(N148=\"\",'Combined scenario - input'!$D133=\"\"),\"\",N148/'Combined scenario - input'!$D133),\"\")","v":""},{"$f":"IFERROR(IF(OR(O148=\"\",'Combined scenario - input'!$D133=\"\"),\"\",O148/'Combined scenario - input'!$D133),\"\")","v":""},{"$f":"IFERROR(IF(OR(P148=\"\",'Combined scenario - input'!$D133=\"\"),\"\",P148/'Combined scenario - input'!$D133),\"\")","v":""},{"$f":"IFERROR(IF(OR(Q148=\"\",'Combined scenario - input'!$D133=\"\"),\"\",Q148/'Combined scenario - input'!$D133),\"\")","v":""},{"$f":"IFERROR(IF(OR(R148=\"\",'Combined scenario - input'!$D133=\"\"),\"\",R148/'Combined scenario - input'!$D133),\"\")","v":""},{"$f":"IFERROR(IF(OR(S148=\"\",'Combined scenario - input'!$D133=\"\"),\"\",S148/'Combined scenario - input'!$D133),\"\")","v":""},{"$f":"IFERROR(IF(OR(T148=\"\",'Combined scenario - input'!$D133=\"\"),\"\",T148/'Combined scenario - input'!$D133),\"\")","v":""},{"$f":"IFERROR(IF(OR(U148=\"\",'Combined scenario - input'!$D133=\"\"),\"\",U148/'Combined scenario - input'!$D133),\"\")","v":""},{"$f":"IFERROR(IF(OR(V148=\"\",'Combined scenario - input'!$D133=\"\"),\"\",V148/'Combined scenario - input'!$D133),\"\")","v":""},{"$f":"IFERROR(IF(OR(W148=\"\",'Combined scenario - input'!$D133=\"\"),\"\",W148/'Combined scenario - input'!$D133),\"\")","v":""}]
[{"$f":"IFERROR('Combined scenario - input'!A134,\"\")","v":""},{"$f":"IFERROR('Combined scenario - input'!B134,\"\")","v":""},{"$f":"IFERROR('Combined scenario - input'!C134,\"\")","v":""},{"$f":"IFERROR(repcalc('Combined scenario - input'!$CV134:$GH134,'Combined scenario - input'!$G134,'Combined scenario - input'!$E134,'Combined scenario - input'!$F134,20,TRUE,TRUE),\"\")","v":""},"","","","","","","","","","","","","","","","","","","",{"$f":"IFERROR(IF(OR(D149=\"\",'Combined scenario - input'!$D134=\"\"),\"\",D149/'Combined scenario - input'!$D134),\"\")","v":""},{"$f":"IFERROR(IF(OR(E149=\"\",'Combined scenario - input'!$D134=\"\"),\"\",E149/'Combined scenario - input'!$D134),\"\")","v":""},{"$f":"IFERROR(IF(OR(F149=\"\",'Combined scenario - input'!$D134=\"\"),\"\",F149/'Combined scenario - input'!$D134),\"\")","v":""},{"$f":"IFERROR(IF(OR(G149=\"\",'Combined scenario - input'!$D134=\"\"),\"\",G149/'Combined scenario - input'!$D134),\"\")","v":""},{"$f":"IFERROR(IF(OR(H149=\"\",'Combined scenario - input'!$D134=\"\"),\"\",H149/'Combined scenario - input'!$D134),\"\")","v":""},{"$f":"IFERROR(IF(OR(I149=\"\",'Combined scenario - input'!$D134=\"\"),\"\",I149/'Combined scenario - input'!$D134),\"\")","v":""},{"$f":"IFERROR(IF(OR(J149=\"\",'Combined scenario - input'!$D134=\"\"),\"\",J149/'Combined scenario - input'!$D134),\"\")","v":""},{"$f":"IFERROR(IF(OR(K149=\"\",'Combined scenario - input'!$D134=\"\"),\"\",K149/'Combined scenario - input'!$D134),\"\")","v":""},{"$f":"IFERROR(IF(OR(L149=\"\",'Combined scenario - input'!$D134=\"\"),\"\",L149/'Combined scenario - input'!$D134),\"\")","v":""},{"$f":"IFERROR(IF(OR(M149=\"\",'Combined scenario - input'!$D134=\"\"),\"\",M149/'Combined scenario - input'!$D134),\"\")","v":""},{"$f":"IFERROR(IF(OR(N149=\"\",'Combined scenario - input'!$D134=\"\"),\"\",N149/'Combined scenario - input'!$D134),\"\")","v":""},{"$f":"IFERROR(IF(OR(O149=\"\",'Combined scenario - input'!$D134=\"\"),\"\",O149/'Combined scenario - input'!$D134),\"\")","v":""},{"$f":"IFERROR(IF(OR(P149=\"\",'Combined scenario - input'!$D134=\"\"),\"\",P149/'Combined scenario - input'!$D134),\"\")","v":""},{"$f":"IFERROR(IF(OR(Q149=\"\",'Combined scenario - input'!$D134=\"\"),\"\",Q149/'Combined scenario - input'!$D134),\"\")","v":""},{"$f":"IFERROR(IF(OR(R149=\"\",'Combined scenario - input'!$D134=\"\"),\"\",R149/'Combined scenario - input'!$D134),\"\")","v":""},{"$f":"IFERROR(IF(OR(S149=\"\",'Combined scenario - input'!$D134=\"\"),\"\",S149/'Combined scenario - input'!$D134),\"\")","v":""},{"$f":"IFERROR(IF(OR(T149=\"\",'Combined scenario - input'!$D134=\"\"),\"\",T149/'Combined scenario - input'!$D134),\"\")","v":""},{"$f":"IFERROR(IF(OR(U149=\"\",'Combined scenario - input'!$D134=\"\"),\"\",U149/'Combined scenario - input'!$D134),\"\")","v":""},{"$f":"IFERROR(IF(OR(V149=\"\",'Combined scenario - input'!$D134=\"\"),\"\",V149/'Combined scenario - input'!$D134),\"\")","v":""},{"$f":"IFERROR(IF(OR(W149=\"\",'Combined scenario - input'!$D134=\"\"),\"\",W149/'Combined scenario - input'!$D134),\"\")","v":""}]
[{"$f":"IFERROR('Combined scenario - input'!A135,\"\")","v":""},{"$f":"IFERROR('Combined scenario - input'!B135,\"\")","v":""},{"$f":"IFERROR('Combined scenario - input'!C135,\"\")","v":""},{"$f":"IFERROR(repcalc('Combined scenario - input'!$CV135:$GH135,'Combined scenario - input'!$G135,'Combined scenario - input'!$E135,'Combined scenario - input'!$F135,20,TRUE,TRUE),\"\")","v":""},"","","","","","","","","","","","","","","","","","","",{"$f":"IFERROR(IF(OR(D150=\"\",'Combined scenario - input'!$D135=\"\"),\"\",D150/'Combined scenario - input'!$D135),\"\")","v":""},{"$f":"IFERROR(IF(OR(E150=\"\",'Combined scenario - input'!$D135=\"\"),\"\",E150/'Combined scenario - input'!$D135),\"\")","v":""},{"$f":"IFERROR(IF(OR(F150=\"\",'Combined scenario - input'!$D135=\"\"),\"\",F150/'Combined scenario - input'!$D135),\"\")","v":""},{"$f":"IFERROR(IF(OR(G150=\"\",'Combined scenario - input'!$D135=\"\"),\"\",G150/'Combined scenario - input'!$D135),\"\")","v":""},{"$f":"IFERROR(IF(OR(H150=\"\",'Combined scenario - input'!$D135=\"\"),\"\",H150/'Combined scenario - input'!$D135),\"\")","v":""},{"$f":"IFERROR(IF(OR(I150=\"\",'Combined scenario - input'!$D135=\"\"),\"\",I150/'Combined scenario - input'!$D135),\"\")","v":""},{"$f":"IFERROR(IF(OR(J150=\"\",'Combined scenario - input'!$D135=\"\"),\"\",J150/'Combined scenario - input'!$D135),\"\")","v":""},{"$f":"IFERROR(IF(OR(K150=\"\",'Combined scenario - input'!$D135=\"\"),\"\",K150/'Combined scenario - input'!$D135),\"\")","v":""},{"$f":"IFERROR(IF(OR(L150=\"\",'Combined scenario - input'!$D135=\"\"),\"\",L150/'Combined scenario - input'!$D135),\"\")","v":""},{"$f":"IFERROR(IF(OR(M150=\"\",'Combined scenario - input'!$D135=\"\"),\"\",M150/'Combined scenario - input'!$D135),\"\")","v":""},{"$f":"IFERROR(IF(OR(N150=\"\",'Combined scenario - input'!$D135=\"\"),\"\",N150/'Combined scenario - input'!$D135),\"\")","v":""},{"$f":"IFERROR(IF(OR(O150=\"\",'Combined scenario - input'!$D135=\"\"),\"\",O150/'Combined scenario - input'!$D135),\"\")","v":""},{"$f":"IFERROR(IF(OR(P150=\"\",'Combined scenario - input'!$D135=\"\"),\"\",P150/'Combined scenario - input'!$D135),\"\")","v":""},{"$f":"IFERROR(IF(OR(Q150=\"\",'Combined scenario - input'!$D135=\"\"),\"\",Q150/'Combined scenario - input'!$D135),\"\")","v":""},{"$f":"IFERROR(IF(OR(R150=\"\",'Combined scenario - input'!$D135=\"\"),\"\",R150/'Combined scenario - input'!$D135),\"\")","v":""},{"$f":"IFERROR(IF(OR(S150=\"\",'Combined scenario - input'!$D135=\"\"),\"\",S150/'Combined scenario - input'!$D135),\"\")","v":""},{"$f":"IFERROR(IF(OR(T150=\"\",'Combined scenario - input'!$D135=\"\"),\"\",T150/'Combined scenario - input'!$D135),\"\")","v":""},{"$f":"IFERROR(IF(OR(U150=\"\",'Combined scenario - input'!$D135=\"\"),\"\",U150/'Combined scenario - input'!$D135),\"\")","v":""},{"$f":"IFERROR(IF(OR(V150=\"\",'Combined scenario - input'!$D135=\"\"),\"\",V150/'Combined scenario - input'!$D135),\"\")","v":""},{"$f":"IFERROR(IF(OR(W150=\"\",'Combined scenario - input'!$D135=\"\"),\"\",W150/'Combined scenario - input'!$D135),\"\")","v":""}]
[{"$f":"IFERROR('Combined scenario - input'!A136,\"\")","v":""},{"$f":"IFERROR('Combined scenario - input'!B136,\"\")","v":""},{"$f":"IFERROR('Combined scenario - input'!C136,\"\")","v":""},{"$f":"IFERROR(repcalc('Combined scenario - input'!$CV136:$GH136,'Combined scenario - input'!$G136,'Combined scenario - input'!$E136,'Combined scenario - input'!$F136,20,TRUE,TRUE),\"\")","v":""},"","","","","","","","","","","","","","","","","","","",{"$f":"IFERROR(IF(OR(D151=\"\",'Combined scenario - input'!$D136=\"\"),\"\",D151/'Combined scenario - input'!$D136),\"\")","v":""},{"$f":"IFERROR(IF(OR(E151=\"\",'Combined scenario - input'!$D136=\"\"),\"\",E151/'Combined scenario - input'!$D136),\"\")","v":""},{"$f":"IFERROR(IF(OR(F151=\"\",'Combined scenario - input'!$D136=\"\"),\"\",F151/'Combined scenario - input'!$D136),\"\")","v":""},{"$f":"IFERROR(IF(OR(G151=\"\",'Combined scenario - input'!$D136=\"\"),\"\",G151/'Combined scenario - input'!$D136),\"\")","v":""},{"$f":"IFERROR(IF(OR(H151=\"\",'Combined scenario - input'!$D136=\"\"),\"\",H151/'Combined scenario - input'!$D136),\"\")","v":""},{"$f":"IFERROR(IF(OR(I151=\"\",'Combined scenario - input'!$D136=\"\"),\"\",I151/'Combined scenario - input'!$D136),\"\")","v":""},{"$f":"IFERROR(IF(OR(J151=\"\",'Combined scenario - input'!$D136=\"\"),\"\",J151/'Combined scenario - input'!$D136),\"\")","v":""},{"$f":"IFERROR(IF(OR(K151=\"\",'Combined scenario - input'!$D136=\"\"),\"\",K151/'Combined scenario - input'!$D136),\"\")","v":""},{"$f":"IFERROR(IF(OR(L151=\"\",'Combined scenario - input'!$D136=\"\"),\"\",L151/'Combined scenario - input'!$D136),\"\")","v":""},{"$f":"IFERROR(IF(OR(M151=\"\",'Combined scenario - input'!$D136=\"\"),\"\",M151/'Combined scenario - input'!$D136),\"\")","v":""},{"$f":"IFERROR(IF(OR(N151=\"\",'Combined scenario - input'!$D136=\"\"),\"\",N151/'Combined scenario - input'!$D136),\"\")","v":""},{"$f":"IFERROR(IF(OR(O151=\"\",'Combined scenario - input'!$D136=\"\"),\"\",O151/'Combined scenario - input'!$D136),\"\")","v":""},{"$f":"IFERROR(IF(OR(P151=\"\",'Combined scenario - input'!$D136=\"\"),\"\",P151/'Combined scenario - input'!$D136),\"\")","v":""},{"$f":"IFERROR(IF(OR(Q151=\"\",'Combined scenario - input'!$D136=\"\"),\"\",Q151/'Combined scenario - input'!$D136),\"\")","v":""},{"$f":"IFERROR(IF(OR(R151=\"\",'Combined scenario - input'!$D136=\"\"),\"\",R151/'Combined scenario - input'!$D136),\"\")","v":""},{"$f":"IFERROR(IF(OR(S151=\"\",'Combined scenario - input'!$D136=\"\"),\"\",S151/'Combined scenario - input'!$D136),\"\")","v":""},{"$f":"IFERROR(IF(OR(T151=\"\",'Combined scenario - input'!$D136=\"\"),\"\",T151/'Combined scenario - input'!$D136),\"\")","v":""},{"$f":"IFERROR(IF(OR(U151=\"\",'Combined scenario - input'!$D136=\"\"),\"\",U151/'Combined scenario - input'!$D136),\"\")","v":""},{"$f":"IFERROR(IF(OR(V151=\"\",'Combined scenario - input'!$D136=\"\"),\"\",V151/'Combined scenario - input'!$D136),\"\")","v":""},{"$f":"IFERROR(IF(OR(W151=\"\",'Combined scenario - input'!$D136=\"\"),\"\",W151/'Combined scenario - input'!$D136),\"\")","v":""}]
[{"$f":"IFERROR('Combined scenario - input'!A137,\"\")","v":""},{"$f":"IFERROR('Combined scenario - input'!B137,\"\")","v":""},{"$f":"IFERROR('Combined scenario - input'!C137,\"\")","v":""},{"$f":"IFERROR(repcalc('Combined scenario - input'!$CV137:$GH137,'Combined scenario - input'!$G137,'Combined scenario - input'!$E137,'Combined scenario - input'!$F137,20,TRUE,TRUE),\"\")","v":""},"","","","","","","","","","","","","","","","","","","",{"$f":"IFERROR(IF(OR(D152=\"\",'Combined scenario - input'!$D137=\"\"),\"\",D152/'Combined scenario - input'!$D137),\"\")","v":""},{"$f":"IFERROR(IF(OR(E152=\"\",'Combined scenario - input'!$D137=\"\"),\"\",E152/'Combined scenario - input'!$D137),\"\")","v":""},{"$f":"IFERROR(IF(OR(F152=\"\",'Combined scenario - input'!$D137=\"\"),\"\",F152/'Combined scenario - input'!$D137),\"\")","v":""},{"$f":"IFERROR(IF(OR(G152=\"\",'Combined scenario - input'!$D137=\"\"),\"\",G152/'Combined scenario - input'!$D137),\"\")","v":""},{"$f":"IFERROR(IF(OR(H152=\"\",'Combined scenario - input'!$D137=\"\"),\"\",H152/'Combined scenario - input'!$D137),\"\")","v":""},{"$f":"IFERROR(IF(OR(I152=\"\",'Combined scenario - input'!$D137=\"\"),\"\",I152/'Combined scenario - input'!$D137),\"\")","v":""},{"$f":"IFERROR(IF(OR(J152=\"\",'Combined scenario - input'!$D137=\"\"),\"\",J152/'Combined scenario - input'!$D137),\"\")","v":""},{"$f":"IFERROR(IF(OR(K152=\"\",'Combined scenario - input'!$D137=\"\"),\"\",K152/'Combined scenario - input'!$D137),\"\")","v":""},{"$f":"IFERROR(IF(OR(L152=\"\",'Combined scenario - input'!$D137=\"\"),\"\",L152/'Combined scenario - input'!$D137),\"\")","v":""},{"$f":"IFERROR(IF(OR(M152=\"\",'Combined scenario - input'!$D137=\"\"),\"\",M152/'Combined scenario - input'!$D137),\"\")","v":""},{"$f":"IFERROR(IF(OR(N152=\"\",'Combined scenario - input'!$D137=\"\"),\"\",N152/'Combined scenario - input'!$D137),\"\")","v":""},{"$f":"IFERROR(IF(OR(O152=\"\",'Combined scenario - input'!$D137=\"\"),\"\",O152/'Combined scenario - input'!$D137),\"\")","v":""},{"$f":"IFERROR(IF(OR(P152=\"\",'Combined scenario - input'!$D137=\"\"),\"\",P152/'Combined scenario - input'!$D137),\"\")","v":""},{"$f":"IFERROR(IF(OR(Q152=\"\",'Combined scenario - input'!$D137=\"\"),\"\",Q152/'Combined scenario - input'!$D137),\"\")","v":""},{"$f":"IFERROR(IF(OR(R152=\"\",'Combined scenario - input'!$D137=\"\"),\"\",R152/'Combined scenario - input'!$D137),\"\")","v":""},{"$f":"IFERROR(IF(OR(S152=\"\",'Combined scenario - input'!$D137=\"\"),\"\",S152/'Combined scenario - input'!$D137),\"\")","v":""},{"$f":"IFERROR(IF(OR(T152=\"\",'Combined scenario - input'!$D137=\"\"),\"\",T152/'Combined scenario - input'!$D137),\"\")","v":""},{"$f":"IFERROR(IF(OR(U152=\"\",'Combined scenario - input'!$D137=\"\"),\"\",U152/'Combined scenario - input'!$D137),\"\")","v":""},{"$f":"IFERROR(IF(OR(V152=\"\",'Combined scenario - input'!$D137=\"\"),\"\",V152/'Combined scenario - input'!$D137),\"\")","v":""},{"$f":"IFERROR(IF(OR(W152=\"\",'Combined scenario - input'!$D137=\"\"),\"\",W152/'Combined scenario - input'!$D137),\"\")","v":""}]
[{"$f":"IFERROR('Combined scenario - input'!A138,\"\")","v":""},{"$f":"IFERROR('Combined scenario - input'!B138,\"\")","v":""},{"$f":"IFERROR('Combined scenario - input'!C138,\"\")","v":""},{"$f":"IFERROR(repcalc('Combined scenario - input'!$CV138:$GH138,'Combined scenario - input'!$G138,'Combined scenario - input'!$E138,'Combined scenario - input'!$F138,20,TRUE,TRUE),\"\")","v":""},"","","","","","","","","","","","","","","","","","","",{"$f":"IFERROR(IF(OR(D153=\"\",'Combined scenario - input'!$D138=\"\"),\"\",D153/'Combined scenario - input'!$D138),\"\")","v":""},{"$f":"IFERROR(IF(OR(E153=\"\",'Combined scenario - input'!$D138=\"\"),\"\",E153/'Combined scenario - input'!$D138),\"\")","v":""},{"$f":"IFERROR(IF(OR(F153=\"\",'Combined scenario - input'!$D138=\"\"),\"\",F153/'Combined scenario - input'!$D138),\"\")","v":""},{"$f":"IFERROR(IF(OR(G153=\"\",'Combined scenario - input'!$D138=\"\"),\"\",G153/'Combined scenario - input'!$D138),\"\")","v":""},{"$f":"IFERROR(IF(OR(H153=\"\",'Combined scenario - input'!$D138=\"\"),\"\",H153/'Combined scenario - input'!$D138),\"\")","v":""},{"$f":"IFERROR(IF(OR(I153=\"\",'Combined scenario - input'!$D138=\"\"),\"\",I153/'Combined scenario - input'!$D138),\"\")","v":""},{"$f":"IFERROR(IF(OR(J153=\"\",'Combined scenario - input'!$D138=\"\"),\"\",J153/'Combined scenario - input'!$D138),\"\")","v":""},{"$f":"IFERROR(IF(OR(K153=\"\",'Combined scenario - input'!$D138=\"\"),\"\",K153/'Combined scenario - input'!$D138),\"\")","v":""},{"$f":"IFERROR(IF(OR(L153=\"\",'Combined scenario - input'!$D138=\"\"),\"\",L153/'Combined scenario - input'!$D138),\"\")","v":""},{"$f":"IFERROR(IF(OR(M153=\"\",'Combined scenario - input'!$D138=\"\"),\"\",M153/'Combined scenario - input'!$D138),\"\")","v":""},{"$f":"IFERROR(IF(OR(N153=\"\",'Combined scenario - input'!$D138=\"\"),\"\",N153/'Combined scenario - input'!$D138),\"\")","v":""},{"$f":"IFERROR(IF(OR(O153=\"\",'Combined scenario - input'!$D138=\"\"),\"\",O153/'Combined scenario - input'!$D138),\"\")","v":""},{"$f":"IFERROR(IF(OR(P153=\"\",'Combined scenario - input'!$D138=\"\"),\"\",P153/'Combined scenario - input'!$D138),\"\")","v":""},{"$f":"IFERROR(IF(OR(Q153=\"\",'Combined scenario - input'!$D138=\"\"),\"\",Q153/'Combined scenario - input'!$D138),\"\")","v":""},{"$f":"IFERROR(IF(OR(R153=\"\",'Combined scenario - input'!$D138=\"\"),\"\",R153/'Combined scenario - input'!$D138),\"\")","v":""},{"$f":"IFERROR(IF(OR(S153=\"\",'Combined scenario - input'!$D138=\"\"),\"\",S153/'Combined scenario - input'!$D138),\"\")","v":""},{"$f":"IFERROR(IF(OR(T153=\"\",'Combined scenario - input'!$D138=\"\"),\"\",T153/'Combined scenario - input'!$D138),\"\")","v":""},{"$f":"IFERROR(IF(OR(U153=\"\",'Combined scenario - input'!$D138=\"\"),\"\",U153/'Combined scenario - input'!$D138),\"\")","v":""},{"$f":"IFERROR(IF(OR(V153=\"\",'Combined scenario - input'!$D138=\"\"),\"\",V153/'Combined scenario - input'!$D138),\"\")","v":""},{"$f":"IFERROR(IF(OR(W153=\"\",'Combined scenario - input'!$D138=\"\"),\"\",W153/'Combined scenario - input'!$D138),\"\")","v":""}]
[{"$f":"IFERROR('Combined scenario - input'!A139,\"\")","v":""},{"$f":"IFERROR('Combined scenario - input'!B139,\"\")","v":""},{"$f":"IFERROR('Combined scenario - input'!C139,\"\")","v":""},{"$f":"IFERROR(repcalc('Combined scenario - input'!$CV139:$GH139,'Combined scenario - input'!$G139,'Combined scenario - input'!$E139,'Combined scenario - input'!$F139,20,TRUE,TRUE),\"\")","v":""},"","","","","","","","","","","","","","","","","","","",{"$f":"IFERROR(IF(OR(D154=\"\",'Combined scenario - input'!$D139=\"\"),\"\",D154/'Combined scenario - input'!$D139),\"\")","v":""},{"$f":"IFERROR(IF(OR(E154=\"\",'Combined scenario - input'!$D139=\"\"),\"\",E154/'Combined scenario - input'!$D139),\"\")","v":""},{"$f":"IFERROR(IF(OR(F154=\"\",'Combined scenario - input'!$D139=\"\"),\"\",F154/'Combined scenario - input'!$D139),\"\")","v":""},{"$f":"IFERROR(IF(OR(G154=\"\",'Combined scenario - input'!$D139=\"\"),\"\",G154/'Combined scenario - input'!$D139),\"\")","v":""},{"$f":"IFERROR(IF(OR(H154=\"\",'Combined scenario - input'!$D139=\"\"),\"\",H154/'Combined scenario - input'!$D139),\"\")","v":""},{"$f":"IFERROR(IF(OR(I154=\"\",'Combined scenario - input'!$D139=\"\"),\"\",I154/'Combined scenario - input'!$D139),\"\")","v":""},{"$f":"IFERROR(IF(OR(J154=\"\",'Combined scenario - input'!$D139=\"\"),\"\",J154/'Combined scenario - input'!$D139),\"\")","v":""},{"$f":"IFERROR(IF(OR(K154=\"\",'Combined scenario - input'!$D139=\"\"),\"\",K154/'Combined scenario - input'!$D139),\"\")","v":""},{"$f":"IFERROR(IF(OR(L154=\"\",'Combined scenario - input'!$D139=\"\"),\"\",L154/'Combined scenario - input'!$D139),\"\")","v":""},{"$f":"IFERROR(IF(OR(M154=\"\",'Combined scenario - input'!$D139=\"\"),\"\",M154/'Combined scenario - input'!$D139),\"\")","v":""},{"$f":"IFERROR(IF(OR(N154=\"\",'Combined scenario - input'!$D139=\"\"),\"\",N154/'Combined scenario - input'!$D139),\"\")","v":""},{"$f":"IFERROR(IF(OR(O154=\"\",'Combined scenario - input'!$D139=\"\"),\"\",O154/'Combined scenario - input'!$D139),\"\")","v":""},{"$f":"IFERROR(IF(OR(P154=\"\",'Combined scenario - input'!$D139=\"\"),\"\",P154/'Combined scenario - input'!$D139),\"\")","v":""},{"$f":"IFERROR(IF(OR(Q154=\"\",'Combined scenario - input'!$D139=\"\"),\"\",Q154/'Combined scenario - input'!$D139),\"\")","v":""},{"$f":"IFERROR(IF(OR(R154=\"\",'Combined scenario - input'!$D139=\"\"),\"\",R154/'Combined scenario - input'!$D139),\"\")","v":""},{"$f":"IFERROR(IF(OR(S154=\"\",'Combined scenario - input'!$D139=\"\"),\"\",S154/'Combined scenario - input'!$D139),\"\")","v":""},{"$f":"IFERROR(IF(OR(T154=\"\",'Combined scenario - input'!$D139=\"\"),\"\",T154/'Combined scenario - input'!$D139),\"\")","v":""},{"$f":"IFERROR(IF(OR(U154=\"\",'Combined scenario - input'!$D139=\"\"),\"\",U154/'Combined scenario - input'!$D139),\"\")","v":""},{"$f":"IFERROR(IF(OR(V154=\"\",'Combined scenario - input'!$D139=\"\"),\"\",V154/'Combined scenario - input'!$D139),\"\")","v":""},{"$f":"IFERROR(IF(OR(W154=\"\",'Combined scenario - input'!$D139=\"\"),\"\",W154/'Combined scenario - input'!$D139),\"\")","v":""}]
[{"$f":"IFERROR('Combined scenario - input'!A140,\"\")","v":""},{"$f":"IFERROR('Combined scenario - input'!B140,\"\")","v":""},{"$f":"IFERROR('Combined scenario - input'!C140,\"\")","v":""},{"$f":"IFERROR(repcalc('Combined scenario - input'!$CV140:$GH140,'Combined scenario - input'!$G140,'Combined scenario - input'!$E140,'Combined scenario - input'!$F140,20,TRUE,TRUE),\"\")","v":""},"","","","","","","","","","","","","","","","","","","",{"$f":"IFERROR(IF(OR(D155=\"\",'Combined scenario - input'!$D140=\"\"),\"\",D155/'Combined scenario - input'!$D140),\"\")","v":""},{"$f":"IFERROR(IF(OR(E155=\"\",'Combined scenario - input'!$D140=\"\"),\"\",E155/'Combined scenario - input'!$D140),\"\")","v":""},{"$f":"IFERROR(IF(OR(F155=\"\",'Combined scenario - input'!$D140=\"\"),\"\",F155/'Combined scenario - input'!$D140),\"\")","v":""},{"$f":"IFERROR(IF(OR(G155=\"\",'Combined scenario - input'!$D140=\"\"),\"\",G155/'Combined scenario - input'!$D140),\"\")","v":""},{"$f":"IFERROR(IF(OR(H155=\"\",'Combined scenario - input'!$D140=\"\"),\"\",H155/'Combined scenario - input'!$D140),\"\")","v":""},{"$f":"IFERROR(IF(OR(I155=\"\",'Combined scenario - input'!$D140=\"\"),\"\",I155/'Combined scenario - input'!$D140),\"\")","v":""},{"$f":"IFERROR(IF(OR(J155=\"\",'Combined scenario - input'!$D140=\"\"),\"\",J155/'Combined scenario - input'!$D140),\"\")","v":""},{"$f":"IFERROR(IF(OR(K155=\"\",'Combined scenario - input'!$D140=\"\"),\"\",K155/'Combined scenario - input'!$D140),\"\")","v":""},{"$f":"IFERROR(IF(OR(L155=\"\",'Combined scenario - input'!$D140=\"\"),\"\",L155/'Combined scenario - input'!$D140),\"\")","v":""},{"$f":"IFERROR(IF(OR(M155=\"\",'Combined scenario - input'!$D140=\"\"),\"\",M155/'Combined scenario - input'!$D140),\"\")","v":""},{"$f":"IFERROR(IF(OR(N155=\"\",'Combined scenario - input'!$D140=\"\"),\"\",N155/'Combined scenario - input'!$D140),\"\")","v":""},{"$f":"IFERROR(IF(OR(O155=\"\",'Combined scenario - input'!$D140=\"\"),\"\",O155/'Combined scenario - input'!$D140),\"\")","v":""},{"$f":"IFERROR(IF(OR(P155=\"\",'Combined scenario - input'!$D140=\"\"),\"\",P155/'Combined scenario - input'!$D140),\"\")","v":""},{"$f":"IFERROR(IF(OR(Q155=\"\",'Combined scenario - input'!$D140=\"\"),\"\",Q155/'Combined scenario - input'!$D140),\"\")","v":""},{"$f":"IFERROR(IF(OR(R155=\"\",'Combined scenario - input'!$D140=\"\"),\"\",R155/'Combined scenario - input'!$D140),\"\")","v":""},{"$f":"IFERROR(IF(OR(S155=\"\",'Combined scenario - input'!$D140=\"\"),\"\",S155/'Combined scenario - input'!$D140),\"\")","v":""},{"$f":"IFERROR(IF(OR(T155=\"\",'Combined scenario - input'!$D140=\"\"),\"\",T155/'Combined scenario - input'!$D140),\"\")","v":""},{"$f":"IFERROR(IF(OR(U155=\"\",'Combined scenario - input'!$D140=\"\"),\"\",U155/'Combined scenario - input'!$D140),\"\")","v":""},{"$f":"IFERROR(IF(OR(V155=\"\",'Combined scenario - input'!$D140=\"\"),\"\",V155/'Combined scenario - input'!$D140),\"\")","v":""},{"$f":"IFERROR(IF(OR(W155=\"\",'Combined scenario - input'!$D140=\"\"),\"\",W155/'Combined scenario - input'!$D140),\"\")","v":""}]
[{"$f":"IFERROR('Combined scenario - input'!A141,\"\")","v":""},{"$f":"IFERROR('Combined scenario - input'!B141,\"\")","v":""},{"$f":"IFERROR('Combined scenario - input'!C141,\"\")","v":""},{"$f":"IFERROR(repcalc('Combined scenario - input'!$CV141:$GH141,'Combined scenario - input'!$G141,'Combined scenario - input'!$E141,'Combined scenario - input'!$F141,20,TRUE,TRUE),\"\")","v":""},"","","","","","","","","","","","","","","","","","","",{"$f":"IFERROR(IF(OR(D156=\"\",'Combined scenario - input'!$D141=\"\"),\"\",D156/'Combined scenario - input'!$D141),\"\")","v":""},{"$f":"IFERROR(IF(OR(E156=\"\",'Combined scenario - input'!$D141=\"\"),\"\",E156/'Combined scenario - input'!$D141),\"\")","v":""},{"$f":"IFERROR(IF(OR(F156=\"\",'Combined scenario - input'!$D141=\"\"),\"\",F156/'Combined scenario - input'!$D141),\"\")","v":""},{"$f":"IFERROR(IF(OR(G156=\"\",'Combined scenario - input'!$D141=\"\"),\"\",G156/'Combined scenario - input'!$D141),\"\")","v":""},{"$f":"IFERROR(IF(OR(H156=\"\",'Combined scenario - input'!$D141=\"\"),\"\",H156/'Combined scenario - input'!$D141),\"\")","v":""},{"$f":"IFERROR(IF(OR(I156=\"\",'Combined scenario - input'!$D141=\"\"),\"\",I156/'Combined scenario - input'!$D141),\"\")","v":""},{"$f":"IFERROR(IF(OR(J156=\"\",'Combined scenario - input'!$D141=\"\"),\"\",J156/'Combined scenario - input'!$D141),\"\")","v":""},{"$f":"IFERROR(IF(OR(K156=\"\",'Combined scenario - input'!$D141=\"\"),\"\",K156/'Combined scenario - input'!$D141),\"\")","v":""},{"$f":"IFERROR(IF(OR(L156=\"\",'Combined scenario - input'!$D141=\"\"),\"\",L156/'Combined scenario - input'!$D141),\"\")","v":""},{"$f":"IFERROR(IF(OR(M156=\"\",'Combined scenario - input'!$D141=\"\"),\"\",M156/'Combined scenario - input'!$D141),\"\")","v":""},{"$f":"IFERROR(IF(OR(N156=\"\",'Combined scenario - input'!$D141=\"\"),\"\",N156/'Combined scenario - input'!$D141),\"\")","v":""},{"$f":"IFERROR(IF(OR(O156=\"\",'Combined scenario - input'!$D141=\"\"),\"\",O156/'Combined scenario - input'!$D141),\"\")","v":""},{"$f":"IFERROR(IF(OR(P156=\"\",'Combined scenario - input'!$D141=\"\"),\"\",P156/'Combined scenario - input'!$D141),\"\")","v":""},{"$f":"IFERROR(IF(OR(Q156=\"\",'Combined scenario - input'!$D141=\"\"),\"\",Q156/'Combined scenario - input'!$D141),\"\")","v":""},{"$f":"IFERROR(IF(OR(R156=\"\",'Combined scenario - input'!$D141=\"\"),\"\",R156/'Combined scenario - input'!$D141),\"\")","v":""},{"$f":"IFERROR(IF(OR(S156=\"\",'Combined scenario - input'!$D141=\"\"),\"\",S156/'Combined scenario - input'!$D141),\"\")","v":""},{"$f":"IFERROR(IF(OR(T156=\"\",'Combined scenario - input'!$D141=\"\"),\"\",T156/'Combined scenario - input'!$D141),\"\")","v":""},{"$f":"IFERROR(IF(OR(U156=\"\",'Combined scenario - input'!$D141=\"\"),\"\",U156/'Combined scenario - input'!$D141),\"\")","v":""},{"$f":"IFERROR(IF(OR(V156=\"\",'Combined scenario - input'!$D141=\"\"),\"\",V156/'Combined scenario - input'!$D141),\"\")","v":""},{"$f":"IFERROR(IF(OR(W156=\"\",'Combined scenario - input'!$D141=\"\"),\"\",W156/'Combined scenario - input'!$D141),\"\")","v":""}]
[{"$f":"IFERROR('Combined scenario - input'!A142,\"\")","v":""},{"$f":"IFERROR('Combined scenario - input'!B142,\"\")","v":""},{"$f":"IFERROR('Combined scenario - input'!C142,\"\")","v":""},{"$f":"IFERROR(repcalc('Combined scenario - input'!$CV142:$GH142,'Combined scenario - input'!$G142,'Combined scenario - input'!$E142,'Combined scenario - input'!$F142,20,TRUE,TRUE),\"\")","v":""},"","","","","","","","","","","","","","","","","","","",{"$f":"IFERROR(IF(OR(D157=\"\",'Combined scenario - input'!$D142=\"\"),\"\",D157/'Combined scenario - input'!$D142),\"\")","v":""},{"$f":"IFERROR(IF(OR(E157=\"\",'Combined scenario - input'!$D142=\"\"),\"\",E157/'Combined scenario - input'!$D142),\"\")","v":""},{"$f":"IFERROR(IF(OR(F157=\"\",'Combined scenario - input'!$D142=\"\"),\"\",F157/'Combined scenario - input'!$D142),\"\")","v":""},{"$f":"IFERROR(IF(OR(G157=\"\",'Combined scenario - input'!$D142=\"\"),\"\",G157/'Combined scenario - input'!$D142),\"\")","v":""},{"$f":"IFERROR(IF(OR(H157=\"\",'Combined scenario - input'!$D142=\"\"),\"\",H157/'Combined scenario - input'!$D142),\"\")","v":""},{"$f":"IFERROR(IF(OR(I157=\"\",'Combined scenario - input'!$D142=\"\"),\"\",I157/'Combined scenario - input'!$D142),\"\")","v":""},{"$f":"IFERROR(IF(OR(J157=\"\",'Combined scenario - input'!$D142=\"\"),\"\",J157/'Combined scenario - input'!$D142),\"\")","v":""},{"$f":"IFERROR(IF(OR(K157=\"\",'Combined scenario - input'!$D142=\"\"),\"\",K157/'Combined scenario - input'!$D142),\"\")","v":""},{"$f":"IFERROR(IF(OR(L157=\"\",'Combined scenario - input'!$D142=\"\"),\"\",L157/'Combined scenario - input'!$D142),\"\")","v":""},{"$f":"IFERROR(IF(OR(M157=\"\",'Combined scenario - input'!$D142=\"\"),\"\",M157/'Combined scenario - input'!$D142),\"\")","v":""},{"$f":"IFERROR(IF(OR(N157=\"\",'Combined scenario - input'!$D142=\"\"),\"\",N157/'Combined scenario - input'!$D142),\"\")","v":""},{"$f":"IFERROR(IF(OR(O157=\"\",'Combined scenario - input'!$D142=\"\"),\"\",O157/'Combined scenario - input'!$D142),\"\")","v":""},{"$f":"IFERROR(IF(OR(P157=\"\",'Combined scenario - input'!$D142=\"\"),\"\",P157/'Combined scenario - input'!$D142),\"\")","v":""},{"$f":"IFERROR(IF(OR(Q157=\"\",'Combined scenario - input'!$D142=\"\"),\"\",Q157/'Combined scenario - input'!$D142),\"\")","v":""},{"$f":"IFERROR(IF(OR(R157=\"\",'Combined scenario - input'!$D142=\"\"),\"\",R157/'Combined scenario - input'!$D142),\"\")","v":""},{"$f":"IFERROR(IF(OR(S157=\"\",'Combined scenario - input'!$D142=\"\"),\"\",S157/'Combined scenario - input'!$D142),\"\")","v":""},{"$f":"IFERROR(IF(OR(T157=\"\",'Combined scenario - input'!$D142=\"\"),\"\",T157/'Combined scenario - input'!$D142),\"\")","v":""},{"$f":"IFERROR(IF(OR(U157=\"\",'Combined scenario - input'!$D142=\"\"),\"\",U157/'Combined scenario - input'!$D142),\"\")","v":""},{"$f":"IFERROR(IF(OR(V157=\"\",'Combined scenario - input'!$D142=\"\"),\"\",V157/'Combined scenario - input'!$D142),\"\")","v":""},{"$f":"IFERROR(IF(OR(W157=\"\",'Combined scenario - input'!$D142=\"\"),\"\",W157/'Combined scenario - input'!$D142),\"\")","v":""}]
[{"$f":"IFERROR('Combined scenario - input'!A143,\"\")","v":""},{"$f":"IFERROR('Combined scenario - input'!B143,\"\")","v":""},{"$f":"IFERROR('Combined scenario - input'!C143,\"\")","v":""},{"$f":"IFERROR(repcalc('Combined scenario - input'!$CV143:$GH143,'Combined scenario - input'!$G143,'Combined scenario - input'!$E143,'Combined scenario - input'!$F143,20,TRUE,TRUE),\"\")","v":""},"","","","","","","","","","","","","","","","","","","",{"$f":"IFERROR(IF(OR(D158=\"\",'Combined scenario - input'!$D143=\"\"),\"\",D158/'Combined scenario - input'!$D143),\"\")","v":""},{"$f":"IFERROR(IF(OR(E158=\"\",'Combined scenario - input'!$D143=\"\"),\"\",E158/'Combined scenario - input'!$D143),\"\")","v":""},{"$f":"IFERROR(IF(OR(F158=\"\",'Combined scenario - input'!$D143=\"\"),\"\",F158/'Combined scenario - input'!$D143),\"\")","v":""},{"$f":"IFERROR(IF(OR(G158=\"\",'Combined scenario - input'!$D143=\"\"),\"\",G158/'Combined scenario - input'!$D143),\"\")","v":""},{"$f":"IFERROR(IF(OR(H158=\"\",'Combined scenario - input'!$D143=\"\"),\"\",H158/'Combined scenario - input'!$D143),\"\")","v":""},{"$f":"IFERROR(IF(OR(I158=\"\",'Combined scenario - input'!$D143=\"\"),\"\",I158/'Combined scenario - input'!$D143),\"\")","v":""},{"$f":"IFERROR(IF(OR(J158=\"\",'Combined scenario - input'!$D143=\"\"),\"\",J158/'Combined scenario - input'!$D143),\"\")","v":""},{"$f":"IFERROR(IF(OR(K158=\"\",'Combined scenario - input'!$D143=\"\"),\"\",K158/'Combined scenario - input'!$D143),\"\")","v":""},{"$f":"IFERROR(IF(OR(L158=\"\",'Combined scenario - input'!$D143=\"\"),\"\",L158/'Combined scenario - input'!$D143),\"\")","v":""},{"$f":"IFERROR(IF(OR(M158=\"\",'Combined scenario - input'!$D143=\"\"),\"\",M158/'Combined scenario - input'!$D143),\"\")","v":""},{"$f":"IFERROR(IF(OR(N158=\"\",'Combined scenario - input'!$D143=\"\"),\"\",N158/'Combined scenario - input'!$D143),\"\")","v":""},{"$f":"IFERROR(IF(OR(O158=\"\",'Combined scenario - input'!$D143=\"\"),\"\",O158/'Combined scenario - input'!$D143),\"\")","v":""},{"$f":"IFERROR(IF(OR(P158=\"\",'Combined scenario - input'!$D143=\"\"),\"\",P158/'Combined scenario - input'!$D143),\"\")","v":""},{"$f":"IFERROR(IF(OR(Q158=\"\",'Combined scenario - input'!$D143=\"\"),\"\",Q158/'Combined scenario - input'!$D143),\"\")","v":""},{"$f":"IFERROR(IF(OR(R158=\"\",'Combined scenario - input'!$D143=\"\"),\"\",R158/'Combined scenario - input'!$D143),\"\")","v":""},{"$f":"IFERROR(IF(OR(S158=\"\",'Combined scenario - input'!$D143=\"\"),\"\",S158/'Combined scenario - input'!$D143),\"\")","v":""},{"$f":"IFERROR(IF(OR(T158=\"\",'Combined scenario - input'!$D143=\"\"),\"\",T158/'Combined scenario - input'!$D143),\"\")","v":""},{"$f":"IFERROR(IF(OR(U158=\"\",'Combined scenario - input'!$D143=\"\"),\"\",U158/'Combined scenario - input'!$D143),\"\")","v":""},{"$f":"IFERROR(IF(OR(V158=\"\",'Combined scenario - input'!$D143=\"\"),\"\",V158/'Combined scenario - input'!$D143),\"\")","v":""},{"$f":"IFERROR(IF(OR(W158=\"\",'Combined scenario - input'!$D143=\"\"),\"\",W158/'Combined scenario - input'!$D143),\"\")","v":""}]
[{"$f":"IFERROR('Combined scenario - input'!A144,\"\")","v":""},{"$f":"IFERROR('Combined scenario - input'!B144,\"\")","v":""},{"$f":"IFERROR('Combined scenario - input'!C144,\"\")","v":""},{"$f":"IFERROR(repcalc('Combined scenario - input'!$CV144:$GH144,'Combined scenario - input'!$G144,'Combined scenario - input'!$E144,'Combined scenario - input'!$F144,20,TRUE,TRUE),\"\")","v":""},"","","","","","","","","","","","","","","","","","","",{"$f":"IFERROR(IF(OR(D159=\"\",'Combined scenario - input'!$D144=\"\"),\"\",D159/'Combined scenario - input'!$D144),\"\")","v":""},{"$f":"IFERROR(IF(OR(E159=\"\",'Combined scenario - input'!$D144=\"\"),\"\",E159/'Combined scenario - input'!$D144),\"\")","v":""},{"$f":"IFERROR(IF(OR(F159=\"\",'Combined scenario - input'!$D144=\"\"),\"\",F159/'Combined scenario - input'!$D144),\"\")","v":""},{"$f":"IFERROR(IF(OR(G159=\"\",'Combined scenario - input'!$D144=\"\"),\"\",G159/'Combined scenario - input'!$D144),\"\")","v":""},{"$f":"IFERROR(IF(OR(H159=\"\",'Combined scenario - input'!$D144=\"\"),\"\",H159/'Combined scenario - input'!$D144),\"\")","v":""},{"$f":"IFERROR(IF(OR(I159=\"\",'Combined scenario - input'!$D144=\"\"),\"\",I159/'Combined scenario - input'!$D144),\"\")","v":""},{"$f":"IFERROR(IF(OR(J159=\"\",'Combined scenario - input'!$D144=\"\"),\"\",J159/'Combined scenario - input'!$D144),\"\")","v":""},{"$f":"IFERROR(IF(OR(K159=\"\",'Combined scenario - input'!$D144=\"\"),\"\",K159/'Combined scenario - input'!$D144),\"\")","v":""},{"$f":"IFERROR(IF(OR(L159=\"\",'Combined scenario - input'!$D144=\"\"),\"\",L159/'Combined scenario - input'!$D144),\"\")","v":""},{"$f":"IFERROR(IF(OR(M159=\"\",'Combined scenario - input'!$D144=\"\"),\"\",M159/'Combined scenario - input'!$D144),\"\")","v":""},{"$f":"IFERROR(IF(OR(N159=\"\",'Combined scenario - input'!$D144=\"\"),\"\",N159/'Combined scenario - input'!$D144),\"\")","v":""},{"$f":"IFERROR(IF(OR(O159=\"\",'Combined scenario - input'!$D144=\"\"),\"\",O159/'Combined scenario - input'!$D144),\"\")","v":""},{"$f":"IFERROR(IF(OR(P159=\"\",'Combined scenario - input'!$D144=\"\"),\"\",P159/'Combined scenario - input'!$D144),\"\")","v":""},{"$f":"IFERROR(IF(OR(Q159=\"\",'Combined scenario - input'!$D144=\"\"),\"\",Q159/'Combined scenario - input'!$D144),\"\")","v":""},{"$f":"IFERROR(IF(OR(R159=\"\",'Combined scenario - input'!$D144=\"\"),\"\",R159/'Combined scenario - input'!$D144),\"\")","v":""},{"$f":"IFERROR(IF(OR(S159=\"\",'Combined scenario - input'!$D144=\"\"),\"\",S159/'Combined scenario - input'!$D144),\"\")","v":""},{"$f":"IFERROR(IF(OR(T159=\"\",'Combined scenario - input'!$D144=\"\"),\"\",T159/'Combined scenario - input'!$D144),\"\")","v":""},{"$f":"IFERROR(IF(OR(U159=\"\",'Combined scenario - input'!$D144=\"\"),\"\",U159/'Combined scenario - input'!$D144),\"\")","v":""},{"$f":"IFERROR(IF(OR(V159=\"\",'Combined scenario - input'!$D144=\"\"),\"\",V159/'Combined scenario - input'!$D144),\"\")","v":""},{"$f":"IFERROR(IF(OR(W159=\"\",'Combined scenario - input'!$D144=\"\"),\"\",W159/'Combined scenario - input'!$D144),\"\")","v":""}]
[{"$f":"IFERROR('Combined scenario - input'!A145,\"\")","v":""},{"$f":"IFERROR('Combined scenario - input'!B145,\"\")","v":""},{"$f":"IFERROR('Combined scenario - input'!C145,\"\")","v":""},{"$f":"IFERROR(repcalc('Combined scenario - input'!$CV145:$GH145,'Combined scenario - input'!$G145,'Combined scenario - input'!$E145,'Combined scenario - input'!$F145,20,TRUE,TRUE),\"\")","v":""},"","","","","","","","","","","","","","","","","","","",{"$f":"IFERROR(IF(OR(D160=\"\",'Combined scenario - input'!$D145=\"\"),\"\",D160/'Combined scenario - input'!$D145),\"\")","v":""},{"$f":"IFERROR(IF(OR(E160=\"\",'Combined scenario - input'!$D145=\"\"),\"\",E160/'Combined scenario - input'!$D145),\"\")","v":""},{"$f":"IFERROR(IF(OR(F160=\"\",'Combined scenario - input'!$D145=\"\"),\"\",F160/'Combined scenario - input'!$D145),\"\")","v":""},{"$f":"IFERROR(IF(OR(G160=\"\",'Combined scenario - input'!$D145=\"\"),\"\",G160/'Combined scenario - input'!$D145),\"\")","v":""},{"$f":"IFERROR(IF(OR(H160=\"\",'Combined scenario - input'!$D145=\"\"),\"\",H160/'Combined scenario - input'!$D145),\"\")","v":""},{"$f":"IFERROR(IF(OR(I160=\"\",'Combined scenario - input'!$D145=\"\"),\"\",I160/'Combined scenario - input'!$D145),\"\")","v":""},{"$f":"IFERROR(IF(OR(J160=\"\",'Combined scenario - input'!$D145=\"\"),\"\",J160/'Combined scenario - input'!$D145),\"\")","v":""},{"$f":"IFERROR(IF(OR(K160=\"\",'Combined scenario - input'!$D145=\"\"),\"\",K160/'Combined scenario - input'!$D145),\"\")","v":""},{"$f":"IFERROR(IF(OR(L160=\"\",'Combined scenario - input'!$D145=\"\"),\"\",L160/'Combined scenario - input'!$D145),\"\")","v":""},{"$f":"IFERROR(IF(OR(M160=\"\",'Combined scenario - input'!$D145=\"\"),\"\",M160/'Combined scenario - input'!$D145),\"\")","v":""},{"$f":"IFERROR(IF(OR(N160=\"\",'Combined scenario - input'!$D145=\"\"),\"\",N160/'Combined scenario - input'!$D145),\"\")","v":""},{"$f":"IFERROR(IF(OR(O160=\"\",'Combined scenario - input'!$D145=\"\"),\"\",O160/'Combined scenario - input'!$D145),\"\")","v":""},{"$f":"IFERROR(IF(OR(P160=\"\",'Combined scenario - input'!$D145=\"\"),\"\",P160/'Combined scenario - input'!$D145),\"\")","v":""},{"$f":"IFERROR(IF(OR(Q160=\"\",'Combined scenario - input'!$D145=\"\"),\"\",Q160/'Combined scenario - input'!$D145),\"\")","v":""},{"$f":"IFERROR(IF(OR(R160=\"\",'Combined scenario - input'!$D145=\"\"),\"\",R160/'Combined scenario - input'!$D145),\"\")","v":""},{"$f":"IFERROR(IF(OR(S160=\"\",'Combined scenario - input'!$D145=\"\"),\"\",S160/'Combined scenario - input'!$D145),\"\")","v":""},{"$f":"IFERROR(IF(OR(T160=\"\",'Combined scenario - input'!$D145=\"\"),\"\",T160/'Combined scenario - input'!$D145),\"\")","v":""},{"$f":"IFERROR(IF(OR(U160=\"\",'Combined scenario - input'!$D145=\"\"),\"\",U160/'Combined scenario - input'!$D145),\"\")","v":""},{"$f":"IFERROR(IF(OR(V160=\"\",'Combined scenario - input'!$D145=\"\"),\"\",V160/'Combined scenario - input'!$D145),\"\")","v":""},{"$f":"IFERROR(IF(OR(W160=\"\",'Combined scenario - input'!$D145=\"\"),\"\",W160/'Combined scenario - input'!$D145),\"\")","v":""}]
[{"$f":"IFERROR('Combined scenario - input'!A146,\"\")","v":""},{"$f":"IFERROR('Combined scenario - input'!B146,\"\")","v":""},{"$f":"IFERROR('Combined scenario - input'!C146,\"\")","v":""},{"$f":"IFERROR(repcalc('Combined scenario - input'!$CV146:$GH146,'Combined scenario - input'!$G146,'Combined scenario - input'!$E146,'Combined scenario - input'!$F146,20,TRUE,TRUE),\"\")","v":""},"","","","","","","","","","","","","","","","","","","",{"$f":"IFERROR(IF(OR(D161=\"\",'Combined scenario - input'!$D146=\"\"),\"\",D161/'Combined scenario - input'!$D146),\"\")","v":""},{"$f":"IFERROR(IF(OR(E161=\"\",'Combined scenario - input'!$D146=\"\"),\"\",E161/'Combined scenario - input'!$D146),\"\")","v":""},{"$f":"IFERROR(IF(OR(F161=\"\",'Combined scenario - input'!$D146=\"\"),\"\",F161/'Combined scenario - input'!$D146),\"\")","v":""},{"$f":"IFERROR(IF(OR(G161=\"\",'Combined scenario - input'!$D146=\"\"),\"\",G161/'Combined scenario - input'!$D146),\"\")","v":""},{"$f":"IFERROR(IF(OR(H161=\"\",'Combined scenario - input'!$D146=\"\"),\"\",H161/'Combined scenario - input'!$D146),\"\")","v":""},{"$f":"IFERROR(IF(OR(I161=\"\",'Combined scenario - input'!$D146=\"\"),\"\",I161/'Combined scenario - input'!$D146),\"\")","v":""},{"$f":"IFERROR(IF(OR(J161=\"\",'Combined scenario - input'!$D146=\"\"),\"\",J161/'Combined scenario - input'!$D146),\"\")","v":""},{"$f":"IFERROR(IF(OR(K161=\"\",'Combined scenario - input'!$D146=\"\"),\"\",K161/'Combined scenario - input'!$D146),\"\")","v":""},{"$f":"IFERROR(IF(OR(L161=\"\",'Combined scenario - input'!$D146=\"\"),\"\",L161/'Combined scenario - input'!$D146),\"\")","v":""},{"$f":"IFERROR(IF(OR(M161=\"\",'Combined scenario - input'!$D146=\"\"),\"\",M161/'Combined scenario - input'!$D146),\"\")","v":""},{"$f":"IFERROR(IF(OR(N161=\"\",'Combined scenario - input'!$D146=\"\"),\"\",N161/'Combined scenario - input'!$D146),\"\")","v":""},{"$f":"IFERROR(IF(OR(O161=\"\",'Combined scenario - input'!$D146=\"\"),\"\",O161/'Combined scenario - input'!$D146),\"\")","v":""},{"$f":"IFERROR(IF(OR(P161=\"\",'Combined scenario - input'!$D146=\"\"),\"\",P161/'Combined scenario - input'!$D146),\"\")","v":""},{"$f":"IFERROR(IF(OR(Q161=\"\",'Combined scenario - input'!$D146=\"\"),\"\",Q161/'Combined scenario - input'!$D146),\"\")","v":""},{"$f":"IFERROR(IF(OR(R161=\"\",'Combined scenario - input'!$D146=\"\"),\"\",R161/'Combined scenario - input'!$D146),\"\")","v":""},{"$f":"IFERROR(IF(OR(S161=\"\",'Combined scenario - input'!$D146=\"\"),\"\",S161/'Combined scenario - input'!$D146),\"\")","v":""},{"$f":"IFERROR(IF(OR(T161=\"\",'Combined scenario - input'!$D146=\"\"),\"\",T161/'Combined scenario - input'!$D146),\"\")","v":""},{"$f":"IFERROR(IF(OR(U161=\"\",'Combined scenario - input'!$D146=\"\"),\"\",U161/'Combined scenario - input'!$D146),\"\")","v":""},{"$f":"IFERROR(IF(OR(V161=\"\",'Combined scenario - input'!$D146=\"\"),\"\",V161/'Combined scenario - input'!$D146),\"\")","v":""},{"$f":"IFERROR(IF(OR(W161=\"\",'Combined scenario - input'!$D146=\"\"),\"\",W161/'Combined scenario - input'!$D146),\"\")","v":""}]
[{"$f":"IFERROR('Combined scenario - input'!A147,\"\")","v":""},{"$f":"IFERROR('Combined scenario - input'!B147,\"\")","v":""},{"$f":"IFERROR('Combined scenario - input'!C147,\"\")","v":""},{"$f":"IFERROR(repcalc('Combined scenario - input'!$CV147:$GH147,'Combined scenario - input'!$G147,'Combined scenario - input'!$E147,'Combined scenario - input'!$F147,20,TRUE,TRUE),\"\")","v":""},"","","","","","","","","","","","","","","","","","","",{"$f":"IFERROR(IF(OR(D162=\"\",'Combined scenario - input'!$D147=\"\"),\"\",D162/'Combined scenario - input'!$D147),\"\")","v":""},{"$f":"IFERROR(IF(OR(E162=\"\",'Combined scenario - input'!$D147=\"\"),\"\",E162/'Combined scenario - input'!$D147),\"\")","v":""},{"$f":"IFERROR(IF(OR(F162=\"\",'Combined scenario - input'!$D147=\"\"),\"\",F162/'Combined scenario - input'!$D147),\"\")","v":""},{"$f":"IFERROR(IF(OR(G162=\"\",'Combined scenario - input'!$D147=\"\"),\"\",G162/'Combined scenario - input'!$D147),\"\")","v":""},{"$f":"IFERROR(IF(OR(H162=\"\",'Combined scenario - input'!$D147=\"\"),\"\",H162/'Combined scenario - input'!$D147),\"\")","v":""},{"$f":"IFERROR(IF(OR(I162=\"\",'Combined scenario - input'!$D147=\"\"),\"\",I162/'Combined scenario - input'!$D147),\"\")","v":""},{"$f":"IFERROR(IF(OR(J162=\"\",'Combined scenario - input'!$D147=\"\"),\"\",J162/'Combined scenario - input'!$D147),\"\")","v":""},{"$f":"IFERROR(IF(OR(K162=\"\",'Combined scenario - input'!$D147=\"\"),\"\",K162/'Combined scenario - input'!$D147),\"\")","v":""},{"$f":"IFERROR(IF(OR(L162=\"\",'Combined scenario - input'!$D147=\"\"),\"\",L162/'Combined scenario - input'!$D147),\"\")","v":""},{"$f":"IFERROR(IF(OR(M162=\"\",'Combined scenario - input'!$D147=\"\"),\"\",M162/'Combined scenario - input'!$D147),\"\")","v":""},{"$f":"IFERROR(IF(OR(N162=\"\",'Combined scenario - input'!$D147=\"\"),\"\",N162/'Combined scenario - input'!$D147),\"\")","v":""},{"$f":"IFERROR(IF(OR(O162=\"\",'Combined scenario - input'!$D147=\"\"),\"\",O162/'Combined scenario - input'!$D147),\"\")","v":""},{"$f":"IFERROR(IF(OR(P162=\"\",'Combined scenario - input'!$D147=\"\"),\"\",P162/'Combined scenario - input'!$D147),\"\")","v":""},{"$f":"IFERROR(IF(OR(Q162=\"\",'Combined scenario - input'!$D147=\"\"),\"\",Q162/'Combined scenario - input'!$D147),\"\")","v":""},{"$f":"IFERROR(IF(OR(R162=\"\",'Combined scenario - input'!$D147=\"\"),\"\",R162/'Combined scenario - input'!$D147),\"\")","v":""},{"$f":"IFERROR(IF(OR(S162=\"\",'Combined scenario - input'!$D147=\"\"),\"\",S162/'Combined scenario - input'!$D147),\"\")","v":""},{"$f":"IFERROR(IF(OR(T162=\"\",'Combined scenario - input'!$D147=\"\"),\"\",T162/'Combined scenario - input'!$D147),\"\")","v":""},{"$f":"IFERROR(IF(OR(U162=\"\",'Combined scenario - input'!$D147=\"\"),\"\",U162/'Combined scenario - input'!$D147),\"\")","v":""},{"$f":"IFERROR(IF(OR(V162=\"\",'Combined scenario - input'!$D147=\"\"),\"\",V162/'Combined scenario - input'!$D147),\"\")","v":""},{"$f":"IFERROR(IF(OR(W162=\"\",'Combined scenario - input'!$D147=\"\"),\"\",W162/'Combined scenario - input'!$D147),\"\")","v":""}]
[{"$f":"IFERROR('Combined scenario - input'!A148,\"\")","v":""},{"$f":"IFERROR('Combined scenario - input'!B148,\"\")","v":""},{"$f":"IFERROR('Combined scenario - input'!C148,\"\")","v":""},{"$f":"IFERROR(repcalc('Combined scenario - input'!$CV148:$GH148,'Combined scenario - input'!$G148,'Combined scenario - input'!$E148,'Combined scenario - input'!$F148,20,TRUE,TRUE),\"\")","v":""},"","","","","","","","","","","","","","","","","","","",{"$f":"IFERROR(IF(OR(D163=\"\",'Combined scenario - input'!$D148=\"\"),\"\",D163/'Combined scenario - input'!$D148),\"\")","v":""},{"$f":"IFERROR(IF(OR(E163=\"\",'Combined scenario - input'!$D148=\"\"),\"\",E163/'Combined scenario - input'!$D148),\"\")","v":""},{"$f":"IFERROR(IF(OR(F163=\"\",'Combined scenario - input'!$D148=\"\"),\"\",F163/'Combined scenario - input'!$D148),\"\")","v":""},{"$f":"IFERROR(IF(OR(G163=\"\",'Combined scenario - input'!$D148=\"\"),\"\",G163/'Combined scenario - input'!$D148),\"\")","v":""},{"$f":"IFERROR(IF(OR(H163=\"\",'Combined scenario - input'!$D148=\"\"),\"\",H163/'Combined scenario - input'!$D148),\"\")","v":""},{"$f":"IFERROR(IF(OR(I163=\"\",'Combined scenario - input'!$D148=\"\"),\"\",I163/'Combined scenario - input'!$D148),\"\")","v":""},{"$f":"IFERROR(IF(OR(J163=\"\",'Combined scenario - input'!$D148=\"\"),\"\",J163/'Combined scenario - input'!$D148),\"\")","v":""},{"$f":"IFERROR(IF(OR(K163=\"\",'Combined scenario - input'!$D148=\"\"),\"\",K163/'Combined scenario - input'!$D148),\"\")","v":""},{"$f":"IFERROR(IF(OR(L163=\"\",'Combined scenario - input'!$D148=\"\"),\"\",L163/'Combined scenario - input'!$D148),\"\")","v":""},{"$f":"IFERROR(IF(OR(M163=\"\",'Combined scenario - input'!$D148=\"\"),\"\",M163/'Combined scenario - input'!$D148),\"\")","v":""},{"$f":"IFERROR(IF(OR(N163=\"\",'Combined scenario - input'!$D148=\"\"),\"\",N163/'Combined scenario - input'!$D148),\"\")","v":""},{"$f":"IFERROR(IF(OR(O163=\"\",'Combined scenario - input'!$D148=\"\"),\"\",O163/'Combined scenario - input'!$D148),\"\")","v":""},{"$f":"IFERROR(IF(OR(P163=\"\",'Combined scenario - input'!$D148=\"\"),\"\",P163/'Combined scenario - input'!$D148),\"\")","v":""},{"$f":"IFERROR(IF(OR(Q163=\"\",'Combined scenario - input'!$D148=\"\"),\"\",Q163/'Combined scenario - input'!$D148),\"\")","v":""},{"$f":"IFERROR(IF(OR(R163=\"\",'Combined scenario - input'!$D148=\"\"),\"\",R163/'Combined scenario - input'!$D148),\"\")","v":""},{"$f":"IFERROR(IF(OR(S163=\"\",'Combined scenario - input'!$D148=\"\"),\"\",S163/'Combined scenario - input'!$D148),\"\")","v":""},{"$f":"IFERROR(IF(OR(T163=\"\",'Combined scenario - input'!$D148=\"\"),\"\",T163/'Combined scenario - input'!$D148),\"\")","v":""},{"$f":"IFERROR(IF(OR(U163=\"\",'Combined scenario - input'!$D148=\"\"),\"\",U163/'Combined scenario - input'!$D148),\"\")","v":""},{"$f":"IFERROR(IF(OR(V163=\"\",'Combined scenario - input'!$D148=\"\"),\"\",V163/'Combined scenario - input'!$D148),\"\")","v":""},{"$f":"IFERROR(IF(OR(W163=\"\",'Combined scenario - input'!$D148=\"\"),\"\",W163/'Combined scenario - input'!$D148),\"\")","v":""}]
[{"$f":"IFERROR('Combined scenario - input'!A149,\"\")","v":""},{"$f":"IFERROR('Combined scenario - input'!B149,\"\")","v":""},{"$f":"IFERROR('Combined scenario - input'!C149,\"\")","v":""},{"$f":"IFERROR(repcalc('Combined scenario - input'!$CV149:$GH149,'Combined scenario - input'!$G149,'Combined scenario - input'!$E149,'Combined scenario - input'!$F149,20,TRUE,TRUE),\"\")","v":""},"","","","","","","","","","","","","","","","","","","",{"$f":"IFERROR(IF(OR(D164=\"\",'Combined scenario - input'!$D149=\"\"),\"\",D164/'Combined scenario - input'!$D149),\"\")","v":""},{"$f":"IFERROR(IF(OR(E164=\"\",'Combined scenario - input'!$D149=\"\"),\"\",E164/'Combined scenario - input'!$D149),\"\")","v":""},{"$f":"IFERROR(IF(OR(F164=\"\",'Combined scenario - input'!$D149=\"\"),\"\",F164/'Combined scenario - input'!$D149),\"\")","v":""},{"$f":"IFERROR(IF(OR(G164=\"\",'Combined scenario - input'!$D149=\"\"),\"\",G164/'Combined scenario - input'!$D149),\"\")","v":""},{"$f":"IFERROR(IF(OR(H164=\"\",'Combined scenario - input'!$D149=\"\"),\"\",H164/'Combined scenario - input'!$D149),\"\")","v":""},{"$f":"IFERROR(IF(OR(I164=\"\",'Combined scenario - input'!$D149=\"\"),\"\",I164/'Combined scenario - input'!$D149),\"\")","v":""},{"$f":"IFERROR(IF(OR(J164=\"\",'Combined scenario - input'!$D149=\"\"),\"\",J164/'Combined scenario - input'!$D149),\"\")","v":""},{"$f":"IFERROR(IF(OR(K164=\"\",'Combined scenario - input'!$D149=\"\"),\"\",K164/'Combined scenario - input'!$D149),\"\")","v":""},{"$f":"IFERROR(IF(OR(L164=\"\",'Combined scenario - input'!$D149=\"\"),\"\",L164/'Combined scenario - input'!$D149),\"\")","v":""},{"$f":"IFERROR(IF(OR(M164=\"\",'Combined scenario - input'!$D149=\"\"),\"\",M164/'Combined scenario - input'!$D149),\"\")","v":""},{"$f":"IFERROR(IF(OR(N164=\"\",'Combined scenario - input'!$D149=\"\"),\"\",N164/'Combined scenario - input'!$D149),\"\")","v":""},{"$f":"IFERROR(IF(OR(O164=\"\",'Combined scenario - input'!$D149=\"\"),\"\",O164/'Combined scenario - input'!$D149),\"\")","v":""},{"$f":"IFERROR(IF(OR(P164=\"\",'Combined scenario - input'!$D149=\"\"),\"\",P164/'Combined scenario - input'!$D149),\"\")","v":""},{"$f":"IFERROR(IF(OR(Q164=\"\",'Combined scenario - input'!$D149=\"\"),\"\",Q164/'Combined scenario - input'!$D149),\"\")","v":""},{"$f":"IFERROR(IF(OR(R164=\"\",'Combined scenario - input'!$D149=\"\"),\"\",R164/'Combined scenario - input'!$D149),\"\")","v":""},{"$f":"IFERROR(IF(OR(S164=\"\",'Combined scenario - input'!$D149=\"\"),\"\",S164/'Combined scenario - input'!$D149),\"\")","v":""},{"$f":"IFERROR(IF(OR(T164=\"\",'Combined scenario - input'!$D149=\"\"),\"\",T164/'Combined scenario - input'!$D149),\"\")","v":""},{"$f":"IFERROR(IF(OR(U164=\"\",'Combined scenario - input'!$D149=\"\"),\"\",U164/'Combined scenario - input'!$D149),\"\")","v":""},{"$f":"IFERROR(IF(OR(V164=\"\",'Combined scenario - input'!$D149=\"\"),\"\",V164/'Combined scenario - input'!$D149),\"\")","v":""},{"$f":"IFERROR(IF(OR(W164=\"\",'Combined scenario - input'!$D149=\"\"),\"\",W164/'Combined scenario - input'!$D149),\"\")","v":""}]
[{"$f":"IFERROR('Combined scenario - input'!A150,\"\")","v":""},{"$f":"IFERROR('Combined scenario - input'!B150,\"\")","v":""},{"$f":"IFERROR('Combined scenario - input'!C150,\"\")","v":""},{"$f":"IFERROR(repcalc('Combined scenario - input'!$CV150:$GH150,'Combined scenario - input'!$G150,'Combined scenario - input'!$E150,'Combined scenario - input'!$F150,20,TRUE,TRUE),\"\")","v":""},"","","","","","","","","","","","","","","","","","","",{"$f":"IFERROR(IF(OR(D165=\"\",'Combined scenario - input'!$D150=\"\"),\"\",D165/'Combined scenario - input'!$D150),\"\")","v":""},{"$f":"IFERROR(IF(OR(E165=\"\",'Combined scenario - input'!$D150=\"\"),\"\",E165/'Combined scenario - input'!$D150),\"\")","v":""},{"$f":"IFERROR(IF(OR(F165=\"\",'Combined scenario - input'!$D150=\"\"),\"\",F165/'Combined scenario - input'!$D150),\"\")","v":""},{"$f":"IFERROR(IF(OR(G165=\"\",'Combined scenario - input'!$D150=\"\"),\"\",G165/'Combined scenario - input'!$D150),\"\")","v":""},{"$f":"IFERROR(IF(OR(H165=\"\",'Combined scenario - input'!$D150=\"\"),\"\",H165/'Combined scenario - input'!$D150),\"\")","v":""},{"$f":"IFERROR(IF(OR(I165=\"\",'Combined scenario - input'!$D150=\"\"),\"\",I165/'Combined scenario - input'!$D150),\"\")","v":""},{"$f":"IFERROR(IF(OR(J165=\"\",'Combined scenario - input'!$D150=\"\"),\"\",J165/'Combined scenario - input'!$D150),\"\")","v":""},{"$f":"IFERROR(IF(OR(K165=\"\",'Combined scenario - input'!$D150=\"\"),\"\",K165/'Combined scenario - input'!$D150),\"\")","v":""},{"$f":"IFERROR(IF(OR(L165=\"\",'Combined scenario - input'!$D150=\"\"),\"\",L165/'Combined scenario - input'!$D150),\"\")","v":""},{"$f":"IFERROR(IF(OR(M165=\"\",'Combined scenario - input'!$D150=\"\"),\"\",M165/'Combined scenario - input'!$D150),\"\")","v":""},{"$f":"IFERROR(IF(OR(N165=\"\",'Combined scenario - input'!$D150=\"\"),\"\",N165/'Combined scenario - input'!$D150),\"\")","v":""},{"$f":"IFERROR(IF(OR(O165=\"\",'Combined scenario - input'!$D150=\"\"),\"\",O165/'Combined scenario - input'!$D150),\"\")","v":""},{"$f":"IFERROR(IF(OR(P165=\"\",'Combined scenario - input'!$D150=\"\"),\"\",P165/'Combined scenario - input'!$D150),\"\")","v":""},{"$f":"IFERROR(IF(OR(Q165=\"\",'Combined scenario - input'!$D150=\"\"),\"\",Q165/'Combined scenario - input'!$D150),\"\")","v":""},{"$f":"IFERROR(IF(OR(R165=\"\",'Combined scenario - input'!$D150=\"\"),\"\",R165/'Combined scenario - input'!$D150),\"\")","v":""},{"$f":"IFERROR(IF(OR(S165=\"\",'Combined scenario - input'!$D150=\"\"),\"\",S165/'Combined scenario - input'!$D150),\"\")","v":""},{"$f":"IFERROR(IF(OR(T165=\"\",'Combined scenario - input'!$D150=\"\"),\"\",T165/'Combined scenario - input'!$D150),\"\")","v":""},{"$f":"IFERROR(IF(OR(U165=\"\",'Combined scenario - input'!$D150=\"\"),\"\",U165/'Combined scenario - input'!$D150),\"\")","v":""},{"$f":"IFERROR(IF(OR(V165=\"\",'Combined scenario - input'!$D150=\"\"),\"\",V165/'Combined scenario - input'!$D150),\"\")","v":""},{"$f":"IFERROR(IF(OR(W165=\"\",'Combined scenario - input'!$D150=\"\"),\"\",W165/'Combined scenario - input'!$D150),\"\")","v":""}]
[{"$f":"IFERROR('Combined scenario - input'!A151,\"\")","v":""},{"$f":"IFERROR('Combined scenario - input'!B151,\"\")","v":""},{"$f":"IFERROR('Combined scenario - input'!C151,\"\")","v":""},{"$f":"IFERROR(repcalc('Combined scenario - input'!$CV151:$GH151,'Combined scenario - input'!$G151,'Combined scenario - input'!$E151,'Combined scenario - input'!$F151,20,TRUE,TRUE),\"\")","v":""},"","","","","","","","","","","","","","","","","","","",{"$f":"IFERROR(IF(OR(D166=\"\",'Combined scenario - input'!$D151=\"\"),\"\",D166/'Combined scenario - input'!$D151),\"\")","v":""},{"$f":"IFERROR(IF(OR(E166=\"\",'Combined scenario - input'!$D151=\"\"),\"\",E166/'Combined scenario - input'!$D151),\"\")","v":""},{"$f":"IFERROR(IF(OR(F166=\"\",'Combined scenario - input'!$D151=\"\"),\"\",F166/'Combined scenario - input'!$D151),\"\")","v":""},{"$f":"IFERROR(IF(OR(G166=\"\",'Combined scenario - input'!$D151=\"\"),\"\",G166/'Combined scenario - input'!$D151),\"\")","v":""},{"$f":"IFERROR(IF(OR(H166=\"\",'Combined scenario - input'!$D151=\"\"),\"\",H166/'Combined scenario - input'!$D151),\"\")","v":""},{"$f":"IFERROR(IF(OR(I166=\"\",'Combined scenario - input'!$D151=\"\"),\"\",I166/'Combined scenario - input'!$D151),\"\")","v":""},{"$f":"IFERROR(IF(OR(J166=\"\",'Combined scenario - input'!$D151=\"\"),\"\",J166/'Combined scenario - input'!$D151),\"\")","v":""},{"$f":"IFERROR(IF(OR(K166=\"\",'Combined scenario - input'!$D151=\"\"),\"\",K166/'Combined scenario - input'!$D151),\"\")","v":""},{"$f":"IFERROR(IF(OR(L166=\"\",'Combined scenario - input'!$D151=\"\"),\"\",L166/'Combined scenario - input'!$D151),\"\")","v":""},{"$f":"IFERROR(IF(OR(M166=\"\",'Combined scenario - input'!$D151=\"\"),\"\",M166/'Combined scenario - input'!$D151),\"\")","v":""},{"$f":"IFERROR(IF(OR(N166=\"\",'Combined scenario - input'!$D151=\"\"),\"\",N166/'Combined scenario - input'!$D151),\"\")","v":""},{"$f":"IFERROR(IF(OR(O166=\"\",'Combined scenario - input'!$D151=\"\"),\"\",O166/'Combined scenario - input'!$D151),\"\")","v":""},{"$f":"IFERROR(IF(OR(P166=\"\",'Combined scenario - input'!$D151=\"\"),\"\",P166/'Combined scenario - input'!$D151),\"\")","v":""},{"$f":"IFERROR(IF(OR(Q166=\"\",'Combined scenario - input'!$D151=\"\"),\"\",Q166/'Combined scenario - input'!$D151),\"\")","v":""},{"$f":"IFERROR(IF(OR(R166=\"\",'Combined scenario - input'!$D151=\"\"),\"\",R166/'Combined scenario - input'!$D151),\"\")","v":""},{"$f":"IFERROR(IF(OR(S166=\"\",'Combined scenario - input'!$D151=\"\"),\"\",S166/'Combined scenario - input'!$D151),\"\")","v":""},{"$f":"IFERROR(IF(OR(T166=\"\",'Combined scenario - input'!$D151=\"\"),\"\",T166/'Combined scenario - input'!$D151),\"\")","v":""},{"$f":"IFERROR(IF(OR(U166=\"\",'Combined scenario - input'!$D151=\"\"),\"\",U166/'Combined scenario - input'!$D151),\"\")","v":""},{"$f":"IFERROR(IF(OR(V166=\"\",'Combined scenario - input'!$D151=\"\"),\"\",V166/'Combined scenario - input'!$D151),\"\")","v":""},{"$f":"IFERROR(IF(OR(W166=\"\",'Combined scenario - input'!$D151=\"\"),\"\",W166/'Combined scenario - input'!$D151),\"\")","v":""}]
[{"$f":"IFERROR('Combined scenario - input'!A152,\"\")","v":""},{"$f":"IFERROR('Combined scenario - input'!B152,\"\")","v":""},{"$f":"IFERROR('Combined scenario - input'!C152,\"\")","v":""},{"$f":"IFERROR(repcalc('Combined scenario - input'!$CV152:$GH152,'Combined scenario - input'!$G152,'Combined scenario - input'!$E152,'Combined scenario - input'!$F152,20,TRUE,TRUE),\"\")","v":""},"","","","","","","","","","","","","","","","","","","",{"$f":"IFERROR(IF(OR(D167=\"\",'Combined scenario - input'!$D152=\"\"),\"\",D167/'Combined scenario - input'!$D152),\"\")","v":""},{"$f":"IFERROR(IF(OR(E167=\"\",'Combined scenario - input'!$D152=\"\"),\"\",E167/'Combined scenario - input'!$D152),\"\")","v":""},{"$f":"IFERROR(IF(OR(F167=\"\",'Combined scenario - input'!$D152=\"\"),\"\",F167/'Combined scenario - input'!$D152),\"\")","v":""},{"$f":"IFERROR(IF(OR(G167=\"\",'Combined scenario - input'!$D152=\"\"),\"\",G167/'Combined scenario - input'!$D152),\"\")","v":""},{"$f":"IFERROR(IF(OR(H167=\"\",'Combined scenario - input'!$D152=\"\"),\"\",H167/'Combined scenario - input'!$D152),\"\")","v":""},{"$f":"IFERROR(IF(OR(I167=\"\",'Combined scenario - input'!$D152=\"\"),\"\",I167/'Combined scenario - input'!$D152),\"\")","v":""},{"$f":"IFERROR(IF(OR(J167=\"\",'Combined scenario - input'!$D152=\"\"),\"\",J167/'Combined scenario - input'!$D152),\"\")","v":""},{"$f":"IFERROR(IF(OR(K167=\"\",'Combined scenario - input'!$D152=\"\"),\"\",K167/'Combined scenario - input'!$D152),\"\")","v":""},{"$f":"IFERROR(IF(OR(L167=\"\",'Combined scenario - input'!$D152=\"\"),\"\",L167/'Combined scenario - input'!$D152),\"\")","v":""},{"$f":"IFERROR(IF(OR(M167=\"\",'Combined scenario - input'!$D152=\"\"),\"\",M167/'Combined scenario - input'!$D152),\"\")","v":""},{"$f":"IFERROR(IF(OR(N167=\"\",'Combined scenario - input'!$D152=\"\"),\"\",N167/'Combined scenario - input'!$D152),\"\")","v":""},{"$f":"IFERROR(IF(OR(O167=\"\",'Combined scenario - input'!$D152=\"\"),\"\",O167/'Combined scenario - input'!$D152),\"\")","v":""},{"$f":"IFERROR(IF(OR(P167=\"\",'Combined scenario - input'!$D152=\"\"),\"\",P167/'Combined scenario - input'!$D152),\"\")","v":""},{"$f":"IFERROR(IF(OR(Q167=\"\",'Combined scenario - input'!$D152=\"\"),\"\",Q167/'Combined scenario - input'!$D152),\"\")","v":""},{"$f":"IFERROR(IF(OR(R167=\"\",'Combined scenario - input'!$D152=\"\"),\"\",R167/'Combined scenario - input'!$D152),\"\")","v":""},{"$f":"IFERROR(IF(OR(S167=\"\",'Combined scenario - input'!$D152=\"\"),\"\",S167/'Combined scenario - input'!$D152),\"\")","v":""},{"$f":"IFERROR(IF(OR(T167=\"\",'Combined scenario - input'!$D152=\"\"),\"\",T167/'Combined scenario - input'!$D152),\"\")","v":""},{"$f":"IFERROR(IF(OR(U167=\"\",'Combined scenario - input'!$D152=\"\"),\"\",U167/'Combined scenario - input'!$D152),\"\")","v":""},{"$f":"IFERROR(IF(OR(V167=\"\",'Combined scenario - input'!$D152=\"\"),\"\",V167/'Combined scenario - input'!$D152),\"\")","v":""},{"$f":"IFERROR(IF(OR(W167=\"\",'Combined scenario - input'!$D152=\"\"),\"\",W167/'Combined scenario - input'!$D152),\"\")","v":""}]
[{"$f":"IFERROR('Combined scenario - input'!A153,\"\")","v":""},{"$f":"IFERROR('Combined scenario - input'!B153,\"\")","v":""},{"$f":"IFERROR('Combined scenario - input'!C153,\"\")","v":""},{"$f":"IFERROR(repcalc('Combined scenario - input'!$CV153:$GH153,'Combined scenario - input'!$G153,'Combined scenario - input'!$E153,'Combined scenario - input'!$F153,20,TRUE,TRUE),\"\")","v":""},"","","","","","","","","","","","","","","","","","","",{"$f":"IFERROR(IF(OR(D168=\"\",'Combined scenario - input'!$D153=\"\"),\"\",D168/'Combined scenario - input'!$D153),\"\")","v":""},{"$f":"IFERROR(IF(OR(E168=\"\",'Combined scenario - input'!$D153=\"\"),\"\",E168/'Combined scenario - input'!$D153),\"\")","v":""},{"$f":"IFERROR(IF(OR(F168=\"\",'Combined scenario - input'!$D153=\"\"),\"\",F168/'Combined scenario - input'!$D153),\"\")","v":""},{"$f":"IFERROR(IF(OR(G168=\"\",'Combined scenario - input'!$D153=\"\"),\"\",G168/'Combined scenario - input'!$D153),\"\")","v":""},{"$f":"IFERROR(IF(OR(H168=\"\",'Combined scenario - input'!$D153=\"\"),\"\",H168/'Combined scenario - input'!$D153),\"\")","v":""},{"$f":"IFERROR(IF(OR(I168=\"\",'Combined scenario - input'!$D153=\"\"),\"\",I168/'Combined scenario - input'!$D153),\"\")","v":""},{"$f":"IFERROR(IF(OR(J168=\"\",'Combined scenario - input'!$D153=\"\"),\"\",J168/'Combined scenario - input'!$D153),\"\")","v":""},{"$f":"IFERROR(IF(OR(K168=\"\",'Combined scenario - input'!$D153=\"\"),\"\",K168/'Combined scenario - input'!$D153),\"\")","v":""},{"$f":"IFERROR(IF(OR(L168=\"\",'Combined scenario - input'!$D153=\"\"),\"\",L168/'Combined scenario - input'!$D153),\"\")","v":""},{"$f":"IFERROR(IF(OR(M168=\"\",'Combined scenario - input'!$D153=\"\"),\"\",M168/'Combined scenario - input'!$D153),\"\")","v":""},{"$f":"IFERROR(IF(OR(N168=\"\",'Combined scenario - input'!$D153=\"\"),\"\",N168/'Combined scenario - input'!$D153),\"\")","v":""},{"$f":"IFERROR(IF(OR(O168=\"\",'Combined scenario - input'!$D153=\"\"),\"\",O168/'Combined scenario - input'!$D153),\"\")","v":""},{"$f":"IFERROR(IF(OR(P168=\"\",'Combined scenario - input'!$D153=\"\"),\"\",P168/'Combined scenario - input'!$D153),\"\")","v":""},{"$f":"IFERROR(IF(OR(Q168=\"\",'Combined scenario - input'!$D153=\"\"),\"\",Q168/'Combined scenario - input'!$D153),\"\")","v":""},{"$f":"IFERROR(IF(OR(R168=\"\",'Combined scenario - input'!$D153=\"\"),\"\",R168/'Combined scenario - input'!$D153),\"\")","v":""},{"$f":"IFERROR(IF(OR(S168=\"\",'Combined scenario - input'!$D153=\"\"),\"\",S168/'Combined scenario - input'!$D153),\"\")","v":""},{"$f":"IFERROR(IF(OR(T168=\"\",'Combined scenario - input'!$D153=\"\"),\"\",T168/'Combined scenario - input'!$D153),\"\")","v":""},{"$f":"IFERROR(IF(OR(U168=\"\",'Combined scenario - input'!$D153=\"\"),\"\",U168/'Combined scenario - input'!$D153),\"\")","v":""},{"$f":"IFERROR(IF(OR(V168=\"\",'Combined scenario - input'!$D153=\"\"),\"\",V168/'Combined scenario - input'!$D153),\"\")","v":""},{"$f":"IFERROR(IF(OR(W168=\"\",'Combined scenario - input'!$D153=\"\"),\"\",W168/'Combined scenario - input'!$D153),\"\")","v":""}]
[{"$f":"IFERROR('Combined scenario - input'!A154,\"\")","v":""},{"$f":"IFERROR('Combined scenario - input'!B154,\"\")","v":""},{"$f":"IFERROR('Combined scenario - input'!C154,\"\")","v":""},{"$f":"IFERROR(repcalc('Combined scenario - input'!$CV154:$GH154,'Combined scenario - input'!$G154,'Combined scenario - input'!$E154,'Combined scenario - input'!$F154,20,TRUE,TRUE),\"\")","v":""},"","","","","","","","","","","","","","","","","","","",{"$f":"IFERROR(IF(OR(D169=\"\",'Combined scenario - input'!$D154=\"\"),\"\",D169/'Combined scenario - input'!$D154),\"\")","v":""},{"$f":"IFERROR(IF(OR(E169=\"\",'Combined scenario - input'!$D154=\"\"),\"\",E169/'Combined scenario - input'!$D154),\"\")","v":""},{"$f":"IFERROR(IF(OR(F169=\"\",'Combined scenario - input'!$D154=\"\"),\"\",F169/'Combined scenario - input'!$D154),\"\")","v":""},{"$f":"IFERROR(IF(OR(G169=\"\",'Combined scenario - input'!$D154=\"\"),\"\",G169/'Combined scenario - input'!$D154),\"\")","v":""},{"$f":"IFERROR(IF(OR(H169=\"\",'Combined scenario - input'!$D154=\"\"),\"\",H169/'Combined scenario - input'!$D154),\"\")","v":""},{"$f":"IFERROR(IF(OR(I169=\"\",'Combined scenario - input'!$D154=\"\"),\"\",I169/'Combined scenario - input'!$D154),\"\")","v":""},{"$f":"IFERROR(IF(OR(J169=\"\",'Combined scenario - input'!$D154=\"\"),\"\",J169/'Combined scenario - input'!$D154),\"\")","v":""},{"$f":"IFERROR(IF(OR(K169=\"\",'Combined scenario - input'!$D154=\"\"),\"\",K169/'Combined scenario - input'!$D154),\"\")","v":""},{"$f":"IFERROR(IF(OR(L169=\"\",'Combined scenario - input'!$D154=\"\"),\"\",L169/'Combined scenario - input'!$D154),\"\")","v":""},{"$f":"IFERROR(IF(OR(M169=\"\",'Combined scenario - input'!$D154=\"\"),\"\",M169/'Combined scenario - input'!$D154),\"\")","v":""},{"$f":"IFERROR(IF(OR(N169=\"\",'Combined scenario - input'!$D154=\"\"),\"\",N169/'Combined scenario - input'!$D154),\"\")","v":""},{"$f":"IFERROR(IF(OR(O169=\"\",'Combined scenario - input'!$D154=\"\"),\"\",O169/'Combined scenario - input'!$D154),\"\")","v":""},{"$f":"IFERROR(IF(OR(P169=\"\",'Combined scenario - input'!$D154=\"\"),\"\",P169/'Combined scenario - input'!$D154),\"\")","v":""},{"$f":"IFERROR(IF(OR(Q169=\"\",'Combined scenario - input'!$D154=\"\"),\"\",Q169/'Combined scenario - input'!$D154),\"\")","v":""},{"$f":"IFERROR(IF(OR(R169=\"\",'Combined scenario - input'!$D154=\"\"),\"\",R169/'Combined scenario - input'!$D154),\"\")","v":""},{"$f":"IFERROR(IF(OR(S169=\"\",'Combined scenario - input'!$D154=\"\"),\"\",S169/'Combined scenario - input'!$D154),\"\")","v":""},{"$f":"IFERROR(IF(OR(T169=\"\",'Combined scenario - input'!$D154=\"\"),\"\",T169/'Combined scenario - input'!$D154),\"\")","v":""},{"$f":"IFERROR(IF(OR(U169=\"\",'Combined scenario - input'!$D154=\"\"),\"\",U169/'Combined scenario - input'!$D154),\"\")","v":""},{"$f":"IFERROR(IF(OR(V169=\"\",'Combined scenario - input'!$D154=\"\"),\"\",V169/'Combined scenario - input'!$D154),\"\")","v":""},{"$f":"IFERROR(IF(OR(W169=\"\",'Combined scenario - input'!$D154=\"\"),\"\",W169/'Combined scenario - input'!$D154),\"\")","v":""}]
[{"$f":"IFERROR('Combined scenario - input'!A155,\"\")","v":""},{"$f":"IFERROR('Combined scenario - input'!B155,\"\")","v":""},{"$f":"IFERROR('Combined scenario - input'!C155,\"\")","v":""},{"$f":"IFERROR(repcalc('Combined scenario - input'!$CV155:$GH155,'Combined scenario - input'!$G155,'Combined scenario - input'!$E155,'Combined scenario - input'!$F155,20,TRUE,TRUE),\"\")","v":""},"","","","","","","","","","","","","","","","","","","",{"$f":"IFERROR(IF(OR(D170=\"\",'Combined scenario - input'!$D155=\"\"),\"\",D170/'Combined scenario - input'!$D155),\"\")","v":""},{"$f":"IFERROR(IF(OR(E170=\"\",'Combined scenario - input'!$D155=\"\"),\"\",E170/'Combined scenario - input'!$D155),\"\")","v":""},{"$f":"IFERROR(IF(OR(F170=\"\",'Combined scenario - input'!$D155=\"\"),\"\",F170/'Combined scenario - input'!$D155),\"\")","v":""},{"$f":"IFERROR(IF(OR(G170=\"\",'Combined scenario - input'!$D155=\"\"),\"\",G170/'Combined scenario - input'!$D155),\"\")","v":""},{"$f":"IFERROR(IF(OR(H170=\"\",'Combined scenario - input'!$D155=\"\"),\"\",H170/'Combined scenario - input'!$D155),\"\")","v":""},{"$f":"IFERROR(IF(OR(I170=\"\",'Combined scenario - input'!$D155=\"\"),\"\",I170/'Combined scenario - input'!$D155),\"\")","v":""},{"$f":"IFERROR(IF(OR(J170=\"\",'Combined scenario - input'!$D155=\"\"),\"\",J170/'Combined scenario - input'!$D155),\"\")","v":""},{"$f":"IFERROR(IF(OR(K170=\"\",'Combined scenario - input'!$D155=\"\"),\"\",K170/'Combined scenario - input'!$D155),\"\")","v":""},{"$f":"IFERROR(IF(OR(L170=\"\",'Combined scenario - input'!$D155=\"\"),\"\",L170/'Combined scenario - input'!$D155),\"\")","v":""},{"$f":"IFERROR(IF(OR(M170=\"\",'Combined scenario - input'!$D155=\"\"),\"\",M170/'Combined scenario - input'!$D155),\"\")","v":""},{"$f":"IFERROR(IF(OR(N170=\"\",'Combined scenario - input'!$D155=\"\"),\"\",N170/'Combined scenario - input'!$D155),\"\")","v":""},{"$f":"IFERROR(IF(OR(O170=\"\",'Combined scenario - input'!$D155=\"\"),\"\",O170/'Combined scenario - input'!$D155),\"\")","v":""},{"$f":"IFERROR(IF(OR(P170=\"\",'Combined scenario - input'!$D155=\"\"),\"\",P170/'Combined scenario - input'!$D155),\"\")","v":""},{"$f":"IFERROR(IF(OR(Q170=\"\",'Combined scenario - input'!$D155=\"\"),\"\",Q170/'Combined scenario - input'!$D155),\"\")","v":""},{"$f":"IFERROR(IF(OR(R170=\"\",'Combined scenario - input'!$D155=\"\"),\"\",R170/'Combined scenario - input'!$D155),\"\")","v":""},{"$f":"IFERROR(IF(OR(S170=\"\",'Combined scenario - input'!$D155=\"\"),\"\",S170/'Combined scenario - input'!$D155),\"\")","v":""},{"$f":"IFERROR(IF(OR(T170=\"\",'Combined scenario - input'!$D155=\"\"),\"\",T170/'Combined scenario - input'!$D155),\"\")","v":""},{"$f":"IFERROR(IF(OR(U170=\"\",'Combined scenario - input'!$D155=\"\"),\"\",U170/'Combined scenario - input'!$D155),\"\")","v":""},{"$f":"IFERROR(IF(OR(V170=\"\",'Combined scenario - input'!$D155=\"\"),\"\",V170/'Combined scenario - input'!$D155),\"\")","v":""},{"$f":"IFERROR(IF(OR(W170=\"\",'Combined scenario - input'!$D155=\"\"),\"\",W170/'Combined scenario - input'!$D155),\"\")","v":""}]
[{"$f":"IFERROR('Combined scenario - input'!A156,\"\")","v":""},{"$f":"IFERROR('Combined scenario - input'!B156,\"\")","v":""},{"$f":"IFERROR('Combined scenario - input'!C156,\"\")","v":""},{"$f":"IFERROR(repcalc('Combined scenario - input'!$CV156:$GH156,'Combined scenario - input'!$G156,'Combined scenario - input'!$E156,'Combined scenario - input'!$F156,20,TRUE,TRUE),\"\")","v":""},"","","","","","","","","","","","","","","","","","","",{"$f":"IFERROR(IF(OR(D171=\"\",'Combined scenario - input'!$D156=\"\"),\"\",D171/'Combined scenario - input'!$D156),\"\")","v":""},{"$f":"IFERROR(IF(OR(E171=\"\",'Combined scenario - input'!$D156=\"\"),\"\",E171/'Combined scenario - input'!$D156),\"\")","v":""},{"$f":"IFERROR(IF(OR(F171=\"\",'Combined scenario - input'!$D156=\"\"),\"\",F171/'Combined scenario - input'!$D156),\"\")","v":""},{"$f":"IFERROR(IF(OR(G171=\"\",'Combined scenario - input'!$D156=\"\"),\"\",G171/'Combined scenario - input'!$D156),\"\")","v":""},{"$f":"IFERROR(IF(OR(H171=\"\",'Combined scenario - input'!$D156=\"\"),\"\",H171/'Combined scenario - input'!$D156),\"\")","v":""},{"$f":"IFERROR(IF(OR(I171=\"\",'Combined scenario - input'!$D156=\"\"),\"\",I171/'Combined scenario - input'!$D156),\"\")","v":""},{"$f":"IFERROR(IF(OR(J171=\"\",'Combined scenario - input'!$D156=\"\"),\"\",J171/'Combined scenario - input'!$D156),\"\")","v":""},{"$f":"IFERROR(IF(OR(K171=\"\",'Combined scenario - input'!$D156=\"\"),\"\",K171/'Combined scenario - input'!$D156),\"\")","v":""},{"$f":"IFERROR(IF(OR(L171=\"\",'Combined scenario - input'!$D156=\"\"),\"\",L171/'Combined scenario - input'!$D156),\"\")","v":""},{"$f":"IFERROR(IF(OR(M171=\"\",'Combined scenario - input'!$D156=\"\"),\"\",M171/'Combined scenario - input'!$D156),\"\")","v":""},{"$f":"IFERROR(IF(OR(N171=\"\",'Combined scenario - input'!$D156=\"\"),\"\",N171/'Combined scenario - input'!$D156),\"\")","v":""},{"$f":"IFERROR(IF(OR(O171=\"\",'Combined scenario - input'!$D156=\"\"),\"\",O171/'Combined scenario - input'!$D156),\"\")","v":""},{"$f":"IFERROR(IF(OR(P171=\"\",'Combined scenario - input'!$D156=\"\"),\"\",P171/'Combined scenario - input'!$D156),\"\")","v":""},{"$f":"IFERROR(IF(OR(Q171=\"\",'Combined scenario - input'!$D156=\"\"),\"\",Q171/'Combined scenario - input'!$D156),\"\")","v":""},{"$f":"IFERROR(IF(OR(R171=\"\",'Combined scenario - input'!$D156=\"\"),\"\",R171/'Combined scenario - input'!$D156),\"\")","v":""},{"$f":"IFERROR(IF(OR(S171=\"\",'Combined scenario - input'!$D156=\"\"),\"\",S171/'Combined scenario - input'!$D156),\"\")","v":""},{"$f":"IFERROR(IF(OR(T171=\"\",'Combined scenario - input'!$D156=\"\"),\"\",T171/'Combined scenario - input'!$D156),\"\")","v":""},{"$f":"IFERROR(IF(OR(U171=\"\",'Combined scenario - input'!$D156=\"\"),\"\",U171/'Combined scenario - input'!$D156),\"\")","v":""},{"$f":"IFERROR(IF(OR(V171=\"\",'Combined scenario - input'!$D156=\"\"),\"\",V171/'Combined scenario - input'!$D156),\"\")","v":""},{"$f":"IFERROR(IF(OR(W171=\"\",'Combined scenario - input'!$D156=\"\"),\"\",W171/'Combined scenario - input'!$D156),\"\")","v":""}]
[{"$f":"IFERROR('Combined scenario - input'!A157,\"\")","v":""},{"$f":"IFERROR('Combined scenario - input'!B157,\"\")","v":""},{"$f":"IFERROR('Combined scenario - input'!C157,\"\")","v":""},{"$f":"IFERROR(repcalc('Combined scenario - input'!$CV157:$GH157,'Combined scenario - input'!$G157,'Combined scenario - input'!$E157,'Combined scenario - input'!$F157,20,TRUE,TRUE),\"\")","v":""},"","","","","","","","","","","","","","","","","","","",{"$f":"IFERROR(IF(OR(D172=\"\",'Combined scenario - input'!$D157=\"\"),\"\",D172/'Combined scenario - input'!$D157),\"\")","v":""},{"$f":"IFERROR(IF(OR(E172=\"\",'Combined scenario - input'!$D157=\"\"),\"\",E172/'Combined scenario - input'!$D157),\"\")","v":""},{"$f":"IFERROR(IF(OR(F172=\"\",'Combined scenario - input'!$D157=\"\"),\"\",F172/'Combined scenario - input'!$D157),\"\")","v":""},{"$f":"IFERROR(IF(OR(G172=\"\",'Combined scenario - input'!$D157=\"\"),\"\",G172/'Combined scenario - input'!$D157),\"\")","v":""},{"$f":"IFERROR(IF(OR(H172=\"\",'Combined scenario - input'!$D157=\"\"),\"\",H172/'Combined scenario - input'!$D157),\"\")","v":""},{"$f":"IFERROR(IF(OR(I172=\"\",'Combined scenario - input'!$D157=\"\"),\"\",I172/'Combined scenario - input'!$D157),\"\")","v":""},{"$f":"IFERROR(IF(OR(J172=\"\",'Combined scenario - input'!$D157=\"\"),\"\",J172/'Combined scenario - input'!$D157),\"\")","v":""},{"$f":"IFERROR(IF(OR(K172=\"\",'Combined scenario - input'!$D157=\"\"),\"\",K172/'Combined scenario - input'!$D157),\"\")","v":""},{"$f":"IFERROR(IF(OR(L172=\"\",'Combined scenario - input'!$D157=\"\"),\"\",L172/'Combined scenario - input'!$D157),\"\")","v":""},{"$f":"IFERROR(IF(OR(M172=\"\",'Combined scenario - input'!$D157=\"\"),\"\",M172/'Combined scenario - input'!$D157),\"\")","v":""},{"$f":"IFERROR(IF(OR(N172=\"\",'Combined scenario - input'!$D157=\"\"),\"\",N172/'Combined scenario - input'!$D157),\"\")","v":""},{"$f":"IFERROR(IF(OR(O172=\"\",'Combined scenario - input'!$D157=\"\"),\"\",O172/'Combined scenario - input'!$D157),\"\")","v":""},{"$f":"IFERROR(IF(OR(P172=\"\",'Combined scenario - input'!$D157=\"\"),\"\",P172/'Combined scenario - input'!$D157),\"\")","v":""},{"$f":"IFERROR(IF(OR(Q172=\"\",'Combined scenario - input'!$D157=\"\"),\"\",Q172/'Combined scenario - input'!$D157),\"\")","v":""},{"$f":"IFERROR(IF(OR(R172=\"\",'Combined scenario - input'!$D157=\"\"),\"\",R172/'Combined scenario - input'!$D157),\"\")","v":""},{"$f":"IFERROR(IF(OR(S172=\"\",'Combined scenario - input'!$D157=\"\"),\"\",S172/'Combined scenario - input'!$D157),\"\")","v":""},{"$f":"IFERROR(IF(OR(T172=\"\",'Combined scenario - input'!$D157=\"\"),\"\",T172/'Combined scenario - input'!$D157),\"\")","v":""},{"$f":"IFERROR(IF(OR(U172=\"\",'Combined scenario - input'!$D157=\"\"),\"\",U172/'Combined scenario - input'!$D157),\"\")","v":""},{"$f":"IFERROR(IF(OR(V172=\"\",'Combined scenario - input'!$D157=\"\"),\"\",V172/'Combined scenario - input'!$D157),\"\")","v":""},{"$f":"IFERROR(IF(OR(W172=\"\",'Combined scenario - input'!$D157=\"\"),\"\",W172/'Combined scenario - input'!$D157),\"\")","v":""}]
[{"$f":"IFERROR('Combined scenario - input'!A158,\"\")","v":""},{"$f":"IFERROR('Combined scenario - input'!B158,\"\")","v":""},{"$f":"IFERROR('Combined scenario - input'!C158,\"\")","v":""},{"$f":"IFERROR(repcalc('Combined scenario - input'!$CV158:$GH158,'Combined scenario - input'!$G158,'Combined scenario - input'!$E158,'Combined scenario - input'!$F158,20,TRUE,TRUE),\"\")","v":""},"","","","","","","","","","","","","","","","","","","",{"$f":"IFERROR(IF(OR(D173=\"\",'Combined scenario - input'!$D158=\"\"),\"\",D173/'Combined scenario - input'!$D158),\"\")","v":""},{"$f":"IFERROR(IF(OR(E173=\"\",'Combined scenario - input'!$D158=\"\"),\"\",E173/'Combined scenario - input'!$D158),\"\")","v":""},{"$f":"IFERROR(IF(OR(F173=\"\",'Combined scenario - input'!$D158=\"\"),\"\",F173/'Combined scenario - input'!$D158),\"\")","v":""},{"$f":"IFERROR(IF(OR(G173=\"\",'Combined scenario - input'!$D158=\"\"),\"\",G173/'Combined scenario - input'!$D158),\"\")","v":""},{"$f":"IFERROR(IF(OR(H173=\"\",'Combined scenario - input'!$D158=\"\"),\"\",H173/'Combined scenario - input'!$D158),\"\")","v":""},{"$f":"IFERROR(IF(OR(I173=\"\",'Combined scenario - input'!$D158=\"\"),\"\",I173/'Combined scenario - input'!$D158),\"\")","v":""},{"$f":"IFERROR(IF(OR(J173=\"\",'Combined scenario - input'!$D158=\"\"),\"\",J173/'Combined scenario - input'!$D158),\"\")","v":""},{"$f":"IFERROR(IF(OR(K173=\"\",'Combined scenario - input'!$D158=\"\"),\"\",K173/'Combined scenario - input'!$D158),\"\")","v":""},{"$f":"IFERROR(IF(OR(L173=\"\",'Combined scenario - input'!$D158=\"\"),\"\",L173/'Combined scenario - input'!$D158),\"\")","v":""},{"$f":"IFERROR(IF(OR(M173=\"\",'Combined scenario - input'!$D158=\"\"),\"\",M173/'Combined scenario - input'!$D158),\"\")","v":""},{"$f":"IFERROR(IF(OR(N173=\"\",'Combined scenario - input'!$D158=\"\"),\"\",N173/'Combined scenario - input'!$D158),\"\")","v":""},{"$f":"IFERROR(IF(OR(O173=\"\",'Combined scenario - input'!$D158=\"\"),\"\",O173/'Combined scenario - input'!$D158),\"\")","v":""},{"$f":"IFERROR(IF(OR(P173=\"\",'Combined scenario - input'!$D158=\"\"),\"\",P173/'Combined scenario - input'!$D158),\"\")","v":""},{"$f":"IFERROR(IF(OR(Q173=\"\",'Combined scenario - input'!$D158=\"\"),\"\",Q173/'Combined scenario - input'!$D158),\"\")","v":""},{"$f":"IFERROR(IF(OR(R173=\"\",'Combined scenario - input'!$D158=\"\"),\"\",R173/'Combined scenario - input'!$D158),\"\")","v":""},{"$f":"IFERROR(IF(OR(S173=\"\",'Combined scenario - input'!$D158=\"\"),\"\",S173/'Combined scenario - input'!$D158),\"\")","v":""},{"$f":"IFERROR(IF(OR(T173=\"\",'Combined scenario - input'!$D158=\"\"),\"\",T173/'Combined scenario - input'!$D158),\"\")","v":""},{"$f":"IFERROR(IF(OR(U173=\"\",'Combined scenario - input'!$D158=\"\"),\"\",U173/'Combined scenario - input'!$D158),\"\")","v":""},{"$f":"IFERROR(IF(OR(V173=\"\",'Combined scenario - input'!$D158=\"\"),\"\",V173/'Combined scenario - input'!$D158),\"\")","v":""},{"$f":"IFERROR(IF(OR(W173=\"\",'Combined scenario - input'!$D158=\"\"),\"\",W173/'Combined scenario - input'!$D158),\"\")","v":""}]
[{"$f":"IFERROR('Combined scenario - input'!A159,\"\")","v":""},{"$f":"IFERROR('Combined scenario - input'!B159,\"\")","v":""},{"$f":"IFERROR('Combined scenario - input'!C159,\"\")","v":""},{"$f":"IFERROR(repcalc('Combined scenario - input'!$CV159:$GH159,'Combined scenario - input'!$G159,'Combined scenario - input'!$E159,'Combined scenario - input'!$F159,20,TRUE,TRUE),\"\")","v":""},"","","","","","","","","","","","","","","","","","","",{"$f":"IFERROR(IF(OR(D174=\"\",'Combined scenario - input'!$D159=\"\"),\"\",D174/'Combined scenario - input'!$D159),\"\")","v":""},{"$f":"IFERROR(IF(OR(E174=\"\",'Combined scenario - input'!$D159=\"\"),\"\",E174/'Combined scenario - input'!$D159),\"\")","v":""},{"$f":"IFERROR(IF(OR(F174=\"\",'Combined scenario - input'!$D159=\"\"),\"\",F174/'Combined scenario - input'!$D159),\"\")","v":""},{"$f":"IFERROR(IF(OR(G174=\"\",'Combined scenario - input'!$D159=\"\"),\"\",G174/'Combined scenario - input'!$D159),\"\")","v":""},{"$f":"IFERROR(IF(OR(H174=\"\",'Combined scenario - input'!$D159=\"\"),\"\",H174/'Combined scenario - input'!$D159),\"\")","v":""},{"$f":"IFERROR(IF(OR(I174=\"\",'Combined scenario - input'!$D159=\"\"),\"\",I174/'Combined scenario - input'!$D159),\"\")","v":""},{"$f":"IFERROR(IF(OR(J174=\"\",'Combined scenario - input'!$D159=\"\"),\"\",J174/'Combined scenario - input'!$D159),\"\")","v":""},{"$f":"IFERROR(IF(OR(K174=\"\",'Combined scenario - input'!$D159=\"\"),\"\",K174/'Combined scenario - input'!$D159),\"\")","v":""},{"$f":"IFERROR(IF(OR(L174=\"\",'Combined scenario - input'!$D159=\"\"),\"\",L174/'Combined scenario - input'!$D159),\"\")","v":""},{"$f":"IFERROR(IF(OR(M174=\"\",'Combined scenario - input'!$D159=\"\"),\"\",M174/'Combined scenario - input'!$D159),\"\")","v":""},{"$f":"IFERROR(IF(OR(N174=\"\",'Combined scenario - input'!$D159=\"\"),\"\",N174/'Combined scenario - input'!$D159),\"\")","v":""},{"$f":"IFERROR(IF(OR(O174=\"\",'Combined scenario - input'!$D159=\"\"),\"\",O174/'Combined scenario - input'!$D159),\"\")","v":""},{"$f":"IFERROR(IF(OR(P174=\"\",'Combined scenario - input'!$D159=\"\"),\"\",P174/'Combined scenario - input'!$D159),\"\")","v":""},{"$f":"IFERROR(IF(OR(Q174=\"\",'Combined scenario - input'!$D159=\"\"),\"\",Q174/'Combined scenario - input'!$D159),\"\")","v":""},{"$f":"IFERROR(IF(OR(R174=\"\",'Combined scenario - input'!$D159=\"\"),\"\",R174/'Combined scenario - input'!$D159),\"\")","v":""},{"$f":"IFERROR(IF(OR(S174=\"\",'Combined scenario - input'!$D159=\"\"),\"\",S174/'Combined scenario - input'!$D159),\"\")","v":""},{"$f":"IFERROR(IF(OR(T174=\"\",'Combined scenario - input'!$D159=\"\"),\"\",T174/'Combined scenario - input'!$D159),\"\")","v":""},{"$f":"IFERROR(IF(OR(U174=\"\",'Combined scenario - input'!$D159=\"\"),\"\",U174/'Combined scenario - input'!$D159),\"\")","v":""},{"$f":"IFERROR(IF(OR(V174=\"\",'Combined scenario - input'!$D159=\"\"),\"\",V174/'Combined scenario - input'!$D159),\"\")","v":""},{"$f":"IFERROR(IF(OR(W174=\"\",'Combined scenario - input'!$D159=\"\"),\"\",W174/'Combined scenario - input'!$D159),\"\")","v":""}]
[{"$f":"IFERROR('Combined scenario - input'!A160,\"\")","v":""},{"$f":"IFERROR('Combined scenario - input'!B160,\"\")","v":""},{"$f":"IFERROR('Combined scenario - input'!C160,\"\")","v":""},{"$f":"IFERROR(repcalc('Combined scenario - input'!$CV160:$GH160,'Combined scenario - input'!$G160,'Combined scenario - input'!$E160,'Combined scenario - input'!$F160,20,TRUE,TRUE),\"\")","v":""},"","","","","","","","","","","","","","","","","","","",{"$f":"IFERROR(IF(OR(D175=\"\",'Combined scenario - input'!$D160=\"\"),\"\",D175/'Combined scenario - input'!$D160),\"\")","v":""},{"$f":"IFERROR(IF(OR(E175=\"\",'Combined scenario - input'!$D160=\"\"),\"\",E175/'Combined scenario - input'!$D160),\"\")","v":""},{"$f":"IFERROR(IF(OR(F175=\"\",'Combined scenario - input'!$D160=\"\"),\"\",F175/'Combined scenario - input'!$D160),\"\")","v":""},{"$f":"IFERROR(IF(OR(G175=\"\",'Combined scenario - input'!$D160=\"\"),\"\",G175/'Combined scenario - input'!$D160),\"\")","v":""},{"$f":"IFERROR(IF(OR(H175=\"\",'Combined scenario - input'!$D160=\"\"),\"\",H175/'Combined scenario - input'!$D160),\"\")","v":""},{"$f":"IFERROR(IF(OR(I175=\"\",'Combined scenario - input'!$D160=\"\"),\"\",I175/'Combined scenario - input'!$D160),\"\")","v":""},{"$f":"IFERROR(IF(OR(J175=\"\",'Combined scenario - input'!$D160=\"\"),\"\",J175/'Combined scenario - input'!$D160),\"\")","v":""},{"$f":"IFERROR(IF(OR(K175=\"\",'Combined scenario - input'!$D160=\"\"),\"\",K175/'Combined scenario - input'!$D160),\"\")","v":""},{"$f":"IFERROR(IF(OR(L175=\"\",'Combined scenario - input'!$D160=\"\"),\"\",L175/'Combined scenario - input'!$D160),\"\")","v":""},{"$f":"IFERROR(IF(OR(M175=\"\",'Combined scenario - input'!$D160=\"\"),\"\",M175/'Combined scenario - input'!$D160),\"\")","v":""},{"$f":"IFERROR(IF(OR(N175=\"\",'Combined scenario - input'!$D160=\"\"),\"\",N175/'Combined scenario - input'!$D160),\"\")","v":""},{"$f":"IFERROR(IF(OR(O175=\"\",'Combined scenario - input'!$D160=\"\"),\"\",O175/'Combined scenario - input'!$D160),\"\")","v":""},{"$f":"IFERROR(IF(OR(P175=\"\",'Combined scenario - input'!$D160=\"\"),\"\",P175/'Combined scenario - input'!$D160),\"\")","v":""},{"$f":"IFERROR(IF(OR(Q175=\"\",'Combined scenario - input'!$D160=\"\"),\"\",Q175/'Combined scenario - input'!$D160),\"\")","v":""},{"$f":"IFERROR(IF(OR(R175=\"\",'Combined scenario - input'!$D160=\"\"),\"\",R175/'Combined scenario - input'!$D160),\"\")","v":""},{"$f":"IFERROR(IF(OR(S175=\"\",'Combined scenario - input'!$D160=\"\"),\"\",S175/'Combined scenario - input'!$D160),\"\")","v":""},{"$f":"IFERROR(IF(OR(T175=\"\",'Combined scenario - input'!$D160=\"\"),\"\",T175/'Combined scenario - input'!$D160),\"\")","v":""},{"$f":"IFERROR(IF(OR(U175=\"\",'Combined scenario - input'!$D160=\"\"),\"\",U175/'Combined scenario - input'!$D160),\"\")","v":""},{"$f":"IFERROR(IF(OR(V175=\"\",'Combined scenario - input'!$D160=\"\"),\"\",V175/'Combined scenario - input'!$D160),\"\")","v":""},{"$f":"IFERROR(IF(OR(W175=\"\",'Combined scenario - input'!$D160=\"\"),\"\",W175/'Combined scenario - input'!$D160),\"\")","v":""}]